## Solar Sizing Calculator
STEP 1: Fill in some Stats about your Home |  |  | 10000 |  | STEP 2: Toggle 'No/Yes' and adjust Blue to modify Future Estimated Usage
Current (Pre-Solar) Annual Energy kilowatt hours (kWh) |  |  |  |  | Home Energy Usage Changes |  | Estimated kWh Usage | Est. Utility cost |  | Information on Estimates
State. | CA | County. | San Diego |  | Increase AC Usage | Yes | 1387.7378 | 346.9345 |  | NREL Resstock Data pulling avg. electric cooling kWh/per sqft based on various household factors. Source.
[5 empty] | Square footage of home | 2000
[5 empty] | Number of home occupants | 5
[5 empty] | Year house was built | 1990s
[5 empty] | Current Estimated Cooling kWh | 2775.4757
[5 empty] | Estimated % increase in cooling | 50%
[5 empty] | Get a Hot Tub | No | 0 | 0 |  | Assume 110V hot tub, 3 kWh to run, runs 30 hours/month = 540 kWh (Source).
[5 empty] | Get a Pool | No | 0 | 0 |  | 2,250 Watt pool pump, used 4 hours a day. Source. Can gut check with resstock data.
[5 empty] | Electric Vehicle |  | Est. kWh Usage | Est. Utility cost |  |  |  | Estimating Electric Vehicle Energy Usage
[5 empty] | Get an Electric Vehicle | Yes | 3054.5455 | 763.6364 |  |  |  | Avg Mi / charging kWh by EV type | Mi / kWh* | Mi / charging kWh**
[5 empty] | Annual Miles Driven | 12000 |  |  |  | Avg. American drives 13,476 miles per year. Source (DOT). |  | Standard Sized Full EV | 3.5 | 3.08
[5 empty] | Electric Vehicle Type | Chevy Bolt | [5 empty] | Truck Full EV | 2.5 | 2.2
[5 empty] | Miles / Charging kWh | 3.1429 |  |  |  | See table to right. Various sources- EV mfr websites. |  | Audi e-tron | 2.1739 | 1.913
[5 empty] | Miles Driven that are Electric | 100% |  |  |  | PHEVs support 20-40 miles on electricity. Source (DOE). That was found to support 54% of overall miles driven. Source (ICCT). |  | BMW i3 | 3.3333 | 2.9333
[5 empty] | Miles Charged at Home | 80% |  |  |  | Over 80% of miles will be charged at home. Source (DOE). |  | Plug in Hybrid | 3.5 | 3.08
[5 empty] | Electrify Your Home |  | Est. kWh Usage | Est. Utility cost |  |  |  | Chevy Bolt | 3.5714 | 3.1429
[5 empty] | Get a Heat Pump Water Heater | No | 0 | 0 |  | Hot Water Usage from Florida Solar Energy Center 2015. Source. |  | Ford Lightning | 2.3 | 2.024
[5 empty] | Adult (Age 23+) | 4 | [5 empty] | Hyundai Ioniq | 4 | 3.52
[5 empty] | Youth (Age 13-23) | 0 | [5 empty] | Kia Soul Electric | 3.4483 | 3.0345
[5 empty] | Child (Age 7-12) | 0 | [5 empty] | Nissan Leaf | 3.2258 | 2.8387
[5 empty] | Young Child (Age 0-6) | 0 | [5 empty] | Tesla Model 3 | 4.1667 | 3.6667
[5 empty] | Get an Electric Stove | Yes | 1000 | 250 |  | Assumes you use an electric stove and oven combined for 7 hours/week. Source. |  | Tesla Model X | 2.5641 | 2.2564
[5 empty] | Get an Electric Dryer | No | 0 | 0 |  | On average dryers use 1.95 kWh per load, 283 cycles annually. Source. |  | Tesla Model Y | 3.5714 | 3.1429
Solar Energy Offset |  | 154.4% | [9 empty] | Volkswagen e-Golf | 3.5714 | 3.1429
[5 empty] | STEP 3: Input your utility's estimated $/kWh rate to estimate Additional Annual Utility Cost |  | Est. Utility Rate ($/kWh): | 0.25 |  |  |  |  | *This is what the electric vehicle gets in miles per kWh in the battery
*Current Energy Usage is based on the utility bill data provided to your sales rep. If you did not provide all 12 months of data, SolarVpro uses Genaralbility to predict the estimated annual usage. | [6 empty] | Addl Annual Utility Cost: | 1360.5708 |  |  |  |  | **This converts kWh from the car battery to kWh from the grid/inverter, thus estimating the kWh you pay for. Assume we charge the EV battery with 10-15% inefficiency
Details on EV charging losses: Car and Driver
[7 empty] | Extra Monthly Utility Cost: | 113.3809
[7 empty] | Total Monthly Utility : | 321.7142
GRAPH DATA |  |  |  |  | Current Energy Usage Cost | 2500 | 208.3333
| Current Energy Usage* | Future Estimated Usage
Current Energy Needs | 10000 | 10000
Energy Usage Changes | 0 | 1387.7378
Get an Electric Vehicle | 0 | 3054.5455
Electrify Your Home | 0 | 1000
OLD - NOT CURRENTLY USING
Get Heat Pump Space Heat | No | 0 |  | Avg. kWh used by heat pump is XX. Avg. # of heat pumps bought is Y. Source
Estimated Number of Units | 4
|  |  |  | Estimating New AC Usage |  |  | Estimating New AC Usage: Duty Cycle (% of the time is the system running)
Get AC | No | 0 | 0 | AC Unit Type | Watts Used / hour | Source | Climate type | Summer | Fall/Spring | Winter | Average Duty Cycle
Type of AC Unit | Mini Split |  |  | Mini Split | 2000 |  | # of months | 3 | 6 | 3
Climate Type | Coastal mild (Bay Area) |  |  | Central Air Unit | 3000 |  | Coastal mild (Bay Area) | 20% | 10% | 0% | 10%
Number of AC Units you plan to buy | 1
|  |  |  | Large AC | 4100 |  | Hot dry (Arizona) | 50% | 20% | 10% | 25%
|  |  |  | Midsized AC | 2900 |  | Hot humid (Hawaii) | 50% | 30% | 20% | 32.5%
|  |  |  | Large window AC | 1440 |  | Cold dry (Illinois) | 15% | 5% | 0% | 6.25%
|  |  |  | Medium window AC | 900 |  | Cold wet (Massachusetts) | 15% | 5% | 0% | 6.25%
|  |  |  | Small window AC | 500

## EVs Gas vs Solar
Electric Vehicle |  | Gas Vehicle
Utility Off-peak rate ($/kWh) | 0.25 | Gallon of Gas | 2
Annual kWh needed | 3054.5455 | Miles / gallon | 16
|  | Annual Miles Driven | 12000
Annual Cost | 763.6364 | Annual Cost | 1500 |  | Annual Cost | Average Monthly Cost
Average Monthly Cost | 63.6364 | Average Monthly Cost | 125 | Electric Vehicle | 763.6364 | 63.6364
|  |  |  | Gas Vehicle | 1500 | 125

## AC Changes (hidden)
Output: Customer Information |  | Notes |  |  |  |  | Subset of the Resstock dataset below only includes: |  |  |  | sqft ranges
IECC Climate Zone | 3B | Mean electric cooling kWh/sq ft varies a lot by climate zone These climate zones are broad and have micro climates so we may want more granularity |  |  |  |  | 1) Single family-detached homes 2) homes without PV |  |  |  | 500-749
Sq ft of House | 2000-2499 | Mean electric cooling kWh/sq ft increases with # of occupants due to data consistencies, if someone has 6+ occupants, we will use data for hh_size=6 |  |  |  |  | 3) homes that are occupied 4) homes <4000 sqft |  |  |  | 750-999
Vintage | 1990s | Newer builds are more efficient - they have a lower mean electric cooling kWh/sq ft | [8 empty] | 1000-1499
Occupants | 5 | Mean electric cooling kWh/sq ft increases with # of occupants due to data consistencies, if someone has 6+ occupants, we will use data for hh_size=6 | [8 empty] | 1500-1999
Mean Energy consumed by Electric Cooling systems / Sqft | 1.3877 | [9 empty] | 2000-2499
Count of homes | 26 | [9 empty] | 2500-2999
3000-3999
iecc_cz | sqft | vintage | hh_size | total_mean_kWh | total_stddev_kWh | total_mean_kWh/sf | total_stddev_kWh/sf | cool_mean_kWh | cool_std_kWh | cool_mean_kWh/sf | cool_std_kWh/sf | count
1A | 500-749 | <1940 | 1 | 13817.5258 | 2257.504 | 21.8286 | 3.5664 | 4695.6331 | 1480.4785 | 7.4181 | 2.3388 | 3
1A | 500-749 | <1940 | 2 | 10850.5368 | 1329.2169 | 17.1414 | 2.0999 | 3789.5957 | 1003.6732 | 5.9867 | 1.5856 | 2
1A | 500-749 | <1940 | 3 | 12471.3114 |  | 19.7019 |  | 4224.8767 |  | 6.6744 |  | 1
1A | 500-749 | <1940 | 4 | [8 empty] | 0
1A | 500-749 | <1940 | 5 | [8 empty] | 0
1A | 500-749 | <1940 | 6 | [8 empty] | 0
1A | 500-749 | <1940 | 7 | [8 empty] | 0
1A | 500-749 | <1940 | 8 | [8 empty] | 0
1A | 500-749 | <1940 | 9 | [8 empty] | 0
1A | 500-749 | <1940 | 10 | [8 empty] | 0
1A | 500-749 | 1940s | 1 | [8 empty] | 0
1A | 500-749 | 1940s | 2 | [8 empty] | 0
1A | 500-749 | 1940s | 3 | [8 empty] | 0
1A | 500-749 | 1940s | 4 | 12045.0407 |  | 19.0285 |  | 3925.8481 |  | 6.202 |  | 1
1A | 500-749 | 1940s | 5 | [8 empty] | 0
1A | 500-749 | 1940s | 6 | [8 empty] | 0
1A | 500-749 | 1940s | 7 | [8 empty] | 0
1A | 500-749 | 1940s | 8 | [8 empty] | 0
1A | 500-749 | 1940s | 9 | [8 empty] | 0
1A | 500-749 | 1940s | 10 | [8 empty] | 0
1A | 500-749 | 1950s | 1 | 9070.0033 |  | 14.3286 |  | 4644.7955 |  | 7.3377 |  | 1
1A | 500-749 | 1950s | 2 | 9958.0622 | 1752.2118 | 15.7315 | 2.7681 | 3688.0642 | 311.5684 | 5.8263 | 0.49221 | 2
1A | 500-749 | 1950s | 3 | 17963.1186 |  | 28.3778 |  | 3885.8938 |  | 6.1389 |  | 1
1A | 500-749 | 1950s | 4 | [8 empty] | 0
1A | 500-749 | 1950s | 5 | [8 empty] | 0
1A | 500-749 | 1950s | 6 | [8 empty] | 0
1A | 500-749 | 1950s | 7 | [8 empty] | 0
1A | 500-749 | 1950s | 8 | [8 empty] | 0
1A | 500-749 | 1950s | 9 | [8 empty] | 0
1A | 500-749 | 1950s | 10 | [8 empty] | 0
1A | 500-749 | 1960s | 1 | 8708.1552 | 1437.6447 | 13.757 | 2.2712 | 3394.731 | 255.9265 | 5.3629 | 0.40431 | 2
1A | 500-749 | 1960s | 2 | 12408.1747 | 937.5224 | 19.6022 | 1.4811 | 5219.1364 | 1146.4621 | 8.2451 | 1.8112 | 3
1A | 500-749 | 1960s | 3 | [8 empty] | 0
1A | 500-749 | 1960s | 4 | [8 empty] | 0
1A | 500-749 | 1960s | 5 | [8 empty] | 0
1A | 500-749 | 1960s | 6 | [8 empty] | 0
1A | 500-749 | 1960s | 7 | [8 empty] | 0
1A | 500-749 | 1960s | 8 | [8 empty] | 0
1A | 500-749 | 1960s | 9 | [8 empty] | 0
1A | 500-749 | 1960s | 10 | [8 empty] | 0
1A | 500-749 | 1970s | 1 | 12779.6972 | 1285.814 | 20.1891 | 2.0313 | 3695.1077 | 776.2145 | 5.8375 | 1.2262 | 2
1A | 500-749 | 1970s | 2 | 10574.5986 | 2406.5931 | 16.7055 | 3.8019 | 3295.1233 | 858.4728 | 5.2056 | 1.3562 | 4
1A | 500-749 | 1970s | 3 | [8 empty] | 0
1A | 500-749 | 1970s | 4 | [8 empty] | 0
1A | 500-749 | 1970s | 5 | [8 empty] | 0
1A | 500-749 | 1970s | 6 | [8 empty] | 0
1A | 500-749 | 1970s | 7 | [8 empty] | 0
1A | 500-749 | 1970s | 8 | [8 empty] | 0
1A | 500-749 | 1970s | 9 | [8 empty] | 0
1A | 500-749 | 1970s | 10 | [8 empty] | 0
1A | 500-749 | 1980s | 1 | [8 empty] | 0
1A | 500-749 | 1980s | 2 | [8 empty] | 0
1A | 500-749 | 1980s | 3 | [8 empty] | 0
1A | 500-749 | 1980s | 4 | [8 empty] | 0
1A | 500-749 | 1980s | 5 | [8 empty] | 0
1A | 500-749 | 1980s | 6 | [8 empty] | 0
1A | 500-749 | 1980s | 7 | [8 empty] | 0
1A | 500-749 | 1980s | 8 | [8 empty] | 0
1A | 500-749 | 1980s | 9 | [8 empty] | 0
1A | 500-749 | 1980s | 10 | [8 empty] | 0
1A | 500-749 | 1990s | 1 | [8 empty] | 0
1A | 500-749 | 1990s | 2 | [8 empty] | 0
1A | 500-749 | 1990s | 3 | [8 empty] | 0
1A | 500-749 | 1990s | 4 | [8 empty] | 0
1A | 500-749 | 1990s | 5 | [8 empty] | 0
1A | 500-749 | 1990s | 6 | [8 empty] | 0
1A | 500-749 | 1990s | 7 | [8 empty] | 0
1A | 500-749 | 1990s | 8 | [8 empty] | 0
1A | 500-749 | 1990s | 9 | [8 empty] | 0
1A | 500-749 | 1990s | 10 | [8 empty] | 0
1A | 500-749 | 2000s | 1 | [8 empty] | 0
1A | 500-749 | 2000s | 2 | [8 empty] | 0
1A | 500-749 | 2000s | 3 | [8 empty] | 0
1A | 500-749 | 2000s | 4 | [8 empty] | 0
1A | 500-749 | 2000s | 5 | [8 empty] | 0
1A | 500-749 | 2000s | 6 | [8 empty] | 0
1A | 500-749 | 2000s | 7 | [8 empty] | 0
1A | 500-749 | 2000s | 8 | [8 empty] | 0
1A | 500-749 | 2000s | 9 | [8 empty] | 0
1A | 500-749 | 2000s | 10 | [8 empty] | 0
1A | 500-749 | 2010s | 1 | [8 empty] | 0
1A | 500-749 | 2010s | 2 | [8 empty] | 0
1A | 500-749 | 2010s | 3 | [8 empty] | 0
1A | 500-749 | 2010s | 4 | [8 empty] | 0
1A | 500-749 | 2010s | 5 | [8 empty] | 0
1A | 500-749 | 2010s | 6 | [8 empty] | 0
1A | 500-749 | 2010s | 7 | [8 empty] | 0
1A | 500-749 | 2010s | 8 | [8 empty] | 0
1A | 500-749 | 2010s | 9 | [8 empty] | 0
1A | 500-749 | 2010s | 10 | [8 empty] | 0
1A | 750-999 | <1940 | 1 | 8770.5313 | 262.108 | 9.9102 | 0.29617 | 3628.0898 | 1198.5081 | 4.0995 | 1.3542 | 2
1A | 750-999 | <1940 | 2 | 11964.0063 | 2806.7501 | 13.5187 | 3.1715 | 4466.7636 | 1624.2197 | 5.0472 | 1.8353 | 2
1A | 750-999 | <1940 | 3 | [8 empty] | 0
1A | 750-999 | <1940 | 4 | 23034.1333 | 236.4664 | 26.0273 | 0.26719 | 8605.981 | 2884.1236 | 9.7243 | 3.2589 | 2
1A | 750-999 | <1940 | 5 | [8 empty] | 0
1A | 750-999 | <1940 | 6 | [8 empty] | 0
1A | 750-999 | <1940 | 7 | [8 empty] | 0
1A | 750-999 | <1940 | 8 | [8 empty] | 0
1A | 750-999 | <1940 | 9 | [8 empty] | 0
1A | 750-999 | <1940 | 10 | [8 empty] | 0
1A | 750-999 | 1940s | 1 | 11079.6097 | 1640.0955 | 12.5193 | 1.8532 | 4632.339 | 705.3485 | 5.2343 | 0.797 | 3
1A | 750-999 | 1940s | 2 | 15453.7112 | 1803.8014 | 17.4618 | 2.0382 | 5829.4649 | 1627.7727 | 6.587 | 1.8393 | 5
1A | 750-999 | 1940s | 3 | [8 empty] | 0
1A | 750-999 | 1940s | 4 | 13903.4564 | 1257.8438 | 15.7101 | 1.4213 | 3997.6595 | 1337.9009 | 4.5171 | 1.5118 | 2
1A | 750-999 | 1940s | 5 | [8 empty] | 0
1A | 750-999 | 1940s | 6 | [8 empty] | 0
1A | 750-999 | 1940s | 7 | [8 empty] | 0
1A | 750-999 | 1940s | 8 | [8 empty] | 0
1A | 750-999 | 1940s | 9 | [8 empty] | 0
1A | 750-999 | 1940s | 10 | [8 empty] | 0
1A | 750-999 | 1950s | 1 | 12486.9122 | 2794.2377 | 14.1095 | 3.1573 | 4903.1432 | 2478.4323 | 5.5403 | 2.8005 | 15
1A | 750-999 | 1950s | 2 | 15076.2293 | 2345.7278 | 17.0353 | 2.6505 | 5846.4711 | 1894.2223 | 6.6062 | 2.1404 | 15
1A | 750-999 | 1950s | 3 | 16792.7771 | 4640.1222 | 18.9749 | 5.2431 | 6872.4665 | 3736.0004 | 7.7655 | 4.2215 | 10
1A | 750-999 | 1950s | 4 | 17451.0856 | 6637.8294 | 19.7187 | 7.5004 | 7588.0879 | 4070.4092 | 8.5741 | 4.5993 | 3
1A | 750-999 | 1950s | 5 | 21665.6068 |  | 24.4809 |  | 3602.802 |  | 4.071 |  | 1
1A | 750-999 | 1950s | 6 | [8 empty] | 0
1A | 750-999 | 1950s | 7 | [8 empty] | 0
1A | 750-999 | 1950s | 8 | [8 empty] | 0
1A | 750-999 | 1950s | 9 | [8 empty] | 0
1A | 750-999 | 1950s | 10 | [8 empty] | 0
1A | 750-999 | 1960s | 1 | 13834.2022 | 2324.6138 | 15.6319 | 2.6267 | 5112.7861 | 2165.5373 | 5.7772 | 2.4469 | 9
1A | 750-999 | 1960s | 2 | 15432.9727 | 5307.9703 | 17.4384 | 5.9977 | 5726.4375 | 3659.2464 | 6.4706 | 4.1347 | 5
1A | 750-999 | 1960s | 3 | 17580.6312 | 3049.8806 | 19.8651 | 3.4462 | 5518.4787 | 431.3809 | 6.2356 | 0.48744 | 3
1A | 750-999 | 1960s | 4 | [8 empty] | 0
1A | 750-999 | 1960s | 5 | [8 empty] | 0
1A | 750-999 | 1960s | 6 | 23072.7186 |  | 26.0709 |  | 6733.698 |  | 7.6087 |  | 1
1A | 750-999 | 1960s | 7 | [8 empty] | 0
1A | 750-999 | 1960s | 8 | [8 empty] | 0
1A | 750-999 | 1960s | 9 | [8 empty] | 0
1A | 750-999 | 1960s | 10 | [8 empty] | 0
1A | 750-999 | 1970s | 1 | 9891.1478 | 1776.9526 | 11.1764 | 2.0079 | 3961.4628 | 1328.05 | 4.4762 | 1.5006 | 8
1A | 750-999 | 1970s | 2 | 12481.1906 | 3876.8025 | 14.103 | 4.3806 | 4695.5048 | 2274.8458 | 5.3057 | 2.5704 | 5
1A | 750-999 | 1970s | 3 | 12420.7419 | 1887.0848 | 14.0347 | 2.1323 | 3729.1985 | 618.1857 | 4.2138 | 0.69851 | 3
1A | 750-999 | 1970s | 4 | 19246.9199 | 5873.4913 | 21.7479 | 6.6367 | 6759.9515 | 1592.6999 | 7.6384 | 1.7997 | 2
1A | 750-999 | 1970s | 5 | 21913.203 |  | 24.7607 |  | 7420.7013 |  | 8.385 |  | 1
1A | 750-999 | 1970s | 6 | [8 empty] | 0
1A | 750-999 | 1970s | 7 | [8 empty] | 0
1A | 750-999 | 1970s | 8 | [8 empty] | 0
1A | 750-999 | 1970s | 9 | [8 empty] | 0
1A | 750-999 | 1970s | 10 | [8 empty] | 0
1A | 750-999 | 1980s | 1 | 10657.1635 | 1210.0995 | 12.042 | 1.3673 | 4149.3521 | 1.7039 | 4.6885 | 0.0019253 | 2
1A | 750-999 | 1980s | 2 | 8915.2273 |  | 10.0737 |  | 3388.3877 |  | 3.8287 |  | 1
1A | 750-999 | 1980s | 3 | [8 empty] | 0
1A | 750-999 | 1980s | 4 | [8 empty] | 0
1A | 750-999 | 1980s | 5 | [8 empty] | 0
1A | 750-999 | 1980s | 6 | [8 empty] | 0
1A | 750-999 | 1980s | 7 | [8 empty] | 0
1A | 750-999 | 1980s | 8 | [8 empty] | 0
1A | 750-999 | 1980s | 9 | [8 empty] | 0
1A | 750-999 | 1980s | 10 | [8 empty] | 0
1A | 750-999 | 1990s | 1 | 9581.7905 |  | 10.8269 |  | 4626.9807 |  | 5.2282 |  | 1
1A | 750-999 | 1990s | 2 | [8 empty] | 0
1A | 750-999 | 1990s | 3 | [8 empty] | 0
1A | 750-999 | 1990s | 4 | [8 empty] | 0
1A | 750-999 | 1990s | 5 | [8 empty] | 0
1A | 750-999 | 1990s | 6 | [8 empty] | 0
1A | 750-999 | 1990s | 7 | [8 empty] | 0
1A | 750-999 | 1990s | 8 | [8 empty] | 0
1A | 750-999 | 1990s | 9 | [8 empty] | 0
1A | 750-999 | 1990s | 10 | [8 empty] | 0
1A | 750-999 | 2000s | 1 | 10004.4377 | 3289.8468 | 11.3044 | 3.7173 | 2928.7946 | 1037.0625 | 3.3094 | 1.1718 | 3
1A | 750-999 | 2000s | 2 | 10572.7198 | 3035.5954 | 11.9466 | 3.4301 | 3250.1053 | 412.7957 | 3.6724 | 0.46644 | 3
1A | 750-999 | 2000s | 3 | [8 empty] | 0
1A | 750-999 | 2000s | 4 | [8 empty] | 0
1A | 750-999 | 2000s | 5 | [8 empty] | 0
1A | 750-999 | 2000s | 6 | [8 empty] | 0
1A | 750-999 | 2000s | 7 | [8 empty] | 0
1A | 750-999 | 2000s | 8 | [8 empty] | 0
1A | 750-999 | 2000s | 9 | [8 empty] | 0
1A | 750-999 | 2000s | 10 | [8 empty] | 0
1A | 750-999 | 2010s | 1 | [8 empty] | 0
1A | 750-999 | 2010s | 2 | 11608.7512 | 5906.6267 | 13.1172 | 6.6742 | 4080.3107 | 2453.7982 | 4.6105 | 2.7727 | 3
1A | 750-999 | 2010s | 3 | [8 empty] | 0
1A | 750-999 | 2010s | 4 | [8 empty] | 0
1A | 750-999 | 2010s | 5 | [8 empty] | 0
1A | 750-999 | 2010s | 6 | [8 empty] | 0
1A | 750-999 | 2010s | 7 | [8 empty] | 0
1A | 750-999 | 2010s | 8 | [8 empty] | 0
1A | 750-999 | 2010s | 9 | [8 empty] | 0
1A | 750-999 | 2010s | 10 | [8 empty] | 0
1A | 1000-1499 | <1940 | 1 | 14849.2269 | 4239.3922 | 12.1715 | 3.4749 | 6543.032 | 3335.5274 | 5.3631 | 2.734 | 4
1A | 1000-1499 | <1940 | 2 | 21426.429 | 3090.1331 | 17.5626 | 2.5329 | 7806.7661 | 2978.9707 | 6.399 | 2.4418 | 4
1A | 1000-1499 | <1940 | 3 | 21266.1324 | 6018.7074 | 17.4313 | 4.9334 | 8457.9684 | 4112.8178 | 6.9328 | 3.3712 | 3
1A | 1000-1499 | <1940 | 4 | 16737.6544 |  | 13.7194 |  | 8143.2822 |  | 6.6748 |  | 1
1A | 1000-1499 | <1940 | 5 | 19872.1052 |  | 16.2886 |  | 6704.0637 |  | 5.4951 |  | 1
1A | 1000-1499 | <1940 | 6 | [8 empty] | 0
1A | 1000-1499 | <1940 | 7 | [8 empty] | 0
1A | 1000-1499 | <1940 | 8 | [8 empty] | 0
1A | 1000-1499 | <1940 | 9 | [8 empty] | 0
1A | 1000-1499 | <1940 | 10 | [8 empty] | 0
1A | 1000-1499 | 1940s | 1 | 14691.3716 | 3316.1995 | 12.0421 | 2.7182 | 6026.3297 | 1911.378 | 4.9396 | 1.5667 | 12
1A | 1000-1499 | 1940s | 2 | 15320.6169 | 3741.8573 | 12.5579 | 3.0671 | 5406.966 | 1815.0835 | 4.4319 | 1.4878 | 16
1A | 1000-1499 | 1940s | 3 | 19529.4332 | 4582.339 | 16.0077 | 3.756 | 7372.8977 | 2696.097 | 6.0434 | 2.2099 | 9
1A | 1000-1499 | 1940s | 4 | 17421.8946 | 547.8784 | 14.2802 | 0.44908 | 5603.6772 | 683.9327 | 4.5932 | 0.5606 | 2
1A | 1000-1499 | 1940s | 5 | 22345.0187 | 5202.5085 | 18.3156 | 4.2644 | 7926.051 | 3218.285 | 6.4968 | 2.6379 | 4
1A | 1000-1499 | 1940s | 6 | [8 empty] | 0
1A | 1000-1499 | 1940s | 7 | [8 empty] | 0
1A | 1000-1499 | 1940s | 8 | [8 empty] | 0
1A | 1000-1499 | 1940s | 9 | [8 empty] | 0
1A | 1000-1499 | 1940s | 10 | [8 empty] | 0
1A | 1000-1499 | 1950s | 1 | 13832.3919 | 4702.9326 | 11.338 | 3.8549 | 5576.5567 | 2720.7407 | 4.5709 | 2.2301 | 44
1A | 1000-1499 | 1950s | 2 | 16536.4862 | 4153.4069 | 13.5545 | 3.4044 | 6736.8017 | 2416.1486 | 5.522 | 1.9804 | 46
1A | 1000-1499 | 1950s | 3 | 16194.1323 | 4758.2174 | 13.2739 | 3.9002 | 5323.9542 | 1752.7997 | 4.3639 | 1.4367 | 18
1A | 1000-1499 | 1950s | 4 | 19465.4925 | 5513.5527 | 15.9553 | 4.5193 | 7020.5987 | 3172.0042 | 5.7546 | 2.6 | 14
1A | 1000-1499 | 1950s | 5 | 16686.0363 | 1756.7518 | 13.6771 | 1.44 | 6688.8616 | 1269.1508 | 5.4827 | 1.0403 | 3
1A | 1000-1499 | 1950s | 6 | 19033.5123 |  | 15.6012 |  | 7057.056 |  | 5.7845 |  | 1
1A | 1000-1499 | 1950s | 7 | 17180.9387 |  | 14.0827 |  | 7397.6483 |  | 6.0636 |  | 1
1A | 1000-1499 | 1950s | 8 | [8 empty] | 0
1A | 1000-1499 | 1950s | 9 | [8 empty] | 0
1A | 1000-1499 | 1950s | 10 | [8 empty] | 0
1A | 1000-1499 | 1960s | 1 | 13257.9206 | 2762.67 | 10.8671 | 2.2645 | 5371.9992 | 1618.2344 | 4.4033 | 1.3264 | 26
1A | 1000-1499 | 1960s | 2 | 15119.5068 | 3590.8844 | 12.393 | 2.9433 | 5869.8322 | 2220.074 | 4.8113 | 1.8197 | 37
1A | 1000-1499 | 1960s | 3 | 16400.3856 | 4530.7728 | 13.4429 | 3.7137 | 5498.6625 | 1168.571 | 4.5071 | 0.95785 | 13
1A | 1000-1499 | 1960s | 4 | 17406.0788 | 4602.7782 | 14.2673 | 3.7728 | 5682.4266 | 1597.0101 | 4.6577 | 1.309 | 7
1A | 1000-1499 | 1960s | 5 | 20909.8516 | 7621.4716 | 17.1392 | 6.2471 | 7454.0683 | 2361.9931 | 6.1099 | 1.9361 | 3
1A | 1000-1499 | 1960s | 6 | 17606.143 |  | 14.4313 |  | 5316.0807 |  | 4.3574 |  | 1
1A | 1000-1499 | 1960s | 7 | [8 empty] | 0
1A | 1000-1499 | 1960s | 8 | [8 empty] | 0
1A | 1000-1499 | 1960s | 9 | [8 empty] | 0
1A | 1000-1499 | 1960s | 10 | [8 empty] | 0
1A | 1000-1499 | 1970s | 1 | 13643.2473 | 3904.0352 | 11.183 | 3.2 | 5320.9625 | 2223.6642 | 4.3614 | 1.8227 | 28
1A | 1000-1499 | 1970s | 2 | 13897.2648 | 3062.7696 | 11.3912 | 2.5105 | 5085.9483 | 1584.1519 | 4.1688 | 1.2985 | 42
1A | 1000-1499 | 1970s | 3 | 16494.4439 | 3973.8026 | 13.52 | 3.2572 | 6280.4663 | 2382.1162 | 5.1479 | 1.9526 | 19
1A | 1000-1499 | 1970s | 4 | 16202.8861 | 1687.8902 | 13.2811 | 1.3835 | 4755.8313 | 490.3919 | 3.8982 | 0.40196 | 5
1A | 1000-1499 | 1970s | 5 | 16296.5282 | 5114.9138 | 13.3578 | 4.1926 | 5810.5236 | 2453.8054 | 4.7627 | 2.0113 | 7
1A | 1000-1499 | 1970s | 6 | 18407.1471 | 5135.8799 | 15.0878 | 4.2097 | 7495.8798 | 2618.2999 | 6.1442 | 2.1461 | 3
1A | 1000-1499 | 1970s | 7 | 33384.9029 |  | 27.3647 |  | 7917.6036 |  | 6.4898 |  | 1
1A | 1000-1499 | 1970s | 8 | [8 empty] | 0
1A | 1000-1499 | 1970s | 9 | [8 empty] | 0
1A | 1000-1499 | 1970s | 10 | [8 empty] | 0
1A | 1000-1499 | 1980s | 1 | 13157.4076 | 3091.6335 | 10.7848 | 2.5341 | 5405.8454 | 1903.1367 | 4.431 | 1.5599 | 20
1A | 1000-1499 | 1980s | 2 | 14623.3666 | 4171.8412 | 11.9864 | 3.4195 | 5260.9397 | 2116.3958 | 4.3122 | 1.7348 | 28
1A | 1000-1499 | 1980s | 3 | 15046.4776 | 5145.2173 | 12.3332 | 4.2174 | 4836.8613 | 2027.1686 | 3.9646 | 1.6616 | 12
1A | 1000-1499 | 1980s | 4 | 13096.0379 | 7374.4569 | 10.7345 | 6.0446 | 4157.7117 | 2716.1943 | 3.408 | 2.2264 | 4
1A | 1000-1499 | 1980s | 5 | 15641.244 |  | 12.8207 |  | 6555.1885 |  | 5.3731 |  | 1
1A | 1000-1499 | 1980s | 6 | [8 empty] | 0
1A | 1000-1499 | 1980s | 7 | [8 empty] | 0
1A | 1000-1499 | 1980s | 8 | [8 empty] | 0
1A | 1000-1499 | 1980s | 9 | [8 empty] | 0
1A | 1000-1499 | 1980s | 10 | [8 empty] | 0
1A | 1000-1499 | 1990s | 1 | 12102.5831 | 2857.5832 | 9.9202 | 2.3423 | 4256.7471 | 1316.0054 | 3.4891 | 1.0787 | 28
1A | 1000-1499 | 1990s | 2 | 14339.7996 | 3517.0113 | 11.7539 | 2.8828 | 4646.872 | 1636.9574 | 3.8089 | 1.3418 | 35
1A | 1000-1499 | 1990s | 3 | 14361.562 | 4348.6757 | 11.7718 | 3.5645 | 5005.087 | 1306.1162 | 4.1025 | 1.0706 | 10
1A | 1000-1499 | 1990s | 4 | 16745.4547 | 5522.0089 | 13.7258 | 4.5262 | 5719.0627 | 2087.743 | 4.6878 | 1.7113 | 10
1A | 1000-1499 | 1990s | 5 | 16490.3258 | 4672.5267 | 13.5167 | 3.8299 | 5376.2648 | 862.0482 | 4.4068 | 0.7066 | 5
1A | 1000-1499 | 1990s | 6 | [8 empty] | 0
1A | 1000-1499 | 1990s | 7 | [8 empty] | 0
1A | 1000-1499 | 1990s | 8 | [8 empty] | 0
1A | 1000-1499 | 1990s | 9 | [8 empty] | 0
1A | 1000-1499 | 1990s | 10 | [8 empty] | 0
1A | 1000-1499 | 2000s | 1 | 11085.6572 | 3104.4565 | 9.0866 | 2.5446 | 3679.8744 | 1185.9202 | 3.0163 | 0.97207 | 10
1A | 1000-1499 | 2000s | 2 | 14784.2857 | 4177.9417 | 12.1183 | 3.4245 | 5933.4851 | 2571.5807 | 4.8635 | 2.1079 | 11
1A | 1000-1499 | 2000s | 3 | 15823.8021 | 3172.5197 | 12.9703 | 2.6004 | 4775.4697 | 959.9289 | 3.9143 | 0.78683 | 4
1A | 1000-1499 | 2000s | 4 | 14559.6529 | 4120.9757 | 11.9341 | 3.3778 | 5945.324 | 2859.8909 | 4.8732 | 2.3442 | 2
1A | 1000-1499 | 2000s | 5 | 12910.9452 |  | 10.5827 |  | 3620.9137 |  | 2.968 |  | 1
1A | 1000-1499 | 2000s | 6 | [8 empty] | 0
1A | 1000-1499 | 2000s | 7 | [8 empty] | 0
1A | 1000-1499 | 2000s | 8 | [8 empty] | 0
1A | 1000-1499 | 2000s | 9 | [8 empty] | 0
1A | 1000-1499 | 2000s | 10 | [8 empty] | 0
1A | 1000-1499 | 2010s | 1 | [8 empty] | 0
1A | 1000-1499 | 2010s | 2 | [8 empty] | 0
1A | 1000-1499 | 2010s | 3 | [8 empty] | 0
1A | 1000-1499 | 2010s | 4 | [8 empty] | 0
1A | 1000-1499 | 2010s | 5 | [8 empty] | 0
1A | 1000-1499 | 2010s | 6 | [8 empty] | 0
1A | 1000-1499 | 2010s | 7 | [8 empty] | 0
1A | 1000-1499 | 2010s | 8 | [8 empty] | 0
1A | 1000-1499 | 2010s | 9 | [8 empty] | 0
1A | 1000-1499 | 2010s | 10 | [8 empty] | 0
1A | 1500-1999 | <1940 | 1 | 16894.2252 | 2915.1761 | 9.9966 | 1.725 | 7359.9047 | 1666.0413 | 4.355 | 0.98582 | 9
1A | 1500-1999 | <1940 | 2 | 16700.9773 | 3281.7307 | 9.8822 | 1.9419 | 6018.2124 | 1702.9441 | 3.5611 | 1.0077 | 10
1A | 1500-1999 | <1940 | 3 | 15142.6965 | 3214.4861 | 8.9602 | 1.9021 | 4656.7313 | 980.3322 | 2.7555 | 0.58008 | 4
1A | 1500-1999 | <1940 | 4 | 35188.4344 |  | 20.8216 |  | 15119.3654 |  | 8.9464 |  | 1
1A | 1500-1999 | <1940 | 5 | 23690.544 |  | 14.0181 |  | 11818.589 |  | 6.9932 |  | 1
1A | 1500-1999 | <1940 | 6 | [8 empty] | 0
1A | 1500-1999 | <1940 | 7 | [8 empty] | 0
1A | 1500-1999 | <1940 | 8 | [8 empty] | 0
1A | 1500-1999 | <1940 | 9 | [8 empty] | 0
1A | 1500-1999 | <1940 | 10 | [8 empty] | 0
1A | 1500-1999 | 1940s | 1 | 16818.6106 | 2402.9875 | 9.9518 | 1.4219 | 6670.1162 | 1322.4602 | 3.9468 | 0.78252 | 10
1A | 1500-1999 | 1940s | 2 | 17473.6591 | 3743.7016 | 10.3394 | 2.2152 | 7722.7859 | 2737.3763 | 4.5697 | 1.6197 | 10
1A | 1500-1999 | 1940s | 3 | 20382.9704 | 2685.6056 | 12.0609 | 1.5891 | 8102.0827 | 1356.0714 | 4.7941 | 0.80241 | 8
1A | 1500-1999 | 1940s | 4 | 17240.9213 | 2515.8423 | 10.2017 | 1.4887 | 5722.819 | 1581.6124 | 3.3863 | 0.93587 | 6
1A | 1500-1999 | 1940s | 5 | 29493.5487 | 4200.3816 | 17.4518 | 2.4854 | 11690.974 | 592.7173 | 6.9177 | 0.35072 | 2
1A | 1500-1999 | 1940s | 6 | [8 empty] | 0
1A | 1500-1999 | 1940s | 7 | [8 empty] | 0
1A | 1500-1999 | 1940s | 8 | [8 empty] | 0
1A | 1500-1999 | 1940s | 9 | [8 empty] | 0
1A | 1500-1999 | 1940s | 10 | [8 empty] | 0
1A | 1500-1999 | 1950s | 1 | 15750.1666 | 3021.047 | 9.3196 | 1.7876 | 6232.652 | 1880.9633 | 3.688 | 1.113 | 39
1A | 1500-1999 | 1950s | 2 | 17800.2783 | 6123.6437 | 10.5327 | 3.6235 | 7279.5206 | 3617.7961 | 4.3074 | 2.1407 | 39
1A | 1500-1999 | 1950s | 3 | 18701.9336 | 4417.4326 | 11.0662 | 2.6139 | 7358.8627 | 2481.7052 | 4.3544 | 1.4685 | 14
1A | 1500-1999 | 1950s | 4 | 21077.3481 | 5310.5889 | 12.4718 | 3.1424 | 7076.5851 | 2524.0715 | 4.1873 | 1.4935 | 18
1A | 1500-1999 | 1950s | 5 | 25762.4437 | 7260.7563 | 15.244 | 4.2963 | 9514.2764 | 4815.1992 | 5.6297 | 2.8492 | 6
1A | 1500-1999 | 1950s | 6 | 29342.1791 |  | 17.3622 |  | 5768.251 |  | 3.4132 |  | 1
1A | 1500-1999 | 1950s | 7 | 23982.3895 | 3111.1327 | 14.1908 | 1.8409 | 8209.468 | 2100.915 | 4.8577 | 1.2431 | 2
1A | 1500-1999 | 1950s | 8 | [8 empty] | 0
1A | 1500-1999 | 1950s | 9 | [8 empty] | 0
1A | 1500-1999 | 1950s | 10 | [8 empty] | 0
1A | 1500-1999 | 1960s | 1 | 17185.2062 | 4578.5864 | 10.1688 | 2.7092 | 7063.2335 | 2479.4296 | 4.1794 | 1.4671 | 31
1A | 1500-1999 | 1960s | 2 | 16888.9704 | 4465.8138 | 9.9935 | 2.6425 | 6414.8986 | 2566.3269 | 3.7958 | 1.5185 | 58
1A | 1500-1999 | 1960s | 3 | 17756.509 | 3287.3733 | 10.5068 | 1.9452 | 6423.372 | 1843.4877 | 3.8008 | 1.0908 | 22
1A | 1500-1999 | 1960s | 4 | 19237.6205 | 4496.6456 | 11.3832 | 2.6607 | 6640.3995 | 2627.8067 | 3.9292 | 1.5549 | 17
1A | 1500-1999 | 1960s | 5 | 23990.3415 | 7226.9729 | 14.1955 | 4.2763 | 9597.7518 | 3977.1514 | 5.6791 | 2.3533 | 6
1A | 1500-1999 | 1960s | 6 | 23171.744 |  | 13.7111 |  | 6731.8869 |  | 3.9834 |  | 1
1A | 1500-1999 | 1960s | 7 | [8 empty] | 0
1A | 1500-1999 | 1960s | 8 | 23183.3237 |  | 13.7179 |  | 6231.4811 |  | 3.6873 |  | 1
1A | 1500-1999 | 1960s | 9 | [8 empty] | 0
1A | 1500-1999 | 1960s | 10 | 32767.0238 |  | 19.3888 |  | 11049.9927 |  | 6.5385 |  | 1
1A | 1500-1999 | 1970s | 1 | 15620.3448 | 4012.962 | 9.2428 | 2.3745 | 6772.3103 | 2565.669 | 4.0073 | 1.5181 | 46
1A | 1500-1999 | 1970s | 2 | 16682.2923 | 4320.0461 | 9.8712 | 2.5562 | 6150.979 | 2634.562 | 3.6396 | 1.5589 | 52
1A | 1500-1999 | 1970s | 3 | 17625.7459 | 5789.2623 | 10.4294 | 3.4256 | 6138.2244 | 2604.2064 | 3.6321 | 1.541 | 28
1A | 1500-1999 | 1970s | 4 | 19285.3987 | 4938.847 | 11.4115 | 2.9224 | 6891.1343 | 3205.3773 | 4.0776 | 1.8967 | 12
1A | 1500-1999 | 1970s | 5 | 20204.5744 | 5096.4659 | 11.9554 | 3.0157 | 8099.9303 | 4826.6247 | 4.7929 | 2.856 | 5
1A | 1500-1999 | 1970s | 6 | 13825.4045 |  | 8.1807 |  | 4345.7239 |  | 2.5714 |  | 1
1A | 1500-1999 | 1970s | 7 | 18868.389 |  | 11.1647 |  | 6048.8293 |  | 3.5792 |  | 1
1A | 1500-1999 | 1970s | 8 | [8 empty] | 0
1A | 1500-1999 | 1970s | 9 | [8 empty] | 0
1A | 1500-1999 | 1970s | 10 | [8 empty] | 0
1A | 1500-1999 | 1980s | 1 | 14379.2217 | 3666.5348 | 8.5084 | 2.1695 | 5377.117 | 2516.4515 | 3.1817 | 1.489 | 36
1A | 1500-1999 | 1980s | 2 | 18409.1254 | 5055.6743 | 10.893 | 2.9915 | 7250.5816 | 3437.5065 | 4.2903 | 2.034 | 35
1A | 1500-1999 | 1980s | 3 | 17176.3428 | 4796.921 | 10.1635 | 2.8384 | 5928.4052 | 2901.8922 | 3.5079 | 1.7171 | 22
1A | 1500-1999 | 1980s | 4 | 15630.556 | 2072.7885 | 9.2488 | 1.2265 | 5307.9393 | 894.7746 | 3.1408 | 0.52945 | 4
1A | 1500-1999 | 1980s | 5 | 21361.1226 | 3942.6223 | 12.6397 | 2.3329 | 5061.974 | 902.1189 | 2.9953 | 0.5338 | 4
1A | 1500-1999 | 1980s | 6 | [8 empty] | 0
1A | 1500-1999 | 1980s | 7 | [8 empty] | 0
1A | 1500-1999 | 1980s | 8 | [8 empty] | 0
1A | 1500-1999 | 1980s | 9 | [8 empty] | 0
1A | 1500-1999 | 1980s | 10 | [8 empty] | 0
1A | 1500-1999 | 1990s | 1 | 14161.4959 | 3554.2774 | 8.3796 | 2.1031 | 5634.3558 | 2485.6786 | 3.3339 | 1.4708 | 28
1A | 1500-1999 | 1990s | 2 | 15616.2831 | 3759.7432 | 9.2404 | 2.2247 | 5665.0966 | 2040.5695 | 3.3521 | 1.2074 | 52
1A | 1500-1999 | 1990s | 3 | 15879.0923 | 4379.0913 | 9.3959 | 2.5912 | 5431.4183 | 1839.9605 | 3.2139 | 1.0887 | 26
1A | 1500-1999 | 1990s | 4 | 19093.7534 | 5457.6085 | 11.2981 | 3.2294 | 6777.8656 | 2462.0088 | 4.0106 | 1.4568 | 18
1A | 1500-1999 | 1990s | 5 | 18678.2062 | 3336.2455 | 11.0522 | 1.9741 | 5541.3662 | 1559.3433 | 3.2789 | 0.92269 | 9
1A | 1500-1999 | 1990s | 6 | 30817.7424 | 7488.9174 | 18.2354 | 4.4313 | 11693.8732 | 3988.8911 | 6.9195 | 2.3603 | 2
1A | 1500-1999 | 1990s | 7 | [8 empty] | 0
1A | 1500-1999 | 1990s | 8 | [8 empty] | 0
1A | 1500-1999 | 1990s | 9 | [8 empty] | 0
1A | 1500-1999 | 1990s | 10 | [8 empty] | 0
1A | 1500-1999 | 2000s | 1 | 12447.6825 | 3738.1146 | 7.3655 | 2.2119 | 3775.3261 | 1519.0529 | 2.2339 | 0.89885 | 13
1A | 1500-1999 | 2000s | 2 | 15581.6525 | 3076.7667 | 9.2199 | 1.8206 | 5273.5736 | 1122.8631 | 3.1205 | 0.66442 | 11
1A | 1500-1999 | 2000s | 3 | 14752.7556 | 4545.9509 | 8.7294 | 2.6899 | 4852.1017 | 1796.1098 | 2.8711 | 1.0628 | 8
1A | 1500-1999 | 2000s | 4 | 18898.3525 | 3030.0622 | 11.1825 | 1.7929 | 5652.746 | 2132.6439 | 3.3448 | 1.2619 | 5
1A | 1500-1999 | 2000s | 5 | 16165.3489 | 3301.537 | 9.5653 | 1.9536 | 5136.4154 | 1531.574 | 3.0393 | 0.90626 | 5
1A | 1500-1999 | 2000s | 6 | 29387.9873 |  | 17.3893 |  | 7870.9008 |  | 4.6573 |  | 1
1A | 1500-1999 | 2000s | 7 | 28359.1212 |  | 16.7805 |  | 7269.8395 |  | 4.3017 |  | 1
1A | 1500-1999 | 2000s | 8 | [8 empty] | 0
1A | 1500-1999 | 2000s | 9 | [8 empty] | 0
1A | 1500-1999 | 2000s | 10 | [8 empty] | 0
1A | 1500-1999 | 2010s | 1 | 15265.0822 | 285.0843 | 9.0326 | 0.16869 | 4280.5461 | 35.0782 | 2.5329 | 0.020756 | 2
1A | 1500-1999 | 2010s | 2 | 10874.3588 | 1806.411 | 6.4345 | 1.0689 | 3190.0423 | 1363.8104 | 1.8876 | 0.80699 | 2
1A | 1500-1999 | 2010s | 3 | 13587.6838 |  | 8.04 |  | 4548.9896 |  | 2.6917 |  | 1
1A | 1500-1999 | 2010s | 4 | 23004.6822 | 4204.4461 | 13.6122 | 2.4878 | 6667.5327 | 1237.1713 | 3.9453 | 0.73205 | 2
1A | 1500-1999 | 2010s | 5 | [8 empty] | 0
1A | 1500-1999 | 2010s | 6 | [8 empty] | 0
1A | 1500-1999 | 2010s | 7 | [8 empty] | 0
1A | 1500-1999 | 2010s | 8 | [8 empty] | 0
1A | 1500-1999 | 2010s | 9 | [8 empty] | 0
1A | 1500-1999 | 2010s | 10 | [8 empty] | 0
1A | 2000-2499 | <1940 | 1 | 20993.5571 | 3955.6422 | 9.6478 | 1.8179 | 9176.3467 | 2697.5105 | 4.2171 | 1.2397 | 5
1A | 2000-2499 | <1940 | 2 | 21180.1075 | 6343.0714 | 9.7335 | 2.915 | 8498.9161 | 2092.9615 | 3.9058 | 0.96184 | 4
1A | 2000-2499 | <1940 | 3 | [8 empty] | 0
1A | 2000-2499 | <1940 | 4 | 19891.7918 |  | 9.1414 |  | 6030.8205 |  | 2.7715 |  | 1
1A | 2000-2499 | <1940 | 5 | [8 empty] | 0
1A | 2000-2499 | <1940 | 6 | [8 empty] | 0
1A | 2000-2499 | <1940 | 7 | [8 empty] | 0
1A | 2000-2499 | <1940 | 8 | [8 empty] | 0
1A | 2000-2499 | <1940 | 9 | [8 empty] | 0
1A | 2000-2499 | <1940 | 10 | [8 empty] | 0
1A | 2000-2499 | 1940s | 1 | 18685.8619 | 2766.6402 | 8.5873 | 1.2714 | 8411.0271 | 2261.0312 | 3.8654 | 1.0391 | 5
1A | 2000-2499 | 1940s | 2 | 24619.0025 | 3594.2535 | 11.3139 | 1.6518 | 10352.755 | 3440.0268 | 4.7577 | 1.5809 | 5
1A | 2000-2499 | 1940s | 3 | 23011.419 |  | 10.5751 |  | 14011.5202 |  | 6.4391 |  | 1
1A | 2000-2499 | 1940s | 4 | 21913.8872 | 7653.2215 | 10.0707 | 3.5171 | 8027.9991 | 2752.5204 | 3.6893 | 1.2649 | 2
1A | 2000-2499 | 1940s | 5 | 31958.9586 |  | 14.687 |  | 14842.3194 |  | 6.8209 |  | 1
1A | 2000-2499 | 1940s | 6 | [8 empty] | 0
1A | 2000-2499 | 1940s | 7 | [8 empty] | 0
1A | 2000-2499 | 1940s | 8 | [8 empty] | 0
1A | 2000-2499 | 1940s | 9 | [8 empty] | 0
1A | 2000-2499 | 1940s | 10 | [8 empty] | 0
1A | 2000-2499 | 1950s | 1 | 18126.5032 | 4262.7455 | 8.3302 | 1.959 | 6950.3202 | 2822.1866 | 3.1941 | 1.297 | 11
1A | 2000-2499 | 1950s | 2 | 20906.2713 | 4695.3579 | 9.6077 | 2.1578 | 8109.0679 | 3576.5731 | 3.7266 | 1.6436 | 18
1A | 2000-2499 | 1950s | 3 | 21419.3507 | 6364.4161 | 9.8435 | 2.9248 | 9582.4939 | 3145.2843 | 4.4037 | 1.4454 | 8
1A | 2000-2499 | 1950s | 4 | 24210.9341 | 6217.1571 | 11.1263 | 2.8571 | 8722.2305 | 4809.8436 | 4.0084 | 2.2104 | 9
1A | 2000-2499 | 1950s | 5 | 28488.934 | 4486.082 | 13.0923 | 2.0616 | 8603.3332 | 1574.1849 | 3.9537 | 0.72343 | 3
1A | 2000-2499 | 1950s | 6 | [8 empty] | 0
1A | 2000-2499 | 1950s | 7 | [8 empty] | 0
1A | 2000-2499 | 1950s | 8 | [8 empty] | 0
1A | 2000-2499 | 1950s | 9 | [8 empty] | 0
1A | 2000-2499 | 1950s | 10 | [8 empty] | 0
1A | 2000-2499 | 1960s | 1 | 19284.1024 | 5625.1573 | 8.8622 | 2.5851 | 8916.0205 | 4833.7144 | 4.0974 | 2.2214 | 25
1A | 2000-2499 | 1960s | 2 | 20272.9189 | 5367.0731 | 9.3166 | 2.4665 | 8753.2583 | 3706.8816 | 4.0226 | 1.7035 | 38
1A | 2000-2499 | 1960s | 3 | 21037.558 | 5588.6082 | 9.668 | 2.5683 | 7630.0928 | 2820.3892 | 3.5065 | 1.2961 | 13
1A | 2000-2499 | 1960s | 4 | 22558.7319 | 5276.8987 | 10.3671 | 2.425 | 7859.166 | 2179.5531 | 3.6117 | 1.0016 | 14
1A | 2000-2499 | 1960s | 5 | 20713.9958 | 3305.0709 | 9.5193 | 1.5189 | 7564.2163 | 1391.0898 | 3.4762 | 0.63929 | 8
1A | 2000-2499 | 1960s | 6 | 22243.7906 | 3445.6516 | 10.2223 | 1.5835 | 10404.4672 | 2466.7623 | 4.7815 | 1.1336 | 2
1A | 2000-2499 | 1960s | 7 | [8 empty] | 0
1A | 2000-2499 | 1960s | 8 | [8 empty] | 0
1A | 2000-2499 | 1960s | 9 | [8 empty] | 0
1A | 2000-2499 | 1960s | 10 | [8 empty] | 0
1A | 2000-2499 | 1970s | 1 | 15337.6315 | 3375.2746 | 7.0485 | 1.5511 | 5789.9457 | 1970.4038 | 2.6608 | 0.90552 | 22
1A | 2000-2499 | 1970s | 2 | 19605.4872 | 4046.8634 | 9.0099 | 1.8598 | 7415.5323 | 2427.0354 | 3.4079 | 1.1154 | 33
1A | 2000-2499 | 1970s | 3 | 19497.8925 | 4172.4641 | 8.9604 | 1.9175 | 7808.5277 | 2008.9989 | 3.5885 | 0.92325 | 15
1A | 2000-2499 | 1970s | 4 | 21906.7573 | 6308.8444 | 10.0674 | 2.8993 | 8222.8828 | 3612.4334 | 3.7789 | 1.6601 | 22
1A | 2000-2499 | 1970s | 5 | 25004.7272 | 6318.7122 | 11.4911 | 2.9038 | 8868.2869 | 2089.5672 | 4.0755 | 0.96028 | 7
1A | 2000-2499 | 1970s | 6 | 25687.3865 | 1594.467 | 11.8049 | 0.73275 | 9401.9604 | 1488.2646 | 4.3208 | 0.68395 | 3
1A | 2000-2499 | 1970s | 7 | [8 empty] | 0
1A | 2000-2499 | 1970s | 8 | [8 empty] | 0
1A | 2000-2499 | 1970s | 9 | [8 empty] | 0
1A | 2000-2499 | 1970s | 10 | [8 empty] | 0
1A | 2000-2499 | 1980s | 1 | 16473.8458 | 4408.6934 | 7.5707 | 2.0261 | 6728.3365 | 2778.622 | 3.0921 | 1.2769 | 26
1A | 2000-2499 | 1980s | 2 | 17795.6964 | 4927.769 | 8.1782 | 2.2646 | 7331.1503 | 3295.6609 | 3.3691 | 1.5146 | 42
1A | 2000-2499 | 1980s | 3 | 20667.3153 | 4808.414 | 9.4978 | 2.2097 | 7915.4968 | 3488.6836 | 3.6376 | 1.6033 | 16
1A | 2000-2499 | 1980s | 4 | 18190.0831 | 5257.7372 | 8.3594 | 2.4162 | 7209.1025 | 3364.0349 | 3.313 | 1.546 | 7
1A | 2000-2499 | 1980s | 5 | 23125.0236 | 7386.0458 | 10.6273 | 3.3943 | 8591.5199 | 2872.6517 | 3.9483 | 1.3202 | 4
1A | 2000-2499 | 1980s | 6 | 27091.6585 | 438.0093 | 12.4502 | 0.20129 | 12211.4982 | 3015.8031 | 5.6119 | 1.3859 | 3
1A | 2000-2499 | 1980s | 7 | [8 empty] | 0
1A | 2000-2499 | 1980s | 8 | [8 empty] | 0
1A | 2000-2499 | 1980s | 9 | [8 empty] | 0
1A | 2000-2499 | 1980s | 10 | [8 empty] | 0
1A | 2000-2499 | 1990s | 1 | 13422.1727 | 4992.9345 | 6.1683 | 2.2945 | 5266.2391 | 2739.5021 | 2.4201 | 1.259 | 21
1A | 2000-2499 | 1990s | 2 | 16023.8352 | 4010.4632 | 7.3639 | 1.843 | 6113.4425 | 2471.3169 | 2.8095 | 1.1357 | 47
1A | 2000-2499 | 1990s | 3 | 18456.921 | 5012.6673 | 8.482 | 2.3036 | 7218.9113 | 3219.3472 | 3.3175 | 1.4795 | 25
1A | 2000-2499 | 1990s | 4 | 20408.3572 | 4640.2 | 9.3788 | 2.1324 | 6954.0641 | 2300.525 | 3.1958 | 1.0572 | 31
1A | 2000-2499 | 1990s | 5 | 22205.9883 | 3557.2214 | 10.205 | 1.6348 | 6548.9364 | 1695.2813 | 3.0096 | 0.77908 | 8
1A | 2000-2499 | 1990s | 6 | 21508.3487 |  | 9.8844 |  | 7466.8423 |  | 3.4315 |  | 1
1A | 2000-2499 | 1990s | 7 | [8 empty] | 0
1A | 2000-2499 | 1990s | 8 | [8 empty] | 0
1A | 2000-2499 | 1990s | 9 | [8 empty] | 0
1A | 2000-2499 | 1990s | 10 | [8 empty] | 0
1A | 2000-2499 | 2000s | 1 | 14519.2424 | 3276.2219 | 6.6724 | 1.5056 | 5178.5443 | 1935.6583 | 2.3798 | 0.88955 | 8
1A | 2000-2499 | 2000s | 2 | 13204.5479 | 3411.965 | 6.0683 | 1.568 | 4468.2195 | 1854.4399 | 2.0534 | 0.85222 | 19
1A | 2000-2499 | 2000s | 3 | 18912.2171 | 5307.9576 | 8.6913 | 2.4393 | 5556.7535 | 1073.7854 | 2.5537 | 0.49347 | 10
1A | 2000-2499 | 2000s | 4 | 18375.2583 | 3899.5886 | 8.4445 | 1.7921 | 5891.0716 | 2294.5835 | 2.7073 | 1.0545 | 10
1A | 2000-2499 | 2000s | 5 | 17283.9375 | 3561.1788 | 7.943 | 1.6366 | 4841.9033 | 747.644 | 2.2251 | 0.34359 | 3
1A | 2000-2499 | 2000s | 6 | 18962.3992 |  | 8.7143 |  | 5490.3008 |  | 2.5231 |  | 1
1A | 2000-2499 | 2000s | 7 | [8 empty] | 0
1A | 2000-2499 | 2000s | 8 | [8 empty] | 0
1A | 2000-2499 | 2000s | 9 | [8 empty] | 0
1A | 2000-2499 | 2000s | 10 | [8 empty] | 0
1A | 2000-2499 | 2010s | 1 | 15036.5279 | 4269.6774 | 6.9102 | 1.9622 | 4942.0415 | 1058.6488 | 2.2712 | 0.48651 | 3
1A | 2000-2499 | 2010s | 2 | 15466.4917 | 620.3386 | 7.1078 | 0.28508 | 5197.5414 | 1153.6008 | 2.3886 | 0.53015 | 4
1A | 2000-2499 | 2010s | 3 | 15395.1209 |  | 7.075 |  | 5683.5954 |  | 2.6119 |  | 1
1A | 2000-2499 | 2010s | 4 | 13105.882 | 2191.9975 | 6.0229 | 1.0074 | 4159.2555 | 1009.3188 | 1.9114 | 0.46384 | 4
1A | 2000-2499 | 2010s | 5 | [8 empty] | 0
1A | 2000-2499 | 2010s | 6 | [8 empty] | 0
1A | 2000-2499 | 2010s | 7 | [8 empty] | 0
1A | 2000-2499 | 2010s | 8 | [8 empty] | 0
1A | 2000-2499 | 2010s | 9 | [8 empty] | 0
1A | 2000-2499 | 2010s | 10 | [8 empty] | 0
1A | 2500-2999 | <1940 | 1 | 20073.8419 |  | 7.5381 |  | 7819.396 |  | 2.9363 |  | 1
1A | 2500-2999 | <1940 | 2 | 23679.9147 | 8423.5061 | 8.8922 | 3.1632 | 9562.9178 | 3411.7041 | 3.591 | 1.2812 | 2
1A | 2500-2999 | <1940 | 3 | 24302.7845 |  | 9.1261 |  | 8722.5404 |  | 3.2755 |  | 1
1A | 2500-2999 | <1940 | 4 | [8 empty] | 0
1A | 2500-2999 | <1940 | 5 | [8 empty] | 0
1A | 2500-2999 | <1940 | 6 | [8 empty] | 0
1A | 2500-2999 | <1940 | 7 | [8 empty] | 0
1A | 2500-2999 | <1940 | 8 | [8 empty] | 0
1A | 2500-2999 | <1940 | 9 | [8 empty] | 0
1A | 2500-2999 | <1940 | 10 | [8 empty] | 0
1A | 2500-2999 | 1940s | 1 | [8 empty] | 0
1A | 2500-2999 | 1940s | 2 | 29085.8238 | 7888.2679 | 10.9222 | 2.9622 | 15105.0727 | 6700.5996 | 5.6722 | 2.5162 | 4
1A | 2500-2999 | 1940s | 3 | 9951.4523 |  | 3.7369 |  | 3494.0367 |  | 1.3121 |  | 1
1A | 2500-2999 | 1940s | 4 | [8 empty] | 0
1A | 2500-2999 | 1940s | 5 | 23193.9954 |  | 8.7097 |  | 11908.0841 |  | 4.4717 |  | 1
1A | 2500-2999 | 1940s | 6 | [8 empty] | 0
1A | 2500-2999 | 1940s | 7 | [8 empty] | 0
1A | 2500-2999 | 1940s | 8 | [8 empty] | 0
1A | 2500-2999 | 1940s | 9 | [8 empty] | 0
1A | 2500-2999 | 1940s | 10 | [8 empty] | 0
1A | 2500-2999 | 1950s | 1 | 19872.2004 | 4681.4017 | 7.4623 | 1.7579 | 7442.5385 | 3189.7283 | 2.7948 | 1.1978 | 4
1A | 2500-2999 | 1950s | 2 | 22297.3399 | 4376.3755 | 8.373 | 1.6434 | 8304.0236 | 1930.738 | 3.1183 | 0.72502 | 10
1A | 2500-2999 | 1950s | 3 | 21170.0985 | 5813.9658 | 7.9497 | 2.1832 | 7532.8481 | 2141.5381 | 2.8287 | 0.80418 | 5
1A | 2500-2999 | 1950s | 4 | 29350.5666 | 9056.057 | 11.0216 | 3.4007 | 12780.1644 | 7256.9828 | 4.7992 | 2.7251 | 2
1A | 2500-2999 | 1950s | 5 | 20699.2511 | 1841.336 | 7.7729 | 0.69145 | 6141.6514 | 1610.5203 | 2.3063 | 0.60478 | 3
1A | 2500-2999 | 1950s | 6 | 29505.2312 |  | 11.0797 |  | 9651.9409 |  | 3.6245 |  | 1
1A | 2500-2999 | 1950s | 7 | [8 empty] | 0
1A | 2500-2999 | 1950s | 8 | [8 empty] | 0
1A | 2500-2999 | 1950s | 9 | [8 empty] | 0
1A | 2500-2999 | 1950s | 10 | [8 empty] | 0
1A | 2500-2999 | 1960s | 1 | 23049.9762 | 6200.4172 | 8.6556 | 2.3284 | 11191.6444 | 3526.4631 | 4.2026 | 1.3242 | 4
1A | 2500-2999 | 1960s | 2 | 21840.5515 | 9167.5495 | 8.2015 | 3.4426 | 9873.327 | 6416.3104 | 3.7076 | 2.4094 | 10
1A | 2500-2999 | 1960s | 3 | 21544.7777 | 5969.2271 | 8.0904 | 2.2415 | 8466.3131 | 3152.3543 | 3.1792 | 1.1838 | 8
1A | 2500-2999 | 1960s | 4 | 22335.1362 |  | 8.3872 |  | 8371.8797 |  | 3.1438 |  | 1
1A | 2500-2999 | 1960s | 5 | [8 empty] | 0
1A | 2500-2999 | 1960s | 6 | [8 empty] | 0
1A | 2500-2999 | 1960s | 7 | [8 empty] | 0
1A | 2500-2999 | 1960s | 8 | [8 empty] | 0
1A | 2500-2999 | 1960s | 9 | [8 empty] | 0
1A | 2500-2999 | 1960s | 10 | [8 empty] | 0
1A | 2500-2999 | 1970s | 1 | 19768.9492 | 2501.3258 | 7.4236 | 0.93929 | 8820.7491 | 2004.7006 | 3.3123 | 0.7528 | 3
1A | 2500-2999 | 1970s | 2 | 19660.3834 | 6079.7666 | 7.3828 | 2.2831 | 8075.2745 | 2986.7526 | 3.0324 | 1.1216 | 14
1A | 2500-2999 | 1970s | 3 | 20943.2651 | 5862.5866 | 7.8645 | 2.2015 | 8482.1459 | 2347.0136 | 3.1852 | 0.88134 | 6
1A | 2500-2999 | 1970s | 4 | 27346.3192 | 6144.1008 | 10.269 | 2.3072 | 11692.0892 | 5162.6524 | 4.3906 | 1.9387 | 8
1A | 2500-2999 | 1970s | 5 | 31383.6842 | 5430.0425 | 11.7851 | 2.0391 | 10532.6518 | 6772.5091 | 3.9552 | 2.5432 | 2
1A | 2500-2999 | 1970s | 6 | [8 empty] | 0
1A | 2500-2999 | 1970s | 7 | [8 empty] | 0
1A | 2500-2999 | 1970s | 8 | [8 empty] | 0
1A | 2500-2999 | 1970s | 9 | [8 empty] | 0
1A | 2500-2999 | 1970s | 10 | [8 empty] | 0
1A | 2500-2999 | 1980s | 1 | 17253.7096 | 6608.1097 | 6.479 | 2.4815 | 7447.443 | 4137.5676 | 2.7966 | 1.5537 | 10
1A | 2500-2999 | 1980s | 2 | 19900.4155 | 2099.567 | 7.4729 | 0.78842 | 8219.4186 | 2952.1993 | 3.0865 | 1.1086 | 7
1A | 2500-2999 | 1980s | 3 | 22156.4972 | 6123.4853 | 8.3201 | 2.2995 | 9450.5243 | 2965.6088 | 3.5488 | 1.1136 | 8
1A | 2500-2999 | 1980s | 4 | 26228.2262 | 4986.6253 | 9.8491 | 1.8726 | 9569.3339 | 2689.923 | 3.5934 | 1.0101 | 8
1A | 2500-2999 | 1980s | 5 | 28271.2828 | 4175.0458 | 10.6163 | 1.5678 | 10923.3544 | 4539.7108 | 4.1019 | 1.7047 | 7
1A | 2500-2999 | 1980s | 6 | [8 empty] | 0
1A | 2500-2999 | 1980s | 7 | [8 empty] | 0
1A | 2500-2999 | 1980s | 8 | [8 empty] | 0
1A | 2500-2999 | 1980s | 9 | [8 empty] | 0
1A | 2500-2999 | 1980s | 10 | [8 empty] | 0
1A | 2500-2999 | 1990s | 1 | 17900.1917 | 4776.8477 | 6.7218 | 1.7938 | 6873.4907 | 2691.1455 | 2.5811 | 1.0106 | 10
1A | 2500-2999 | 1990s | 2 | 19235.4142 | 5731.5323 | 7.2232 | 2.1523 | 7348.1014 | 3920.1724 | 2.7593 | 1.4721 | 11
1A | 2500-2999 | 1990s | 3 | 17468.8928 | 5261.3252 | 6.5599 | 1.9757 | 5332.722 | 2384.6791 | 2.0025 | 0.89549 | 15
1A | 2500-2999 | 1990s | 4 | 25619.6532 | 6567.3863 | 9.6206 | 2.4662 | 10284.9931 | 3699.1631 | 3.8622 | 1.3891 | 8
1A | 2500-2999 | 1990s | 5 | 24162.6923 | 2711.9352 | 9.0735 | 1.0184 | 9022.0675 | 2177.0888 | 3.3879 | 0.81753 | 5
1A | 2500-2999 | 1990s | 6 | 24041.7613 |  | 9.0281 |  | 10127.0771 |  | 3.8029 |  | 1
1A | 2500-2999 | 1990s | 7 | 21649.7177 |  | 8.1298 |  | 5196.2599 |  | 1.9513 |  | 1
1A | 2500-2999 | 1990s | 8 | [8 empty] | 0
1A | 2500-2999 | 1990s | 9 | [8 empty] | 0
1A | 2500-2999 | 1990s | 10 | [8 empty] | 0
1A | 2500-2999 | 2000s | 1 | 13960.1078 | 3575.7339 | 5.2422 | 1.3427 | 4367.8178 | 1260.7849 | 1.6402 | 0.47345 | 17
1A | 2500-2999 | 2000s | 2 | 16223.6344 | 4766.0162 | 6.0922 | 1.7897 | 5794.0216 | 2643.4702 | 2.1757 | 0.99267 | 17
1A | 2500-2999 | 2000s | 3 | 18463.1715 | 5599.7763 | 6.9332 | 2.1028 | 6924.7244 | 3375.3614 | 2.6003 | 1.2675 | 15
1A | 2500-2999 | 2000s | 4 | 19544.733 | 4812.1517 | 7.3394 | 1.807 | 6424.8606 | 1988.4893 | 2.4126 | 0.74671 | 23
1A | 2500-2999 | 2000s | 5 | 20173.693 | 5653.6428 | 7.5756 | 2.123 | 6219.5184 | 2687.4584 | 2.3355 | 1.0092 | 5
1A | 2500-2999 | 2000s | 6 | 18105.9107 | 3598.3474 | 6.7991 | 1.3512 | 5549.6856 | 1178.8188 | 2.084 | 0.44267 | 3
1A | 2500-2999 | 2000s | 7 | [8 empty] | 0
1A | 2500-2999 | 2000s | 8 | [8 empty] | 0
1A | 2500-2999 | 2000s | 9 | [8 empty] | 0
1A | 2500-2999 | 2000s | 10 | [8 empty] | 0
1A | 2500-2999 | 2010s | 1 | 21125.3423 |  | 7.9329 |  | 7318.3395 |  | 2.7482 |  | 1
1A | 2500-2999 | 2010s | 2 | 19666.3051 | 2046.7053 | 7.385 | 0.76857 | 6666.6208 | 2180.6033 | 2.5034 | 0.81885 | 2
1A | 2500-2999 | 2010s | 3 | [8 empty] | 0
1A | 2500-2999 | 2010s | 4 | [8 empty] | 0
1A | 2500-2999 | 2010s | 5 | 19486.5665 |  | 7.3175 |  | 8106.2241 |  | 3.044 |  | 1
1A | 2500-2999 | 2010s | 6 | [8 empty] | 0
1A | 2500-2999 | 2010s | 7 | [8 empty] | 0
1A | 2500-2999 | 2010s | 8 | [8 empty] | 0
1A | 2500-2999 | 2010s | 9 | [8 empty] | 0
1A | 2500-2999 | 2010s | 10 | [8 empty] | 0
1A | 3000-3999 | <1940 | 1 | 23785.7443 |  | 7.2056 |  | 6448.2854 |  | 1.9534 |  | 1
1A | 3000-3999 | <1940 | 2 | [8 empty] | 0
1A | 3000-3999 | <1940 | 3 | [8 empty] | 0
1A | 3000-3999 | <1940 | 4 | [8 empty] | 0
1A | 3000-3999 | <1940 | 5 | 35963.0286 |  | 10.8946 |  | 17391.1331 |  | 5.2684 |  | 1
1A | 3000-3999 | <1940 | 6 | [8 empty] | 0
1A | 3000-3999 | <1940 | 7 | [8 empty] | 0
1A | 3000-3999 | <1940 | 8 | [8 empty] | 0
1A | 3000-3999 | <1940 | 9 | [8 empty] | 0
1A | 3000-3999 | <1940 | 10 | [8 empty] | 0
1A | 3000-3999 | 1940s | 1 | 18425.6464 | 4179.6446 | 5.5818 | 1.2662 | 9504.9537 | 1567.5176 | 2.8794 | 0.47486 | 2
1A | 3000-3999 | 1940s | 2 | [8 empty] | 0
1A | 3000-3999 | 1940s | 3 | 29567.9766 |  | 8.9573 |  | 13237.2658 |  | 4.0101 |  | 1
1A | 3000-3999 | 1940s | 4 | 26410.0701 |  | 8.0006 |  | 11121.4316 |  | 3.3691 |  | 1
1A | 3000-3999 | 1940s | 5 | [8 empty] | 0
1A | 3000-3999 | 1940s | 6 | [8 empty] | 0
1A | 3000-3999 | 1940s | 7 | [8 empty] | 0
1A | 3000-3999 | 1940s | 8 | [8 empty] | 0
1A | 3000-3999 | 1940s | 9 | [8 empty] | 0
1A | 3000-3999 | 1940s | 10 | [8 empty] | 0
1A | 3000-3999 | 1950s | 1 | 26054.8386 | 2536.1852 | 7.893 | 0.76831 | 10328.2577 | 1782.3223 | 3.1288 | 0.53993 | 2
1A | 3000-3999 | 1950s | 2 | 24163.9664 | 8205.9058 | 7.3202 | 2.4859 | 10097.1635 | 5721.4627 | 3.0588 | 1.7333 | 10
1A | 3000-3999 | 1950s | 3 | 28300.3463 | 6562.3676 | 8.5733 | 1.988 | 8615.9471 | 3705.6686 | 2.6101 | 1.1226 | 4
1A | 3000-3999 | 1950s | 4 | 29320.1269 | 10038.6381 | 8.8822 | 3.0411 | 11937.3325 | 4603.2315 | 3.6163 | 1.3945 | 5
1A | 3000-3999 | 1950s | 5 | 27347.3296 | 2341.4392 | 8.2846 | 0.70931 | 11780.6459 | 5438.4296 | 3.5688 | 1.6475 | 2
1A | 3000-3999 | 1950s | 6 | 41835.64 |  | 12.6736 |  | 13399.3002 |  | 4.0592 |  | 1
1A | 3000-3999 | 1950s | 7 | 20332.2199 |  | 6.1594 |  | 8323.7105 |  | 2.5216 |  | 1
1A | 3000-3999 | 1950s | 8 | [8 empty] | 0
1A | 3000-3999 | 1950s | 9 | [8 empty] | 0
1A | 3000-3999 | 1950s | 10 | [8 empty] | 0
1A | 3000-3999 | 1960s | 1 | 16482.2136 | 883.6025 | 4.9931 | 0.26768 | 6782.0724 | 1467.64 | 2.0546 | 0.4446 | 2
1A | 3000-3999 | 1960s | 2 | 29277.9089 | 8704.9888 | 8.8694 | 2.6371 | 15455.1863 | 6328.3141 | 4.682 | 1.9171 | 7
1A | 3000-3999 | 1960s | 3 | 23821.8732 | 5464.2737 | 7.2166 | 1.6553 | 8167.4784 | 3981.364 | 2.4742 | 1.2061 | 9
1A | 3000-3999 | 1960s | 4 | 24507.3201 | 2960.3055 | 7.4242 | 0.89679 | 8353.6334 | 1383.0547 | 2.5306 | 0.41898 | 2
1A | 3000-3999 | 1960s | 5 | 28757.3329 | 12666.8737 | 8.7117 | 3.8373 | 11091.5273 | 3533.7596 | 3.3601 | 1.0705 | 2
1A | 3000-3999 | 1960s | 6 | [8 empty] | 0
1A | 3000-3999 | 1960s | 7 | [8 empty] | 0
1A | 3000-3999 | 1960s | 8 | [8 empty] | 0
1A | 3000-3999 | 1960s | 9 | [8 empty] | 0
1A | 3000-3999 | 1960s | 10 | [8 empty] | 0
1A | 3000-3999 | 1970s | 1 | 15666.5775 | 2897.0942 | 4.746 | 0.87764 | 6135.6773 | 2113.6052 | 1.8587 | 0.64029 | 3
1A | 3000-3999 | 1970s | 2 | 21518.0858 | 5935.3915 | 6.5187 | 1.7981 | 7242.9811 | 2738.6914 | 2.1942 | 0.82966 | 4
1A | 3000-3999 | 1970s | 3 | 24625.0343 | 10074.8693 | 7.4599 | 3.0521 | 9275.2859 | 4915.392 | 2.8098 | 1.4891 | 5
1A | 3000-3999 | 1970s | 4 | 28599.1342 | 3643.5435 | 8.6638 | 1.1038 | 7482.0963 | 2669.9112 | 2.2666 | 0.80882 | 2
1A | 3000-3999 | 1970s | 5 | 26473.8289 | 1415.433 | 8.0199 | 0.42879 | 8811.0809 | 1493.442 | 2.6692 | 0.45242 | 2
1A | 3000-3999 | 1970s | 6 | 33941.8661 |  | 10.2823 |  | 9814.93 |  | 2.9733 |  | 1
1A | 3000-3999 | 1970s | 7 | [8 empty] | 0
1A | 3000-3999 | 1970s | 8 | [8 empty] | 0
1A | 3000-3999 | 1970s | 9 | [8 empty] | 0
1A | 3000-3999 | 1970s | 10 | [8 empty] | 0
1A | 3000-3999 | 1980s | 1 | 28316.0689 | 4746.0524 | 8.578 | 1.4378 | 16263.9386 | 5325.6771 | 4.927 | 1.6134 | 2
1A | 3000-3999 | 1980s | 2 | 19737.6727 | 4707.6517 | 5.9793 | 1.4261 | 7074.3361 | 2072.1171 | 2.1431 | 0.62772 | 13
1A | 3000-3999 | 1980s | 3 | 20523.2251 | 3490.1943 | 6.2173 | 1.0573 | 8825.498 | 2906.7489 | 2.6736 | 0.88057 | 4
1A | 3000-3999 | 1980s | 4 | 21150.674 | 5035.6952 | 6.4074 | 1.5255 | 7254.5147 | 2054.0815 | 2.1977 | 0.62226 | 7
1A | 3000-3999 | 1980s | 5 | [8 empty] | 0
1A | 3000-3999 | 1980s | 6 | 29899.0622 |  | 9.0576 |  | 15122.8333 |  | 4.5813 |  | 1
1A | 3000-3999 | 1980s | 7 | [8 empty] | 0
1A | 3000-3999 | 1980s | 8 | [8 empty] | 0
1A | 3000-3999 | 1980s | 9 | [8 empty] | 0
1A | 3000-3999 | 1980s | 10 | [8 empty] | 0
1A | 3000-3999 | 1990s | 1 | 16761.345 | 4132.3478 | 5.0777 | 1.2518 | 6309.9774 | 2127.1075 | 1.9115 | 0.64438 | 11
1A | 3000-3999 | 1990s | 2 | 20130.7392 | 8288.2321 | 6.0984 | 2.5108 | 8255.7381 | 3163.0221 | 2.501 | 0.9582 | 14
1A | 3000-3999 | 1990s | 3 | 20391.3295 | 4625.0396 | 6.1773 | 1.4011 | 7601.7824 | 2979.9842 | 2.3029 | 0.90275 | 13
1A | 3000-3999 | 1990s | 4 | 23906.0727 | 2950.4177 | 7.2421 | 0.8938 | 9103.2602 | 2177.1163 | 2.7577 | 0.65953 | 7
1A | 3000-3999 | 1990s | 5 | 22179.1108 | 2965.1811 | 6.7189 | 0.89827 | 7780.8678 | 1200.1376 | 2.3571 | 0.36357 | 3
1A | 3000-3999 | 1990s | 6 | 19021.5249 |  | 5.7624 |  | 7342.0983 |  | 2.2242 |  | 1
1A | 3000-3999 | 1990s | 7 | [8 empty] | 0
1A | 3000-3999 | 1990s | 8 | [8 empty] | 0
1A | 3000-3999 | 1990s | 9 | [8 empty] | 0
1A | 3000-3999 | 1990s | 10 | [8 empty] | 0
1A | 3000-3999 | 2000s | 1 | 16698.4752 | 5577.2874 | 5.0586 | 1.6896 | 6310.4605 | 2730.5048 | 1.9117 | 0.82718 | 9
1A | 3000-3999 | 2000s | 2 | 18761.1698 | 4367.4267 | 5.6835 | 1.3231 | 6652.1402 | 1937.2817 | 2.0152 | 0.58688 | 20
1A | 3000-3999 | 2000s | 3 | 17727.6672 | 4524.8735 | 5.3704 | 1.3708 | 5509.7114 | 2085.5344 | 1.6691 | 0.63179 | 8
1A | 3000-3999 | 2000s | 4 | 20391.1897 | 6198.1786 | 6.1773 | 1.8777 | 6925.1006 | 3255.6994 | 2.0979 | 0.98628 | 5
1A | 3000-3999 | 2000s | 5 | 26873.7331 | 5680.3345 | 8.1411 | 1.7208 | 7531.1436 | 2212.1908 | 2.2815 | 0.67016 | 5
1A | 3000-3999 | 2000s | 6 | 21632.6029 |  | 6.5533 |  | 7581.3971 |  | 2.2967 |  | 1
1A | 3000-3999 | 2000s | 7 | [8 empty] | 0
1A | 3000-3999 | 2000s | 8 | [8 empty] | 0
1A | 3000-3999 | 2000s | 9 | [8 empty] | 0
1A | 3000-3999 | 2000s | 10 | [8 empty] | 0
1A | 3000-3999 | 2010s | 1 | [8 empty] | 0
1A | 3000-3999 | 2010s | 2 | 16126.7509 | 3138.5678 | 4.8854 | 0.95079 | 4412.0366 | 86.8857 | 1.3366 | 0.026321 | 2
1A | 3000-3999 | 2010s | 3 | 11247.5929 |  | 3.4073 |  | 3919.9865 |  | 1.1875 |  | 1
1A | 3000-3999 | 2010s | 4 | [8 empty] | 0
1A | 3000-3999 | 2010s | 5 | [8 empty] | 0
1A | 3000-3999 | 2010s | 6 | [8 empty] | 0
1A | 3000-3999 | 2010s | 7 | [8 empty] | 0
1A | 3000-3999 | 2010s | 8 | [8 empty] | 0
1A | 3000-3999 | 2010s | 9 | [8 empty] | 0
1A | 3000-3999 | 2010s | 10 | [8 empty] | 0
2A | 500-749 | <1940 | 1 | 10864.9911 | 2820.8474 | 17.1643 | 4.4563 | 2872.0408 | 1015.4793 | 4.5372 | 1.6042 | 25
2A | 500-749 | <1940 | 2 | 11163.7118 | 2159.0455 | 17.6362 | 3.4108 | 2920.4173 | 738.4606 | 4.6136 | 1.1666 | 17
2A | 500-749 | <1940 | 3 | 18889.2551 | 1504.7204 | 29.8408 | 2.3771 | 4061.5635 | 1132.324 | 6.4164 | 1.7888 | 2
2A | 500-749 | <1940 | 4 | 17661.079 | 4896.8669 | 27.9006 | 7.736 | 3960.3015 | 856.7546 | 6.2564 | 1.3535 | 4
2A | 500-749 | <1940 | 5 | [8 empty] | 0
2A | 500-749 | <1940 | 6 | [8 empty] | 0
2A | 500-749 | <1940 | 7 | [8 empty] | 0
2A | 500-749 | <1940 | 8 | [8 empty] | 0
2A | 500-749 | <1940 | 9 | [8 empty] | 0
2A | 500-749 | <1940 | 10 | [8 empty] | 0
2A | 500-749 | 1940s | 1 | 9721.979 | 2170.8436 | 15.3586 | 3.4295 | 3857.076 | 1676.706 | 6.0933 | 2.6488 | 10
2A | 500-749 | 1940s | 2 | 17121.3912 | 3760.5972 | 27.048 | 5.9409 | 2982.708 | 263.3684 | 4.712 | 0.41606 | 3
2A | 500-749 | 1940s | 3 | 13176.6263 | 1502.1371 | 20.8162 | 2.373 | 3694.0369 | 672.558 | 5.8358 | 1.0625 | 3
2A | 500-749 | 1940s | 4 | [8 empty] | 0
2A | 500-749 | 1940s | 5 | [8 empty] | 0
2A | 500-749 | 1940s | 6 | [8 empty] | 0
2A | 500-749 | 1940s | 7 | [8 empty] | 0
2A | 500-749 | 1940s | 8 | [8 empty] | 0
2A | 500-749 | 1940s | 9 | [8 empty] | 0
2A | 500-749 | 1940s | 10 | [8 empty] | 0
2A | 500-749 | 1950s | 1 | 9911.3585 | 3249.0851 | 15.6578 | 5.1328 | 2984.8841 | 1124.1692 | 4.7155 | 1.7759 | 17
2A | 500-749 | 1950s | 2 | 11517.8816 | 3335.4932 | 18.1957 | 5.2693 | 3158.0678 | 1277.0991 | 4.989 | 2.0175 | 13
2A | 500-749 | 1950s | 3 | 14335.7239 | 4798.0838 | 22.6473 | 7.5799 | 3897.2643 | 1815.4391 | 6.1568 | 2.868 | 5
2A | 500-749 | 1950s | 4 | 16003.8137 | 6840.638 | 25.2825 | 10.8067 | 3552.7469 | 1678.841 | 5.6126 | 2.6522 | 4
2A | 500-749 | 1950s | 5 | [8 empty] | 0
2A | 500-749 | 1950s | 6 | 22546.3038 |  | 35.6182 |  | 5674.1531 |  | 8.9639 |  | 1
2A | 500-749 | 1950s | 7 | [8 empty] | 0
2A | 500-749 | 1950s | 8 | [8 empty] | 0
2A | 500-749 | 1950s | 9 | [8 empty] | 0
2A | 500-749 | 1950s | 10 | [8 empty] | 0
2A | 500-749 | 1960s | 1 | 10909.8732 | 2440.5493 | 17.2352 | 3.8555 | 3093.7623 | 692.8304 | 4.8875 | 1.0945 | 10
2A | 500-749 | 1960s | 2 | 12333.7937 | 4027.5695 | 19.4847 | 6.3627 | 3557.7143 | 1651.8808 | 5.6204 | 2.6096 | 11
2A | 500-749 | 1960s | 3 | 13992.8591 | 3648.5306 | 22.1056 | 5.7639 | 4191.8101 | 2189.6577 | 6.6221 | 3.4592 | 3
2A | 500-749 | 1960s | 4 | 10049.7582 |  | 15.8764 |  | 4217.3738 |  | 6.6625 |  | 1
2A | 500-749 | 1960s | 5 | [8 empty] | 0
2A | 500-749 | 1960s | 6 | [8 empty] | 0
2A | 500-749 | 1960s | 7 | [8 empty] | 0
2A | 500-749 | 1960s | 8 | [8 empty] | 0
2A | 500-749 | 1960s | 9 | [8 empty] | 0
2A | 500-749 | 1960s | 10 | [8 empty] | 0
2A | 500-749 | 1970s | 1 | 10600.2949 | 3167.2434 | 16.7461 | 5.0035 | 3372.4473 | 1735.5197 | 5.3277 | 2.7417 | 15
2A | 500-749 | 1970s | 2 | 12540.6344 | 3817.8345 | 19.8114 | 6.0313 | 2932.6189 | 1103.3521 | 4.6329 | 1.7431 | 14
2A | 500-749 | 1970s | 3 | 15973.9619 | 1433.487 | 25.2353 | 2.2646 | 2899.3628 | 314.4061 | 4.5804 | 0.49669 | 2
2A | 500-749 | 1970s | 4 | [8 empty] | 0
2A | 500-749 | 1970s | 5 | [8 empty] | 0
2A | 500-749 | 1970s | 6 | [8 empty] | 0
2A | 500-749 | 1970s | 7 | [8 empty] | 0
2A | 500-749 | 1970s | 8 | [8 empty] | 0
2A | 500-749 | 1970s | 9 | [8 empty] | 0
2A | 500-749 | 1970s | 10 | [8 empty] | 0
2A | 500-749 | 1980s | 1 | 10251.745 | 2357.0374 | 16.1955 | 3.7236 | 2896.8516 | 1118.633 | 4.5764 | 1.7672 | 21
2A | 500-749 | 1980s | 2 | 12129.6604 | 3172.2081 | 19.1622 | 5.0114 | 3242.8439 | 858.4524 | 5.123 | 1.3562 | 20
2A | 500-749 | 1980s | 3 | 14123.8759 | 3791.2289 | 22.3126 | 5.9893 | 3248.4112 | 822.8349 | 5.1318 | 1.2999 | 4
2A | 500-749 | 1980s | 4 | 12052.387 | 2031.9272 | 19.0401 | 3.21 | 3214.1713 | 1722.7407 | 5.0777 | 2.7215 | 3
2A | 500-749 | 1980s | 5 | [8 empty] | 0
2A | 500-749 | 1980s | 6 | [8 empty] | 0
2A | 500-749 | 1980s | 7 | 17907.6705 |  | 28.2902 |  | 2229.3014 |  | 3.5218 |  | 1
2A | 500-749 | 1980s | 8 | [8 empty] | 0
2A | 500-749 | 1980s | 9 | [8 empty] | 0
2A | 500-749 | 1980s | 10 | [8 empty] | 0
2A | 500-749 | 1990s | 1 | 9425.7222 | 1480.928 | 14.8906 | 2.3395 | 2253.7536 | 711.8708 | 3.5604 | 1.1246 | 11
2A | 500-749 | 1990s | 2 | 12299.7693 | 2840.1061 | 19.4309 | 4.4867 | 2549.4881 | 862.6532 | 4.0276 | 1.3628 | 11
2A | 500-749 | 1990s | 3 | 11097.3808 | 2649.3514 | 17.5314 | 4.1854 | 3776.7686 | 1091.1191 | 5.9665 | 1.7237 | 7
2A | 500-749 | 1990s | 4 | 14587.7905 | 936.9476 | 23.0455 | 1.4802 | 4196.6742 | 728.2197 | 6.6298 | 1.1504 | 2
2A | 500-749 | 1990s | 5 | [8 empty] | 0
2A | 500-749 | 1990s | 6 | [8 empty] | 0
2A | 500-749 | 1990s | 7 | [8 empty] | 0
2A | 500-749 | 1990s | 8 | [8 empty] | 0
2A | 500-749 | 1990s | 9 | [8 empty] | 0
2A | 500-749 | 1990s | 10 | [8 empty] | 0
2A | 500-749 | 2000s | 1 | 9141.9275 | 1611.9052 | 14.4422 | 2.5465 | 2748.1403 | 977.608 | 4.3415 | 1.5444 | 9
2A | 500-749 | 2000s | 2 | 10173.9106 | 2665.0763 | 16.0725 | 4.2102 | 2633.2888 | 946.9356 | 4.16 | 1.4959 | 12
2A | 500-749 | 2000s | 3 | 10839.3326 | 2192.0805 | 17.1237 | 3.463 | 2084.4192 | 209.5978 | 3.2929 | 0.33112 | 2
2A | 500-749 | 2000s | 4 | 11521.5247 |  | 18.2015 |  | 3542.3838 |  | 5.5962 |  | 1
2A | 500-749 | 2000s | 5 | [8 empty] | 0
2A | 500-749 | 2000s | 6 | [8 empty] | 0
2A | 500-749 | 2000s | 7 | [8 empty] | 0
2A | 500-749 | 2000s | 8 | [8 empty] | 0
2A | 500-749 | 2000s | 9 | [8 empty] | 0
2A | 500-749 | 2000s | 10 | [8 empty] | 0
2A | 500-749 | 2010s | 1 | 8739.2214 | 2458.5756 | 13.806 | 3.884 | 2139.9885 | 824.8884 | 3.3807 | 1.3031 | 7
2A | 500-749 | 2010s | 2 | 10219.8284 | 3140.0651 | 16.1451 | 4.9606 | 2674.2873 | 824.6085 | 4.2248 | 1.3027 | 11
2A | 500-749 | 2010s | 3 | 18058.0774 |  | 28.5278 |  | 2806.7762 |  | 4.4341 |  | 1
2A | 500-749 | 2010s | 4 | [8 empty] | 0
2A | 500-749 | 2010s | 5 | [8 empty] | 0
2A | 500-749 | 2010s | 6 | [8 empty] | 0
2A | 500-749 | 2010s | 7 | [8 empty] | 0
2A | 500-749 | 2010s | 8 | [8 empty] | 0
2A | 500-749 | 2010s | 9 | [8 empty] | 0
2A | 500-749 | 2010s | 10 | 25204.4813 |  | 39.8175 |  | 6577.2993 |  | 10.3907 |  | 1
2A | 750-999 | <1940 | 1 | 12690.2864 | 4653.9951 | 14.3393 | 5.2588 | 3980.9612 | 1711.628 | 4.4983 | 1.934 | 55
2A | 750-999 | <1940 | 2 | 15066.3997 | 4329.4248 | 17.0242 | 4.892 | 4453.0112 | 1288.0172 | 5.0317 | 1.4554 | 31
2A | 750-999 | <1940 | 3 | 17196.303 | 3860.5892 | 19.4309 | 4.3622 | 4868.4658 | 1254.6354 | 5.5011 | 1.4177 | 11
2A | 750-999 | <1940 | 4 | 20682.3243 | 7306.5251 | 23.3699 | 8.256 | 6380.0851 | 1866.3654 | 7.2091 | 2.1089 | 8
2A | 750-999 | <1940 | 5 | 21876.7871 | 5238.8777 | 24.7195 | 5.9196 | 6100.3174 | 356.8078 | 6.893 | 0.40317 | 2
2A | 750-999 | <1940 | 6 | 17513.7919 |  | 19.7896 |  | 4753.6869 |  | 5.3714 |  | 1
2A | 750-999 | <1940 | 7 | [8 empty] | 0
2A | 750-999 | <1940 | 8 | [8 empty] | 0
2A | 750-999 | <1940 | 9 | [8 empty] | 0
2A | 750-999 | <1940 | 10 | [8 empty] | 0
2A | 750-999 | 1940s | 1 | 12114.9952 | 3773.4152 | 13.6893 | 4.2637 | 3588.861 | 1466.6033 | 4.0552 | 1.6572 | 55
2A | 750-999 | 1940s | 2 | 14502.237 | 4896.6647 | 16.3867 | 5.533 | 3884.0446 | 1409.4075 | 4.3888 | 1.5926 | 35
2A | 750-999 | 1940s | 3 | 15869.0501 | 6865.5795 | 17.9311 | 7.7577 | 4272.9514 | 1900.4483 | 4.8282 | 2.1474 | 19
2A | 750-999 | 1940s | 4 | 17024.1091 | 4895.3868 | 19.2363 | 5.5315 | 4557.9728 | 2176.6084 | 5.1503 | 2.4594 | 10
2A | 750-999 | 1940s | 5 | 19582.6347 | 2418.0629 | 22.1273 | 2.7323 | 4866.8356 | 1404.5031 | 5.4992 | 1.587 | 4
2A | 750-999 | 1940s | 6 | 27501.3644 |  | 31.075 |  | 3125.5182 |  | 3.5317 |  | 1
2A | 750-999 | 1940s | 7 | 23339.5793 |  | 26.3724 |  | 5968.2056 |  | 6.7437 |  | 1
2A | 750-999 | 1940s | 8 | [8 empty] | 0
2A | 750-999 | 1940s | 9 | [8 empty] | 0
2A | 750-999 | 1940s | 10 | 31349.9863 |  | 35.4237 |  | 5793.5215 |  | 6.5464 |  | 1
2A | 750-999 | 1950s | 1 | 12994.3916 | 3972.4371 | 14.6829 | 4.4886 | 3932.7157 | 1567.9872 | 4.4437 | 1.7717 | 115
2A | 750-999 | 1950s | 2 | 14435.8056 | 3728.202 | 16.3116 | 4.2127 | 4300.8428 | 1941.246 | 4.8597 | 2.1935 | 98
2A | 750-999 | 1950s | 3 | 14448.468 | 3009.6039 | 16.326 | 3.4007 | 3905.6831 | 1525.4557 | 4.4132 | 1.7237 | 25
2A | 750-999 | 1950s | 4 | 18064.1068 | 6060.6717 | 20.4114 | 6.8482 | 4289.6552 | 1495.1315 | 4.8471 | 1.6894 | 22
2A | 750-999 | 1950s | 5 | 17739.4749 |  | 20.0446 |  | 2752.1328 |  | 3.1098 |  | 1
2A | 750-999 | 1950s | 6 | 22573.1334 | 5826.1511 | 25.5064 | 6.5832 | 4276.9326 | 1704.2697 | 4.8327 | 1.9257 | 3
2A | 750-999 | 1950s | 7 | 23485.0462 | 6175.8633 | 26.5368 | 6.9784 | 3930.7288 | 473.8089 | 4.4415 | 0.53538 | 2
2A | 750-999 | 1950s | 8 | [8 empty] | 0
2A | 750-999 | 1950s | 9 | [8 empty] | 0
2A | 750-999 | 1950s | 10 | [8 empty] | 0
2A | 750-999 | 1960s | 1 | 11985.1528 | 3248.325 | 13.5425 | 3.6704 | 3636.9572 | 1434.206 | 4.1096 | 1.6206 | 48
2A | 750-999 | 1960s | 2 | 13352.9479 | 3964.2808 | 15.0881 | 4.4794 | 3827.0062 | 1571.159 | 4.3243 | 1.7753 | 51
2A | 750-999 | 1960s | 3 | 15074.3129 | 4734.7938 | 17.0331 | 5.35 | 4725.9479 | 1930.4479 | 5.3401 | 2.1813 | 13
2A | 750-999 | 1960s | 4 | 17797.4078 | 4719.7153 | 20.1101 | 5.333 | 4324.0047 | 1933.7492 | 4.8859 | 2.185 | 11
2A | 750-999 | 1960s | 5 | 18460.2257 |  | 20.859 |  | 4859.0088 |  | 5.4904 |  | 1
2A | 750-999 | 1960s | 6 | 24888.7797 | 3297.3288 | 28.1229 | 3.7258 | 5047.8885 | 989.5762 | 5.7038 | 1.1182 | 2
2A | 750-999 | 1960s | 7 | [8 empty] | 0
2A | 750-999 | 1960s | 8 | [8 empty] | 0
2A | 750-999 | 1960s | 9 | [8 empty] | 0
2A | 750-999 | 1960s | 10 | [8 empty] | 0
2A | 750-999 | 1970s | 1 | 12131.757 | 3106.4176 | 13.7082 | 3.5101 | 3735.9772 | 1509.5365 | 4.2214 | 1.7057 | 82
2A | 750-999 | 1970s | 2 | 13570.5778 | 3804.9126 | 15.334 | 4.2993 | 3715.351 | 1776.465 | 4.1981 | 2.0073 | 72
2A | 750-999 | 1970s | 3 | 15197.294 | 5183.6681 | 17.1721 | 5.8573 | 4780.434 | 2658.3112 | 5.4016 | 3.0037 | 30
2A | 750-999 | 1970s | 4 | 14701.421 | 5016.2895 | 16.6118 | 5.6681 | 4017.2334 | 1303.8505 | 4.5392 | 1.4733 | 16
2A | 750-999 | 1970s | 5 | 16246.8449 | 5534.7064 | 18.358 | 6.2539 | 4403.3203 | 2013.7753 | 4.9755 | 2.2755 | 7
2A | 750-999 | 1970s | 6 | [8 empty] | 0
2A | 750-999 | 1970s | 7 | [8 empty] | 0
2A | 750-999 | 1970s | 8 | [8 empty] | 0
2A | 750-999 | 1970s | 9 | 31022.9857 |  | 35.0542 |  | 5135.8716 |  | 5.8032 |  | 1
2A | 750-999 | 1970s | 10 | [8 empty] | 0
2A | 750-999 | 1980s | 1 | 10708.853 | 3482.201 | 12.1004 | 3.9347 | 3159.1856 | 1246.5228 | 3.5697 | 1.4085 | 57
2A | 750-999 | 1980s | 2 | 12872.3277 | 3190.5715 | 14.545 | 3.6052 | 3598.6307 | 1466.6439 | 4.0662 | 1.6572 | 36
2A | 750-999 | 1980s | 3 | 12950.3318 | 2917.7213 | 14.6331 | 3.2969 | 3276.5334 | 1384.2732 | 3.7023 | 1.5642 | 13
2A | 750-999 | 1980s | 4 | 17539.3091 | 4803.647 | 19.8184 | 5.4278 | 5368.7918 | 2307.9091 | 6.0664 | 2.6078 | 8
2A | 750-999 | 1980s | 5 | 17917.1897 | 6229.8066 | 20.2454 | 7.0393 | 2986.1922 | 858.7007 | 3.3742 | 0.97028 | 2
2A | 750-999 | 1980s | 6 | 15450.1691 | 3815.9163 | 17.4578 | 4.3118 | 3530.0902 | 1085.7873 | 3.9888 | 1.2269 | 4
2A | 750-999 | 1980s | 7 | 14664.598 |  | 16.5702 |  | 3152.0781 |  | 3.5617 |  | 1
2A | 750-999 | 1980s | 8 | [8 empty] | 0
2A | 750-999 | 1980s | 9 | [8 empty] | 0
2A | 750-999 | 1980s | 10 | [8 empty] | 0
2A | 750-999 | 1990s | 1 | 11312.5677 | 2739.409 | 12.7826 | 3.0954 | 3156.5555 | 1134.291 | 3.5667 | 1.2817 | 54
2A | 750-999 | 1990s | 2 | 11726.7242 | 3545.671 | 13.2505 | 4.0064 | 3209.0483 | 1067.9652 | 3.626 | 1.2067 | 41
2A | 750-999 | 1990s | 3 | 12605.6237 | 3751.2668 | 14.2436 | 4.2387 | 3761.3061 | 910.317 | 4.2501 | 1.0286 | 16
2A | 750-999 | 1990s | 4 | 13163.8316 | 4379.0221 | 14.8744 | 4.948 | 4245.9784 | 1735.8213 | 4.7977 | 1.9614 | 5
2A | 750-999 | 1990s | 5 | 21954.6498 | 6566.2241 | 24.8075 | 7.4195 | 5630.1168 | 1579.0314 | 6.3617 | 1.7842 | 2
2A | 750-999 | 1990s | 6 | [8 empty] | 0
2A | 750-999 | 1990s | 7 | 18757.2872 |  | 21.1947 |  | 4965.4384 |  | 5.6107 |  | 1
2A | 750-999 | 1990s | 8 | [8 empty] | 0
2A | 750-999 | 1990s | 9 | [8 empty] | 0
2A | 750-999 | 1990s | 10 | [8 empty] | 0
2A | 750-999 | 2000s | 1 | 10087.4951 | 2484.2884 | 11.3983 | 2.8071 | 2785.2802 | 1183.7264 | 3.1472 | 1.3375 | 55
2A | 750-999 | 2000s | 2 | 11960.2846 | 3377.6159 | 13.5144 | 3.8165 | 3026.8252 | 943.4526 | 3.4201 | 1.066 | 64
2A | 750-999 | 2000s | 3 | 14783.1029 | 4060.4581 | 16.7041 | 4.5881 | 3829.3259 | 1335.6889 | 4.3269 | 1.5093 | 17
2A | 750-999 | 2000s | 4 | 11710.6697 | 1602.9506 | 13.2324 | 1.8112 | 3344.8085 | 1175.0807 | 3.7794 | 1.3278 | 3
2A | 750-999 | 2000s | 5 | 12012.1059 | 2524.6276 | 13.573 | 2.8527 | 2919.4644 | 379.0976 | 3.2988 | 0.42836 | 4
2A | 750-999 | 2000s | 6 | [8 empty] | 0
2A | 750-999 | 2000s | 7 | [8 empty] | 0
2A | 750-999 | 2000s | 8 | 12248.6229 |  | 13.8403 |  | 3415.0846 |  | 3.8589 |  | 1
2A | 750-999 | 2000s | 9 | [8 empty] | 0
2A | 750-999 | 2000s | 10 | [8 empty] | 0
2A | 750-999 | 2010s | 1 | 8236.2709 | 3226.771 | 9.3065 | 3.6461 | 1825.5503 | 81.4883 | 2.0628 | 0.092077 | 2
2A | 750-999 | 2010s | 2 | 12383.8739 | 3356.9788 | 13.9931 | 3.7932 | 2821.3949 | 821.4566 | 3.188 | 0.9282 | 5
2A | 750-999 | 2010s | 3 | 12040.0196 | 743.2414 | 13.6045 | 0.83982 | 2694.4266 | 714.4899 | 3.0445 | 0.80733 | 3
2A | 750-999 | 2010s | 4 | [8 empty] | 0
2A | 750-999 | 2010s | 5 | 18076.0853 |  | 20.425 |  | 3650.3379 |  | 4.1247 |  | 1
2A | 750-999 | 2010s | 6 | [8 empty] | 0
2A | 750-999 | 2010s | 7 | [8 empty] | 0
2A | 750-999 | 2010s | 8 | [8 empty] | 0
2A | 750-999 | 2010s | 9 | [8 empty] | 0
2A | 750-999 | 2010s | 10 | [8 empty] | 0
2A | 1000-1499 | <1940 | 1 | 15282.4483 | 5907.6554 | 12.5266 | 4.8423 | 4198.3735 | 1604.9857 | 3.4413 | 1.3156 | 122
2A | 1000-1499 | <1940 | 2 | 15471.705 | 5091.0974 | 12.6817 | 4.173 | 4400.9754 | 1565.9959 | 3.6074 | 1.2836 | 116
2A | 1000-1499 | <1940 | 3 | 17611.4626 | 5399.0463 | 14.4356 | 4.4254 | 4419.8365 | 1348.1497 | 3.6228 | 1.105 | 43
2A | 1000-1499 | <1940 | 4 | 18037.5126 | 4600.2681 | 14.7848 | 3.7707 | 5706.6936 | 1758.7291 | 4.6776 | 1.4416 | 25
2A | 1000-1499 | <1940 | 5 | 24249.8187 | 8942.6267 | 19.8769 | 7.33 | 5325.1096 | 2366.9763 | 4.3648 | 1.9401 | 9
2A | 1000-1499 | <1940 | 6 | 17043.4867 | 9392.5106 | 13.9701 | 7.6988 | 3622.9363 | 1042.8503 | 2.9696 | 0.8548 | 3
2A | 1000-1499 | <1940 | 7 | 22486.2042 |  | 18.4313 |  | 5425.7923 |  | 4.4474 |  | 1
2A | 1000-1499 | <1940 | 8 | [8 empty] | 0
2A | 1000-1499 | <1940 | 9 | [8 empty] | 0
2A | 1000-1499 | <1940 | 10 | [8 empty] | 0
2A | 1000-1499 | 1940s | 1 | 14094.8871 | 4268.4991 | 11.5532 | 3.4988 | 4233.3293 | 1654.0663 | 3.4699 | 1.3558 | 134
2A | 1000-1499 | 1940s | 2 | 15044.9057 | 4338.7616 | 12.3319 | 3.5564 | 4542.3404 | 2108.3182 | 3.7232 | 1.7281 | 121
2A | 1000-1499 | 1940s | 3 | 18159.0021 | 4474.4509 | 14.8844 | 3.6676 | 4912.8222 | 1579.13 | 4.0269 | 1.2944 | 30
2A | 1000-1499 | 1940s | 4 | 20082.6714 | 5686.0331 | 16.4612 | 4.6607 | 5565.1245 | 1822.3909 | 4.5616 | 1.4938 | 16
2A | 1000-1499 | 1940s | 5 | 21620.4616 | 5955.4517 | 17.7217 | 4.8815 | 6970.4625 | 3157.8526 | 5.7135 | 2.5884 | 12
2A | 1000-1499 | 1940s | 6 | 17079.9094 | 4218.3323 | 13.9999 | 3.4576 | 4816.1492 | 1507.7552 | 3.9477 | 1.2359 | 5
2A | 1000-1499 | 1940s | 7 | [8 empty] | 0
2A | 1000-1499 | 1940s | 8 | 20366.0491 | 5545.9327 | 16.6935 | 4.5458 | 4147.5205 | 300.9593 | 3.3996 | 0.24669 | 2
2A | 1000-1499 | 1940s | 9 | [8 empty] | 0
2A | 1000-1499 | 1940s | 10 | [8 empty] | 0
2A | 1000-1499 | 1950s | 1 | 13887.7973 | 4371.3828 | 11.3834 | 3.5831 | 4128.5241 | 1708.7647 | 3.384 | 1.4006 | 292
2A | 1000-1499 | 1950s | 2 | 16029.3163 | 4968.4774 | 13.1388 | 4.0725 | 4784.9124 | 2061.251 | 3.9221 | 1.6896 | 307
2A | 1000-1499 | 1950s | 3 | 17038.0065 | 5084.2692 | 13.9656 | 4.1674 | 5201.7905 | 2148.1936 | 4.2638 | 1.7608 | 88
2A | 1000-1499 | 1950s | 4 | 18693.5446 | 5551.5737 | 15.3226 | 4.5505 | 5278.3681 | 2119.7906 | 4.3265 | 1.7375 | 55
2A | 1000-1499 | 1950s | 5 | 19035.1387 | 3268.5103 | 15.6026 | 2.6791 | 5423.3707 | 1405.5871 | 4.4454 | 1.1521 | 18
2A | 1000-1499 | 1950s | 6 | 24740.9435 | 7453.2584 | 20.2795 | 6.1092 | 5612.7155 | 3380.4395 | 4.6006 | 2.7709 | 7
2A | 1000-1499 | 1950s | 7 | 23826.8786 | 3277.9925 | 19.5302 | 2.6869 | 3592.8892 | 1348.0919 | 2.945 | 1.105 | 2
2A | 1000-1499 | 1950s | 8 | [8 empty] | 0
2A | 1000-1499 | 1950s | 9 | [8 empty] | 0
2A | 1000-1499 | 1950s | 10 | [8 empty] | 0
2A | 1000-1499 | 1960s | 1 | 13406.0266 | 4500.6389 | 10.9885 | 3.689 | 4167.2185 | 1846.266 | 3.4158 | 1.5133 | 323
2A | 1000-1499 | 1960s | 2 | 14869.0339 | 4622.2913 | 12.1877 | 3.7888 | 4353.1032 | 1967.4235 | 3.5681 | 1.6126 | 323
2A | 1000-1499 | 1960s | 3 | 15577.5394 | 3875.4017 | 12.7685 | 3.1766 | 4486.5614 | 1666.093 | 3.6775 | 1.3657 | 104
2A | 1000-1499 | 1960s | 4 | 16992.9832 | 6011.3341 | 13.9287 | 4.9273 | 4875.8629 | 2107.8713 | 3.9966 | 1.7278 | 60
2A | 1000-1499 | 1960s | 5 | 19656.1032 | 6365.9454 | 16.1116 | 5.218 | 5817.8705 | 2998.6235 | 4.7687 | 2.4579 | 22
2A | 1000-1499 | 1960s | 6 | 16976.5503 | 3010.76 | 13.9152 | 2.4678 | 4424.6525 | 1376.1204 | 3.6268 | 1.128 | 7
2A | 1000-1499 | 1960s | 7 | 21028.3872 |  | 17.2364 |  | 3961.3562 |  | 3.247 |  | 1
2A | 1000-1499 | 1960s | 8 | 15009.0168 |  | 12.3025 |  | 4989.819 |  | 4.09 |  | 1
2A | 1000-1499 | 1960s | 9 | [8 empty] | 0
2A | 1000-1499 | 1960s | 10 | [8 empty] | 0
2A | 1000-1499 | 1970s | 1 | 13349.4914 | 4098.7098 | 10.9422 | 3.3596 | 4110.381 | 1737.8105 | 3.3692 | 1.4244 | 526
2A | 1000-1499 | 1970s | 2 | 14601.7913 | 4286.0703 | 11.9687 | 3.5132 | 4292.8156 | 1815.5254 | 3.5187 | 1.4881 | 523
2A | 1000-1499 | 1970s | 3 | 16405.6465 | 4966.487 | 13.4473 | 4.0709 | 4548.2552 | 1795.9618 | 3.7281 | 1.4721 | 174
2A | 1000-1499 | 1970s | 4 | 17576.7158 | 5017.8034 | 14.4071 | 4.113 | 4835.8908 | 1923.9225 | 3.9638 | 1.577 | 88
2A | 1000-1499 | 1970s | 5 | 18564.1694 | 4937.71 | 15.2165 | 4.0473 | 5119.2512 | 2080.9159 | 4.1961 | 1.7057 | 28
2A | 1000-1499 | 1970s | 6 | 16837.3432 | 5016.7676 | 13.8011 | 4.1121 | 4525.5055 | 1175.4963 | 3.7094 | 0.96352 | 8
2A | 1000-1499 | 1970s | 7 | 20251.6367 | 5332.6097 | 16.5997 | 4.371 | 4382.8258 | 1098.087 | 3.5925 | 0.90007 | 2
2A | 1000-1499 | 1970s | 8 | 23999.2984 |  | 19.6716 |  | 4107.4307 |  | 3.3667 |  | 1
2A | 1000-1499 | 1970s | 9 | [8 empty] | 0
2A | 1000-1499 | 1970s | 10 | [8 empty] | 0
2A | 1000-1499 | 1980s | 1 | 12388.459 | 3338.8469 | 10.1545 | 2.7368 | 3854.7771 | 1520.4069 | 3.1597 | 1.2462 | 366
2A | 1000-1499 | 1980s | 2 | 14239.6109 | 4016.007 | 11.6718 | 3.2918 | 4161.5061 | 1724.9105 | 3.4111 | 1.4139 | 349
2A | 1000-1499 | 1980s | 3 | 15679.787 | 4326.4987 | 12.8523 | 3.5463 | 4633.1427 | 1757.9987 | 3.7977 | 1.441 | 118
2A | 1000-1499 | 1980s | 4 | 16643.9603 | 4391.5633 | 13.6426 | 3.5996 | 4524.7394 | 1592.5881 | 3.7088 | 1.3054 | 66
2A | 1000-1499 | 1980s | 5 | 16607.5662 | 3851.9247 | 13.6128 | 3.1573 | 4653.2963 | 1329.0638 | 3.8142 | 1.0894 | 27
2A | 1000-1499 | 1980s | 6 | 20825.8524 | 4923.6106 | 17.0704 | 4.0357 | 4700.1329 | 854.5165 | 3.8526 | 0.70042 | 6
2A | 1000-1499 | 1980s | 7 | 21044.2012 | 3850.8444 | 17.2493 | 3.1564 | 7041.1537 | 4877.6861 | 5.7714 | 3.9981 | 2
2A | 1000-1499 | 1980s | 8 | 26152.659 |  | 21.4366 |  | 4985.3125 |  | 4.0863 |  | 1
2A | 1000-1499 | 1980s | 9 | 25166.8053 |  | 20.6285 |  | 5289.1092 |  | 4.3353 |  | 1
2A | 1000-1499 | 1980s | 10 | 42067.9538 |  | 34.4819 |  | 11196.226 |  | 9.1772 |  | 1
2A | 1000-1499 | 1990s | 1 | 11861.0614 | 3343.8938 | 9.7222 | 2.7409 | 3596.4691 | 1576.8599 | 2.9479 | 1.2925 | 376
2A | 1000-1499 | 1990s | 2 | 13451.9149 | 3618.2117 | 11.0262 | 2.9657 | 3949.0691 | 1500.4459 | 3.2369 | 1.2299 | 412
2A | 1000-1499 | 1990s | 3 | 14340.5368 | 4108.0219 | 11.7545 | 3.3672 | 3902.7706 | 1399.1065 | 3.199 | 1.1468 | 118
2A | 1000-1499 | 1990s | 4 | 16037.4054 | 4556.0535 | 13.1454 | 3.7345 | 4118.5605 | 1705.4026 | 3.3759 | 1.3979 | 72
2A | 1000-1499 | 1990s | 5 | 17036.3382 | 4438.5373 | 13.9642 | 3.6381 | 4516.2996 | 1610.3093 | 3.7019 | 1.3199 | 31
2A | 1000-1499 | 1990s | 6 | 15403.2904 | 5814.8526 | 12.6256 | 4.7663 | 3329.7023 | 807.0292 | 2.7293 | 0.6615 | 6
2A | 1000-1499 | 1990s | 7 | 17898.3578 | 3613.3062 | 14.6708 | 2.9617 | 5305.1046 | 684.6563 | 4.3484 | 0.56119 | 4
2A | 1000-1499 | 1990s | 8 | 19728.8776 |  | 16.1712 |  | 6423.6301 |  | 5.2653 |  | 1
2A | 1000-1499 | 1990s | 9 | 17039.3589 |  | 13.9667 |  | 5541.3891 |  | 4.5421 |  | 1
2A | 1000-1499 | 1990s | 10 | [8 empty] | 0
2A | 1000-1499 | 2000s | 1 | 10873.9293 | 2991.3091 | 8.9131 | 2.4519 | 2889.7094 | 1083.0273 | 2.3686 | 0.88773 | 394
2A | 1000-1499 | 2000s | 2 | 12276.6053 | 3174.4839 | 10.0628 | 2.602 | 3169.3754 | 1061.9582 | 2.5978 | 0.87046 | 447
2A | 1000-1499 | 2000s | 3 | 13328.1087 | 3678.8897 | 10.9247 | 3.0155 | 3238.8321 | 996.4847 | 2.6548 | 0.81679 | 131
2A | 1000-1499 | 2000s | 4 | 14542.4644 | 3726.8316 | 11.9201 | 3.0548 | 3502.4184 | 1297.6821 | 2.8708 | 1.0637 | 65
2A | 1000-1499 | 2000s | 5 | 16502.4754 | 4834.3345 | 13.5266 | 3.9626 | 3958.2677 | 1469.9941 | 3.2445 | 1.2049 | 24
2A | 1000-1499 | 2000s | 6 | 18320.5445 | 4138.104 | 15.0168 | 3.3919 | 3824.3627 | 1008.4903 | 3.1347 | 0.82663 | 10
2A | 1000-1499 | 2000s | 7 | 27189.7771 |  | 22.2867 |  | 4708.0356 |  | 3.859 |  | 1
2A | 1000-1499 | 2000s | 8 | 24211.14 |  | 19.8452 |  | 6759.385 |  | 5.5405 |  | 1
2A | 1000-1499 | 2000s | 9 | 27467.8538 |  | 22.5146 |  | 8447.5885 |  | 6.9243 |  | 1
2A | 1000-1499 | 2000s | 10 | [8 empty] | 0
2A | 1000-1499 | 2010s | 1 | 10849.4819 | 3010.3825 | 8.893 | 2.4675 | 2884.8055 | 1005.1878 | 2.3646 | 0.82392 | 52
2A | 1000-1499 | 2010s | 2 | 12557.7689 | 3018.6892 | 10.2933 | 2.4743 | 3284.1127 | 1226.73 | 2.6919 | 1.0055 | 44
2A | 1000-1499 | 2010s | 3 | 14259.2589 | 4113.0953 | 11.6879 | 3.3714 | 3304.8105 | 804.4463 | 2.7089 | 0.65938 | 18
2A | 1000-1499 | 2010s | 4 | 17145.5927 | 4331.3647 | 14.0538 | 3.5503 | 3257.5579 | 927.1435 | 2.6701 | 0.75995 | 11
2A | 1000-1499 | 2010s | 5 | 15842.351 | 4418.0243 | 12.9855 | 3.6213 | 3641.946 | 643.7483 | 2.9852 | 0.52766 | 6
2A | 1000-1499 | 2010s | 6 | 11713.2503 |  | 9.601 |  | 2487.415 |  | 2.0389 |  | 1
2A | 1000-1499 | 2010s | 7 | [8 empty] | 0
2A | 1000-1499 | 2010s | 8 | [8 empty] | 0
2A | 1000-1499 | 2010s | 9 | [8 empty] | 0
2A | 1000-1499 | 2010s | 10 | 17375.2292 |  | 14.242 |  | 5019.7768 |  | 4.1146 |  | 1
2A | 1500-1999 | <1940 | 1 | 17472.21 | 6601.3767 | 10.3386 | 3.9061 | 5186.1974 | 2165.666 | 3.0688 | 1.2815 | 91
2A | 1500-1999 | <1940 | 2 | 18621.2764 | 6203.5056 | 11.0185 | 3.6707 | 5450.8569 | 2454.3315 | 3.2254 | 1.4523 | 94
2A | 1500-1999 | <1940 | 3 | 18512.4145 | 5605.2557 | 10.9541 | 3.3167 | 5755.1923 | 1954.2531 | 3.4054 | 1.1564 | 31
2A | 1500-1999 | <1940 | 4 | 22760.1823 | 6686.29 | 13.4676 | 3.9564 | 6213.55 | 2279.4369 | 3.6767 | 1.3488 | 15
2A | 1500-1999 | <1940 | 5 | 19418.9584 | 6429.55 | 11.4905 | 3.8045 | 5686.7216 | 2003.1149 | 3.3649 | 1.1853 | 9
2A | 1500-1999 | <1940 | 6 | 21927.7567 | 4369.1642 | 12.975 | 2.5853 | 9323.4731 | 4692.3853 | 5.5168 | 2.7766 | 6
2A | 1500-1999 | <1940 | 7 | 33153.8656 |  | 19.6177 |  | 8003.4931 |  | 4.7358 |  | 1
2A | 1500-1999 | <1940 | 8 | [8 empty] | 0
2A | 1500-1999 | <1940 | 9 | [8 empty] | 0
2A | 1500-1999 | <1940 | 10 | [8 empty] | 0
2A | 1500-1999 | 1940s | 1 | 17970.7901 | 6928.4475 | 10.6336 | 4.0997 | 5561.5205 | 2578.4114 | 3.2908 | 1.5257 | 68
2A | 1500-1999 | 1940s | 2 | 19126.0785 | 5905.0434 | 11.3172 | 3.4941 | 5994.8519 | 2374.1309 | 3.5472 | 1.4048 | 74
2A | 1500-1999 | 1940s | 3 | 22458.6297 | 6240.0942 | 13.2891 | 3.6924 | 6989.2539 | 2991.0077 | 4.1357 | 1.7698 | 18
2A | 1500-1999 | 1940s | 4 | 22237.6661 | 6226.2717 | 13.1584 | 3.6842 | 6825.0137 | 2278.4336 | 4.0385 | 1.3482 | 16
2A | 1500-1999 | 1940s | 5 | 21999.7249 | 6318.1133 | 13.0176 | 3.7385 | 6000.3544 | 1972.0866 | 3.5505 | 1.1669 | 14
2A | 1500-1999 | 1940s | 6 | [8 empty] | 0
2A | 1500-1999 | 1940s | 7 | 21487.8818 |  | 12.7147 |  | 6429.214 |  | 3.8043 |  | 1
2A | 1500-1999 | 1940s | 8 | [8 empty] | 0
2A | 1500-1999 | 1940s | 9 | [8 empty] | 0
2A | 1500-1999 | 1940s | 10 | [8 empty] | 0
2A | 1500-1999 | 1950s | 1 | 17201.4975 | 6018.5547 | 10.1784 | 3.5613 | 5311.6211 | 2338.9119 | 3.143 | 1.384 | 185
2A | 1500-1999 | 1950s | 2 | 18755.8459 | 5485.1459 | 11.0981 | 3.2456 | 5840.716 | 2583.4762 | 3.456 | 1.5287 | 197
2A | 1500-1999 | 1950s | 3 | 21755.2289 | 8029.8541 | 12.8729 | 4.7514 | 5919.8153 | 2960.3441 | 3.5028 | 1.7517 | 64
2A | 1500-1999 | 1950s | 4 | 20145.0554 | 6655.3664 | 11.9202 | 3.9381 | 6156.7957 | 2637.5396 | 3.6431 | 1.5607 | 48
2A | 1500-1999 | 1950s | 5 | 21935.4112 | 6240.4473 | 12.9795 | 3.6926 | 7627.4517 | 2485.342 | 4.5133 | 1.4706 | 13
2A | 1500-1999 | 1950s | 6 | 24079.9302 | 9255.4639 | 14.2485 | 5.4766 | 5514.4948 | 1325.4558 | 3.263 | 0.78429 | 8
2A | 1500-1999 | 1950s | 7 | 17402.1011 | 4231.1097 | 10.2971 | 2.5036 | 5173.6472 | 54.2678 | 3.0613 | 0.032111 | 2
2A | 1500-1999 | 1950s | 8 | [8 empty] | 0
2A | 1500-1999 | 1950s | 9 | [8 empty] | 0
2A | 1500-1999 | 1950s | 10 | [8 empty] | 0
2A | 1500-1999 | 1960s | 1 | 15781.9301 | 5488.3552 | 9.3384 | 3.2475 | 5157.6198 | 2377.4108 | 3.0518 | 1.4068 | 310
2A | 1500-1999 | 1960s | 2 | 16757.1913 | 5248.0574 | 9.9155 | 3.1054 | 5089.7786 | 2128.3891 | 3.0117 | 1.2594 | 375
2A | 1500-1999 | 1960s | 3 | 18595.3768 | 5447.7092 | 11.0032 | 3.2235 | 5407.1261 | 2315.4375 | 3.1995 | 1.3701 | 141
2A | 1500-1999 | 1960s | 4 | 18413.2328 | 6332.8559 | 10.8954 | 3.7473 | 5640.561 | 2647.0201 | 3.3376 | 1.5663 | 70
2A | 1500-1999 | 1960s | 5 | 20418.1444 | 6639.3764 | 12.0817 | 3.9286 | 5658.0721 | 1845.6387 | 3.348 | 1.0921 | 31
2A | 1500-1999 | 1960s | 6 | 20464.0013 | 8505.5076 | 12.1089 | 5.0328 | 6263.5179 | 3498.5374 | 3.7062 | 2.0701 | 12
2A | 1500-1999 | 1960s | 7 | 24483.3878 | 8694.6549 | 14.4872 | 5.1448 | 8301.9791 | 3423.4225 | 4.9124 | 2.0257 | 6
2A | 1500-1999 | 1960s | 8 | [8 empty] | 0
2A | 1500-1999 | 1960s | 9 | [8 empty] | 0
2A | 1500-1999 | 1960s | 10 | 41480.5518 |  | 24.5447 |  | 9294.379 |  | 5.4996 |  | 1
2A | 1500-1999 | 1970s | 1 | 15908.5754 | 5390.639 | 9.4134 | 3.1897 | 4789.4557 | 2171.6787 | 2.834 | 1.285 | 497
2A | 1500-1999 | 1970s | 2 | 17330.0916 | 5344.4134 | 10.2545 | 3.1624 | 5158.6811 | 2322.0047 | 3.0525 | 1.374 | 581
2A | 1500-1999 | 1970s | 3 | 18681.5009 | 6251.0976 | 11.0541 | 3.6989 | 5454.8723 | 2614.6216 | 3.2277 | 1.5471 | 185
2A | 1500-1999 | 1970s | 4 | 19330.686 | 5990.2727 | 11.4383 | 3.5445 | 5249.0414 | 2024.654 | 3.1059 | 1.198 | 110
2A | 1500-1999 | 1970s | 5 | 21376.6462 | 7407.431 | 12.6489 | 4.3831 | 5681.9193 | 2953.0398 | 3.3621 | 1.7474 | 38
2A | 1500-1999 | 1970s | 6 | 20946.1689 | 5916.1332 | 12.3942 | 3.5007 | 6441.4276 | 2248.8121 | 3.8115 | 1.3307 | 16
2A | 1500-1999 | 1970s | 7 | 31564.7767 | 8137.4345 | 18.6774 | 4.815 | 6622.4141 | 1544.0248 | 3.9186 | 0.91362 | 2
2A | 1500-1999 | 1970s | 8 | 20458.7495 |  | 12.1058 |  | 4234.8529 |  | 2.5058 |  | 1
2A | 1500-1999 | 1970s | 9 | [8 empty] | 0
2A | 1500-1999 | 1970s | 10 | [8 empty] | 0
2A | 1500-1999 | 1980s | 1 | 14702.4658 | 4647.0276 | 8.6997 | 2.7497 | 4597.2244 | 2184.916 | 2.7203 | 1.2928 | 507
2A | 1500-1999 | 1980s | 2 | 16042.1751 | 4534.0494 | 9.4924 | 2.6829 | 4778.5467 | 2024.4338 | 2.8275 | 1.1979 | 698
2A | 1500-1999 | 1980s | 3 | 17483.6729 | 4891.6272 | 10.3454 | 2.8945 | 5101.2762 | 2223.6456 | 3.0185 | 1.3158 | 211
2A | 1500-1999 | 1980s | 4 | 19143.5323 | 5438.66 | 11.3275 | 3.2181 | 5459.3478 | 2456.0469 | 3.2304 | 1.4533 | 111
2A | 1500-1999 | 1980s | 5 | 20758.3772 | 5777.6475 | 12.2831 | 3.4187 | 5688.9809 | 2316.9905 | 3.3663 | 1.371 | 56
2A | 1500-1999 | 1980s | 6 | 22072.349 | 6850.7292 | 13.0606 | 4.0537 | 6657.9961 | 2604.1544 | 3.9396 | 1.5409 | 17
2A | 1500-1999 | 1980s | 7 | 24043.2412 | 11429.4976 | 14.2268 | 6.763 | 5162.7368 | 3009.7272 | 3.0549 | 1.7809 | 2
2A | 1500-1999 | 1980s | 8 | 21728.4583 | 5086.9148 | 12.8571 | 3.01 | 7684.2375 | 1739.8698 | 4.5469 | 1.0295 | 2
2A | 1500-1999 | 1980s | 9 | [8 empty] | 0
2A | 1500-1999 | 1980s | 10 | [8 empty] | 0
2A | 1500-1999 | 1990s | 1 | 13680.6425 | 3753.8016 | 8.0951 | 2.2212 | 4120.6412 | 1775.0048 | 2.4382 | 1.0503 | 515
2A | 1500-1999 | 1990s | 2 | 14789.9702 | 4215.7477 | 8.7515 | 2.4945 | 4318.9409 | 1787.94 | 2.5556 | 1.058 | 643
2A | 1500-1999 | 1990s | 3 | 16714.298 | 4871.1386 | 9.8901 | 2.8823 | 4495.3247 | 1868.7046 | 2.66 | 1.1057 | 200
2A | 1500-1999 | 1990s | 4 | 17319.0851 | 5493.3103 | 10.248 | 3.2505 | 4749.3414 | 1991.6782 | 2.8103 | 1.1785 | 123
2A | 1500-1999 | 1990s | 5 | 19110.8833 | 5627.69 | 11.3082 | 3.33 | 4993.0312 | 1503.4497 | 2.9545 | 0.88962 | 44
2A | 1500-1999 | 1990s | 6 | 18576.5629 | 6460.2732 | 10.992 | 3.8226 | 5688.2626 | 2075.2828 | 3.3658 | 1.228 | 19
2A | 1500-1999 | 1990s | 7 | 25805.6071 | 8982.341 | 15.2696 | 5.315 | 6345.3166 | 3664.2543 | 3.7546 | 2.1682 | 8
2A | 1500-1999 | 1990s | 8 | 17264.7876 | 958.6635 | 10.2159 | 0.56726 | 6135.9025 | 276.266 | 3.6307 | 0.16347 | 2
2A | 1500-1999 | 1990s | 9 | [8 empty] | 0
2A | 1500-1999 | 1990s | 10 | 14332.7737 |  | 8.4809 |  | 3729.9059 |  | 2.207 |  | 1
2A | 1500-1999 | 2000s | 1 | 12554.7841 | 3598.9062 | 7.4289 | 2.1295 | 3433.5053 | 1381.83 | 2.0317 | 0.81765 | 637
2A | 1500-1999 | 2000s | 2 | 13861.799 | 3940.0836 | 8.2022 | 2.3314 | 3538.2084 | 1344.7483 | 2.0936 | 0.79571 | 839
2A | 1500-1999 | 2000s | 3 | 15459.5502 | 4014.9862 | 9.1477 | 2.3757 | 3786.2229 | 1339.9802 | 2.2404 | 0.79289 | 283
2A | 1500-1999 | 2000s | 4 | 17177.7907 | 5149.5728 | 10.1644 | 3.0471 | 4129.269 | 1536.7392 | 2.4434 | 0.90931 | 153
2A | 1500-1999 | 2000s | 5 | 17993.6126 | 5840.0316 | 10.6471 | 3.4556 | 4247.7636 | 1610.8716 | 2.5135 | 0.95318 | 61
2A | 1500-1999 | 2000s | 6 | 21767.8981 | 6223.8871 | 12.8804 | 3.6828 | 5087.539 | 1538.2249 | 3.0104 | 0.91019 | 30
2A | 1500-1999 | 2000s | 7 | 17832.9984 | 6559.0862 | 10.5521 | 3.8811 | 4618.0869 | 2079.958 | 2.7326 | 1.2307 | 9
2A | 1500-1999 | 2000s | 8 | 27740.6172 | 17102.237 | 16.4146 | 10.1197 | 5347.5183 | 402.8085 | 3.1642 | 0.23835 | 2
2A | 1500-1999 | 2000s | 9 | 17791.0646 |  | 10.5273 |  | 4580.6376 |  | 2.7104 |  | 1
2A | 1500-1999 | 2000s | 10 | [8 empty] | 0
2A | 1500-1999 | 2010s | 1 | 12041.9638 | 3401.2844 | 7.1254 | 2.0126 | 3092.6655 | 1123.4597 | 1.83 | 0.66477 | 92
2A | 1500-1999 | 2010s | 2 | 14588.373 | 4367.5101 | 8.6322 | 2.5843 | 3623.4394 | 1354.2618 | 2.144 | 0.80134 | 143
2A | 1500-1999 | 2010s | 3 | 15877.8898 | 5335.191 | 9.3952 | 3.1569 | 3514.1707 | 1320.5444 | 2.0794 | 0.78139 | 37
2A | 1500-1999 | 2010s | 4 | 16028.3106 | 3523.6236 | 9.4842 | 2.085 | 3300.3856 | 1009.2165 | 1.9529 | 0.59717 | 30
2A | 1500-1999 | 2010s | 5 | 16302.6115 | 4305.1674 | 9.6465 | 2.5474 | 4062.9085 | 2281.7592 | 2.4041 | 1.3502 | 13
2A | 1500-1999 | 2010s | 6 | 13694.5886 | 5557.6741 | 8.1033 | 3.2886 | 3420.5132 | 91.5313 | 2.024 | 0.054161 | 2
2A | 1500-1999 | 2010s | 7 | [8 empty] | 0
2A | 1500-1999 | 2010s | 8 | 28837.8371 |  | 17.0638 |  | 4913.1725 |  | 2.9072 |  | 1
2A | 1500-1999 | 2010s | 9 | [8 empty] | 0
2A | 1500-1999 | 2010s | 10 | [8 empty] | 0
2A | 2000-2499 | <1940 | 1 | 19265.6131 | 8234.766 | 8.8537 | 3.7844 | 5942.9087 | 2420.2883 | 2.7311 | 1.1123 | 28
2A | 2000-2499 | <1940 | 2 | 20763.4975 | 8664.676 | 9.542 | 3.9819 | 6702.329 | 2944.6215 | 3.0801 | 1.3532 | 39
2A | 2000-2499 | <1940 | 3 | 22418.5057 | 7738.8553 | 10.3026 | 3.5565 | 6124.4067 | 2382.443 | 2.8145 | 1.0949 | 14
2A | 2000-2499 | <1940 | 4 | 23724.4751 | 8817.8523 | 10.9028 | 4.0523 | 6844.79 | 3661.9504 | 3.1456 | 1.6829 | 15
2A | 2000-2499 | <1940 | 5 | 30439.7193 | 7692.5826 | 13.9888 | 3.5352 | 6039.3953 | 1135.2678 | 2.7755 | 0.52172 | 5
2A | 2000-2499 | <1940 | 6 | 43093.6909 |  | 19.8041 |  | 11902.708 |  | 5.47 |  | 1
2A | 2000-2499 | <1940 | 7 | [8 empty] | 0
2A | 2000-2499 | <1940 | 8 | [8 empty] | 0
2A | 2000-2499 | <1940 | 9 | [8 empty] | 0
2A | 2000-2499 | <1940 | 10 | [8 empty] | 0
2A | 2000-2499 | 1940s | 1 | 21383.5558 | 9385.4899 | 9.827 | 4.3132 | 6838.8895 | 4177.0877 | 3.1429 | 1.9196 | 34
2A | 2000-2499 | 1940s | 2 | 23388.8446 | 10516.5758 | 10.7485 | 4.833 | 7212.0692 | 2583.8801 | 3.3144 | 1.1874 | 45
2A | 2000-2499 | 1940s | 3 | 23629.3921 | 8237.7345 | 10.8591 | 3.7857 | 6914.4639 | 2986.1887 | 3.1776 | 1.3723 | 19
2A | 2000-2499 | 1940s | 4 | 24683.6336 | 6352.006 | 11.3436 | 2.9191 | 8155.5095 | 3533.5551 | 3.7479 | 1.6239 | 9
2A | 2000-2499 | 1940s | 5 | 30564.7563 | 8484.6284 | 14.0463 | 3.8992 | 10050.3347 | 3395.4063 | 4.6187 | 1.5604 | 5
2A | 2000-2499 | 1940s | 6 | 44954.334 |  | 20.6592 |  | 5901.0926 |  | 2.7119 |  | 1
2A | 2000-2499 | 1940s | 7 | 24106.0835 | 9023.0773 | 11.0782 | 4.1466 | 8498.5076 | 2973.883 | 3.9056 | 1.3667 | 2
2A | 2000-2499 | 1940s | 8 | [8 empty] | 0
2A | 2000-2499 | 1940s | 9 | [8 empty] | 0
2A | 2000-2499 | 1940s | 10 | [8 empty] | 0
2A | 2000-2499 | 1950s | 1 | 18734.4859 | 6149.8372 | 8.6096 | 2.8262 | 6612.7572 | 2859.5149 | 3.039 | 1.3141 | 92
2A | 2000-2499 | 1950s | 2 | 21536.2613 | 8152.1237 | 9.8972 | 3.7464 | 6749.7707 | 3726.4501 | 3.1019 | 1.7125 | 90
2A | 2000-2499 | 1950s | 3 | 20972.2443 | 5765.101 | 9.638 | 2.6494 | 6345.1593 | 2248.8667 | 2.916 | 1.0335 | 45
2A | 2000-2499 | 1950s | 4 | 24183.5983 | 8142.4697 | 11.1138 | 3.7419 | 7403.3334 | 2747.6274 | 3.4023 | 1.2627 | 27
2A | 2000-2499 | 1950s | 5 | 26348.2286 | 12647.7972 | 12.1086 | 5.8124 | 7415.878 | 6850.0452 | 3.408 | 3.148 | 8
2A | 2000-2499 | 1950s | 6 | 29935.4142 | 8701.0197 | 13.7571 | 3.9986 | 7006.0602 | 1872.4398 | 3.2197 | 0.8605 | 3
2A | 2000-2499 | 1950s | 7 | 27387.6054 |  | 12.5862 |  | 14538.5794 |  | 6.6813 |  | 1
2A | 2000-2499 | 1950s | 8 | [8 empty] | 0
2A | 2000-2499 | 1950s | 9 | [8 empty] | 0
2A | 2000-2499 | 1950s | 10 | [8 empty] | 0
2A | 2000-2499 | 1960s | 1 | 17886.5931 | 6353.5122 | 8.2199 | 2.9198 | 5747.7574 | 2437.4204 | 2.6414 | 1.1201 | 166
2A | 2000-2499 | 1960s | 2 | 18769.6376 | 6289.6696 | 8.6258 | 2.8905 | 6077.521 | 2825.5775 | 2.793 | 1.2985 | 199
2A | 2000-2499 | 1960s | 3 | 20802.3835 | 7288.1838 | 9.5599 | 3.3493 | 6227.5523 | 2803.2517 | 2.8619 | 1.2883 | 83
2A | 2000-2499 | 1960s | 4 | 20607.3189 | 6653.0835 | 9.4703 | 3.0575 | 6322.0833 | 2479.4906 | 2.9054 | 1.1395 | 58
2A | 2000-2499 | 1960s | 5 | 23282.3041 | 6727.8064 | 10.6996 | 3.0918 | 6419.2174 | 2650.7627 | 2.95 | 1.2182 | 21
2A | 2000-2499 | 1960s | 6 | 26132.5979 | 7133.8535 | 12.0095 | 3.2784 | 8036.2604 | 3922.5511 | 3.6931 | 1.8026 | 11
2A | 2000-2499 | 1960s | 7 | 22102.942 |  | 10.1576 |  | 5740.9906 |  | 2.6383 |  | 1
2A | 2000-2499 | 1960s | 8 | [8 empty] | 0
2A | 2000-2499 | 1960s | 9 | [8 empty] | 0
2A | 2000-2499 | 1960s | 10 | [8 empty] | 0
2A | 2000-2499 | 1970s | 1 | 18014.4937 | 5912.9321 | 8.2787 | 2.7173 | 5628.4998 | 2677.0956 | 2.5866 | 1.2303 | 265
2A | 2000-2499 | 1970s | 2 | 19106.0399 | 6487.6746 | 8.7803 | 2.9815 | 5721.6458 | 2621.6934 | 2.6294 | 1.2048 | 326
2A | 2000-2499 | 1970s | 3 | 20306.7681 | 6926.3609 | 9.3322 | 3.1831 | 6015.1487 | 2741.645 | 2.7643 | 1.2599 | 106
2A | 2000-2499 | 1970s | 4 | 22201.8118 | 6476.5549 | 10.203 | 2.9764 | 6154.8275 | 2991.5813 | 2.8285 | 1.3748 | 86
2A | 2000-2499 | 1970s | 5 | 21578.3508 | 5363.3077 | 9.9165 | 2.4648 | 6049.382 | 2651.0234 | 2.78 | 1.2183 | 34
2A | 2000-2499 | 1970s | 6 | 25821.4176 | 4617.8158 | 11.8665 | 2.1222 | 6378.3814 | 2141.2518 | 2.9312 | 0.98403 | 10
2A | 2000-2499 | 1970s | 7 | 26063.2031 | 10963.8796 | 11.9776 | 5.0385 | 7147.8849 | 2822.227 | 3.2849 | 1.297 | 4
2A | 2000-2499 | 1970s | 8 | 13842.0539 |  | 6.3612 |  | 3082.567 |  | 1.4166 |  | 1
2A | 2000-2499 | 1970s | 9 | [8 empty] | 0
2A | 2000-2499 | 1970s | 10 | [8 empty] | 0
2A | 2000-2499 | 1980s | 1 | 16323.5043 | 5153.7831 | 7.5016 | 2.3685 | 5308.7962 | 2667.4423 | 2.4397 | 1.2258 | 289
2A | 2000-2499 | 1980s | 2 | 17698.9944 | 5424.7285 | 8.1337 | 2.493 | 5446.5296 | 2412.3125 | 2.503 | 1.1086 | 428
2A | 2000-2499 | 1980s | 3 | 18917.3375 | 5787.017 | 8.6936 | 2.6595 | 5444.6224 | 2470.4811 | 2.5021 | 1.1353 | 161
2A | 2000-2499 | 1980s | 4 | 20920.8061 | 6777.6974 | 9.6143 | 3.1148 | 5859.9492 | 2671.1705 | 2.693 | 1.2276 | 106
2A | 2000-2499 | 1980s | 5 | 21151.521 | 6184.0244 | 9.7204 | 2.8419 | 5948.294 | 1897.9197 | 2.7336 | 0.87221 | 52
2A | 2000-2499 | 1980s | 6 | 21590.5891 | 7548.2467 | 9.9221 | 3.4689 | 6167.8144 | 3112.6047 | 2.8345 | 1.4304 | 16
2A | 2000-2499 | 1980s | 7 | [8 empty] | 0
2A | 2000-2499 | 1980s | 8 | [8 empty] | 0
2A | 2000-2499 | 1980s | 9 | [8 empty] | 0
2A | 2000-2499 | 1980s | 10 | 34622.1952 |  | 15.9109 |  | 6635.2262 |  | 3.0493 |  | 1
2A | 2000-2499 | 1990s | 1 | 15192.7836 | 4761.6086 | 6.982 | 2.1882 | 4774.1043 | 2307.2993 | 2.194 | 1.0603 | 351
2A | 2000-2499 | 1990s | 2 | 16141.7885 | 4687.5018 | 7.4181 | 2.1542 | 4793.0099 | 2075.377 | 2.2027 | 0.95376 | 433
2A | 2000-2499 | 1990s | 3 | 17388.3095 | 4907.3506 | 7.991 | 2.2552 | 5112.4403 | 2094.2319 | 2.3495 | 0.96242 | 144
2A | 2000-2499 | 1990s | 4 | 19080.8977 | 5525.4296 | 8.7688 | 2.5393 | 5552.022 | 2430.05 | 2.5515 | 1.1168 | 98
2A | 2000-2499 | 1990s | 5 | 20240.5896 | 5815.8254 | 9.3017 | 2.6727 | 5592.9652 | 2171.8769 | 2.5703 | 0.99811 | 42
2A | 2000-2499 | 1990s | 6 | 23002.9797 | 5386.1436 | 10.5712 | 2.4752 | 5865.8461 | 2005.1098 | 2.6957 | 0.92147 | 16
2A | 2000-2499 | 1990s | 7 | 26048.5959 | 150.5432 | 11.9709 | 0.069183 | 4587.2057 | 2167.4874 | 2.1081 | 0.99609 | 2
2A | 2000-2499 | 1990s | 8 | [8 empty] | 0
2A | 2000-2499 | 1990s | 9 | [8 empty] | 0
2A | 2000-2499 | 1990s | 10 | [8 empty] | 0
2A | 2000-2499 | 2000s | 1 | 13550.1536 | 3871.2187 | 6.2271 | 1.7791 | 3698.9397 | 1488.4949 | 1.6999 | 0.68405 | 475
2A | 2000-2499 | 2000s | 2 | 14884.0886 | 4272.01 | 6.8401 | 1.9632 | 3972.3742 | 1550.2724 | 1.8255 | 0.71244 | 716
2A | 2000-2499 | 2000s | 3 | 16873.148 | 5082.9494 | 7.7542 | 2.3359 | 4270.1562 | 1822.6676 | 1.9624 | 0.83762 | 270
2A | 2000-2499 | 2000s | 4 | 17192.4304 | 4887.5074 | 7.9009 | 2.2461 | 4552.666 | 1762.43 | 2.0922 | 0.80994 | 176
2A | 2000-2499 | 2000s | 5 | 17813.4003 | 5384.9306 | 8.1863 | 2.4747 | 4352.157 | 1594.9357 | 2.0001 | 0.73297 | 64
2A | 2000-2499 | 2000s | 6 | 22153.9334 | 5261.7133 | 10.181 | 2.4181 | 5054.0018 | 1549.3796 | 2.3226 | 0.71203 | 27
2A | 2000-2499 | 2000s | 7 | 26114.5862 | 1681.4483 | 12.0012 | 0.77272 | 4866.8771 | 801.2927 | 2.2366 | 0.36824 | 4
2A | 2000-2499 | 2000s | 8 | 21542.3573 | 3081.3676 | 9.9 | 1.4161 | 5201.8211 | 1083.0966 | 2.3905 | 0.49775 | 3
2A | 2000-2499 | 2000s | 9 | [8 empty] | 0
2A | 2000-2499 | 2000s | 10 | 21273.1245 |  | 9.7763 |  | 6488.1203 |  | 2.9817 |  | 1
2A | 2000-2499 | 2010s | 1 | 14180.6357 | 4511.7987 | 6.5168 | 2.0734 | 3866.6157 | 1659.5496 | 1.7769 | 0.76266 | 120
2A | 2000-2499 | 2010s | 2 | 15232.8145 | 4724.1987 | 7.0004 | 2.171 | 3867.7279 | 1604.8243 | 1.7774 | 0.73751 | 153
2A | 2000-2499 | 2010s | 3 | 16221.5514 | 5629.5512 | 7.4548 | 2.5871 | 4044.349 | 1556.1852 | 1.8586 | 0.71516 | 52
2A | 2000-2499 | 2010s | 4 | 16823.6686 | 5868.3979 | 7.7315 | 2.6969 | 4008.6362 | 1666.1654 | 1.8422 | 0.7657 | 36
2A | 2000-2499 | 2010s | 5 | 16883.121 | 3718.9582 | 7.7588 | 1.7091 | 4893.7172 | 2329.6927 | 2.249 | 1.0706 | 8
2A | 2000-2499 | 2010s | 6 | 19024.57 | 5144.0829 | 8.7429 | 2.364 | 3828.2991 | 621.3789 | 1.7593 | 0.28556 | 5
2A | 2000-2499 | 2010s | 7 | 33032.1713 | 3271.141 | 15.1802 | 1.5033 | 5149.295 | 1424.8385 | 2.3664 | 0.6548 | 2
2A | 2000-2499 | 2010s | 8 | [8 empty] | 0
2A | 2000-2499 | 2010s | 9 | [8 empty] | 0
2A | 2000-2499 | 2010s | 10 | [8 empty] | 0
2A | 2500-2999 | <1940 | 1 | 23136.5114 | 8654.0608 | 8.6881 | 3.2497 | 7313.0835 | 2559.8334 | 2.7462 | 0.96126 | 28
2A | 2500-2999 | <1940 | 2 | 23855.9387 | 7508.2475 | 8.9583 | 2.8195 | 6689.3339 | 2483.5309 | 2.512 | 0.93261 | 25
2A | 2500-2999 | <1940 | 3 | 26388.8884 | 7357.8079 | 9.9095 | 2.763 | 5672.1496 | 2932.7614 | 2.13 | 1.1013 | 10
2A | 2500-2999 | <1940 | 4 | 23064.0722 | 7965.4018 | 8.6609 | 2.9911 | 6943.4957 | 2672.2591 | 2.6074 | 1.0035 | 9
2A | 2500-2999 | <1940 | 5 | 30284.8646 | 8194.5787 | 11.3725 | 3.0772 | 8789.601 | 4777.2948 | 3.3006 | 1.794 | 4
2A | 2500-2999 | <1940 | 6 | 42063.1246 | 4561.6495 | 15.7954 | 1.713 | 8733.8001 | 4767.8659 | 3.2797 | 1.7904 | 2
2A | 2500-2999 | <1940 | 7 | [8 empty] | 0
2A | 2500-2999 | <1940 | 8 | [8 empty] | 0
2A | 2500-2999 | <1940 | 9 | [8 empty] | 0
2A | 2500-2999 | <1940 | 10 | [8 empty] | 0
2A | 2500-2999 | 1940s | 1 | 24427.0925 | 13204.4917 | 9.1728 | 4.9585 | 6488.2365 | 2439.9833 | 2.4364 | 0.91625 | 16
2A | 2500-2999 | 1940s | 2 | 23428.3237 | 9580.6317 | 8.7977 | 3.5977 | 7282.0718 | 3452.3922 | 2.7345 | 1.2964 | 23
2A | 2500-2999 | 1940s | 3 | 23648.7384 | 7664.2538 | 8.8805 | 2.8781 | 7715.4668 | 1715.4513 | 2.8973 | 0.64418 | 3
2A | 2500-2999 | 1940s | 4 | 26748.2548 | 8237.1665 | 10.0444 | 3.0932 | 7549.1443 | 2869.7307 | 2.8348 | 1.0776 | 11
2A | 2500-2999 | 1940s | 5 | 31467.8941 | 13292.8319 | 11.8167 | 4.9917 | 7799.8858 | 2020.569 | 2.929 | 0.75876 | 5
2A | 2500-2999 | 1940s | 6 | [8 empty] | 0
2A | 2500-2999 | 1940s | 7 | [8 empty] | 0
2A | 2500-2999 | 1940s | 8 | [8 empty] | 0
2A | 2500-2999 | 1940s | 9 | [8 empty] | 0
2A | 2500-2999 | 1940s | 10 | [8 empty] | 0
2A | 2500-2999 | 1950s | 1 | 21419.0325 | 7510.4563 | 8.0432 | 2.8203 | 7981.4774 | 4077.3285 | 2.9972 | 1.5311 | 24
2A | 2500-2999 | 1950s | 2 | 23012.4061 | 8203.3787 | 8.6415 | 3.0805 | 7070.1022 | 3359.7562 | 2.6549 | 1.2616 | 38
2A | 2500-2999 | 1950s | 3 | 23230.5375 | 5891.9135 | 8.7234 | 2.2125 | 8567.3005 | 3498.3116 | 3.2172 | 1.3137 | 13
2A | 2500-2999 | 1950s | 4 | 33912.8506 | 8999.4393 | 12.7348 | 3.3794 | 11952.2986 | 8692.0493 | 4.4883 | 3.264 | 5
2A | 2500-2999 | 1950s | 5 | 31144.6948 | 6912.048 | 11.6953 | 2.5956 | 9717.8559 | 2237.9485 | 3.6492 | 0.84039 | 4
2A | 2500-2999 | 1950s | 6 | 35291.2346 | 13465.2625 | 13.2524 | 5.0564 | 12204.9647 | 7401.8985 | 4.5832 | 2.7795 | 3
2A | 2500-2999 | 1950s | 7 | [8 empty] | 0
2A | 2500-2999 | 1950s | 8 | [8 empty] | 0
2A | 2500-2999 | 1950s | 9 | [8 empty] | 0
2A | 2500-2999 | 1950s | 10 | [8 empty] | 0
2A | 2500-2999 | 1960s | 1 | 19498.8997 | 6528.4684 | 7.3222 | 2.4515 | 6758.8409 | 3308.534 | 2.5381 | 1.2424 | 72
2A | 2500-2999 | 1960s | 2 | 21229.3343 | 7325.6204 | 7.972 | 2.7509 | 7287.6598 | 3881.0005 | 2.7366 | 1.4574 | 101
2A | 2500-2999 | 1960s | 3 | 22257.5806 | 7688.5551 | 8.3581 | 2.8872 | 7489.5681 | 2926.6459 | 2.8125 | 1.099 | 55
2A | 2500-2999 | 1960s | 4 | 22493.9789 | 6351.6173 | 8.4469 | 2.3851 | 7040.5329 | 2559.6573 | 2.6438 | 0.96119 | 34
2A | 2500-2999 | 1960s | 5 | 25322.723 | 7690.7609 | 9.5091 | 2.888 | 7890.8711 | 4007.4417 | 2.9632 | 1.5049 | 18
2A | 2500-2999 | 1960s | 6 | 23755.5201 | 6408.0218 | 8.9206 | 2.4063 | 6683.1804 | 1829.0456 | 2.5096 | 0.68684 | 9
2A | 2500-2999 | 1960s | 7 | 14969.4315 |  | 5.6213 |  | 4725.0147 |  | 1.7743 |  | 1
2A | 2500-2999 | 1960s | 8 | [8 empty] | 0
2A | 2500-2999 | 1960s | 9 | [8 empty] | 0
2A | 2500-2999 | 1960s | 10 | [8 empty] | 0
2A | 2500-2999 | 1970s | 1 | 20435.1011 | 7372.637 | 7.6737 | 2.7685 | 6464.9014 | 2826.855 | 2.4277 | 1.0615 | 114
2A | 2500-2999 | 1970s | 2 | 21573.4463 | 8181.4592 | 8.1012 | 3.0723 | 6937.7592 | 3122.9996 | 2.6052 | 1.1727 | 181
2A | 2500-2999 | 1970s | 3 | 23194.3281 | 7962.6592 | 8.7098 | 2.9901 | 6437.9005 | 3784.132 | 2.4175 | 1.421 | 66
2A | 2500-2999 | 1970s | 4 | 25109.0391 | 8843.4708 | 9.4289 | 3.3209 | 7406.0544 | 2840.9433 | 2.7811 | 1.0668 | 52
2A | 2500-2999 | 1970s | 5 | 27485.6493 | 9947.591 | 10.3213 | 3.7355 | 6773.9371 | 2639.9293 | 2.5437 | 0.99134 | 17
2A | 2500-2999 | 1970s | 6 | 27719.2116 | 8044.9573 | 10.409 | 3.021 | 8338.9119 | 2414.5578 | 3.1314 | 0.90671 | 9
2A | 2500-2999 | 1970s | 7 | 31828.6239 | 14265.2157 | 11.9522 | 5.3568 | 7886.1925 | 1962.4291 | 2.9614 | 0.73692 | 4
2A | 2500-2999 | 1970s | 8 | [8 empty] | 0
2A | 2500-2999 | 1970s | 9 | [8 empty] | 0
2A | 2500-2999 | 1970s | 10 | [8 empty] | 0
2A | 2500-2999 | 1980s | 1 | 19057.6828 | 5867.4978 | 7.1565 | 2.2033 | 6688.2279 | 3188.4372 | 2.5115 | 1.1973 | 153
2A | 2500-2999 | 1980s | 2 | 20077.4355 | 6393.6132 | 7.5394 | 2.4009 | 6123.3362 | 2796.8754 | 2.2994 | 1.0503 | 244
2A | 2500-2999 | 1980s | 3 | 22815.5393 | 7229.8237 | 8.5676 | 2.7149 | 7070.6694 | 3387.8881 | 2.6552 | 1.2722 | 110
2A | 2500-2999 | 1980s | 4 | 24195.4845 | 8384.7 | 9.0858 | 3.1486 | 7741.4702 | 3946.2979 | 2.907 | 1.4819 | 66
2A | 2500-2999 | 1980s | 5 | 24547.7867 | 6549.9961 | 9.2181 | 2.4596 | 6891.1787 | 2647.111 | 2.5878 | 0.99403 | 34
2A | 2500-2999 | 1980s | 6 | 23518.5414 | 8835.2255 | 8.8316 | 3.3178 | 6448.1279 | 1798.6622 | 2.4214 | 0.67543 | 13
2A | 2500-2999 | 1980s | 7 | 20997.9043 | 7105.7554 | 7.8851 | 2.6683 | 9992.5739 | 3288.0637 | 3.7524 | 1.2347 | 3
2A | 2500-2999 | 1980s | 8 | 25916.8184 |  | 9.7322 |  | 5401.0316 |  | 2.0282 |  | 1
2A | 2500-2999 | 1980s | 9 | [8 empty] | 0
2A | 2500-2999 | 1980s | 10 | [8 empty] | 0
2A | 2500-2999 | 1990s | 1 | 16914.5268 | 5357.8285 | 6.3517 | 2.012 | 5211.7831 | 2072.2818 | 1.9571 | 0.77818 | 153
2A | 2500-2999 | 1990s | 2 | 19315.9473 | 5865.1566 | 7.2535 | 2.2025 | 5793.8022 | 2522.4018 | 2.1757 | 0.9472 | 261
2A | 2500-2999 | 1990s | 3 | 18995.3973 | 5621.5288 | 7.1331 | 2.111 | 5553.0017 | 2269.2954 | 2.0852 | 0.85216 | 91
2A | 2500-2999 | 1990s | 4 | 21098.87 | 6819.0195 | 7.923 | 2.5607 | 5966.9702 | 2417.521 | 2.2407 | 0.90782 | 77
2A | 2500-2999 | 1990s | 5 | 23330.3763 | 6432.2471 | 8.7609 | 2.4154 | 6822.3352 | 3035.9587 | 2.5619 | 1.1401 | 45
2A | 2500-2999 | 1990s | 6 | 25171.8856 | 6797.849 | 9.4525 | 2.5527 | 6939.8683 | 2947.3394 | 2.606 | 1.1068 | 18
2A | 2500-2999 | 1990s | 7 | [8 empty] | 0
2A | 2500-2999 | 1990s | 8 | [8 empty] | 0
2A | 2500-2999 | 1990s | 9 | [8 empty] | 0
2A | 2500-2999 | 1990s | 10 | [8 empty] | 0
2A | 2500-2999 | 2000s | 1 | 15304.9136 | 4364.01 | 5.7472 | 1.6388 | 4593.187 | 1886.3211 | 1.7248 | 0.70834 | 258
2A | 2500-2999 | 2000s | 2 | 16846.3193 | 4709.3737 | 6.3261 | 1.7684 | 4800.155 | 1849.2486 | 1.8025 | 0.69442 | 427
2A | 2500-2999 | 2000s | 3 | 18287.2295 | 5646.2953 | 6.8672 | 2.1203 | 4852.2377 | 1875.8067 | 1.8221 | 0.7044 | 169
2A | 2500-2999 | 2000s | 4 | 19309.775 | 5738.9766 | 7.2511 | 2.1551 | 5014.5822 | 1866.0926 | 1.8831 | 0.70075 | 133
2A | 2500-2999 | 2000s | 5 | 20762.9852 | 5881.6028 | 7.7968 | 2.2086 | 5517.4907 | 1790.7404 | 2.0719 | 0.67245 | 54
2A | 2500-2999 | 2000s | 6 | 22736.3084 | 8159.592 | 8.5379 | 3.0641 | 5188.5204 | 1970.305 | 1.9484 | 0.73988 | 22
2A | 2500-2999 | 2000s | 7 | 20320.4404 | 7226.159 | 7.6307 | 2.7135 | 5171.2472 | 1221.4845 | 1.9419 | 0.45869 | 9
2A | 2500-2999 | 2000s | 8 | 23630.6986 |  | 8.8737 |  | 5898.5601 |  | 2.215 |  | 1
2A | 2500-2999 | 2000s | 9 | [8 empty] | 0
2A | 2500-2999 | 2000s | 10 | [8 empty] | 0
2A | 2500-2999 | 2010s | 1 | 15672.543 | 5576.2647 | 5.8853 | 2.094 | 4349.0453 | 1599.8511 | 1.6331 | 0.60077 | 84
2A | 2500-2999 | 2010s | 2 | 16569.9041 | 5121.8675 | 6.2223 | 1.9233 | 4612.976 | 1923.3802 | 1.7322 | 0.72226 | 143
2A | 2500-2999 | 2010s | 3 | 16400.2739 | 4162.5368 | 6.1586 | 1.5631 | 4898.0784 | 1709.0293 | 1.8393 | 0.64177 | 49
2A | 2500-2999 | 2010s | 4 | 18597.6752 | 4746.4263 | 6.9837 | 1.7824 | 5176.6413 | 2143.5643 | 1.9439 | 0.80494 | 38
2A | 2500-2999 | 2010s | 5 | 20090.5641 | 7248.5194 | 7.5443 | 2.7219 | 4951.1681 | 1597.9322 | 1.8592 | 0.60005 | 14
2A | 2500-2999 | 2010s | 6 | 22271.8789 | 4440.6651 | 8.3635 | 1.6675 | 5625.2777 | 2990.205 | 2.1124 | 1.1229 | 6
2A | 2500-2999 | 2010s | 7 | 27678.2908 | 11451.9324 | 10.3937 | 4.3004 | 5521.9833 | 1015.6277 | 2.0736 | 0.38138 | 2
2A | 2500-2999 | 2010s | 8 | [8 empty] | 0
2A | 2500-2999 | 2010s | 9 | [8 empty] | 0
2A | 2500-2999 | 2010s | 10 | [8 empty] | 0
2A | 3000-3999 | <1940 | 1 | 24945.7829 | 7415.0491 | 7.557 | 2.2463 | 8756.3395 | 3253.8994 | 2.6526 | 0.98573 | 19
2A | 3000-3999 | <1940 | 2 | 25437.7466 | 9344.1811 | 7.7061 | 2.8307 | 8918.7406 | 3848.3616 | 2.7018 | 1.1658 | 23
2A | 3000-3999 | <1940 | 3 | 27421.3335 | 10977.6125 | 8.307 | 3.3255 | 7092.575 | 1915.6327 | 2.1486 | 0.58032 | 11
2A | 3000-3999 | <1940 | 4 | 37068.2882 | 13377.0784 | 11.2294 | 4.0524 | 11152.5478 | 3757.3497 | 3.3785 | 1.1382 | 9
2A | 3000-3999 | <1940 | 5 | 30985.0243 | 6872.9619 | 9.3866 | 2.0821 | 10176.7803 | 3885.9718 | 3.0829 | 1.1772 | 6
2A | 3000-3999 | <1940 | 6 | [8 empty] | 0
2A | 3000-3999 | <1940 | 7 | [8 empty] | 0
2A | 3000-3999 | <1940 | 8 | [8 empty] | 0
2A | 3000-3999 | <1940 | 9 | [8 empty] | 0
2A | 3000-3999 | <1940 | 10 | [8 empty] | 0
2A | 3000-3999 | 1940s | 1 | 25438.5043 | 6590.7651 | 7.7063 | 1.9966 | 10803.5333 | 6900.0799 | 3.2728 | 2.0903 | 3
2A | 3000-3999 | 1940s | 2 | 27403.0974 | 9589.4736 | 8.3015 | 2.905 | 7767.5116 | 3626.8742 | 2.3531 | 1.0987 | 15
2A | 3000-3999 | 1940s | 3 | 25172.0018 | 34.0411 | 7.6256 | 0.010312 | 6988.5502 | 301.3575 | 2.1171 | 0.091293 | 2
2A | 3000-3999 | 1940s | 4 | 29575.7387 | 5027.4831 | 8.9596 | 1.523 | 7007.1926 | 2757.343 | 2.1227 | 0.83531 | 3
2A | 3000-3999 | 1940s | 5 | 27067.2098 |  | 8.1997 |  | 7639.9558 |  | 2.3144 |  | 1
2A | 3000-3999 | 1940s | 6 | 29910.6479 | 5331.2904 | 9.0611 | 1.6151 | 7427.7001 | 308.0947 | 2.2501 | 0.093334 | 2
2A | 3000-3999 | 1940s | 7 | [8 empty] | 0
2A | 3000-3999 | 1940s | 8 | [8 empty] | 0
2A | 3000-3999 | 1940s | 9 | [8 empty] | 0
2A | 3000-3999 | 1940s | 10 | [8 empty] | 0
2A | 3000-3999 | 1950s | 1 | 25471.888 | 10177.678 | 7.7164 | 3.0832 | 7645.3782 | 2620.3542 | 2.3161 | 0.79381 | 26
2A | 3000-3999 | 1950s | 2 | 25810.0291 | 12008.363 | 7.8189 | 3.6378 | 8508.0236 | 3755.03 | 2.5774 | 1.1375 | 23
2A | 3000-3999 | 1950s | 3 | 27981.3777 | 11692.3424 | 8.4766 | 3.5421 | 10501.6895 | 5935.1533 | 3.1814 | 1.798 | 14
2A | 3000-3999 | 1950s | 4 | 24502.4911 | 5691.9931 | 7.4227 | 1.7243 | 7765.8527 | 2691.5085 | 2.3526 | 0.81536 | 12
2A | 3000-3999 | 1950s | 5 | 28820.013 | 6995.9272 | 8.7307 | 2.1193 | 5253.5584 | 2164.4336 | 1.5915 | 0.65569 | 4
2A | 3000-3999 | 1950s | 6 | 45177.637 |  | 13.686 |  | 16863.0054 |  | 5.1085 |  | 1
2A | 3000-3999 | 1950s | 7 | 47992.2824 |  | 14.5387 |  | 16698.1152 |  | 5.0585 |  | 1
2A | 3000-3999 | 1950s | 8 | [8 empty] | 0
2A | 3000-3999 | 1950s | 9 | [8 empty] | 0
2A | 3000-3999 | 1950s | 10 | [8 empty] | 0
2A | 3000-3999 | 1960s | 1 | 23557.6639 | 10641.4502 | 7.1365 | 3.2237 | 7309.7715 | 3605.1296 | 2.2144 | 1.0921 | 39
2A | 3000-3999 | 1960s | 2 | 23135.7791 | 6680.9981 | 7.0087 | 2.0239 | 7859.2888 | 3285.3012 | 2.3809 | 0.99524 | 55
2A | 3000-3999 | 1960s | 3 | 25403.8837 | 8703.7432 | 7.6958 | 2.6367 | 8906.5446 | 4424.035 | 2.6981 | 1.3402 | 35
2A | 3000-3999 | 1960s | 4 | 25069.8429 | 8641.6606 | 7.5946 | 2.6179 | 8213.357 | 2942.6234 | 2.4881 | 0.89143 | 33
2A | 3000-3999 | 1960s | 5 | 28224.1693 | 8246.2532 | 8.5502 | 2.4981 | 8548.2433 | 2470.6183 | 2.5896 | 0.74845 | 14
2A | 3000-3999 | 1960s | 6 | 27674.3982 | 12567.9489 | 8.3836 | 3.8073 | 9432.9166 | 6449.4051 | 2.8576 | 1.9538 | 8
2A | 3000-3999 | 1960s | 7 | [8 empty] | 0
2A | 3000-3999 | 1960s | 8 | [8 empty] | 0
2A | 3000-3999 | 1960s | 9 | [8 empty] | 0
2A | 3000-3999 | 1960s | 10 | [8 empty] | 0
2A | 3000-3999 | 1970s | 1 | 21897.7415 | 7848.6408 | 6.6337 | 2.3777 | 7141.9453 | 2754.9534 | 2.1636 | 0.83458 | 57
2A | 3000-3999 | 1970s | 2 | 24197.5378 | 7774.7414 | 7.3304 | 2.3553 | 7767.7185 | 3676.072 | 2.3531 | 1.1136 | 95
2A | 3000-3999 | 1970s | 3 | 25771.478 | 10916.7686 | 7.8072 | 3.3071 | 7117.0907 | 3416.9426 | 2.156 | 1.0351 | 50
2A | 3000-3999 | 1970s | 4 | 29249.196 | 11120.1336 | 8.8607 | 3.3687 | 8830.6017 | 3511.5885 | 2.6751 | 1.0638 | 32
2A | 3000-3999 | 1970s | 5 | 23789.5496 | 6689.7541 | 7.2068 | 2.0266 | 7280.5397 | 2681.4852 | 2.2056 | 0.81233 | 23
2A | 3000-3999 | 1970s | 6 | 30014.2586 | 6293.0875 | 9.0925 | 1.9064 | 9211.1213 | 5368.5273 | 2.7904 | 1.6263 | 5
2A | 3000-3999 | 1970s | 7 | 23732.5497 |  | 7.1895 |  | 5042.774 |  | 1.5277 |  | 1
2A | 3000-3999 | 1970s | 8 | [8 empty] | 0
2A | 3000-3999 | 1970s | 9 | [8 empty] | 0
2A | 3000-3999 | 1970s | 10 | [8 empty] | 0
2A | 3000-3999 | 1980s | 1 | 21334.7405 | 7329.8163 | 6.4631 | 2.2205 | 6618.4269 | 3552.2096 | 2.005 | 1.0761 | 136
2A | 3000-3999 | 1980s | 2 | 22157.4117 | 7844.7074 | 6.7123 | 2.3765 | 6942.5258 | 3451.3642 | 2.1032 | 1.0456 | 197
2A | 3000-3999 | 1980s | 3 | 24333.7445 | 8406.1867 | 7.3716 | 2.5466 | 6867.8591 | 3353.2411 | 2.0805 | 1.0158 | 66
2A | 3000-3999 | 1980s | 4 | 26105.0069 | 7114.5272 | 7.9082 | 2.1553 | 8435.1263 | 3580.1408 | 2.5553 | 1.0846 | 68
2A | 3000-3999 | 1980s | 5 | 26223.6324 | 7295.218 | 7.9441 | 2.21 | 7304.8492 | 2774.2043 | 2.2129 | 0.84041 | 40
2A | 3000-3999 | 1980s | 6 | 24502.554 | 9119.1999 | 7.4228 | 2.7626 | 6551.1129 | 3853.6537 | 1.9846 | 1.1674 | 16
2A | 3000-3999 | 1980s | 7 | 36596.2007 |  | 11.0864 |  | 10075.4708 |  | 3.0522 |  | 1
2A | 3000-3999 | 1980s | 8 | [8 empty] | 0
2A | 3000-3999 | 1980s | 9 | [8 empty] | 0
2A | 3000-3999 | 1980s | 10 | [8 empty] | 0
2A | 3000-3999 | 1990s | 1 | 19472.3479 | 5942.6134 | 5.8989 | 1.8002 | 6232.1912 | 2615.6631 | 1.888 | 0.79239 | 102
2A | 3000-3999 | 1990s | 2 | 20797.9068 | 6494.2519 | 6.3005 | 1.9674 | 6621.0569 | 2800.4529 | 2.0058 | 0.84837 | 200
2A | 3000-3999 | 1990s | 3 | 21735.2814 | 6536.545 | 6.5845 | 1.9802 | 6727.4512 | 3219.5352 | 2.038 | 0.97532 | 102
2A | 3000-3999 | 1990s | 4 | 22600.3894 | 6084.6042 | 6.8465 | 1.8433 | 6375.7593 | 2388.1688 | 1.9315 | 0.72347 | 69
2A | 3000-3999 | 1990s | 5 | 24417.5438 | 6727.4775 | 7.397 | 2.038 | 7508.3638 | 3046.8521 | 2.2746 | 0.92301 | 37
2A | 3000-3999 | 1990s | 6 | 25164.6249 | 6459.4346 | 7.6233 | 1.9568 | 6913.5924 | 1924.5968 | 2.0944 | 0.58303 | 11
2A | 3000-3999 | 1990s | 7 | 32460.0618 | 6013.719 | 9.8334 | 1.8218 | 9383.7473 | 2584.2994 | 2.8427 | 0.78288 | 4
2A | 3000-3999 | 1990s | 8 | 38619.0495 |  | 11.6992 |  | 11855.8798 |  | 3.5916 |  | 1
2A | 3000-3999 | 1990s | 9 | [8 empty] | 0
2A | 3000-3999 | 1990s | 10 | [8 empty] | 0
2A | 3000-3999 | 2000s | 1 | 17140.8736 | 5038.8776 | 5.1926 | 1.5265 | 4950.2551 | 2065.5155 | 1.4996 | 0.62572 | 256
2A | 3000-3999 | 2000s | 2 | 17859.286 | 5650.7323 | 5.4103 | 1.7118 | 4906.4041 | 1974.2095 | 1.4863 | 0.59806 | 403
2A | 3000-3999 | 2000s | 3 | 21112.5376 | 7086.0147 | 6.3958 | 2.1466 | 5721.1202 | 2346.9129 | 1.7331 | 0.71097 | 175
2A | 3000-3999 | 2000s | 4 | 21074.7542 | 5661.736 | 6.3844 | 1.7152 | 5783.4707 | 2143.937 | 1.752 | 0.64948 | 154
2A | 3000-3999 | 2000s | 5 | 22823.0293 | 6732.97 | 6.914 | 2.0397 | 5853.3129 | 2302.6625 | 1.7732 | 0.69757 | 64
2A | 3000-3999 | 2000s | 6 | 21982.3058 | 4969.6941 | 6.6593 | 1.5055 | 5426.7467 | 1459.7862 | 1.644 | 0.44223 | 20
2A | 3000-3999 | 2000s | 7 | 23625.2001 | 5339.3169 | 7.157 | 1.6175 | 6347.2774 | 1470.408 | 1.9228 | 0.44544 | 9
2A | 3000-3999 | 2000s | 8 | [8 empty] | 0
2A | 3000-3999 | 2000s | 9 | [8 empty] | 0
2A | 3000-3999 | 2000s | 10 | [8 empty] | 0
2A | 3000-3999 | 2010s | 1 | 17154.1883 | 5218.1566 | 5.1967 | 1.5808 | 4930.7529 | 1853.2307 | 1.4937 | 0.56141 | 89
2A | 3000-3999 | 2010s | 2 | 18520.8706 | 5114.4949 | 5.6107 | 1.5494 | 5035.4234 | 1896.7029 | 1.5254 | 0.57458 | 160
2A | 3000-3999 | 2010s | 3 | 19340.1649 | 5356.4446 | 5.8589 | 1.6227 | 5100.8826 | 1749.4554 | 1.5453 | 0.52998 | 67
2A | 3000-3999 | 2010s | 4 | 21787.1932 | 6590.4428 | 6.6002 | 1.9965 | 5912.2667 | 2159.3477 | 1.7911 | 0.65415 | 66
2A | 3000-3999 | 2010s | 5 | 23099.4628 | 6049.2537 | 6.9977 | 1.8326 | 6335.2208 | 2044.1075 | 1.9192 | 0.61924 | 27
2A | 3000-3999 | 2010s | 6 | 26602.7897 | 8095.6043 | 8.059 | 2.4525 | 7223.1381 | 1376.7509 | 2.1882 | 0.41707 | 10
2A | 3000-3999 | 2010s | 7 | 31661.9422 | 8524.4155 | 9.5916 | 2.5824 | 6698.9494 | 2133.3556 | 2.0294 | 0.64628 | 5
2A | 3000-3999 | 2010s | 8 | 36983.6551 |  | 11.2038 |  | 10257.9264 |  | 3.1075 |  | 1
2A | 3000-3999 | 2010s | 9 | [8 empty] | 0
2A | 3000-3999 | 2010s | 10 | [8 empty] | 0
2B | 500-749 | <1940 | 1 | 9898.5007 | 908.9377 | 15.6374 | 1.4359 | 2825.9763 | 383.2012 | 4.4644 | 0.60537 | 2
2B | 500-749 | <1940 | 2 | [8 empty] | 0
2B | 500-749 | <1940 | 3 | [8 empty] | 0
2B | 500-749 | <1940 | 4 | [8 empty] | 0
2B | 500-749 | <1940 | 5 | [8 empty] | 0
2B | 500-749 | <1940 | 6 | [8 empty] | 0
2B | 500-749 | <1940 | 7 | [8 empty] | 0
2B | 500-749 | <1940 | 8 | [8 empty] | 0
2B | 500-749 | <1940 | 9 | [8 empty] | 0
2B | 500-749 | <1940 | 10 | [8 empty] | 0
2B | 500-749 | 1940s | 1 | [8 empty] | 0
2B | 500-749 | 1940s | 2 | [8 empty] | 0
2B | 500-749 | 1940s | 3 | [8 empty] | 0
2B | 500-749 | 1940s | 4 | [8 empty] | 0
2B | 500-749 | 1940s | 5 | [8 empty] | 0
2B | 500-749 | 1940s | 6 | [8 empty] | 0
2B | 500-749 | 1940s | 7 | [8 empty] | 0
2B | 500-749 | 1940s | 8 | [8 empty] | 0
2B | 500-749 | 1940s | 9 | [8 empty] | 0
2B | 500-749 | 1940s | 10 | [8 empty] | 0
2B | 500-749 | 1950s | 1 | [8 empty] | 0
2B | 500-749 | 1950s | 2 | 7054.2882 |  | 11.1442 |  | 2859.5023 |  | 4.5174 |  | 1
2B | 500-749 | 1950s | 3 | [8 empty] | 0
2B | 500-749 | 1950s | 4 | [8 empty] | 0
2B | 500-749 | 1950s | 5 | [8 empty] | 0
2B | 500-749 | 1950s | 6 | [8 empty] | 0
2B | 500-749 | 1950s | 7 | [8 empty] | 0
2B | 500-749 | 1950s | 8 | [8 empty] | 0
2B | 500-749 | 1950s | 9 | [8 empty] | 0
2B | 500-749 | 1950s | 10 | [8 empty] | 0
2B | 500-749 | 1960s | 1 | 10650.5495 |  | 16.8255 |  | 2402.1837 |  | 3.7949 |  | 1
2B | 500-749 | 1960s | 2 | [8 empty] | 0
2B | 500-749 | 1960s | 3 | [8 empty] | 0
2B | 500-749 | 1960s | 4 | [8 empty] | 0
2B | 500-749 | 1960s | 5 | [8 empty] | 0
2B | 500-749 | 1960s | 6 | [8 empty] | 0
2B | 500-749 | 1960s | 7 | [8 empty] | 0
2B | 500-749 | 1960s | 8 | [8 empty] | 0
2B | 500-749 | 1960s | 9 | [8 empty] | 0
2B | 500-749 | 1960s | 10 | [8 empty] | 0
2B | 500-749 | 1970s | 1 | 10687.9317 | 1408.4458 | 16.8846 | 2.225 | 2756.6055 | 314.2144 | 4.3548 | 0.49639 | 2
2B | 500-749 | 1970s | 2 | 9339.6937 | 740.5894 | 14.7547 | 1.17 | 2146.5182 | 990.5386 | 3.391 | 1.5648 | 2
2B | 500-749 | 1970s | 3 | [8 empty] | 0
2B | 500-749 | 1970s | 4 | [8 empty] | 0
2B | 500-749 | 1970s | 5 | [8 empty] | 0
2B | 500-749 | 1970s | 6 | [8 empty] | 0
2B | 500-749 | 1970s | 7 | [8 empty] | 0
2B | 500-749 | 1970s | 8 | [8 empty] | 0
2B | 500-749 | 1970s | 9 | [8 empty] | 0
2B | 500-749 | 1970s | 10 | [8 empty] | 0
2B | 500-749 | 1980s | 1 | 10000.8686 |  | 15.7992 |  | 1450.0262 |  | 2.2907 |  | 1
2B | 500-749 | 1980s | 2 | [8 empty] | 0
2B | 500-749 | 1980s | 3 | [8 empty] | 0
2B | 500-749 | 1980s | 4 | 11597.5737 |  | 18.3216 |  | 3239.8479 |  | 5.1182 |  | 1
2B | 500-749 | 1980s | 5 | [8 empty] | 0
2B | 500-749 | 1980s | 6 | [8 empty] | 0
2B | 500-749 | 1980s | 7 | [8 empty] | 0
2B | 500-749 | 1980s | 8 | [8 empty] | 0
2B | 500-749 | 1980s | 9 | [8 empty] | 0
2B | 500-749 | 1980s | 10 | [8 empty] | 0
2B | 500-749 | 1990s | 1 | [8 empty] | 0
2B | 500-749 | 1990s | 2 | [8 empty] | 0
2B | 500-749 | 1990s | 3 | 10567.756 |  | 16.6947 |  | 1951.4577 |  | 3.0829 |  | 1
2B | 500-749 | 1990s | 4 | [8 empty] | 0
2B | 500-749 | 1990s | 5 | [8 empty] | 0
2B | 500-749 | 1990s | 6 | [8 empty] | 0
2B | 500-749 | 1990s | 7 | [8 empty] | 0
2B | 500-749 | 1990s | 8 | [8 empty] | 0
2B | 500-749 | 1990s | 9 | [8 empty] | 0
2B | 500-749 | 1990s | 10 | [8 empty] | 0
2B | 500-749 | 2000s | 1 | [8 empty] | 0
2B | 500-749 | 2000s | 2 | 9732.4988 |  | 15.3752 |  | 2874.9837 |  | 4.5418 |  | 1
2B | 500-749 | 2000s | 3 | [8 empty] | 0
2B | 500-749 | 2000s | 4 | [8 empty] | 0
2B | 500-749 | 2000s | 5 | [8 empty] | 0
2B | 500-749 | 2000s | 6 | [8 empty] | 0
2B | 500-749 | 2000s | 7 | [8 empty] | 0
2B | 500-749 | 2000s | 8 | [8 empty] | 0
2B | 500-749 | 2000s | 9 | [8 empty] | 0
2B | 500-749 | 2000s | 10 | [8 empty] | 0
2B | 500-749 | 2010s | 1 | [8 empty] | 0
2B | 500-749 | 2010s | 2 | [8 empty] | 0
2B | 500-749 | 2010s | 3 | [8 empty] | 0
2B | 500-749 | 2010s | 4 | [8 empty] | 0
2B | 500-749 | 2010s | 5 | [8 empty] | 0
2B | 500-749 | 2010s | 6 | [8 empty] | 0
2B | 500-749 | 2010s | 7 | [8 empty] | 0
2B | 500-749 | 2010s | 8 | [8 empty] | 0
2B | 500-749 | 2010s | 9 | [8 empty] | 0
2B | 500-749 | 2010s | 10 | [8 empty] | 0
2B | 750-999 | <1940 | 1 | 14768.5909 | 774.4356 | 16.6877 | 0.87507 | 6013.5242 | 193.6343 | 6.7949 | 0.2188 | 2
2B | 750-999 | <1940 | 2 | 13247.5924 | 3142.4996 | 14.969 | 3.5508 | 3376.6671 | 365.1251 | 3.8154 | 0.41257 | 4
2B | 750-999 | <1940 | 3 | [8 empty] | 0
2B | 750-999 | <1940 | 4 | [8 empty] | 0
2B | 750-999 | <1940 | 5 | [8 empty] | 0
2B | 750-999 | <1940 | 6 | 17316.3262 |  | 19.5665 |  | 6024.1539 |  | 6.807 |  | 1
2B | 750-999 | <1940 | 7 | [8 empty] | 0
2B | 750-999 | <1940 | 8 | [8 empty] | 0
2B | 750-999 | <1940 | 9 | 17943.2546 |  | 20.2749 |  | 5924.0804 |  | 6.6939 |  | 1
2B | 750-999 | <1940 | 10 | [8 empty] | 0
2B | 750-999 | 1940s | 1 | 12770.9503 | 3605.0975 | 14.4305 | 4.0736 | 6714.4249 | 2285.6876 | 7.5869 | 2.5827 | 4
2B | 750-999 | 1940s | 2 | 11484.5977 | 3049.3072 | 12.9769 | 3.4455 | 5496.9453 | 1428.2847 | 6.2112 | 1.6139 | 6
2B | 750-999 | 1940s | 3 | 15545.9569 | 2497.8341 | 17.5661 | 2.8224 | 3089.2065 | 1480.164 | 3.4906 | 1.6725 | 2
2B | 750-999 | 1940s | 4 | 22220.0595 |  | 25.1074 |  | 6878.6373 |  | 7.7725 |  | 1
2B | 750-999 | 1940s | 5 | [8 empty] | 0
2B | 750-999 | 1940s | 6 | [8 empty] | 0
2B | 750-999 | 1940s | 7 | [8 empty] | 0
2B | 750-999 | 1940s | 8 | [8 empty] | 0
2B | 750-999 | 1940s | 9 | [8 empty] | 0
2B | 750-999 | 1940s | 10 | [8 empty] | 0
2B | 750-999 | 1950s | 1 | 10667.6806 | 3381.6485 | 12.0539 | 3.8211 | 5725.2477 | 2371.3897 | 6.4692 | 2.6795 | 10
2B | 750-999 | 1950s | 2 | 11581.4374 |  | 13.0864 |  | 5254.8563 |  | 5.9377 |  | 1
2B | 750-999 | 1950s | 3 | 12363.8883 |  | 13.9705 |  | 4531.5846 |  | 5.1204 |  | 1
2B | 750-999 | 1950s | 4 | 11001.2315 | 860.4335 | 12.4308 | 0.97224 | 4887.1929 | 813.4038 | 5.5223 | 0.9191 | 2
2B | 750-999 | 1950s | 5 | 13235.8326 |  | 14.9557 |  | 7934.0517 |  | 8.965 |  | 1
2B | 750-999 | 1950s | 6 | 12917.6988 |  | 14.5963 |  | 5063.3882 |  | 5.7213 |  | 1
2B | 750-999 | 1950s | 7 | [8 empty] | 0
2B | 750-999 | 1950s | 8 | [8 empty] | 0
2B | 750-999 | 1950s | 9 | [8 empty] | 0
2B | 750-999 | 1950s | 10 | [8 empty] | 0
2B | 750-999 | 1960s | 1 | 11692.5103 | 2656.5644 | 13.2119 | 3.0018 | 5590.9255 | 1800.6164 | 6.3174 | 2.0346 | 6
2B | 750-999 | 1960s | 2 | 12481.8193 | 3065.3122 | 14.1038 | 3.4636 | 5117.5635 | 1337.535 | 5.7826 | 1.5113 | 4
2B | 750-999 | 1960s | 3 | 16755.4582 | 5496.8292 | 18.9327 | 6.2111 | 5056.8255 | 692.1634 | 5.7139 | 0.78211 | 2
2B | 750-999 | 1960s | 4 | [8 empty] | 0
2B | 750-999 | 1960s | 5 | [8 empty] | 0
2B | 750-999 | 1960s | 6 | [8 empty] | 0
2B | 750-999 | 1960s | 7 | [8 empty] | 0
2B | 750-999 | 1960s | 8 | [8 empty] | 0
2B | 750-999 | 1960s | 9 | [8 empty] | 0
2B | 750-999 | 1960s | 10 | [8 empty] | 0
2B | 750-999 | 1970s | 1 | 11855.9762 | 2801.6337 | 13.3966 | 3.1657 | 4480.0639 | 1473.0035 | 5.0622 | 1.6644 | 17
2B | 750-999 | 1970s | 2 | 11447.5732 | 3201.3951 | 12.9351 | 3.6174 | 4121.5656 | 1621.3726 | 4.6571 | 1.8321 | 15
2B | 750-999 | 1970s | 3 | 13602.9743 | 7495.8976 | 15.3706 | 8.4699 | 4627.6006 | 1359.3998 | 5.2289 | 1.536 | 2
2B | 750-999 | 1970s | 4 | 20882.4759 |  | 23.596 |  | 4714.8395 |  | 5.3275 |  | 1
2B | 750-999 | 1970s | 5 | [8 empty] | 0
2B | 750-999 | 1970s | 6 | [8 empty] | 0
2B | 750-999 | 1970s | 7 | 19448.3379 | 2276.0879 | 21.9755 | 2.5719 | 5251.0052 | 770.403 | 5.9333 | 0.87051 | 2
2B | 750-999 | 1970s | 8 | [8 empty] | 0
2B | 750-999 | 1970s | 9 | [8 empty] | 0
2B | 750-999 | 1970s | 10 | [8 empty] | 0
2B | 750-999 | 1980s | 1 | 12258.0173 | 974.9156 | 13.8509 | 1.1016 | 4679.8163 | 186.1592 | 5.2879 | 0.21035 | 3
2B | 750-999 | 1980s | 2 | 11427.2488 | 620.9394 | 12.9121 | 0.70163 | 4274.8551 | 1279.6582 | 4.8303 | 1.4459 | 3
2B | 750-999 | 1980s | 3 | 12646.3284 |  | 14.2896 |  | 4945.4424 |  | 5.5881 |  | 1
2B | 750-999 | 1980s | 4 | [8 empty] | 0
2B | 750-999 | 1980s | 5 | [8 empty] | 0
2B | 750-999 | 1980s | 6 | [8 empty] | 0
2B | 750-999 | 1980s | 7 | [8 empty] | 0
2B | 750-999 | 1980s | 8 | [8 empty] | 0
2B | 750-999 | 1980s | 9 | [8 empty] | 0
2B | 750-999 | 1980s | 10 | [8 empty] | 0
2B | 750-999 | 1990s | 1 | 8306.5873 | 2036.5179 | 9.386 | 2.3012 | 2978.3023 | 1080.4438 | 3.3653 | 1.2208 | 9
2B | 750-999 | 1990s | 2 | 12787.7358 | 4133.3322 | 14.4494 | 4.6704 | 4437.9542 | 2024.0755 | 5.0146 | 2.2871 | 7
2B | 750-999 | 1990s | 3 | [8 empty] | 0
2B | 750-999 | 1990s | 4 | 16452.726 | 6776.8085 | 18.5907 | 7.6574 | 5762.0303 | 2020.2297 | 6.5108 | 2.2827 | 2
2B | 750-999 | 1990s | 5 | [8 empty] | 0
2B | 750-999 | 1990s | 6 | [8 empty] | 0
2B | 750-999 | 1990s | 7 | 17791.0989 |  | 20.1029 |  | 4580.4942 |  | 5.1757 |  | 1
2B | 750-999 | 1990s | 8 | [8 empty] | 0
2B | 750-999 | 1990s | 9 | [8 empty] | 0
2B | 750-999 | 1990s | 10 | [8 empty] | 0
2B | 750-999 | 2000s | 1 | 8262.2315 | 1434.1626 | 9.3359 | 1.6205 | 2658.2951 | 829.5226 | 3.0037 | 0.93731 | 7
2B | 750-999 | 2000s | 2 | 9877.4364 | 660.5073 | 11.1609 | 0.74634 | 3757.08 | 1015.9481 | 4.2453 | 1.148 | 6
2B | 750-999 | 2000s | 3 | 13084.1354 |  | 14.7843 |  | 3924.6167 |  | 4.4346 |  | 1
2B | 750-999 | 2000s | 4 | [8 empty] | 0
2B | 750-999 | 2000s | 5 | 16848.9334 |  | 19.0383 |  | 3962.6544 |  | 4.4776 |  | 1
2B | 750-999 | 2000s | 6 | [8 empty] | 0
2B | 750-999 | 2000s | 7 | [8 empty] | 0
2B | 750-999 | 2000s | 8 | [8 empty] | 0
2B | 750-999 | 2000s | 9 | [8 empty] | 0
2B | 750-999 | 2000s | 10 | [8 empty] | 0
2B | 750-999 | 2010s | 1 | 5882.1577 |  | 6.6465 |  | 2039.5982 |  | 2.3046 |  | 1
2B | 750-999 | 2010s | 2 | [8 empty] | 0
2B | 750-999 | 2010s | 3 | [8 empty] | 0
2B | 750-999 | 2010s | 4 | [8 empty] | 0
2B | 750-999 | 2010s | 5 | 8005.8189 |  | 9.0461 |  | 1920.9508 |  | 2.1706 |  | 1
2B | 750-999 | 2010s | 6 | [8 empty] | 0
2B | 750-999 | 2010s | 7 | [8 empty] | 0
2B | 750-999 | 2010s | 8 | [8 empty] | 0
2B | 750-999 | 2010s | 9 | [8 empty] | 0
2B | 750-999 | 2010s | 10 | [8 empty] | 0
2B | 1000-1499 | <1940 | 1 | 13292.3638 | 317.8459 | 10.8954 | 0.26053 | 4429.1975 | 941.0533 | 3.6305 | 0.77136 | 5
2B | 1000-1499 | <1940 | 2 | 17576.8952 | 3584.9711 | 14.4073 | 2.9385 | 6202.0632 | 1152.3862 | 5.0837 | 0.94458 | 7
2B | 1000-1499 | <1940 | 3 | 16563.9094 | 3323.1607 | 13.577 | 2.7239 | 5380.7901 | 1046.2797 | 4.4105 | 0.85761 | 3
2B | 1000-1499 | <1940 | 4 | 23060.8571 | 7192.7494 | 18.9023 | 5.8957 | 7135.6009 | 675.6802 | 5.8489 | 0.55384 | 3
2B | 1000-1499 | <1940 | 5 | [8 empty] | 0
2B | 1000-1499 | <1940 | 6 | [8 empty] | 0
2B | 1000-1499 | <1940 | 7 | 27507.0068 | 4904.9543 | 22.5467 | 4.0205 | 4310.3892 | 354.6819 | 3.5331 | 0.29072 | 2
2B | 1000-1499 | <1940 | 8 | [8 empty] | 0
2B | 1000-1499 | <1940 | 9 | [8 empty] | 0
2B | 1000-1499 | <1940 | 10 | [8 empty] | 0
2B | 1000-1499 | 1940s | 1 | 13567.4956 | 6351.0935 | 11.1209 | 5.2058 | 6209.246 | 4785.1523 | 5.0895 | 3.9223 | 9
2B | 1000-1499 | 1940s | 2 | 15592.1843 | 5083.8381 | 12.7805 | 4.1671 | 6458.5869 | 2628.0236 | 5.2939 | 2.1541 | 10
2B | 1000-1499 | 1940s | 3 | 11630.7082 | 1563.2142 | 9.5334 | 1.2813 | 3976.5919 | 431.1371 | 3.2595 | 0.35339 | 2
2B | 1000-1499 | 1940s | 4 | 20682.815 | 1571.8265 | 16.9531 | 1.2884 | 5103.1368 | 1074.9671 | 4.1829 | 0.88112 | 2
2B | 1000-1499 | 1940s | 5 | 15829.9723 |  | 12.9754 |  | 4608.0418 |  | 3.7771 |  | 1
2B | 1000-1499 | 1940s | 6 | [8 empty] | 0
2B | 1000-1499 | 1940s | 7 | [8 empty] | 0
2B | 1000-1499 | 1940s | 8 | [8 empty] | 0
2B | 1000-1499 | 1940s | 9 | [8 empty] | 0
2B | 1000-1499 | 1940s | 10 | [8 empty] | 0
2B | 1000-1499 | 1950s | 1 | 11195.1361 | 3221.7732 | 9.1763 | 2.6408 | 5143.6371 | 2115.9623 | 4.2161 | 1.7344 | 17
2B | 1000-1499 | 1950s | 2 | 13721.3627 | 3642.1644 | 11.247 | 2.9854 | 6373.807 | 1986.0097 | 5.2244 | 1.6279 | 17
2B | 1000-1499 | 1950s | 3 | 12044.5304 | 3242.8197 | 9.8726 | 2.658 | 4694.3094 | 1137.455 | 3.8478 | 0.93234 | 5
2B | 1000-1499 | 1950s | 4 | 14417.9349 | 1411.0726 | 11.818 | 1.1566 | 4456.5538 | 722.2663 | 3.6529 | 0.59202 | 3
2B | 1000-1499 | 1950s | 5 | 14595.4638 | 5410.3924 | 11.9635 | 4.4347 | 5004.4013 | 343.317 | 4.102 | 0.28141 | 3
2B | 1000-1499 | 1950s | 6 | [8 empty] | 0
2B | 1000-1499 | 1950s | 7 | [8 empty] | 0
2B | 1000-1499 | 1950s | 8 | [8 empty] | 0
2B | 1000-1499 | 1950s | 9 | [8 empty] | 0
2B | 1000-1499 | 1950s | 10 | [8 empty] | 0
2B | 1000-1499 | 1960s | 1 | 13187.4123 | 3530.2699 | 10.8094 | 2.8937 | 5715.472 | 2166.7354 | 4.6848 | 1.776 | 21
2B | 1000-1499 | 1960s | 2 | 16367.6288 | 4138.7619 | 13.4161 | 3.3924 | 6675.2877 | 2995.6546 | 5.4715 | 2.4555 | 28
2B | 1000-1499 | 1960s | 3 | 15013.1741 | 2439.8563 | 12.3059 | 1.9999 | 5523.9688 | 2196.8935 | 4.5278 | 1.8007 | 8
2B | 1000-1499 | 1960s | 4 | 17558.2793 | 5130.7098 | 14.392 | 4.2055 | 6269.7327 | 3086.4707 | 5.1391 | 2.5299 | 7
2B | 1000-1499 | 1960s | 5 | 18594.4814 | 4764.8205 | 15.2414 | 3.9056 | 7094.7547 | 1246.0539 | 5.8154 | 1.0214 | 5
2B | 1000-1499 | 1960s | 6 | 24401.5491 | 8564.3877 | 20.0013 | 7.02 | 9955.6959 | 1041.7734 | 8.1604 | 0.85391 | 2
2B | 1000-1499 | 1960s | 7 | [8 empty] | 0
2B | 1000-1499 | 1960s | 8 | [8 empty] | 0
2B | 1000-1499 | 1960s | 9 | [8 empty] | 0
2B | 1000-1499 | 1960s | 10 | [8 empty] | 0
2B | 1000-1499 | 1970s | 1 | 13308.5591 | 3649.873 | 10.9087 | 2.9917 | 5354.4397 | 2020.7107 | 4.3889 | 1.6563 | 80
2B | 1000-1499 | 1970s | 2 | 13912.0671 | 3782.4603 | 11.4033 | 3.1004 | 5159.0754 | 2151.2884 | 4.2288 | 1.7634 | 84
2B | 1000-1499 | 1970s | 3 | 16524.3238 | 5791.9237 | 13.5445 | 4.7475 | 6332.1902 | 3312.7504 | 5.1903 | 2.7154 | 25
2B | 1000-1499 | 1970s | 4 | 17752.3965 | 3124.1376 | 14.5511 | 2.5608 | 5462.0945 | 1514.4247 | 4.4771 | 1.2413 | 17
2B | 1000-1499 | 1970s | 5 | 18010.2646 | 5590.5366 | 14.7625 | 4.5824 | 5997.6899 | 2925.4558 | 4.9161 | 2.3979 | 10
2B | 1000-1499 | 1970s | 6 | 18656.0655 | 3184.0281 | 15.2919 | 2.6099 | 4450.0786 | 415.5118 | 3.6476 | 0.34058 | 2
2B | 1000-1499 | 1970s | 7 | 12978.4018 | 359.4973 | 10.638 | 0.29467 | 4703.4667 | 57.0084 | 3.8553 | 0.046728 | 2
2B | 1000-1499 | 1970s | 8 | [8 empty] | 0
2B | 1000-1499 | 1970s | 9 | [8 empty] | 0
2B | 1000-1499 | 1970s | 10 | [8 empty] | 0
2B | 1000-1499 | 1980s | 1 | 11907.6458 | 3331.887 | 9.7604 | 2.7311 | 4505.7183 | 1916.8737 | 3.6932 | 1.5712 | 60
2B | 1000-1499 | 1980s | 2 | 13548.5945 | 3548.4003 | 11.1054 | 2.9085 | 5133.4195 | 1881.7389 | 4.2077 | 1.5424 | 79
2B | 1000-1499 | 1980s | 3 | 14851.7921 | 4706.6854 | 12.1736 | 3.8579 | 4807.9868 | 2381.5482 | 3.941 | 1.9521 | 19
2B | 1000-1499 | 1980s | 4 | 14601.8604 | 4515.9907 | 11.9687 | 3.7016 | 4511.6072 | 1467.863 | 3.698 | 1.2032 | 11
2B | 1000-1499 | 1980s | 5 | 16428.6743 | 4474.6708 | 13.4661 | 3.6678 | 6385.2406 | 2341.3112 | 5.2338 | 1.9191 | 6
2B | 1000-1499 | 1980s | 6 | 17088.1396 | 3874.7587 | 14.0067 | 3.176 | 5359.7127 | 185.3896 | 4.3932 | 0.15196 | 2
2B | 1000-1499 | 1980s | 7 | [8 empty] | 0
2B | 1000-1499 | 1980s | 8 | [8 empty] | 0
2B | 1000-1499 | 1980s | 9 | [8 empty] | 0
2B | 1000-1499 | 1980s | 10 | [8 empty] | 0
2B | 1000-1499 | 1990s | 1 | 11034.541 | 3228.4535 | 9.0447 | 2.6463 | 4243.9753 | 1685.347 | 3.4787 | 1.3814 | 85
2B | 1000-1499 | 1990s | 2 | 12416.4054 | 3591.9156 | 10.1774 | 2.9442 | 4513.1212 | 1872.9419 | 3.6993 | 1.5352 | 101
2B | 1000-1499 | 1990s | 3 | 14773.8716 | 3461.3896 | 12.1097 | 2.8372 | 4604.6019 | 1558.4399 | 3.7743 | 1.2774 | 21
2B | 1000-1499 | 1990s | 4 | 14655.1953 | 4093.4618 | 12.0125 | 3.3553 | 5059.2271 | 1246.7439 | 4.1469 | 1.0219 | 11
2B | 1000-1499 | 1990s | 5 | 16178.5797 | 6517.7452 | 13.2611 | 5.3424 | 5835.0865 | 2595.8894 | 4.7829 | 2.1278 | 5
2B | 1000-1499 | 1990s | 6 | 19159.0565 | 7473.48 | 15.7041 | 6.1258 | 6248.3367 | 3103.0274 | 5.1216 | 2.5435 | 4
2B | 1000-1499 | 1990s | 7 | 14721.5839 |  | 12.0669 |  | 4283.6499 |  | 3.5112 |  | 1
2B | 1000-1499 | 1990s | 8 | [8 empty] | 0
2B | 1000-1499 | 1990s | 9 | [8 empty] | 0
2B | 1000-1499 | 1990s | 10 | [8 empty] | 0
2B | 1000-1499 | 2000s | 1 | 10566.2004 | 2479.0441 | 8.6608 | 2.032 | 3650.4294 | 1141.805 | 2.9922 | 0.93591 | 79
2B | 1000-1499 | 2000s | 2 | 11342.5408 | 2734.6786 | 9.2972 | 2.2415 | 3696.4085 | 1165.5553 | 3.0298 | 0.95537 | 102
2B | 1000-1499 | 2000s | 3 | 12314.5686 | 2992.6752 | 10.0939 | 2.453 | 4321.6287 | 1337.2294 | 3.5423 | 1.0961 | 14
2B | 1000-1499 | 2000s | 4 | 14757.6096 | 4783.398 | 12.0964 | 3.9208 | 4214.1049 | 1275.506 | 3.4542 | 1.0455 | 18
2B | 1000-1499 | 2000s | 5 | 15391.2167 | 3838.079 | 12.6158 | 3.146 | 4786.2739 | 1310.7628 | 3.9232 | 1.0744 | 8
2B | 1000-1499 | 2000s | 6 | 18499.7392 | 2247.3224 | 15.1637 | 1.8421 | 5211.8021 | 3248.0884 | 4.272 | 2.6624 | 4
2B | 1000-1499 | 2000s | 7 | [8 empty] | 0
2B | 1000-1499 | 2000s | 8 | 12119.2867 |  | 9.9338 |  | 4230.7395 |  | 3.4678 |  | 1
2B | 1000-1499 | 2000s | 9 | [8 empty] | 0
2B | 1000-1499 | 2000s | 10 | 22024.6317 |  | 18.053 |  | 7740.3687 |  | 6.3446 |  | 1
2B | 1000-1499 | 2010s | 1 | 9882.2044 | 3044.0253 | 8.1002 | 2.4951 | 3328.5485 | 1737.0266 | 2.7283 | 1.4238 | 8
2B | 1000-1499 | 2010s | 2 | 10871.7176 | 3829.104 | 8.9112 | 3.1386 | 3886.8979 | 1742.1752 | 3.186 | 1.428 | 5
2B | 1000-1499 | 2010s | 3 | [8 empty] | 0
2B | 1000-1499 | 2010s | 4 | 16488.0263 | 4769.4087 | 13.5148 | 3.9094 | 3903.1204 | 948.1948 | 3.1993 | 0.77721 | 3
2B | 1000-1499 | 2010s | 5 | [8 empty] | 0
2B | 1000-1499 | 2010s | 6 | [8 empty] | 0
2B | 1000-1499 | 2010s | 7 | [8 empty] | 0
2B | 1000-1499 | 2010s | 8 | [8 empty] | 0
2B | 1000-1499 | 2010s | 9 | [8 empty] | 0
2B | 1000-1499 | 2010s | 10 | [8 empty] | 0
2B | 1500-1999 | <1940 | 1 | 16269.4361 | 4207.2009 | 9.6269 | 2.4895 | 6974.617 | 1865.3267 | 4.127 | 1.1037 | 3
2B | 1500-1999 | <1940 | 2 | 19372.0425 | 4236.6831 | 11.4627 | 2.5069 | 7390.4686 | 1713.8926 | 4.3731 | 1.0141 | 7
2B | 1500-1999 | <1940 | 3 | [8 empty] | 0
2B | 1500-1999 | <1940 | 4 | 16681.1133 | 5287.7553 | 9.8705 | 3.1288 | 5736.3505 | 1570.9014 | 3.3943 | 0.92953 | 2
2B | 1500-1999 | <1940 | 5 | [8 empty] | 0
2B | 1500-1999 | <1940 | 6 | [8 empty] | 0
2B | 1500-1999 | <1940 | 7 | [8 empty] | 0
2B | 1500-1999 | <1940 | 8 | [8 empty] | 0
2B | 1500-1999 | <1940 | 9 | [8 empty] | 0
2B | 1500-1999 | <1940 | 10 | [8 empty] | 0
2B | 1500-1999 | 1940s | 1 | 23618.8181 | 2319.1882 | 13.9756 | 1.3723 | 12005.1707 | 2581.1837 | 7.1037 | 1.5273 | 5
2B | 1500-1999 | 1940s | 2 | 14980.6575 | 4152.0958 | 8.8643 | 2.4569 | 6080.8739 | 2861.1735 | 3.5982 | 1.693 | 8
2B | 1500-1999 | 1940s | 3 | 15183.3522 | 2264.6808 | 8.9842 | 1.34 | 7784.5152 | 2953.9132 | 4.6062 | 1.7479 | 3
2B | 1500-1999 | 1940s | 4 | [8 empty] | 0
2B | 1500-1999 | 1940s | 5 | 21362.6152 | 8614.3401 | 12.6406 | 5.0972 | 8633.8353 | 1400.3437 | 5.1088 | 0.82861 | 3
2B | 1500-1999 | 1940s | 6 | [8 empty] | 0
2B | 1500-1999 | 1940s | 7 | [8 empty] | 0
2B | 1500-1999 | 1940s | 8 | [8 empty] | 0
2B | 1500-1999 | 1940s | 9 | [8 empty] | 0
2B | 1500-1999 | 1940s | 10 | [8 empty] | 0
2B | 1500-1999 | 1950s | 1 | 13465.1348 | 3025.7461 | 7.9675 | 1.7904 | 6601.0031 | 1905.4977 | 3.9059 | 1.1275 | 15
2B | 1500-1999 | 1950s | 2 | 15427.7833 | 4652.1084 | 9.1289 | 2.7527 | 7099.5967 | 3205.6031 | 4.2009 | 1.8968 | 12
2B | 1500-1999 | 1950s | 3 | 14623.885 | 4781.0633 | 8.6532 | 2.829 | 7506.0562 | 3933.8229 | 4.4415 | 2.3277 | 3
2B | 1500-1999 | 1950s | 4 | 14889.3365 | 1673.894 | 8.8103 | 0.99047 | 7449.5815 | 2119.8981 | 4.408 | 1.2544 | 3
2B | 1500-1999 | 1950s | 5 | 18255.1433 | 6263.0444 | 10.8019 | 3.7059 | 7518.1853 | 1349.1785 | 4.4486 | 0.79833 | 2
2B | 1500-1999 | 1950s | 6 | [8 empty] | 0
2B | 1500-1999 | 1950s | 7 | [8 empty] | 0
2B | 1500-1999 | 1950s | 8 | [8 empty] | 0
2B | 1500-1999 | 1950s | 9 | [8 empty] | 0
2B | 1500-1999 | 1950s | 10 | [8 empty] | 0
2B | 1500-1999 | 1960s | 1 | 14839.5515 | 4347.5353 | 8.7808 | 2.5725 | 5745.9522 | 1901.3501 | 3.4 | 1.1251 | 35
2B | 1500-1999 | 1960s | 2 | 17559.3693 | 6072.8288 | 10.3902 | 3.5934 | 7241.1836 | 3871.8517 | 4.2847 | 2.291 | 32
2B | 1500-1999 | 1960s | 3 | 19963.7233 | 5076.0139 | 11.8129 | 3.0036 | 7187.0536 | 3038.4311 | 4.2527 | 1.7979 | 13
2B | 1500-1999 | 1960s | 4 | 13502.6351 | 2738.8646 | 7.9897 | 1.6206 | 4698.2934 | 1840.9906 | 2.7801 | 1.0893 | 2
2B | 1500-1999 | 1960s | 5 | 17938.2115 | 4364.5288 | 10.6143 | 2.5826 | 7197.6357 | 2451.8476 | 4.259 | 1.4508 | 5
2B | 1500-1999 | 1960s | 6 | 20312.1755 | 5395.8978 | 12.019 | 3.1928 | 6706.4676 | 1402.4775 | 3.9683 | 0.82987 | 6
2B | 1500-1999 | 1960s | 7 | 20719.1881 |  | 12.2599 |  | 8277.8771 |  | 4.8982 |  | 1
2B | 1500-1999 | 1960s | 8 | [8 empty] | 0
2B | 1500-1999 | 1960s | 9 | [8 empty] | 0
2B | 1500-1999 | 1960s | 10 | [8 empty] | 0
2B | 1500-1999 | 1970s | 1 | 15123.0712 | 4330.927 | 8.9486 | 2.5627 | 6230.152 | 2577.8817 | 3.6865 | 1.5254 | 76
2B | 1500-1999 | 1970s | 2 | 16804.514 | 5061.0311 | 9.9435 | 2.9947 | 6538.3804 | 2824.2903 | 3.8689 | 1.6712 | 126
2B | 1500-1999 | 1970s | 3 | 16937.0633 | 4715.4761 | 10.0219 | 2.7902 | 6465.6817 | 1778.9997 | 3.8258 | 1.0527 | 31
2B | 1500-1999 | 1970s | 4 | 18740.3229 | 6645.8878 | 11.0889 | 3.9325 | 6705.4712 | 3341.0199 | 3.9677 | 1.9769 | 17
2B | 1500-1999 | 1970s | 5 | 19894.3207 | 8134.2001 | 11.7718 | 4.8131 | 7237.3455 | 4498.7563 | 4.2825 | 2.662 | 10
2B | 1500-1999 | 1970s | 6 | 25817.1414 | 6771.2354 | 15.2764 | 4.0066 | 6625.3202 | 3029.6366 | 3.9203 | 1.7927 | 2
2B | 1500-1999 | 1970s | 7 | [8 empty] | 0
2B | 1500-1999 | 1970s | 8 | [8 empty] | 0
2B | 1500-1999 | 1970s | 9 | [8 empty] | 0
2B | 1500-1999 | 1970s | 10 | [8 empty] | 0
2B | 1500-1999 | 1980s | 1 | 15550.0195 | 4911.2758 | 9.2012 | 2.9061 | 6242.1871 | 2814.6881 | 3.6936 | 1.6655 | 84
2B | 1500-1999 | 1980s | 2 | 15822.3558 | 4775.1237 | 9.3623 | 2.8255 | 6016.955 | 2553.0302 | 3.5603 | 1.5107 | 118
2B | 1500-1999 | 1980s | 3 | 15677.0252 | 3365.4273 | 9.2763 | 1.9914 | 5515.4867 | 1569.8629 | 3.2636 | 0.92891 | 27
2B | 1500-1999 | 1980s | 4 | 17649.3459 | 4770.1101 | 10.4434 | 2.8226 | 5200.1588 | 1546.1279 | 3.077 | 0.91487 | 18
2B | 1500-1999 | 1980s | 5 | 18493.0456 | 4912.5696 | 10.9426 | 2.9068 | 6606.8319 | 2213.6583 | 3.9094 | 1.3099 | 11
2B | 1500-1999 | 1980s | 6 | 28799.531 | 8975.5534 | 17.0411 | 5.311 | 10925.3064 | 3235.213 | 6.4647 | 1.9143 | 2
2B | 1500-1999 | 1980s | 7 | 21838.7295 | 6906.4234 | 12.9223 | 4.0866 | 6672.8894 | 2318.978 | 3.9485 | 1.3722 | 3
2B | 1500-1999 | 1980s | 8 | 21130.1695 |  | 12.5031 |  | 7466.9246 |  | 4.4183 |  | 1
2B | 1500-1999 | 1980s | 9 | [8 empty] | 0
2B | 1500-1999 | 1980s | 10 | [8 empty] | 0
2B | 1500-1999 | 1990s | 1 | 13536.0193 | 3498.204 | 8.0095 | 2.0699 | 5448.2553 | 2275.6707 | 3.2238 | 1.3466 | 115
2B | 1500-1999 | 1990s | 2 | 14027.3365 | 3689.2665 | 8.3002 | 2.183 | 5508.1312 | 2112.8212 | 3.2592 | 1.2502 | 171
2B | 1500-1999 | 1990s | 3 | 15130.1292 | 4609.0118 | 8.9527 | 2.7272 | 5462.9739 | 2323.4201 | 3.2325 | 1.3748 | 36
2B | 1500-1999 | 1990s | 4 | 16616.8259 | 3529.2395 | 9.8324 | 2.0883 | 5725.1559 | 1649.4019 | 3.3877 | 0.97598 | 30
2B | 1500-1999 | 1990s | 5 | 19152.215 | 7255.5502 | 11.3327 | 4.2932 | 6725.6781 | 2227.682 | 3.9797 | 1.3182 | 11
2B | 1500-1999 | 1990s | 6 | 22988.1418 | 5967.2322 | 13.6025 | 3.5309 | 6081.1207 | 1695.096 | 3.5983 | 1.003 | 3
2B | 1500-1999 | 1990s | 7 | 26989.1448 |  | 15.9699 |  | 7389.0375 |  | 4.3722 |  | 1
2B | 1500-1999 | 1990s | 8 | [8 empty] | 0
2B | 1500-1999 | 1990s | 9 | 31332.5774 |  | 18.54 |  | 5189.3902 |  | 3.0706 |  | 1
2B | 1500-1999 | 1990s | 10 | [8 empty] | 0
2B | 1500-1999 | 2000s | 1 | 11325.6778 | 2919.194 | 6.7016 | 1.7273 | 4094.7916 | 1485.9243 | 2.423 | 0.87925 | 148
2B | 1500-1999 | 2000s | 2 | 12970.5043 | 3326.0616 | 7.6749 | 1.9681 | 4513.047 | 1644.9792 | 2.6704 | 0.97336 | 199
2B | 1500-1999 | 2000s | 3 | 13995.7105 | 3810.0583 | 8.2815 | 2.2545 | 4683.5887 | 1587.5979 | 2.7714 | 0.93941 | 50
2B | 1500-1999 | 2000s | 4 | 17075.9484 | 4672.1337 | 10.1041 | 2.7646 | 5778.44 | 1557.6141 | 3.4192 | 0.92167 | 25
2B | 1500-1999 | 2000s | 5 | 16657.6046 | 5162.0278 | 9.8566 | 3.0545 | 5386.291 | 1929.2357 | 3.1872 | 1.1416 | 17
2B | 1500-1999 | 2000s | 6 | 18554.8516 | 7016.0125 | 10.9792 | 4.1515 | 5523.6022 | 910.4298 | 3.2684 | 0.53872 | 5
2B | 1500-1999 | 2000s | 7 | 19396.1777 |  | 11.477 |  | 5573.5984 |  | 3.298 |  | 1
2B | 1500-1999 | 2000s | 8 | 16975.9391 |  | 10.0449 |  | 5492.0716 |  | 3.2497 |  | 1
2B | 1500-1999 | 2000s | 9 | [8 empty] | 0
2B | 1500-1999 | 2000s | 10 | [8 empty] | 0
2B | 1500-1999 | 2010s | 1 | 10586.7235 | 4140.2161 | 6.2643 | 2.4498 | 3854.153 | 1613.0245 | 2.2806 | 0.95445 | 13
2B | 1500-1999 | 2010s | 2 | 13128.278 | 2565.6714 | 7.7682 | 1.5181 | 4853.764 | 1467.267 | 2.872 | 0.86821 | 23
2B | 1500-1999 | 2010s | 3 | 15324.4612 | 2051.3432 | 9.0677 | 1.2138 | 4767.783 | 411.4129 | 2.8212 | 0.24344 | 4
2B | 1500-1999 | 2010s | 4 | 14232.5744 | 1684.0648 | 8.4216 | 0.99649 | 6681.7146 | 498.3076 | 3.9537 | 0.29486 | 3
2B | 1500-1999 | 2010s | 5 | [8 empty] | 0
2B | 1500-1999 | 2010s | 6 | [8 empty] | 0
2B | 1500-1999 | 2010s | 7 | 18576.8099 |  | 10.9922 |  | 5009.3441 |  | 2.9641 |  | 1
2B | 1500-1999 | 2010s | 8 | [8 empty] | 0
2B | 1500-1999 | 2010s | 9 | [8 empty] | 0
2B | 1500-1999 | 2010s | 10 | [8 empty] | 0
2B | 2000-2499 | <1940 | 1 | [8 empty] | 0
2B | 2000-2499 | <1940 | 2 | [8 empty] | 0
2B | 2000-2499 | <1940 | 3 | 27009.8399 | 412.0848 | 12.4126 | 0.18938 | 14542.632 | 813.6659 | 6.6832 | 0.37393 | 2
2B | 2000-2499 | <1940 | 4 | [8 empty] | 0
2B | 2000-2499 | <1940 | 5 | [8 empty] | 0
2B | 2000-2499 | <1940 | 6 | [8 empty] | 0
2B | 2000-2499 | <1940 | 7 | [8 empty] | 0
2B | 2000-2499 | <1940 | 8 | [8 empty] | 0
2B | 2000-2499 | <1940 | 9 | [8 empty] | 0
2B | 2000-2499 | <1940 | 10 | [8 empty] | 0
2B | 2000-2499 | 1940s | 1 | 20695.2595 |  | 9.5107 |  | 6811.9136 |  | 3.1305 |  | 1
2B | 2000-2499 | 1940s | 2 | 21060.9476 | 7510.7922 | 9.6787 | 3.4517 | 7835.3977 | 3241.4293 | 3.6008 | 1.4896 | 6
2B | 2000-2499 | 1940s | 3 | 21320.357 | 5586.9429 | 9.798 | 2.5675 | 10719.3779 | 6946.5526 | 4.9262 | 3.1923 | 3
2B | 2000-2499 | 1940s | 4 | 11435.4271 |  | 5.2553 |  | 3829.6223 |  | 1.7599 |  | 1
2B | 2000-2499 | 1940s | 5 | [8 empty] | 0
2B | 2000-2499 | 1940s | 6 | [8 empty] | 0
2B | 2000-2499 | 1940s | 7 | [8 empty] | 0
2B | 2000-2499 | 1940s | 8 | [8 empty] | 0
2B | 2000-2499 | 1940s | 9 | [8 empty] | 0
2B | 2000-2499 | 1940s | 10 | [8 empty] | 0
2B | 2000-2499 | 1950s | 1 | 12821.5118 | 2727.8527 | 5.8922 | 1.2536 | 6794.8063 | 2922.2694 | 3.1226 | 1.343 | 3
2B | 2000-2499 | 1950s | 2 | 16036.1584 | 5038.8495 | 7.3696 | 2.3156 | 8322.6048 | 3592.9064 | 3.8247 | 1.6512 | 12
2B | 2000-2499 | 1950s | 3 | 14880.3444 | 44.3759 | 6.8384 | 0.020393 | 4923.7167 | 663.7316 | 2.2627 | 0.30502 | 2
2B | 2000-2499 | 1950s | 4 | 17789.6642 |  | 8.1754 |  | 11477.7667 |  | 5.2747 |  | 1
2B | 2000-2499 | 1950s | 5 | 17377.9546 |  | 7.9862 |  | 5760.5037 |  | 2.6473 |  | 1
2B | 2000-2499 | 1950s | 6 | [8 empty] | 0
2B | 2000-2499 | 1950s | 7 | [8 empty] | 0
2B | 2000-2499 | 1950s | 8 | [8 empty] | 0
2B | 2000-2499 | 1950s | 9 | [8 empty] | 0
2B | 2000-2499 | 1950s | 10 | [8 empty] | 0
2B | 2000-2499 | 1960s | 1 | 17328.7379 | 4680.3065 | 7.9636 | 2.1509 | 7859.701 | 2762.1922 | 3.612 | 1.2694 | 14
2B | 2000-2499 | 1960s | 2 | 18248.7393 | 6075.4376 | 8.3864 | 2.792 | 6666.5609 | 2468.157 | 3.0637 | 1.1343 | 24
2B | 2000-2499 | 1960s | 3 | 17660.9595 | 4585.0441 | 8.1162 | 2.1071 | 6343.2325 | 1641.9962 | 2.9151 | 0.75459 | 9
2B | 2000-2499 | 1960s | 4 | 22444.64 | 8268.684 | 10.3146 | 3.7999 | 8819.787 | 3318.6407 | 4.0532 | 1.5251 | 8
2B | 2000-2499 | 1960s | 5 | 20817.7163 | 6562.8406 | 9.567 | 3.016 | 8445.2553 | 578.8098 | 3.8811 | 0.266 | 3
2B | 2000-2499 | 1960s | 6 | 18000.5071 |  | 8.2723 |  | 6301.8573 |  | 2.8961 |  | 1
2B | 2000-2499 | 1960s | 7 | [8 empty] | 0
2B | 2000-2499 | 1960s | 8 | [8 empty] | 0
2B | 2000-2499 | 1960s | 9 | [8 empty] | 0
2B | 2000-2499 | 1960s | 10 | [8 empty] | 0
2B | 2000-2499 | 1970s | 1 | 17047.0494 | 5317.2158 | 7.8341 | 2.4436 | 6700.5768 | 2513.2147 | 3.0793 | 1.155 | 35
2B | 2000-2499 | 1970s | 2 | 18665.2299 | 5335.5492 | 8.5778 | 2.452 | 7329.0536 | 3031.6359 | 3.3681 | 1.3932 | 41
2B | 2000-2499 | 1970s | 3 | 17652.2047 | 5202.8902 | 8.1122 | 2.391 | 6923.1309 | 2186.3493 | 3.1816 | 1.0048 | 16
2B | 2000-2499 | 1970s | 4 | 20392.7524 | 4485.8797 | 9.3717 | 2.0615 | 7154.6113 | 2503.8222 | 3.288 | 1.1507 | 10
2B | 2000-2499 | 1970s | 5 | 21174.3558 | 2456.6831 | 9.7309 | 1.129 | 7203.432 | 1483.9455 | 3.3104 | 0.68196 | 4
2B | 2000-2499 | 1970s | 6 | 25852.6562 | 3588.3669 | 11.8808 | 1.6491 | 10050.1264 | 948.2135 | 4.6186 | 0.43576 | 2
2B | 2000-2499 | 1970s | 7 | 33377.4862 |  | 15.3389 |  | 10780.7139 |  | 4.9544 |  | 1
2B | 2000-2499 | 1970s | 8 | [8 empty] | 0
2B | 2000-2499 | 1970s | 9 | 19170.8621 |  | 8.8101 |  | 7608.6783 |  | 3.4966 |  | 1
2B | 2000-2499 | 1970s | 10 | [8 empty] | 0
2B | 2000-2499 | 1980s | 1 | 15909.8134 | 4526.1349 | 7.3115 | 2.08 | 6756.5627 | 2609.8135 | 3.105 | 1.1994 | 42
2B | 2000-2499 | 1980s | 2 | 16891.6155 | 5604.9217 | 7.7627 | 2.5758 | 6508.3614 | 3266.7255 | 2.991 | 1.5013 | 46
2B | 2000-2499 | 1980s | 3 | 16707.4812 | 4585.3975 | 7.6781 | 2.1073 | 6931.2199 | 2251.2931 | 3.1853 | 1.0346 | 13
2B | 2000-2499 | 1980s | 4 | 21504.1318 | 4737.4806 | 9.8824 | 2.1772 | 7619.629 | 2103.9589 | 3.5017 | 0.96689 | 18
2B | 2000-2499 | 1980s | 5 | 23581.4524 | 4871.5479 | 10.8371 | 2.2388 | 7232.0458 | 2187.6481 | 3.3236 | 1.0054 | 5
2B | 2000-2499 | 1980s | 6 | 27311.6394 | 2146.729 | 12.5513 | 0.98655 | 8001.8923 | 2215.1543 | 3.6773 | 1.018 | 3
2B | 2000-2499 | 1980s | 7 | 35418.782 |  | 16.277 |  | 11764.1986 |  | 5.4063 |  | 1
2B | 2000-2499 | 1980s | 8 | [8 empty] | 0
2B | 2000-2499 | 1980s | 9 | [8 empty] | 0
2B | 2000-2499 | 1980s | 10 | [8 empty] | 0
2B | 2000-2499 | 1990s | 1 | 14899.7978 | 3613.78 | 6.8473 | 1.6607 | 5805.5763 | 1891.8675 | 2.668 | 0.86942 | 65
2B | 2000-2499 | 1990s | 2 | 15738.6919 | 5175.7041 | 7.2329 | 2.3785 | 5863.2614 | 2424.9323 | 2.6945 | 1.1144 | 94
2B | 2000-2499 | 1990s | 3 | 16698.3264 | 5391.1232 | 7.6739 | 2.4775 | 6399.9332 | 2761.2857 | 2.9411 | 1.269 | 35
2B | 2000-2499 | 1990s | 4 | 17450.3883 | 5263.6856 | 8.0195 | 2.419 | 6239.3724 | 2674.087 | 2.8674 | 1.2289 | 18
2B | 2000-2499 | 1990s | 5 | 19579.8798 | 6798.5662 | 8.9981 | 3.1243 | 7016.3538 | 4811.9863 | 3.2244 | 2.2114 | 9
2B | 2000-2499 | 1990s | 6 | 20043.9455 | 7220.5038 | 9.2114 | 3.3182 | 5708.5171 | 1140.9249 | 2.6234 | 0.52432 | 7
2B | 2000-2499 | 1990s | 7 | 20171.0071 | 7428.933 | 9.2698 | 3.414 | 5122.0853 | 85.2012 | 2.3539 | 0.039155 | 2
2B | 2000-2499 | 1990s | 8 | [8 empty] | 0
2B | 2000-2499 | 1990s | 9 | [8 empty] | 0
2B | 2000-2499 | 1990s | 10 | [8 empty] | 0
2B | 2000-2499 | 2000s | 1 | 11887.3115 | 3228.7859 | 5.4629 | 1.4838 | 4459.0767 | 1596.769 | 2.0492 | 0.73381 | 91
2B | 2000-2499 | 2000s | 2 | 14184.6525 | 4244.4 | 6.5187 | 1.9506 | 5000.5559 | 1960.8561 | 2.298 | 0.90113 | 170
2B | 2000-2499 | 2000s | 3 | 15276.6474 | 3107.1555 | 7.0205 | 1.4279 | 5424.7254 | 1779.9507 | 2.493 | 0.81799 | 40
2B | 2000-2499 | 2000s | 4 | 16122.5987 | 5232.9278 | 7.4093 | 2.4048 | 5141.165 | 1841.9953 | 2.3627 | 0.84651 | 36
2B | 2000-2499 | 2000s | 5 | 16563.6111 | 4777.8318 | 7.612 | 2.1957 | 5614.4487 | 2666.3237 | 2.5802 | 1.2253 | 20
2B | 2000-2499 | 2000s | 6 | 18717.475 | 8217.8206 | 8.6018 | 3.7766 | 5186.5925 | 2643.4245 | 2.3835 | 1.2148 | 7
2B | 2000-2499 | 2000s | 7 | [8 empty] | 0
2B | 2000-2499 | 2000s | 8 | [8 empty] | 0
2B | 2000-2499 | 2000s | 9 | [8 empty] | 0
2B | 2000-2499 | 2000s | 10 | [8 empty] | 0
2B | 2000-2499 | 2010s | 1 | 13345.3839 | 3601.0492 | 6.133 | 1.6549 | 5385.6196 | 2269.0472 | 2.475 | 1.0428 | 19
2B | 2000-2499 | 2010s | 2 | 15173.0016 | 3402.938 | 6.9729 | 1.5639 | 5382.4063 | 1636.0965 | 2.4735 | 0.75188 | 36
2B | 2000-2499 | 2010s | 3 | 14829.0646 | 2602.5976 | 6.8148 | 1.196 | 5174.3373 | 1113.1666 | 2.3779 | 0.51157 | 12
2B | 2000-2499 | 2010s | 4 | 16774.8522 | 3010.6921 | 7.709 | 1.3836 | 5751.4435 | 1599.6522 | 2.6431 | 0.73513 | 8
2B | 2000-2499 | 2010s | 5 | 18745.8242 | 3991.1071 | 8.6148 | 1.8341 | 5651.5285 | 2259.1858 | 2.5972 | 1.0382 | 3
2B | 2000-2499 | 2010s | 6 | 15847.2083 | 8771.0206 | 7.2827 | 4.0308 | 4466.5925 | 171.3852 | 2.0527 | 0.078762 | 3
2B | 2000-2499 | 2010s | 7 | [8 empty] | 0
2B | 2000-2499 | 2010s | 8 | [8 empty] | 0
2B | 2000-2499 | 2010s | 9 | [8 empty] | 0
2B | 2000-2499 | 2010s | 10 | [8 empty] | 0
2B | 2500-2999 | <1940 | 1 | 18651.4045 |  | 7.0039 |  | 6526.9772 |  | 2.451 |  | 1
2B | 2500-2999 | <1940 | 2 | 27702.1302 |  | 10.4026 |  | 10012.3571 |  | 3.7598 |  | 1
2B | 2500-2999 | <1940 | 3 | 28059.0687 | 4790.8097 | 10.5366 | 1.799 | 9650.464 | 2436.7039 | 3.6239 | 0.91502 | 2
2B | 2500-2999 | <1940 | 4 | 23853.6104 | 3943.4192 | 8.9574 | 1.4808 | 8371.8908 | 1310.542 | 3.1438 | 0.49213 | 2
2B | 2500-2999 | <1940 | 5 | [8 empty] | 0
2B | 2500-2999 | <1940 | 6 | [8 empty] | 0
2B | 2500-2999 | <1940 | 7 | [8 empty] | 0
2B | 2500-2999 | <1940 | 8 | [8 empty] | 0
2B | 2500-2999 | <1940 | 9 | [8 empty] | 0
2B | 2500-2999 | <1940 | 10 | [8 empty] | 0
2B | 2500-2999 | 1940s | 1 | [8 empty] | 0
2B | 2500-2999 | 1940s | 2 | 25970.9169 |  | 9.7525 |  | 6866.0381 |  | 2.5783 |  | 1
2B | 2500-2999 | 1940s | 3 | 21250.8204 |  | 7.98 |  | 6475.8112 |  | 2.4318 |  | 1
2B | 2500-2999 | 1940s | 4 | [8 empty] | 0
2B | 2500-2999 | 1940s | 5 | [8 empty] | 0
2B | 2500-2999 | 1940s | 6 | [8 empty] | 0
2B | 2500-2999 | 1940s | 7 | [8 empty] | 0
2B | 2500-2999 | 1940s | 8 | [8 empty] | 0
2B | 2500-2999 | 1940s | 9 | [8 empty] | 0
2B | 2500-2999 | 1940s | 10 | [8 empty] | 0
2B | 2500-2999 | 1950s | 1 | 12948.133 |  | 4.8622 |  | 5886.8933 |  | 2.2106 |  | 1
2B | 2500-2999 | 1950s | 2 | [8 empty] | 0
2B | 2500-2999 | 1950s | 3 | 12438.4208 |  | 4.6708 |  | 3848.1782 |  | 1.4451 |  | 1
2B | 2500-2999 | 1950s | 4 | 29694.0022 |  | 11.1506 |  | 15723.4996 |  | 5.9044 |  | 1
2B | 2500-2999 | 1950s | 5 | [8 empty] | 0
2B | 2500-2999 | 1950s | 6 | [8 empty] | 0
2B | 2500-2999 | 1950s | 7 | [8 empty] | 0
2B | 2500-2999 | 1950s | 8 | [8 empty] | 0
2B | 2500-2999 | 1950s | 9 | [8 empty] | 0
2B | 2500-2999 | 1950s | 10 | [8 empty] | 0
2B | 2500-2999 | 1960s | 1 | 21960.2111 | 10662.9846 | 8.2464 | 4.0041 | 8667.856 | 489.8553 | 3.2549 | 0.18395 | 2
2B | 2500-2999 | 1960s | 2 | 22576.8797 | 5599.7013 | 8.478 | 2.1028 | 8449.9248 | 1416.8347 | 3.1731 | 0.53204 | 8
2B | 2500-2999 | 1960s | 3 | 19443.342 | 5295.1653 | 7.3013 | 1.9884 | 7213.918 | 3024.9401 | 2.7089 | 1.1359 | 5
2B | 2500-2999 | 1960s | 4 | 30041.6091 | 20052.9592 | 11.2811 | 7.5302 | 14740.7915 | 10271.6792 | 5.5354 | 3.8572 | 3
2B | 2500-2999 | 1960s | 5 | 18581.1731 | 2730.7912 | 6.9775 | 1.0255 | 5359.0143 | 922.4294 | 2.0124 | 0.34639 | 2
2B | 2500-2999 | 1960s | 6 | 16392.1173 |  | 6.1555 |  | 3270.2461 |  | 1.228 |  | 1
2B | 2500-2999 | 1960s | 7 | 38028.3298 |  | 14.2803 |  | 16208.9219 |  | 6.0867 |  | 1
2B | 2500-2999 | 1960s | 8 | [8 empty] | 0
2B | 2500-2999 | 1960s | 9 | [8 empty] | 0
2B | 2500-2999 | 1960s | 10 | [8 empty] | 0
2B | 2500-2999 | 1970s | 1 | 16275.7173 | 5499.2735 | 6.1118 | 2.0651 | 6550.8667 | 2911.6273 | 2.46 | 1.0934 | 14
2B | 2500-2999 | 1970s | 2 | 17973.9829 | 6110.4379 | 6.7495 | 2.2946 | 6687.6237 | 2872.1471 | 2.5113 | 1.0785 | 20
2B | 2500-2999 | 1970s | 3 | 22259.372 | 7133.7542 | 8.3588 | 2.6788 | 9051.239 | 4313.3484 | 3.3989 | 1.6197 | 8
2B | 2500-2999 | 1970s | 4 | 24789.1339 | 6752.008 | 9.3087 | 2.5355 | 7799.089 | 2116.5656 | 2.9287 | 0.7948 | 4
2B | 2500-2999 | 1970s | 5 | 21856.7339 | 8963.6797 | 8.2076 | 3.366 | 7024.8665 | 3817.407 | 2.638 | 1.4335 | 4
2B | 2500-2999 | 1970s | 6 | 18757.0231 | 5358.471 | 7.0436 | 2.0122 | 8685.225 | 5689.7347 | 3.2614 | 2.1366 | 2
2B | 2500-2999 | 1970s | 7 | 16606.9084 |  | 6.2362 |  | 6312.209 |  | 2.3703 |  | 1
2B | 2500-2999 | 1970s | 8 | [8 empty] | 0
2B | 2500-2999 | 1970s | 9 | [8 empty] | 0
2B | 2500-2999 | 1970s | 10 | [8 empty] | 0
2B | 2500-2999 | 1980s | 1 | 20527.226 | 5970.5456 | 7.7083 | 2.242 | 9185.8282 | 4253.8789 | 3.4494 | 1.5974 | 27
2B | 2500-2999 | 1980s | 2 | 20670.2428 | 4731.6214 | 7.762 | 1.7768 | 7979.3415 | 2975.3876 | 2.9964 | 1.1173 | 41
2B | 2500-2999 | 1980s | 3 | 23171.1009 | 7896.7093 | 8.7011 | 2.9653 | 9022.0122 | 5118.3063 | 3.3879 | 1.922 | 16
2B | 2500-2999 | 1980s | 4 | 22859.4943 | 6510.4279 | 8.5841 | 2.4448 | 8102.1032 | 2906.6689 | 3.0425 | 1.0915 | 7
2B | 2500-2999 | 1980s | 5 | 18721.5452 | 5362.2965 | 7.0302 | 2.0136 | 7577.5724 | 3044.1286 | 2.8455 | 1.1431 | 5
2B | 2500-2999 | 1980s | 6 | 29083.9367 | 6282.8327 | 10.9215 | 2.3593 | 12764.8597 | 1934.9063 | 4.7934 | 0.72659 | 3
2B | 2500-2999 | 1980s | 7 | [8 empty] | 0
2B | 2500-2999 | 1980s | 8 | [8 empty] | 0
2B | 2500-2999 | 1980s | 9 | [8 empty] | 0
2B | 2500-2999 | 1980s | 10 | [8 empty] | 0
2B | 2500-2999 | 1990s | 1 | 16538.5126 | 4694.2082 | 6.2105 | 1.7628 | 6726.1151 | 2720.6776 | 2.5258 | 1.0217 | 32
2B | 2500-2999 | 1990s | 2 | 18173.6423 | 5015.0386 | 6.8245 | 1.8832 | 7506.2877 | 3265.7006 | 2.8187 | 1.2263 | 47
2B | 2500-2999 | 1990s | 3 | 19610.9534 | 5509.5891 | 7.3642 | 2.0689 | 7519.1808 | 3163.3225 | 2.8236 | 1.1879 | 27
2B | 2500-2999 | 1990s | 4 | 21472.4609 | 6101.1499 | 8.0633 | 2.2911 | 8309.4012 | 3371.046 | 3.1203 | 1.2659 | 16
2B | 2500-2999 | 1990s | 5 | 20680.4073 | 5116.6988 | 7.7658 | 1.9214 | 7336.1308 | 2209.4226 | 2.7548 | 0.82967 | 8
2B | 2500-2999 | 1990s | 6 | 25972.5464 | 6738.9502 | 9.7531 | 2.5306 | 6932.1104 | 2850.0068 | 2.6031 | 1.0702 | 3
2B | 2500-2999 | 1990s | 7 | 15927.6991 |  | 5.9811 |  | 5112.6974 |  | 1.9199 |  | 1
2B | 2500-2999 | 1990s | 8 | [8 empty] | 0
2B | 2500-2999 | 1990s | 9 | [8 empty] | 0
2B | 2500-2999 | 1990s | 10 | [8 empty] | 0
2B | 2500-2999 | 2000s | 1 | 14932.8909 | 4485.1311 | 5.6075 | 1.6842 | 6159.4424 | 2410.1137 | 2.313 | 0.90504 | 49
2B | 2500-2999 | 2000s | 2 | 15774.8888 | 4119.8215 | 5.9237 | 1.5471 | 5795.0952 | 2389.0918 | 2.1762 | 0.89714 | 96
2B | 2500-2999 | 2000s | 3 | 18269.7067 | 4038.256 | 6.8606 | 1.5164 | 6475.4776 | 1751.7303 | 2.4316 | 0.6578 | 23
2B | 2500-2999 | 2000s | 4 | 19017.8856 | 7126.4578 | 7.1415 | 2.6761 | 6893.5058 | 3664.7554 | 2.5886 | 1.3762 | 27
2B | 2500-2999 | 2000s | 5 | 17520.4865 | 3957.086 | 6.5792 | 1.486 | 5358.8154 | 1607.8876 | 2.0123 | 0.60379 | 20
2B | 2500-2999 | 2000s | 6 | 22543.0464 | 7988.3946 | 8.4653 | 2.9998 | 7689.4474 | 796.6292 | 2.8875 | 0.29915 | 3
2B | 2500-2999 | 2000s | 7 | 23254.2503 | 1999.7111 | 8.7324 | 0.75092 | 4815.4143 | 1640.3007 | 1.8083 | 0.61596 | 2
2B | 2500-2999 | 2000s | 8 | [8 empty] | 0
2B | 2500-2999 | 2000s | 9 | 24212.0251 |  | 9.092 |  | 7116.905 |  | 2.6725 |  | 1
2B | 2500-2999 | 2000s | 10 | [8 empty] | 0
2B | 2500-2999 | 2010s | 1 | 14710.6905 | 2657.5013 | 5.5241 | 0.99794 | 5486.7827 | 1578.075 | 2.0604 | 0.59259 | 7
2B | 2500-2999 | 2010s | 2 | 15530.9952 | 5477.5879 | 5.8321 | 2.0569 | 5351.9351 | 2610.3912 | 2.0097 | 0.98024 | 11
2B | 2500-2999 | 2010s | 3 | 18108.3161 | 4048.4401 | 6.8 | 1.5203 | 7001.742 | 732.9444 | 2.6293 | 0.27523 | 2
2B | 2500-2999 | 2010s | 4 | 22697.371 | 782.7349 | 8.5232 | 0.29393 | 6843.0555 | 5238.4375 | 2.5697 | 1.9671 | 2
2B | 2500-2999 | 2010s | 5 | [8 empty] | 0
2B | 2500-2999 | 2010s | 6 | [8 empty] | 0
2B | 2500-2999 | 2010s | 7 | [8 empty] | 0
2B | 2500-2999 | 2010s | 8 | [8 empty] | 0
2B | 2500-2999 | 2010s | 9 | [8 empty] | 0
2B | 2500-2999 | 2010s | 10 | [8 empty] | 0
2B | 3000-3999 | <1940 | 1 | [8 empty] | 0
2B | 3000-3999 | <1940 | 2 | 22568.5907 | 1822.1717 | 6.8369 | 0.55201 | 7967.7124 | 2220.7987 | 2.4137 | 0.67277 | 2
2B | 3000-3999 | <1940 | 3 | [8 empty] | 0
2B | 3000-3999 | <1940 | 4 | 37301.4548 |  | 11.3 |  | 12579.4732 |  | 3.8108 |  | 1
2B | 3000-3999 | <1940 | 5 | [8 empty] | 0
2B | 3000-3999 | <1940 | 6 | [8 empty] | 0
2B | 3000-3999 | <1940 | 7 | [8 empty] | 0
2B | 3000-3999 | <1940 | 8 | [8 empty] | 0
2B | 3000-3999 | <1940 | 9 | [8 empty] | 0
2B | 3000-3999 | <1940 | 10 | [8 empty] | 0
2B | 3000-3999 | 1940s | 1 | 42120.5558 |  | 12.7599 |  | 22073.8674 |  | 6.687 |  | 1
2B | 3000-3999 | 1940s | 2 | [8 empty] | 0
2B | 3000-3999 | 1940s | 3 | [8 empty] | 0
2B | 3000-3999 | 1940s | 4 | [8 empty] | 0
2B | 3000-3999 | 1940s | 5 | [8 empty] | 0
2B | 3000-3999 | 1940s | 6 | [8 empty] | 0
2B | 3000-3999 | 1940s | 7 | [8 empty] | 0
2B | 3000-3999 | 1940s | 8 | [8 empty] | 0
2B | 3000-3999 | 1940s | 9 | [8 empty] | 0
2B | 3000-3999 | 1940s | 10 | [8 empty] | 0
2B | 3000-3999 | 1950s | 1 | [8 empty] | 0
2B | 3000-3999 | 1950s | 2 | 22013.7239 | 14782.8873 | 6.6688 | 4.4783 | 12235.3132 | 10541.9204 | 3.7065 | 3.1936 | 5
2B | 3000-3999 | 1950s | 3 | [8 empty] | 0
2B | 3000-3999 | 1950s | 4 | [8 empty] | 0
2B | 3000-3999 | 1950s | 5 | [8 empty] | 0
2B | 3000-3999 | 1950s | 6 | [8 empty] | 0
2B | 3000-3999 | 1950s | 7 | [8 empty] | 0
2B | 3000-3999 | 1950s | 8 | [8 empty] | 0
2B | 3000-3999 | 1950s | 9 | [8 empty] | 0
2B | 3000-3999 | 1950s | 10 | [8 empty] | 0
2B | 3000-3999 | 1960s | 1 | 20993.5666 | 15180.9189 | 6.3598 | 4.5989 | 8342.5929 | 6373.7589 | 2.5273 | 1.9309 | 2
2B | 3000-3999 | 1960s | 2 | 18645.9288 | 5572.4418 | 5.6486 | 1.6881 | 7401.6624 | 3098.4499 | 2.2422 | 0.93864 | 6
2B | 3000-3999 | 1960s | 3 | [8 empty] | 0
2B | 3000-3999 | 1960s | 4 | 28177.5367 | 8181.0944 | 8.5361 | 2.4784 | 12772.3522 | 8263.2991 | 3.8692 | 2.5033 | 3
2B | 3000-3999 | 1960s | 5 | [8 empty] | 0
2B | 3000-3999 | 1960s | 6 | 37351.8329 | 19996.0316 | 11.3153 | 6.0576 | 15477.2656 | 12607.382 | 4.6887 | 3.8193 | 2
2B | 3000-3999 | 1960s | 7 | [8 empty] | 0
2B | 3000-3999 | 1960s | 8 | [8 empty] | 0
2B | 3000-3999 | 1960s | 9 | [8 empty] | 0
2B | 3000-3999 | 1960s | 10 | [8 empty] | 0
2B | 3000-3999 | 1970s | 1 | 20385.2885 | 5615.7292 | 6.1755 | 1.7012 | 8112.8958 | 4005.8996 | 2.4577 | 1.2135 | 7
2B | 3000-3999 | 1970s | 2 | 26820.1091 | 8766.0032 | 8.1248 | 2.6556 | 11619.7475 | 4697.9523 | 3.5201 | 1.4232 | 24
2B | 3000-3999 | 1970s | 3 | 22305.5402 | 7663.1625 | 6.7572 | 2.3215 | 10520.3395 | 4895.2319 | 3.187 | 1.483 | 9
2B | 3000-3999 | 1970s | 4 | 21138.4691 | 789.9178 | 6.4037 | 0.2393 | 7073.9306 | 3151.8271 | 2.143 | 0.95481 | 3
2B | 3000-3999 | 1970s | 5 | 21266.5162 | 5019.623 | 6.4424 | 1.5206 | 8586.7666 | 4870.3714 | 2.6013 | 1.4754 | 3
2B | 3000-3999 | 1970s | 6 | 33067.824 |  | 10.0175 |  | 14748.0108 |  | 4.4677 |  | 1
2B | 3000-3999 | 1970s | 7 | [8 empty] | 0
2B | 3000-3999 | 1970s | 8 | [8 empty] | 0
2B | 3000-3999 | 1970s | 9 | [8 empty] | 0
2B | 3000-3999 | 1970s | 10 | [8 empty] | 0
2B | 3000-3999 | 1980s | 1 | 20295.3176 | 6694.1287 | 6.1482 | 2.0279 | 8837.4276 | 2962.6233 | 2.6772 | 0.89749 | 15
2B | 3000-3999 | 1980s | 2 | 21130.6924 | 7594.2778 | 6.4013 | 2.3006 | 8339.8081 | 4194.451 | 2.5264 | 1.2707 | 35
2B | 3000-3999 | 1980s | 3 | 19886.4547 | 3684.4142 | 6.0244 | 1.1162 | 7422.4688 | 1468.3181 | 2.2486 | 0.44481 | 10
2B | 3000-3999 | 1980s | 4 | 25066.4001 | 7565.2821 | 7.5936 | 2.2918 | 8176.6459 | 3395.9202 | 2.477 | 1.0288 | 10
2B | 3000-3999 | 1980s | 5 | 25884.0147 | 10684.6255 | 7.8413 | 3.2368 | 7049.6166 | 567.7891 | 2.1356 | 0.17201 | 3
2B | 3000-3999 | 1980s | 6 | 25673.252 | 6135.0125 | 7.7774 | 1.8585 | 8256.5461 | 803.7958 | 2.5012 | 0.2435 | 3
2B | 3000-3999 | 1980s | 7 | [8 empty] | 0
2B | 3000-3999 | 1980s | 8 | [8 empty] | 0
2B | 3000-3999 | 1980s | 9 | [8 empty] | 0
2B | 3000-3999 | 1980s | 10 | [8 empty] | 0
2B | 3000-3999 | 1990s | 1 | 16489.5248 | 4306.3934 | 4.9953 | 1.3046 | 6998.4736 | 2491.6221 | 2.1201 | 0.75481 | 20
2B | 3000-3999 | 1990s | 2 | 18899.5976 | 5955.2361 | 5.7254 | 1.8041 | 7795.9986 | 2831.1366 | 2.3617 | 0.85766 | 53
2B | 3000-3999 | 1990s | 3 | 21383.7716 | 4873.9333 | 6.478 | 1.4765 | 9415.9579 | 3178.0555 | 2.8525 | 0.96276 | 27
2B | 3000-3999 | 1990s | 4 | 20796.2742 | 5782.0316 | 6.3 | 1.7516 | 8347.956 | 3100.988 | 2.5289 | 0.93941 | 16
2B | 3000-3999 | 1990s | 5 | 26923.8795 | 12535.9825 | 8.1563 | 3.7976 | 11426.1849 | 5810.5584 | 3.4614 | 1.7602 | 5
2B | 3000-3999 | 1990s | 6 | 23813.5077 | 3160.1988 | 7.214 | 0.95735 | 10276.8586 | 2305.0002 | 3.1133 | 0.69827 | 2
2B | 3000-3999 | 1990s | 7 | [8 empty] | 0
2B | 3000-3999 | 1990s | 8 | [8 empty] | 0
2B | 3000-3999 | 1990s | 9 | [8 empty] | 0
2B | 3000-3999 | 1990s | 10 | [8 empty] | 0
2B | 3000-3999 | 2000s | 1 | 15966.3786 | 4232.8776 | 4.8368 | 1.2823 | 6192.9532 | 1825.8186 | 1.8761 | 0.55311 | 67
2B | 3000-3999 | 2000s | 2 | 17412.3745 | 4605.726 | 5.2749 | 1.3953 | 6628.0381 | 2342.8343 | 2.0079 | 0.70973 | 108
2B | 3000-3999 | 2000s | 3 | 19102.178 | 5107.3309 | 5.7868 | 1.5472 | 6816.6327 | 2795.3715 | 2.065 | 0.84683 | 35
2B | 3000-3999 | 2000s | 4 | 18983.0435 | 4397.6875 | 5.7507 | 1.3322 | 6991.2295 | 1949.1098 | 2.1179 | 0.59046 | 35
2B | 3000-3999 | 2000s | 5 | 20085.2263 | 5523.7468 | 6.0846 | 1.6734 | 7119.3247 | 2661.9872 | 2.1567 | 0.80642 | 22
2B | 3000-3999 | 2000s | 6 | 23856.3932 | 5738.0591 | 7.227 | 1.7383 | 6518.3462 | 2220.0944 | 1.9747 | 0.67255 | 7
2B | 3000-3999 | 2000s | 7 | 23908.0996 | 5211.2597 | 7.2427 | 1.5787 | 6378.6174 | 1180.8711 | 1.9323 | 0.35773 | 6
2B | 3000-3999 | 2000s | 8 | [8 empty] | 0
2B | 3000-3999 | 2000s | 9 | [8 empty] | 0
2B | 3000-3999 | 2000s | 10 | [8 empty] | 0
2B | 3000-3999 | 2010s | 1 | 16879.966 | 4643.778 | 5.1136 | 1.4068 | 6250.4234 | 2142.8473 | 1.8935 | 0.64915 | 9
2B | 3000-3999 | 2010s | 2 | 14584.5052 | 3859.2357 | 4.4182 | 1.1691 | 5409.7691 | 1602.6805 | 1.6388 | 0.48551 | 14
2B | 3000-3999 | 2010s | 3 | 18692.9496 | 4948.7223 | 5.6628 | 1.4992 | 7199.8732 | 2667.5209 | 2.1811 | 0.80809 | 10
2B | 3000-3999 | 2010s | 4 | 20299.6694 | 6767.8345 | 6.1496 | 2.0502 | 9478.4361 | 6231.175 | 2.8714 | 1.8877 | 6
2B | 3000-3999 | 2010s | 5 | 24412.1522 | 11104.2041 | 7.3954 | 3.3639 | 11324.5159 | 5226.1142 | 3.4306 | 1.5832 | 2
2B | 3000-3999 | 2010s | 6 | 22089.7555 | 357.8292 | 6.6918 | 0.1084 | 7270.8999 | 1561.3379 | 2.2026 | 0.47299 | 3
2B | 3000-3999 | 2010s | 7 | 25179.1932 |  | 7.6277 |  | 9130.7121 |  | 2.766 |  | 1
2B | 3000-3999 | 2010s | 8 | [8 empty] | 0
2B | 3000-3999 | 2010s | 9 | [8 empty] | 0
2B | 3000-3999 | 2010s | 10 | [8 empty] | 0
3A | 500-749 | <1940 | 1 | 10384.0581 | 3853.9032 | 16.4045 | 6.0883 | 2289.9585 | 899.8721 | 3.6176 | 1.4216 | 21
3A | 500-749 | <1940 | 2 | 15334.8956 | 7711.9563 | 24.2257 | 12.1832 | 2576.3773 | 732.9891 | 4.0701 | 1.158 | 19
3A | 500-749 | <1940 | 3 | 16055.7591 | 2908.1169 | 25.3645 | 4.5942 | 3606.8546 | 704.4218 | 5.698 | 1.1128 | 2
3A | 500-749 | <1940 | 4 | 21268.3759 | 4597.2079 | 33.5993 | 7.2626 | 2572.9545 | 751.4125 | 4.0647 | 1.1871 | 3
3A | 500-749 | <1940 | 5 | 12778.9541 |  | 20.1879 |  | 3680.1416 |  | 5.8138 |  | 1
3A | 500-749 | <1940 | 6 | 18683.593 |  | 29.5159 |  | 5486.2033 |  | 8.667 |  | 1
3A | 500-749 | <1940 | 7 | [8 empty] | 0
3A | 500-749 | <1940 | 8 | [8 empty] | 0
3A | 500-749 | <1940 | 9 | [8 empty] | 0
3A | 500-749 | <1940 | 10 | [8 empty] | 0
3A | 500-749 | 1940s | 1 | 11051.4755 | 3545.0431 | 17.4589 | 5.6004 | 2864.8727 | 1218.6439 | 4.5259 | 1.9252 | 26
3A | 500-749 | 1940s | 2 | 13434.4513 | 4365.2629 | 21.2235 | 6.8961 | 2598.1297 | 765.0118 | 4.1045 | 1.2085 | 18
3A | 500-749 | 1940s | 3 | 10992.008 | 2829.8249 | 17.3649 | 4.4705 | 2932.1947 | 1451.938 | 4.6322 | 2.2937 | 4
3A | 500-749 | 1940s | 4 | [8 empty] | 0
3A | 500-749 | 1940s | 5 | [8 empty] | 0
3A | 500-749 | 1940s | 6 | [8 empty] | 0
3A | 500-749 | 1940s | 7 | [8 empty] | 0
3A | 500-749 | 1940s | 8 | [8 empty] | 0
3A | 500-749 | 1940s | 9 | [8 empty] | 0
3A | 500-749 | 1940s | 10 | [8 empty] | 0
3A | 500-749 | 1950s | 1 | 9627.8707 | 3566.2451 | 15.2099 | 5.6339 | 2430.7942 | 1159.8366 | 3.8401 | 1.8323 | 43
3A | 500-749 | 1950s | 2 | 11370.5158 | 3825.5881 | 17.9629 | 6.0436 | 2969.7597 | 1209.8147 | 4.6916 | 1.9112 | 18
3A | 500-749 | 1950s | 3 | 12182.3364 | 3566.3192 | 19.2454 | 5.634 | 2369.7117 | 830.9621 | 3.7436 | 1.3127 | 11
3A | 500-749 | 1950s | 4 | 15704.5555 | 6045.3847 | 24.8097 | 9.5504 | 2346.6269 | 537.5671 | 3.7072 | 0.84924 | 4
3A | 500-749 | 1950s | 5 | 18462.1172 |  | 29.1661 |  | 4162.4219 |  | 6.5757 |  | 1
3A | 500-749 | 1950s | 6 | [8 empty] | 0
3A | 500-749 | 1950s | 7 | [8 empty] | 0
3A | 500-749 | 1950s | 8 | [8 empty] | 0
3A | 500-749 | 1950s | 9 | [8 empty] | 0
3A | 500-749 | 1950s | 10 | [8 empty] | 0
3A | 500-749 | 1960s | 1 | 10629.0781 | 3849.7963 | 16.7916 | 6.0818 | 2363.6715 | 911.7004 | 3.7341 | 1.4403 | 19
3A | 500-749 | 1960s | 2 | 13296.3778 | 5375.677 | 21.0053 | 8.4924 | 2210.9052 | 1681.7678 | 3.4927 | 2.6568 | 6
3A | 500-749 | 1960s | 3 | 15129.2745 | 2837.8581 | 23.9009 | 4.4832 | 2600.0762 | 671.2603 | 4.1075 | 1.0604 | 3
3A | 500-749 | 1960s | 4 | 16859.3899 | 10432.1541 | 26.6341 | 16.4805 | 2147.4965 | 217.2923 | 3.3926 | 0.34327 | 3
3A | 500-749 | 1960s | 5 | 13236.6759 | 2856.8031 | 20.911 | 4.5131 | 3320.9677 | 2494.4025 | 5.2464 | 3.9406 | 2
3A | 500-749 | 1960s | 6 | [8 empty] | 0
3A | 500-749 | 1960s | 7 | [8 empty] | 0
3A | 500-749 | 1960s | 8 | [8 empty] | 0
3A | 500-749 | 1960s | 9 | [8 empty] | 0
3A | 500-749 | 1960s | 10 | [8 empty] | 0
3A | 500-749 | 1970s | 1 | 11454.8012 | 3759.1843 | 18.0961 | 5.9387 | 2364.6653 | 979.9274 | 3.7356 | 1.5481 | 22
3A | 500-749 | 1970s | 2 | 12658.0062 | 4822.9048 | 19.9969 | 7.6191 | 2662.4804 | 1329.1302 | 4.2061 | 2.0997 | 14
3A | 500-749 | 1970s | 3 | 11065.1322 | 701.6727 | 17.4805 | 1.1085 | 2353.1189 | 931.8869 | 3.7174 | 1.4722 | 2
3A | 500-749 | 1970s | 4 | 15482.0124 | 6250.6316 | 24.4582 | 9.8746 | 2742.9479 | 64.2141 | 4.3333 | 0.10144 | 2
3A | 500-749 | 1970s | 5 | 27165.0802 |  | 42.9148 |  | 5261.3357 |  | 8.3117 |  | 1
3A | 500-749 | 1970s | 6 | [8 empty] | 0
3A | 500-749 | 1970s | 7 | [8 empty] | 0
3A | 500-749 | 1970s | 8 | [8 empty] | 0
3A | 500-749 | 1970s | 9 | [8 empty] | 0
3A | 500-749 | 1970s | 10 | [8 empty] | 0
3A | 500-749 | 1980s | 1 | 9592.78 | 3535.2266 | 15.1545 | 5.5849 | 1929.6283 | 772.5258 | 3.0484 | 1.2204 | 18
3A | 500-749 | 1980s | 2 | 10179.1116 | 3143.2557 | 16.0807 | 4.9656 | 1875.4066 | 692.175 | 2.9627 | 1.0935 | 8
3A | 500-749 | 1980s | 3 | 13868.5268 | 6777.1942 | 21.9092 | 10.7065 | 2751.8959 | 554.8864 | 4.3474 | 0.8766 | 3
3A | 500-749 | 1980s | 4 | 14596.4466 | 5750.657 | 23.0592 | 9.0848 | 2294.4214 | 942.6371 | 3.6247 | 1.4892 | 2
3A | 500-749 | 1980s | 5 | [8 empty] | 0
3A | 500-749 | 1980s | 6 | [8 empty] | 0
3A | 500-749 | 1980s | 7 | [8 empty] | 0
3A | 500-749 | 1980s | 8 | [8 empty] | 0
3A | 500-749 | 1980s | 9 | [8 empty] | 0
3A | 500-749 | 1980s | 10 | [8 empty] | 0
3A | 500-749 | 1990s | 1 | 9624.3312 | 3654.4853 | 15.2043 | 5.7733 | 1943.7195 | 811.0317 | 3.0706 | 1.2813 | 22
3A | 500-749 | 1990s | 2 | 10264.5296 | 3539.3989 | 16.2157 | 5.5915 | 2099.2462 | 732.3988 | 3.3163 | 1.157 | 12
3A | 500-749 | 1990s | 3 | 10090.2477 | 920.7348 | 15.9404 | 1.4546 | 3499.4824 | 1249.761 | 5.5284 | 1.9743 | 4
3A | 500-749 | 1990s | 4 | [8 empty] | 0
3A | 500-749 | 1990s | 5 | 13837.8291 |  | 21.8607 |  | 2337.6496 |  | 3.693 |  | 1
3A | 500-749 | 1990s | 6 | [8 empty] | 0
3A | 500-749 | 1990s | 7 | [8 empty] | 0
3A | 500-749 | 1990s | 8 | [8 empty] | 0
3A | 500-749 | 1990s | 9 | [8 empty] | 0
3A | 500-749 | 1990s | 10 | [8 empty] | 0
3A | 500-749 | 2000s | 1 | 9384.9789 | 2927.109 | 14.8262 | 4.6242 | 1631.3938 | 1178.1714 | 2.5772 | 1.8613 | 11
3A | 500-749 | 2000s | 2 | 10824.4178 | 3866.1512 | 17.1002 | 6.1077 | 1856.9951 | 704.8498 | 2.9336 | 1.1135 | 9
3A | 500-749 | 2000s | 3 | 9976.5302 | 2901.5643 | 15.7607 | 4.5838 | 1742.3869 | 310.5116 | 2.7526 | 0.49054 | 3
3A | 500-749 | 2000s | 4 | 13733.6118 | 975.0148 | 21.6961 | 1.5403 | 3194.3056 | 740.3763 | 5.0463 | 1.1696 | 2
3A | 500-749 | 2000s | 5 | [8 empty] | 0
3A | 500-749 | 2000s | 6 | [8 empty] | 0
3A | 500-749 | 2000s | 7 | [8 empty] | 0
3A | 500-749 | 2000s | 8 | [8 empty] | 0
3A | 500-749 | 2000s | 9 | [8 empty] | 0
3A | 500-749 | 2000s | 10 | [8 empty] | 0
3A | 500-749 | 2010s | 1 | 9025.3648 | 3051.3853 | 14.2581 | 4.8205 | 1449.475 | 538.1748 | 2.2898 | 0.8502 | 12
3A | 500-749 | 2010s | 2 | 9042.2319 | 1872.2358 | 14.2847 | 2.9577 | 1723.6363 | 565.5939 | 2.723 | 0.89351 | 7
3A | 500-749 | 2010s | 3 | [8 empty] | 0
3A | 500-749 | 2010s | 4 | 13500.5479 |  | 21.3279 |  | 2428.0678 |  | 3.8358 |  | 1
3A | 500-749 | 2010s | 5 | [8 empty] | 0
3A | 500-749 | 2010s | 6 | [8 empty] | 0
3A | 500-749 | 2010s | 7 | [8 empty] | 0
3A | 500-749 | 2010s | 8 | [8 empty] | 0
3A | 500-749 | 2010s | 9 | [8 empty] | 0
3A | 500-749 | 2010s | 10 | [8 empty] | 0
3A | 750-999 | <1940 | 1 | 13145.1784 | 5848.616 | 14.8533 | 6.6086 | 3088.6117 | 1235.2755 | 3.49 | 1.3958 | 61
3A | 750-999 | <1940 | 2 | 15068.6758 | 5227.4587 | 17.0268 | 5.9067 | 3093.7875 | 1317.3754 | 3.4958 | 1.4886 | 47
3A | 750-999 | <1940 | 3 | 16097.6739 | 6314.5157 | 18.1895 | 7.135 | 3223.9455 | 1128.9639 | 3.6429 | 1.2757 | 18
3A | 750-999 | <1940 | 4 | 19226.3534 | 4785.609 | 21.7247 | 5.4075 | 3173.1982 | 1666.3081 | 3.5855 | 1.8828 | 7
3A | 750-999 | <1940 | 5 | 16146.0686 | 10922.4869 | 18.2441 | 12.3418 | 4522.6275 | 2327.7939 | 5.1103 | 2.6303 | 3
3A | 750-999 | <1940 | 6 | 29043.9131 |  | 32.818 |  | 5910.175 |  | 6.6782 |  | 1
3A | 750-999 | <1940 | 7 | [8 empty] | 0
3A | 750-999 | <1940 | 8 | [8 empty] | 0
3A | 750-999 | <1940 | 9 | 21779.4996 |  | 24.6096 |  | 5664.9051 |  | 6.401 |  | 1
3A | 750-999 | <1940 | 10 | [8 empty] | 0
3A | 750-999 | 1940s | 1 | 13634.186 | 5143.2691 | 15.4059 | 5.8116 | 3020.3585 | 1373.8972 | 3.4128 | 1.5524 | 96
3A | 750-999 | 1940s | 2 | 13787.8622 | 5097.8904 | 15.5795 | 5.7603 | 3177.3829 | 1533.1138 | 3.5903 | 1.7323 | 65
3A | 750-999 | 1940s | 3 | 14464.5915 | 6424.8066 | 16.3442 | 7.2597 | 3157.1048 | 1382.7486 | 3.5674 | 1.5624 | 16
3A | 750-999 | 1940s | 4 | 15795.2629 | 5141.5301 | 17.8478 | 5.8096 | 3715.1854 | 1919.2026 | 4.1979 | 2.1686 | 12
3A | 750-999 | 1940s | 5 | 17796.3342 | 3897.5469 | 20.1089 | 4.404 | 4431.4263 | 1856.9913 | 5.0073 | 2.0983 | 4
3A | 750-999 | 1940s | 6 | 20685.9194 | 9628.001 | 23.3739 | 10.8791 | 4989.8628 | 1989.9029 | 5.6383 | 2.2485 | 5
3A | 750-999 | 1940s | 7 | [8 empty] | 0
3A | 750-999 | 1940s | 8 | [8 empty] | 0
3A | 750-999 | 1940s | 9 | [8 empty] | 0
3A | 750-999 | 1940s | 10 | [8 empty] | 0
3A | 750-999 | 1950s | 1 | 11851.4231 | 4802.8447 | 13.3914 | 5.4269 | 3079.4055 | 1329.5063 | 3.4796 | 1.5023 | 233
3A | 750-999 | 1950s | 2 | 13230.2742 | 5236.4644 | 14.9495 | 5.9169 | 3312.2273 | 1389.4068 | 3.7426 | 1.57 | 167
3A | 750-999 | 1950s | 3 | 15229.6539 | 5939.3717 | 17.2086 | 6.7112 | 4028.1049 | 2135.3353 | 4.5515 | 2.4128 | 38
3A | 750-999 | 1950s | 4 | 16714.7611 | 5305.8117 | 18.8867 | 5.9953 | 4112.02 | 1792.1557 | 4.6464 | 2.025 | 28
3A | 750-999 | 1950s | 5 | 20112.8284 | 8629.8121 | 22.7264 | 9.7512 | 3773.022 | 1009.1493 | 4.2633 | 1.1403 | 10
3A | 750-999 | 1950s | 6 | 16909.7889 | 3774.0243 | 19.1071 | 4.2644 | 3078.0666 | 968.5858 | 3.478 | 1.0944 | 3
3A | 750-999 | 1950s | 7 | 19806.3533 |  | 22.3801 |  | 6057.179 |  | 6.8443 |  | 1
3A | 750-999 | 1950s | 8 | 21161.3162 |  | 23.9111 |  | 4460.2986 |  | 5.0399 |  | 1
3A | 750-999 | 1950s | 9 | 11183.9615 |  | 12.6372 |  | 3791.9614 |  | 4.2847 |  | 1
3A | 750-999 | 1950s | 10 | [8 empty] | 0
3A | 750-999 | 1960s | 1 | 12513.5647 | 5195.7743 | 14.1396 | 5.8709 | 2780.9264 | 1129.2508 | 3.1423 | 1.276 | 86
3A | 750-999 | 1960s | 2 | 13582.5362 | 5282.4921 | 15.3475 | 5.9689 | 2768.3274 | 1156.6295 | 3.1281 | 1.3069 | 64
3A | 750-999 | 1960s | 3 | 13519.7551 | 3805.4166 | 15.2766 | 4.2999 | 3167.4673 | 1306.2884 | 3.5791 | 1.476 | 21
3A | 750-999 | 1960s | 4 | 16212.3031 | 5865.5462 | 18.319 | 6.6277 | 3893.9488 | 1353.783 | 4.3999 | 1.5297 | 6
3A | 750-999 | 1960s | 5 | 8963.8991 |  | 10.1287 |  | 1495.2703 |  | 1.6896 |  | 1
3A | 750-999 | 1960s | 6 | 15294.2208 | 6320.2597 | 17.2816 | 7.1415 | 3347.6406 | 1565.25 | 3.7826 | 1.7686 | 4
3A | 750-999 | 1960s | 7 | 36898.9072 |  | 41.6937 |  | 4294.9902 |  | 4.8531 |  | 1
3A | 750-999 | 1960s | 8 | [8 empty] | 0
3A | 750-999 | 1960s | 9 | [8 empty] | 0
3A | 750-999 | 1960s | 10 | [8 empty] | 0
3A | 750-999 | 1970s | 1 | 13097.7474 | 4951.0148 | 14.7997 | 5.5944 | 2781.723 | 1315.3765 | 3.1432 | 1.4863 | 155
3A | 750-999 | 1970s | 2 | 14106.6961 | 5228.0531 | 15.9398 | 5.9074 | 3022.0788 | 1251.4489 | 3.4148 | 1.4141 | 103
3A | 750-999 | 1970s | 3 | 14065.5856 | 3841.1471 | 15.8933 | 4.3403 | 3463.0915 | 1736.766 | 3.9131 | 1.9624 | 23
3A | 750-999 | 1970s | 4 | 17726.9879 | 5909.8621 | 20.0305 | 6.6778 | 4523.263 | 2388.9755 | 5.111 | 2.6994 | 11
3A | 750-999 | 1970s | 5 | 18502.2202 | 6903.6982 | 20.9065 | 7.8008 | 3472.6573 | 576.7953 | 3.9239 | 0.65175 | 4
3A | 750-999 | 1970s | 6 | [8 empty] | 0
3A | 750-999 | 1970s | 7 | [8 empty] | 0
3A | 750-999 | 1970s | 8 | [8 empty] | 0
3A | 750-999 | 1970s | 9 | [8 empty] | 0
3A | 750-999 | 1970s | 10 | [8 empty] | 0
3A | 750-999 | 1980s | 1 | 11787.6404 | 4134.1098 | 13.3194 | 4.6713 | 2537.4577 | 804.7184 | 2.8672 | 0.90929 | 48
3A | 750-999 | 1980s | 2 | 12424.3344 | 3404.5059 | 14.0388 | 3.8469 | 2776.7378 | 964.9718 | 3.1376 | 1.0904 | 46
3A | 750-999 | 1980s | 3 | 13690.3824 | 4364.0068 | 15.4694 | 4.9311 | 3226.9956 | 1988.9816 | 3.6463 | 2.2474 | 13
3A | 750-999 | 1980s | 4 | 15705.0816 | 5616.1817 | 17.7459 | 6.346 | 3687.1656 | 1624.8027 | 4.1663 | 1.8359 | 5
3A | 750-999 | 1980s | 5 | [8 empty] | 0
3A | 750-999 | 1980s | 6 | 13901.9096 | 5029.2381 | 15.7084 | 5.6828 | 2744.5373 | 850.4566 | 3.1012 | 0.96097 | 2
3A | 750-999 | 1980s | 7 | [8 empty] | 0
3A | 750-999 | 1980s | 8 | [8 empty] | 0
3A | 750-999 | 1980s | 9 | [8 empty] | 0
3A | 750-999 | 1980s | 10 | [8 empty] | 0
3A | 750-999 | 1990s | 1 | 11056.8553 | 3102.6024 | 12.4936 | 3.5058 | 2476.1382 | 960.4245 | 2.7979 | 1.0852 | 58
3A | 750-999 | 1990s | 2 | 11373.5813 | 3615.1454 | 12.8515 | 4.0849 | 2458.1441 | 895.8755 | 2.7776 | 1.0123 | 52
3A | 750-999 | 1990s | 3 | 13954.4729 | 5022.2928 | 15.7678 | 5.6749 | 3092.6242 | 1317.064 | 3.4945 | 1.4882 | 13
3A | 750-999 | 1990s | 4 | 13356.8213 | 6845.1193 | 15.0925 | 7.7346 | 2812.866 | 1270.6619 | 3.1784 | 1.4358 | 5
3A | 750-999 | 1990s | 5 | 16722.3829 | 5251.5765 | 18.8953 | 5.934 | 3268.1387 | 2156.483 | 3.6928 | 2.4367 | 3
3A | 750-999 | 1990s | 6 | [8 empty] | 0
3A | 750-999 | 1990s | 7 | [8 empty] | 0
3A | 750-999 | 1990s | 8 | [8 empty] | 0
3A | 750-999 | 1990s | 9 | [8 empty] | 0
3A | 750-999 | 1990s | 10 | [8 empty] | 0
3A | 750-999 | 2000s | 1 | 10366.9 | 3387.4784 | 11.714 | 3.8277 | 1807.7335 | 659.7301 | 2.0426 | 0.74546 | 58
3A | 750-999 | 2000s | 2 | 10976.0076 | 3069.1681 | 12.4023 | 3.468 | 2046.1774 | 669.3063 | 2.3121 | 0.75628 | 42
3A | 750-999 | 2000s | 3 | 10966.5493 | 2365.9809 | 12.3916 | 2.6734 | 2069.3247 | 573.2093 | 2.3382 | 0.64769 | 10
3A | 750-999 | 2000s | 4 | 12034.2871 | 3324.3848 | 13.5981 | 3.7564 | 1747.4784 | 453.9091 | 1.9746 | 0.51289 | 4
3A | 750-999 | 2000s | 5 | 11489.6766 | 4523.4126 | 12.9827 | 5.1112 | 2307.7868 | 331.1497 | 2.6077 | 0.37418 | 3
3A | 750-999 | 2000s | 6 | 26567.8129 |  | 30.0201 |  | 3773.5756 |  | 4.2639 |  | 1
3A | 750-999 | 2000s | 7 | [8 empty] | 0
3A | 750-999 | 2000s | 8 | [8 empty] | 0
3A | 750-999 | 2000s | 9 | [8 empty] | 0
3A | 750-999 | 2000s | 10 | [8 empty] | 0
3A | 750-999 | 2010s | 1 | 10393.1815 | 3119.2886 | 11.7437 | 3.5246 | 1851.5426 | 465.8513 | 2.0921 | 0.52639 | 9
3A | 750-999 | 2010s | 2 | 11932.3587 | 2841.8566 | 13.4829 | 3.2111 | 1608.6253 | 528.2354 | 1.8177 | 0.59688 | 9
3A | 750-999 | 2010s | 3 | [8 empty] | 0
3A | 750-999 | 2010s | 4 | 16003.9953 |  | 18.0836 |  | 2840.3086 |  | 3.2094 |  | 1
3A | 750-999 | 2010s | 5 | [8 empty] | 0
3A | 750-999 | 2010s | 6 | [8 empty] | 0
3A | 750-999 | 2010s | 7 | [8 empty] | 0
3A | 750-999 | 2010s | 8 | [8 empty] | 0
3A | 750-999 | 2010s | 9 | [8 empty] | 0
3A | 750-999 | 2010s | 10 | [8 empty] | 0
3A | 1000-1499 | <1940 | 1 | 15920.3684 | 7521.7328 | 13.0495 | 6.1654 | 3530.7075 | 1650.5888 | 2.894 | 1.3529 | 169
3A | 1000-1499 | <1940 | 2 | 17488.9657 | 7159.9464 | 14.3352 | 5.8688 | 3664.5633 | 1595.2721 | 3.0037 | 1.3076 | 147
3A | 1000-1499 | <1940 | 3 | 22112.5262 | 9787.6022 | 18.125 | 8.0226 | 3661.7234 | 1627.276 | 3.0014 | 1.3338 | 47
3A | 1000-1499 | <1940 | 4 | 20214.4384 | 7124.8592 | 16.5692 | 5.84 | 4777.2087 | 2015.9202 | 3.9157 | 1.6524 | 23
3A | 1000-1499 | <1940 | 5 | 20427.5108 | 10699.1369 | 16.7439 | 8.7698 | 4319.0844 | 1757.5731 | 3.5402 | 1.4406 | 9
3A | 1000-1499 | <1940 | 6 | 23549.3383 | 10101.362 | 19.3027 | 8.2798 | 4337.8718 | 1976.8849 | 3.5556 | 1.6204 | 5
3A | 1000-1499 | <1940 | 7 | 20999.0222 | 10129.2323 | 17.2123 | 8.3026 | 6765.4868 | 5238.4099 | 5.5455 | 4.2938 | 2
3A | 1000-1499 | <1940 | 8 | [8 empty] | 0
3A | 1000-1499 | <1940 | 9 | [8 empty] | 0
3A | 1000-1499 | <1940 | 10 | [8 empty] | 0
3A | 1000-1499 | 1940s | 1 | 14711.2849 | 7335.4359 | 12.0584 | 6.0127 | 3504.7724 | 1629.706 | 2.8728 | 1.3358 | 177
3A | 1000-1499 | 1940s | 2 | 16445.3528 | 7533.8895 | 13.4798 | 6.1753 | 3851.7741 | 1708.9978 | 3.1572 | 1.4008 | 206
3A | 1000-1499 | 1940s | 3 | 15995.1017 | 6566.3468 | 13.1107 | 5.3823 | 4270.2161 | 1566.6332 | 3.5002 | 1.2841 | 62
3A | 1000-1499 | 1940s | 4 | 20021.2821 | 5912.2412 | 16.4109 | 4.8461 | 4611.1085 | 2490.7987 | 3.7796 | 2.0416 | 36
3A | 1000-1499 | 1940s | 5 | 20209.4976 | 8613.5958 | 16.5652 | 7.0603 | 4207.7052 | 2413.3986 | 3.4489 | 1.9782 | 14
3A | 1000-1499 | 1940s | 6 | 22530.8895 | 9716.2117 | 18.4679 | 7.9641 | 5959.5357 | 2257.395 | 4.8849 | 1.8503 | 8
3A | 1000-1499 | 1940s | 7 | 23268.0318 | 7529.6675 | 19.0722 | 6.1719 | 6150.4697 | 65.382 | 5.0414 | 0.053592 | 2
3A | 1000-1499 | 1940s | 8 | [8 empty] | 0
3A | 1000-1499 | 1940s | 9 | [8 empty] | 0
3A | 1000-1499 | 1940s | 10 | [8 empty] | 0
3A | 1000-1499 | 1950s | 1 | 13642.9607 | 6277.1716 | 11.1828 | 5.1452 | 3756.765 | 1874.797 | 3.0793 | 1.5367 | 507
3A | 1000-1499 | 1950s | 2 | 14877.0868 | 6350.5649 | 12.1943 | 5.2054 | 3869.1992 | 1824.1024 | 3.1715 | 1.4952 | 450
3A | 1000-1499 | 1950s | 3 | 15452.051 | 6864.3324 | 12.6656 | 5.6265 | 4073.5993 | 2087.8489 | 3.339 | 1.7114 | 144
3A | 1000-1499 | 1950s | 4 | 17746.7457 | 6146.0853 | 14.5465 | 5.0378 | 4656.6128 | 2174.3749 | 3.8169 | 1.7823 | 68
3A | 1000-1499 | 1950s | 5 | 17608.5492 | 5591.2841 | 14.4332 | 4.583 | 4238.3037 | 1930.883 | 3.474 | 1.5827 | 22
3A | 1000-1499 | 1950s | 6 | 22720.6053 | 8211.8345 | 18.6234 | 6.731 | 5153.4808 | 4378.0967 | 4.2242 | 3.5886 | 16
3A | 1000-1499 | 1950s | 7 | 29551.8569 | 9153.2158 | 24.2228 | 7.5026 | 7145.5333 | 1769.8622 | 5.857 | 1.4507 | 3
3A | 1000-1499 | 1950s | 8 | [8 empty] | 0
3A | 1000-1499 | 1950s | 9 | [8 empty] | 0
3A | 1000-1499 | 1950s | 10 | [8 empty] | 0
3A | 1000-1499 | 1960s | 1 | 13841.6426 | 5765.8754 | 11.3456 | 4.7261 | 3244.49 | 1525.3941 | 2.6594 | 1.2503 | 610
3A | 1000-1499 | 1960s | 2 | 15328.7701 | 5932.5543 | 12.5646 | 4.8627 | 3544.8058 | 1607.5295 | 2.9056 | 1.3176 | 520
3A | 1000-1499 | 1960s | 3 | 17323.2819 | 7503.3036 | 14.1994 | 6.1502 | 3707.5435 | 1576.1799 | 3.039 | 1.292 | 133
3A | 1000-1499 | 1960s | 4 | 17518.9819 | 5750.8537 | 14.3598 | 4.7138 | 4123.1279 | 1844.1816 | 3.3796 | 1.5116 | 98
3A | 1000-1499 | 1960s | 5 | 18291.8334 | 5845.5425 | 14.9933 | 4.7914 | 4511.5354 | 1709.067 | 3.698 | 1.4009 | 35
3A | 1000-1499 | 1960s | 6 | 17645.6641 | 8211.2616 | 14.4637 | 6.7305 | 4012.5666 | 1208.4105 | 3.289 | 0.9905 | 8
3A | 1000-1499 | 1960s | 7 | 12034.7866 |  | 9.8646 |  | 2714.9248 |  | 2.2253 |  | 1
3A | 1000-1499 | 1960s | 8 | 12979.8438 |  | 10.6392 |  | 4343.306 |  | 3.5601 |  | 1
3A | 1000-1499 | 1960s | 9 | [8 empty] | 0
3A | 1000-1499 | 1960s | 10 | [8 empty] | 0
3A | 1000-1499 | 1970s | 1 | 14054.389 | 5629.9255 | 11.52 | 4.6147 | 3124.6726 | 1411.7919 | 2.5612 | 1.1572 | 778
3A | 1000-1499 | 1970s | 2 | 15536.5331 | 6259.7847 | 12.7349 | 5.131 | 3325.4442 | 1531.3533 | 2.7258 | 1.2552 | 640
3A | 1000-1499 | 1970s | 3 | 16562.4455 | 6464.6862 | 13.5758 | 5.2989 | 3552.0635 | 1488.2228 | 2.9115 | 1.2199 | 210
3A | 1000-1499 | 1970s | 4 | 17188.2288 | 6683.9752 | 14.0887 | 5.4787 | 3672.8522 | 1465.2013 | 3.0105 | 1.201 | 83
3A | 1000-1499 | 1970s | 5 | 19156.5625 | 8312.2352 | 15.7021 | 6.8133 | 3627.524 | 1245.8572 | 2.9734 | 1.0212 | 44
3A | 1000-1499 | 1970s | 6 | 17604.5495 | 4341.4785 | 14.43 | 3.5586 | 3733.279 | 1766.9022 | 3.0601 | 1.4483 | 14
3A | 1000-1499 | 1970s | 7 | 20229.5576 | 4539.6733 | 16.5816 | 3.721 | 5364.4093 | 1806.1157 | 4.3971 | 1.4804 | 4
3A | 1000-1499 | 1970s | 8 | 27327.402 | 6569.674 | 22.3995 | 5.385 | 5841.1034 | 5070.4104 | 4.7878 | 4.1561 | 2
3A | 1000-1499 | 1970s | 9 | 14470.4905 |  | 11.8611 |  | 3319.8534 |  | 2.7212 |  | 1
3A | 1000-1499 | 1970s | 10 | [8 empty] | 0
3A | 1000-1499 | 1980s | 1 | 12831.3192 | 4591.1604 | 10.5175 | 3.7632 | 3049.0676 | 1373.4038 | 2.4992 | 1.1257 | 460
3A | 1000-1499 | 1980s | 2 | 14302.2594 | 5524.2981 | 11.7232 | 4.5281 | 3209.7087 | 1422.6463 | 2.6309 | 1.1661 | 431
3A | 1000-1499 | 1980s | 3 | 15823.305 | 5644.2326 | 12.9699 | 4.6264 | 3446.8455 | 1549.3103 | 2.8253 | 1.2699 | 129
3A | 1000-1499 | 1980s | 4 | 17739.6387 | 5798.9035 | 14.5407 | 4.7532 | 3591.9444 | 1591.907 | 2.9442 | 1.3048 | 73
3A | 1000-1499 | 1980s | 5 | 19171.5276 | 5821.2114 | 15.7144 | 4.7715 | 4111.9422 | 1683.6638 | 3.3704 | 1.3801 | 39
3A | 1000-1499 | 1980s | 6 | 17360.7644 | 2065.0516 | 14.2301 | 1.6927 | 4424.5575 | 1830.8133 | 3.6267 | 1.5007 | 7
3A | 1000-1499 | 1980s | 7 | 16744.5218 | 2927.9735 | 13.725 | 2.4 | 2531.8458 | 749.3022 | 2.0753 | 0.61418 | 4
3A | 1000-1499 | 1980s | 8 | [8 empty] | 0
3A | 1000-1499 | 1980s | 9 | [8 empty] | 0
3A | 1000-1499 | 1980s | 10 | [8 empty] | 0
3A | 1000-1499 | 1990s | 1 | 11741.4587 | 4156.8415 | 9.6241 | 3.4072 | 2667.5637 | 1156.0347 | 2.1865 | 0.94757 | 526
3A | 1000-1499 | 1990s | 2 | 13206.5577 | 4308.2578 | 10.825 | 3.5314 | 2894.0258 | 1303.0576 | 2.3722 | 1.0681 | 486
3A | 1000-1499 | 1990s | 3 | 14381.3982 | 4637.8686 | 11.788 | 3.8015 | 3149.8671 | 1390.3238 | 2.5819 | 1.1396 | 144
3A | 1000-1499 | 1990s | 4 | 15027.5005 | 4860.5347 | 12.3176 | 3.984 | 3517.7255 | 1612.3049 | 2.8834 | 1.3216 | 98
3A | 1000-1499 | 1990s | 5 | 18578.1229 | 6772.0424 | 15.228 | 5.5509 | 3483.0668 | 1514.2796 | 2.855 | 1.2412 | 41
3A | 1000-1499 | 1990s | 6 | 19011.6387 | 6494.1925 | 15.5833 | 5.3231 | 3852.2303 | 716.0642 | 3.1576 | 0.58694 | 9
3A | 1000-1499 | 1990s | 7 | 16508.0039 | 5449.6048 | 13.5312 | 4.4669 | 4546.9903 | 1838.4366 | 3.727 | 1.5069 | 4
3A | 1000-1499 | 1990s | 8 | [8 empty] | 0
3A | 1000-1499 | 1990s | 9 | [8 empty] | 0
3A | 1000-1499 | 1990s | 10 | [8 empty] | 0
3A | 1000-1499 | 2000s | 1 | 10811.0443 | 3649.4014 | 8.8615 | 2.9913 | 2092.653 | 808.9466 | 1.7153 | 0.66307 | 432
3A | 1000-1499 | 2000s | 2 | 12024.725 | 3944.0525 | 9.8563 | 3.2328 | 2236.5443 | 843.7424 | 1.8332 | 0.69159 | 394
3A | 1000-1499 | 2000s | 3 | 12836.1475 | 4278.7083 | 10.5214 | 3.5071 | 2522.2923 | 1005.2063 | 2.0675 | 0.82394 | 138
3A | 1000-1499 | 2000s | 4 | 14461.4611 | 4197.0617 | 11.8537 | 3.4402 | 2692.6609 | 1094.4036 | 2.2071 | 0.89705 | 52
3A | 1000-1499 | 2000s | 5 | 15418.5097 | 6044.3568 | 12.6381 | 4.9544 | 3051.3735 | 882.9282 | 2.5011 | 0.72371 | 21
3A | 1000-1499 | 2000s | 6 | 14498.0389 | 4241.7493 | 11.8836 | 3.4768 | 3375.1802 | 1310.2219 | 2.7665 | 1.074 | 10
3A | 1000-1499 | 2000s | 7 | 15181.7353 | 448.2772 | 12.444 | 0.36744 | 4033.6307 | 589.023 | 3.3063 | 0.48281 | 2
3A | 1000-1499 | 2000s | 8 | [8 empty] | 0
3A | 1000-1499 | 2000s | 9 | [8 empty] | 0
3A | 1000-1499 | 2000s | 10 | [8 empty] | 0
3A | 1000-1499 | 2010s | 1 | 11291.0639 | 3427.6393 | 9.255 | 2.8095 | 2151.1062 | 890.5745 | 1.7632 | 0.72998 | 49
3A | 1000-1499 | 2010s | 2 | 11997.637 | 3463.7936 | 9.8341 | 2.8392 | 2376.4326 | 915.518 | 1.9479 | 0.75042 | 54
3A | 1000-1499 | 2010s | 3 | 13728.0701 | 4891.3971 | 11.2525 | 4.0093 | 2715.8273 | 487.4515 | 2.2261 | 0.39955 | 11
3A | 1000-1499 | 2010s | 4 | 13353.1081 | 5134.2836 | 10.9452 | 4.2084 | 2384.5506 | 713.87 | 1.9545 | 0.58514 | 7
3A | 1000-1499 | 2010s | 5 | 18594.157 | 6041.8941 | 15.2411 | 4.9524 | 3485.6529 | 1024.4099 | 2.8571 | 0.83968 | 4
3A | 1000-1499 | 2010s | 6 | [8 empty] | 0
3A | 1000-1499 | 2010s | 7 | [8 empty] | 0
3A | 1000-1499 | 2010s | 8 | [8 empty] | 0
3A | 1000-1499 | 2010s | 9 | [8 empty] | 0
3A | 1000-1499 | 2010s | 10 | [8 empty] | 0
3A | 1500-1999 | <1940 | 1 | 19691.5638 | 9755.0254 | 11.6518 | 5.7722 | 4178.9223 | 1699.2266 | 2.4727 | 1.0055 | 97
3A | 1500-1999 | <1940 | 2 | 19353.0376 | 9799.0498 | 11.4515 | 5.7983 | 4576.7299 | 2131.4419 | 2.7081 | 1.2612 | 108
3A | 1500-1999 | <1940 | 3 | 20981.3313 | 8818.3496 | 12.415 | 5.218 | 4272.039 | 1553.9875 | 2.5278 | 0.91952 | 36
3A | 1500-1999 | <1940 | 4 | 25215.6835 | 9724.8506 | 14.9205 | 5.7543 | 5447.0914 | 2136.5853 | 3.2231 | 1.2643 | 20
3A | 1500-1999 | <1940 | 5 | 27349.5076 | 13740.6994 | 16.1831 | 8.1306 | 6670.9825 | 2797.6122 | 3.9473 | 1.6554 | 10
3A | 1500-1999 | <1940 | 6 | 26133.0957 | 17852.7781 | 15.4634 | 10.5638 | 4805.5021 | 2131.4229 | 2.8435 | 1.2612 | 7
3A | 1500-1999 | <1940 | 7 | [8 empty] | 0
3A | 1500-1999 | <1940 | 8 | [8 empty] | 0
3A | 1500-1999 | <1940 | 9 | 27699.3333 |  | 16.3901 |  | 7792.2623 |  | 4.6108 |  | 1
3A | 1500-1999 | <1940 | 10 | [8 empty] | 0
3A | 1500-1999 | 1940s | 1 | 15843.4772 | 8270.051 | 9.3748 | 4.8935 | 4350.2412 | 1985.7563 | 2.5741 | 1.175 | 121
3A | 1500-1999 | 1940s | 2 | 20540.4148 | 9603.3219 | 12.1541 | 5.6824 | 4421.0729 | 1995.8638 | 2.616 | 1.181 | 125
3A | 1500-1999 | 1940s | 3 | 19474.4175 | 8314.7864 | 11.5233 | 4.92 | 4945.5258 | 1948.332 | 2.9263 | 1.1529 | 42
3A | 1500-1999 | 1940s | 4 | 23427.4217 | 11775.7299 | 13.8624 | 6.9679 | 4737.477 | 3174.2411 | 2.8032 | 1.8782 | 29
3A | 1500-1999 | 1940s | 5 | 27294.618 | 9567.7314 | 16.1507 | 5.6614 | 6448.2474 | 3080.6205 | 3.8155 | 1.8229 | 9
3A | 1500-1999 | 1940s | 6 | 22219.885 |  | 13.1479 |  | 6744.5782 |  | 3.9909 |  | 1
3A | 1500-1999 | 1940s | 7 | 53080.3481 |  | 31.4085 |  | 8537.7286 |  | 5.0519 |  | 1
3A | 1500-1999 | 1940s | 8 | [8 empty] | 0
3A | 1500-1999 | 1940s | 9 | [8 empty] | 0
3A | 1500-1999 | 1940s | 10 | [8 empty] | 0
3A | 1500-1999 | 1950s | 1 | 15773.8646 | 7437.2084 | 9.3336 | 4.4007 | 4400.6875 | 2084.632 | 2.604 | 1.2335 | 301
3A | 1500-1999 | 1950s | 2 | 18301.3613 | 8884.3049 | 10.8292 | 5.257 | 4691.1176 | 2265.2337 | 2.7758 | 1.3404 | 317
3A | 1500-1999 | 1950s | 3 | 17424.3584 | 7949.8808 | 10.3103 | 4.7041 | 4598.4947 | 2070.0615 | 2.721 | 1.2249 | 115
3A | 1500-1999 | 1950s | 4 | 20191.8436 | 10476.2677 | 11.9478 | 6.199 | 4810.7594 | 1894.3969 | 2.8466 | 1.1209 | 53
3A | 1500-1999 | 1950s | 5 | 23854.1862 | 11253.3566 | 14.1149 | 6.6588 | 6275.4611 | 3399.5903 | 3.7133 | 2.0116 | 30
3A | 1500-1999 | 1950s | 6 | 23891.7858 | 9976.9163 | 14.1372 | 5.9035 | 5468.0178 | 2049.8419 | 3.2355 | 1.2129 | 18
3A | 1500-1999 | 1950s | 7 | 32096.7485 |  | 18.9922 |  | 3628.3454 |  | 2.1469 |  | 1
3A | 1500-1999 | 1950s | 8 | [8 empty] | 0
3A | 1500-1999 | 1950s | 9 | [8 empty] | 0
3A | 1500-1999 | 1950s | 10 | [8 empty] | 0
3A | 1500-1999 | 1960s | 1 | 16429.1217 | 7567.8365 | 9.7214 | 4.478 | 4023.2382 | 2093.0798 | 2.3806 | 1.2385 | 438
3A | 1500-1999 | 1960s | 2 | 18174.3717 | 8208.606 | 10.7541 | 4.8572 | 4253.8721 | 2004.4931 | 2.5171 | 1.1861 | 509
3A | 1500-1999 | 1960s | 3 | 18865.4529 | 9229.3887 | 11.163 | 5.4612 | 4510.2801 | 2090.2499 | 2.6688 | 1.2368 | 154
3A | 1500-1999 | 1960s | 4 | 20015.0144 | 8535.4263 | 11.8432 | 5.0505 | 4722.933 | 2085.5679 | 2.7946 | 1.2341 | 92
3A | 1500-1999 | 1960s | 5 | 19746.8736 | 8998.7913 | 11.6845 | 5.3247 | 5079.9397 | 2654.7953 | 3.0059 | 1.5709 | 29
3A | 1500-1999 | 1960s | 6 | 17995.6645 | 5015.6785 | 10.6483 | 2.9679 | 4726.909 | 2115.7189 | 2.797 | 1.2519 | 14
3A | 1500-1999 | 1960s | 7 | 27377.1028 | 11331.4237 | 16.1995 | 6.705 | 5143.0467 | 1137.768 | 3.0432 | 0.67324 | 5
3A | 1500-1999 | 1960s | 8 | [8 empty] | 0
3A | 1500-1999 | 1960s | 9 | [8 empty] | 0
3A | 1500-1999 | 1960s | 10 | [8 empty] | 0
3A | 1500-1999 | 1970s | 1 | 17254.3157 | 8120.8877 | 10.2097 | 4.8053 | 3979.2681 | 2003.5285 | 2.3546 | 1.1855 | 634
3A | 1500-1999 | 1970s | 2 | 17804.4757 | 7404.6342 | 10.5352 | 4.3814 | 3946.7341 | 1811.0562 | 2.3353 | 1.0716 | 688
3A | 1500-1999 | 1970s | 3 | 19239.6879 | 8060.3435 | 11.3844 | 4.7694 | 4200.7483 | 1886.4669 | 2.4856 | 1.1163 | 206
3A | 1500-1999 | 1970s | 4 | 20009.1174 | 8878.381 | 11.8397 | 5.2535 | 4211.1303 | 1496.7413 | 2.4918 | 0.88565 | 112
3A | 1500-1999 | 1970s | 5 | 21690.0313 | 8288.0119 | 12.8343 | 4.9041 | 4467.7941 | 2123.6585 | 2.6437 | 1.2566 | 53
3A | 1500-1999 | 1970s | 6 | 25950.8736 | 8889.2462 | 15.3555 | 5.2599 | 5155.2957 | 2379.2137 | 3.0505 | 1.4078 | 26
3A | 1500-1999 | 1970s | 7 | 18276.7072 | 5940.8251 | 10.8146 | 3.5153 | 5657.552 | 2308.0373 | 3.3477 | 1.3657 | 5
3A | 1500-1999 | 1970s | 8 | [8 empty] | 0
3A | 1500-1999 | 1970s | 9 | [8 empty] | 0
3A | 1500-1999 | 1970s | 10 | [8 empty] | 0
3A | 1500-1999 | 1980s | 1 | 16055.344 | 6413.8582 | 9.5002 | 3.7952 | 3709.2581 | 1799.9854 | 2.1948 | 1.0651 | 590
3A | 1500-1999 | 1980s | 2 | 17170.273 | 6728.1613 | 10.1599 | 3.9812 | 3839.6419 | 1901.6316 | 2.272 | 1.1252 | 677
3A | 1500-1999 | 1980s | 3 | 18136.125 | 6681.3431 | 10.7314 | 3.9535 | 4046.5119 | 1862.6255 | 2.3944 | 1.1021 | 201
3A | 1500-1999 | 1980s | 4 | 20179.3895 | 8334.8649 | 11.9405 | 4.9319 | 4266.1532 | 1974.2673 | 2.5244 | 1.1682 | 126
3A | 1500-1999 | 1980s | 5 | 21095.6885 | 7815.9859 | 12.4827 | 4.6248 | 4392.1577 | 2041.3525 | 2.5989 | 1.2079 | 54
3A | 1500-1999 | 1980s | 6 | 22031.1241 | 7263.9296 | 13.0362 | 4.2982 | 4859.8323 | 1713.9942 | 2.8756 | 1.0142 | 16
3A | 1500-1999 | 1980s | 7 | 24774.1101 | 7118.9068 | 14.6592 | 4.2124 | 4149.9635 | 1894.7552 | 2.4556 | 1.1212 | 5
3A | 1500-1999 | 1980s | 8 | [8 empty] | 0
3A | 1500-1999 | 1980s | 9 | 20428.5401 |  | 12.0879 |  | 2566.5192 |  | 1.5187 |  | 1
3A | 1500-1999 | 1980s | 10 | [8 empty] | 0
3A | 1500-1999 | 1990s | 1 | 13420.8567 | 5139.849 | 7.9413 | 3.0413 | 3047.4094 | 1319.6402 | 1.8032 | 0.78085 | 651
3A | 1500-1999 | 1990s | 2 | 15319.7997 | 5455.918 | 9.065 | 3.2284 | 3355.0359 | 1525.6804 | 1.9852 | 0.90277 | 802
3A | 1500-1999 | 1990s | 3 | 16423.8189 | 5599.2993 | 9.7182 | 3.3132 | 3569.5223 | 1547.9898 | 2.1121 | 0.91597 | 247
3A | 1500-1999 | 1990s | 4 | 17617.1337 | 6250.0188 | 10.4243 | 3.6982 | 3628.8083 | 1469.7086 | 2.1472 | 0.86965 | 155
3A | 1500-1999 | 1990s | 5 | 19501.1867 | 7525.365 | 11.5392 | 4.4529 | 3742.3094 | 1333.3018 | 2.2144 | 0.78894 | 64
3A | 1500-1999 | 1990s | 6 | 18506.6924 | 6074.6941 | 10.9507 | 3.5945 | 3944.5855 | 1452.05 | 2.3341 | 0.8592 | 36
3A | 1500-1999 | 1990s | 7 | 23749.3048 | 3199.6083 | 14.0528 | 1.8933 | 5434.9633 | 2015.5199 | 3.216 | 1.1926 | 3
3A | 1500-1999 | 1990s | 8 | 26843.7905 | 3447.7932 | 15.8839 | 2.0401 | 2747.5148 | 884.2031 | 1.6257 | 0.5232 | 2
3A | 1500-1999 | 1990s | 9 | [8 empty] | 0
3A | 1500-1999 | 1990s | 10 | [8 empty] | 0
3A | 1500-1999 | 2000s | 1 | 12936.1662 | 4652.2781 | 7.6545 | 2.7528 | 2493.9731 | 1073.7707 | 1.4757 | 0.63537 | 703
3A | 1500-1999 | 2000s | 2 | 14203.7387 | 4717.5871 | 8.4046 | 2.7915 | 2683.5644 | 1122.4831 | 1.5879 | 0.66419 | 823
3A | 1500-1999 | 2000s | 3 | 15584.7194 | 5451.9217 | 9.2217 | 3.226 | 2915.9237 | 1146.3387 | 1.7254 | 0.67831 | 238
3A | 1500-1999 | 2000s | 4 | 16508.4149 | 5128.8687 | 9.7683 | 3.0348 | 3358.7939 | 1395.4908 | 1.9875 | 0.82573 | 188
3A | 1500-1999 | 2000s | 5 | 17923.7468 | 6326.206 | 10.6058 | 3.7433 | 3537.6761 | 1193.9953 | 2.0933 | 0.70651 | 56
3A | 1500-1999 | 2000s | 6 | 19201.4119 | 6443.1867 | 11.3618 | 3.8125 | 3707.1883 | 1970.7416 | 2.1936 | 1.1661 | 13
3A | 1500-1999 | 2000s | 7 | 17663.0613 | 4964.5364 | 10.4515 | 2.9376 | 4741.9319 | 1844.2682 | 2.8059 | 1.0913 | 7
3A | 1500-1999 | 2000s | 8 | 25583.4771 |  | 15.1382 |  | 7830.5336 |  | 4.6335 |  | 1
3A | 1500-1999 | 2000s | 9 | [8 empty] | 0
3A | 1500-1999 | 2000s | 10 | 41811.6103 |  | 24.7406 |  | 4411.8558 |  | 2.6106 |  | 1
3A | 1500-1999 | 2010s | 1 | 12856.2114 | 4373.5165 | 7.6072 | 2.5879 | 2411.4396 | 859.3681 | 1.4269 | 0.5085 | 117
3A | 1500-1999 | 2010s | 2 | 14136.579 | 5479.6565 | 8.3648 | 3.2424 | 2634.4761 | 1119.3687 | 1.5589 | 0.66235 | 127
3A | 1500-1999 | 2010s | 3 | 14029.1553 | 3763.29 | 8.3013 | 2.2268 | 2504.9814 | 869.6628 | 1.4822 | 0.51459 | 35
3A | 1500-1999 | 2010s | 4 | 15833.9668 | 5950.2106 | 9.3692 | 3.5208 | 3111.9968 | 1292.5312 | 1.8414 | 0.76481 | 21
3A | 1500-1999 | 2010s | 5 | 16862.6948 | 5271.3281 | 9.9779 | 3.1191 | 3522.7355 | 1126.246 | 2.0845 | 0.66642 | 9
3A | 1500-1999 | 2010s | 6 | 19487.0137 | 8035.251 | 11.5308 | 4.7546 | 3613.9063 | 961.1345 | 2.1384 | 0.56872 | 9
3A | 1500-1999 | 2010s | 7 | [8 empty] | 0
3A | 1500-1999 | 2010s | 8 | [8 empty] | 0
3A | 1500-1999 | 2010s | 9 | [8 empty] | 0
3A | 1500-1999 | 2010s | 10 | [8 empty] | 0
3A | 2000-2499 | <1940 | 1 | 21766.6907 | 11782.5601 | 10.0031 | 5.4148 | 5402.5245 | 2773.2939 | 2.4828 | 1.2745 | 55
3A | 2000-2499 | <1940 | 2 | 24025.2132 | 12032.2294 | 11.041 | 5.5295 | 5217.2736 | 2349.4452 | 2.3976 | 1.0797 | 72
3A | 2000-2499 | <1940 | 3 | 21026.1588 | 11033.0837 | 9.6628 | 5.0704 | 4848.2087 | 1386.7974 | 2.228 | 0.63731 | 25
3A | 2000-2499 | <1940 | 4 | 26348.1027 | 13049.08 | 12.1085 | 5.9968 | 5476.7582 | 1708.5756 | 2.5169 | 0.78519 | 16
3A | 2000-2499 | <1940 | 5 | 21214.3201 | 6669.3144 | 9.7492 | 3.0649 | 5489.3623 | 1700.8722 | 2.5227 | 0.78165 | 5
3A | 2000-2499 | <1940 | 6 | 28436.9397 |  | 13.0684 |  | 6372.6326 |  | 2.9286 |  | 1
3A | 2000-2499 | <1940 | 7 | 19969.5639 | 8833.7179 | 9.1772 | 4.0596 | 6280.8723 | 4697.7645 | 2.8864 | 2.1589 | 2
3A | 2000-2499 | <1940 | 8 | [8 empty] | 0
3A | 2000-2499 | <1940 | 9 | [8 empty] | 0
3A | 2000-2499 | <1940 | 10 | [8 empty] | 0
3A | 2000-2499 | 1940s | 1 | 19776.0859 | 10197.5353 | 9.0883 | 4.6864 | 4590.5897 | 2563.0703 | 2.1096 | 1.1779 | 51
3A | 2000-2499 | 1940s | 2 | 21046.2947 | 12458.0336 | 9.672 | 5.7252 | 5696.6704 | 2725.1251 | 2.618 | 1.2524 | 49
3A | 2000-2499 | 1940s | 3 | 24410.6275 | 12208.5993 | 11.2181 | 5.6106 | 5162.3606 | 2242.6209 | 2.3724 | 1.0306 | 20
3A | 2000-2499 | 1940s | 4 | 28235.5278 | 14549.7045 | 12.9759 | 6.6864 | 5691.5084 | 2657.6645 | 2.6156 | 1.2214 | 20
3A | 2000-2499 | 1940s | 5 | 27950.0465 | 9941.5574 | 12.8447 | 4.5687 | 6115.6668 | 2723.7546 | 2.8105 | 1.2517 | 8
3A | 2000-2499 | 1940s | 6 | 31823.5411 | 9163.8918 | 14.6248 | 4.2113 | 5710.7227 | 1845.3534 | 2.6244 | 0.84805 | 3
3A | 2000-2499 | 1940s | 7 | [8 empty] | 0
3A | 2000-2499 | 1940s | 8 | [8 empty] | 0
3A | 2000-2499 | 1940s | 9 | [8 empty] | 0
3A | 2000-2499 | 1940s | 10 | [8 empty] | 0
3A | 2000-2499 | 1950s | 1 | 17101.0073 | 8675.202 | 7.8589 | 3.9868 | 4707.5629 | 2554.0463 | 2.1634 | 1.1737 | 114
3A | 2000-2499 | 1950s | 2 | 20297.9889 | 11771.2599 | 9.3281 | 5.4096 | 4994.2999 | 2480.1571 | 2.2952 | 1.1398 | 139
3A | 2000-2499 | 1950s | 3 | 18944.4496 | 7252.0529 | 8.7061 | 3.3327 | 5656.1172 | 2772.1857 | 2.5993 | 1.274 | 38
3A | 2000-2499 | 1950s | 4 | 20666.0496 | 9682.8919 | 9.4973 | 4.4499 | 4985.7623 | 1993.7561 | 2.2913 | 0.91625 | 26
3A | 2000-2499 | 1950s | 5 | 27131.1621 | 13312.4371 | 12.4684 | 6.1178 | 6312.5061 | 1602.7254 | 2.901 | 0.73655 | 12
3A | 2000-2499 | 1950s | 6 | 23248.5553 | 9020.3946 | 10.6841 | 4.1454 | 6823.7322 | 2326.457 | 3.1359 | 1.0691 | 6
3A | 2000-2499 | 1950s | 7 | 25844.0219 |  | 11.8768 |  | 11035.3503 |  | 5.0714 |  | 1
3A | 2000-2499 | 1950s | 8 | 38357.2599 |  | 17.6274 |  | 3399.1663 |  | 1.5621 |  | 1
3A | 2000-2499 | 1950s | 9 | [8 empty] | 0
3A | 2000-2499 | 1950s | 10 | [8 empty] | 0
3A | 2000-2499 | 1960s | 1 | 20952.3698 | 10060.8397 | 9.6288 | 4.6235 | 4918.1598 | 2272.4158 | 2.2602 | 1.0443 | 235
3A | 2000-2499 | 1960s | 2 | 20101.4681 | 9338.1587 | 9.2378 | 4.2914 | 4836.5451 | 2244.6779 | 2.2227 | 1.0316 | 246
3A | 2000-2499 | 1960s | 3 | 21162.2999 | 8785.5713 | 9.7253 | 4.0375 | 4894.4422 | 2725.2197 | 2.2493 | 1.2524 | 104
3A | 2000-2499 | 1960s | 4 | 25009.3936 | 12886.4622 | 11.4933 | 5.9221 | 5465.7737 | 2714.7543 | 2.5118 | 1.2476 | 47
3A | 2000-2499 | 1960s | 5 | 24734.8303 | 12122.1853 | 11.3671 | 5.5709 | 6143.2833 | 3039.2345 | 2.8232 | 1.3967 | 27
3A | 2000-2499 | 1960s | 6 | 28937.045 | 8263.4674 | 13.2983 | 3.7975 | 6654.3374 | 2100.8308 | 3.0581 | 0.96546 | 12
3A | 2000-2499 | 1960s | 7 | 24493.6027 |  | 11.2563 |  | 11017.4157 |  | 5.0632 |  | 1
3A | 2000-2499 | 1960s | 8 | [8 empty] | 0
3A | 2000-2499 | 1960s | 9 | [8 empty] | 0
3A | 2000-2499 | 1960s | 10 | [8 empty] | 0
3A | 2000-2499 | 1970s | 1 | 19823.2779 | 9572.1861 | 9.11 | 4.399 | 4642.2558 | 2373.5317 | 2.1334 | 1.0908 | 335
3A | 2000-2499 | 1970s | 2 | 21696.8528 | 9451.6755 | 9.971 | 4.3436 | 4720.8107 | 2678.1996 | 2.1695 | 1.2308 | 377
3A | 2000-2499 | 1970s | 3 | 21409.8318 | 10125.9333 | 9.8391 | 4.6535 | 4803.7467 | 2563.0148 | 2.2076 | 1.1779 | 157
3A | 2000-2499 | 1970s | 4 | 23717.4354 | 9453.7614 | 10.8996 | 4.3446 | 5198.5861 | 2396.3639 | 2.3891 | 1.1013 | 92
3A | 2000-2499 | 1970s | 5 | 29407.8379 | 12264.6175 | 13.5146 | 5.6363 | 6060.3648 | 2715.4226 | 2.7851 | 1.2479 | 45
3A | 2000-2499 | 1970s | 6 | 25498.2372 | 10836.5018 | 11.7179 | 4.98 | 6499.8695 | 3751.421 | 2.9871 | 1.724 | 13
3A | 2000-2499 | 1970s | 7 | 36118.6737 | 5756.6606 | 16.5987 | 2.6455 | 8596.1439 | 3079.0993 | 3.9504 | 1.415 | 4
3A | 2000-2499 | 1970s | 8 | [8 empty] | 0
3A | 2000-2499 | 1970s | 9 | [8 empty] | 0
3A | 2000-2499 | 1970s | 10 | [8 empty] | 0
3A | 2000-2499 | 1980s | 1 | 18470.9719 | 8100.9965 | 8.4885 | 3.7229 | 4173.6305 | 2026.2472 | 1.918 | 0.93118 | 351
3A | 2000-2499 | 1980s | 2 | 19074.6437 | 7250.8159 | 8.7659 | 3.3322 | 4171.963 | 1988.002 | 1.9173 | 0.9136 | 382
3A | 2000-2499 | 1980s | 3 | 19980.4109 | 7726.5104 | 9.1822 | 3.5508 | 4609.3535 | 2057.5558 | 2.1183 | 0.94557 | 148
3A | 2000-2499 | 1980s | 4 | 20236.7092 | 7043.0439 | 9.3 | 3.2367 | 4632.7856 | 2125.4481 | 2.129 | 0.97677 | 104
3A | 2000-2499 | 1980s | 5 | 22076.6626 | 8237.663 | 10.1455 | 3.7857 | 4857.3284 | 2665.1118 | 2.2322 | 1.2248 | 52
3A | 2000-2499 | 1980s | 6 | 22528.0887 | 8552.6695 | 10.353 | 3.9305 | 4565.1653 | 1378.8758 | 2.098 | 0.63367 | 10
3A | 2000-2499 | 1980s | 7 | 15489.4027 |  | 7.1183 |  | 6260.4788 |  | 2.8771 |  | 1
3A | 2000-2499 | 1980s | 8 | [8 empty] | 0
3A | 2000-2499 | 1980s | 9 | 27298.3082 |  | 12.5452 |  | 10326.6175 |  | 4.7457 |  | 1
3A | 2000-2499 | 1980s | 10 | [8 empty] | 0
3A | 2000-2499 | 1990s | 1 | 15215.9224 | 6252.7889 | 6.9926 | 2.8735 | 3292.8771 | 1538.5363 | 1.5133 | 0.70705 | 380
3A | 2000-2499 | 1990s | 2 | 16348.5556 | 6087.603 | 7.5131 | 2.7976 | 3603.0984 | 1691.3441 | 1.6558 | 0.77727 | 494
3A | 2000-2499 | 1990s | 3 | 16616.0399 | 5834.5188 | 7.636 | 2.6813 | 4032.3806 | 1846.3821 | 1.8531 | 0.84852 | 162
3A | 2000-2499 | 1990s | 4 | 19658.7072 | 7072.1401 | 9.0343 | 3.2501 | 3963.6696 | 1632.3084 | 1.8215 | 0.75014 | 136
3A | 2000-2499 | 1990s | 5 | 21545.5571 | 6533.0206 | 9.9015 | 3.0023 | 4573.5798 | 1948.2971 | 2.1018 | 0.89536 | 51
3A | 2000-2499 | 1990s | 6 | 19129.239 | 5979.768 | 8.791 | 2.7481 | 3999.0929 | 1325.4839 | 1.8378 | 0.60914 | 14
3A | 2000-2499 | 1990s | 7 | 22182.2328 | 4170.4039 | 10.194 | 1.9165 | 5557.9513 | 1728.9651 | 2.5542 | 0.79456 | 3
3A | 2000-2499 | 1990s | 8 | 18342.7532 |  | 8.4296 |  | 3499.8677 |  | 1.6084 |  | 1
3A | 2000-2499 | 1990s | 9 | [8 empty] | 0
3A | 2000-2499 | 1990s | 10 | [8 empty] | 0
3A | 2000-2499 | 2000s | 1 | 14000.3822 | 5186.2087 | 6.434 | 2.3834 | 2673.4912 | 1151.5295 | 1.2286 | 0.5292 | 563
3A | 2000-2499 | 2000s | 2 | 15050.5054 | 5407.801 | 6.9166 | 2.4852 | 2890.1542 | 1229.8246 | 1.3282 | 0.56518 | 671
3A | 2000-2499 | 2000s | 3 | 17211.4399 | 5760.6707 | 7.9097 | 2.6474 | 3049.9707 | 1263.2593 | 1.4016 | 0.58054 | 252
3A | 2000-2499 | 2000s | 4 | 18212.2245 | 6194.0971 | 8.3696 | 2.8466 | 3484.2275 | 1352.0118 | 1.6012 | 0.62133 | 177
3A | 2000-2499 | 2000s | 5 | 19059.8215 | 6140.0799 | 8.7591 | 2.8217 | 3534.7673 | 1220.4302 | 1.6244 | 0.56086 | 91
3A | 2000-2499 | 2000s | 6 | 21419.1877 | 5753.29 | 9.8434 | 2.644 | 3483.4059 | 1277.6348 | 1.6008 | 0.58715 | 31
3A | 2000-2499 | 2000s | 7 | 19767.8331 | 5869.8076 | 9.0845 | 2.6975 | 3939.6912 | 1958.6903 | 1.8105 | 0.90013 | 7
3A | 2000-2499 | 2000s | 8 | 23890.8725 |  | 10.9793 |  | 3767.485 |  | 1.7314 |  | 1
3A | 2000-2499 | 2000s | 9 | [8 empty] | 0
3A | 2000-2499 | 2000s | 10 | 16710.5774 |  | 7.6795 |  | 4252.4308 |  | 1.9542 |  | 1
3A | 2000-2499 | 2010s | 1 | 14307.5745 | 6473.9788 | 6.5752 | 2.9752 | 2766.1023 | 1249.1291 | 1.2712 | 0.57405 | 111
3A | 2000-2499 | 2010s | 2 | 14981.9783 | 4962.5526 | 6.8851 | 2.2806 | 2961.1531 | 1195.5494 | 1.3608 | 0.54943 | 135
3A | 2000-2499 | 2010s | 3 | 17600.8611 | 5018.1808 | 8.0886 | 2.3061 | 2922.4172 | 1004.5227 | 1.343 | 0.46164 | 52
3A | 2000-2499 | 2010s | 4 | 17512.0228 | 6452.756 | 8.0478 | 2.9654 | 3419.0913 | 1527.8881 | 1.5713 | 0.70215 | 30
3A | 2000-2499 | 2010s | 5 | 20237.2742 | 3836.6432 | 9.3002 | 1.7632 | 3698.7329 | 1686.1231 | 1.6998 | 0.77487 | 10
3A | 2000-2499 | 2010s | 6 | 18823.7428 | 468.3483 | 8.6506 | 0.21523 | 3457.6384 | 483.4478 | 1.589 | 0.22217 | 2
3A | 2000-2499 | 2010s | 7 | 17272.5677 |  | 7.9378 |  | 5061.5949 |  | 2.3261 |  | 1
3A | 2000-2499 | 2010s | 8 | [8 empty] | 0
3A | 2000-2499 | 2010s | 9 | [8 empty] | 0
3A | 2000-2499 | 2010s | 10 | [8 empty] | 0
3A | 2500-2999 | <1940 | 1 | 27354.8088 | 11361.0073 | 10.2722 | 4.2662 | 5473.4582 | 1808.4783 | 2.0554 | 0.67911 | 18
3A | 2500-2999 | <1940 | 2 | 30479.425 | 13628.1407 | 11.4455 | 5.1176 | 5295.5903 | 2013.7866 | 1.9886 | 0.75621 | 33
3A | 2500-2999 | <1940 | 3 | 20445.9689 | 6515.9918 | 7.6778 | 2.4469 | 5927.8591 | 3688 | 2.226 | 1.3849 | 14
3A | 2500-2999 | <1940 | 4 | 25820.2022 | 14389.3274 | 9.6959 | 5.4034 | 5117.6819 | 2297.0954 | 1.9218 | 0.8626 | 10
3A | 2500-2999 | <1940 | 5 | 20870.0875 |  | 7.8371 |  | 4178.7064 |  | 1.5692 |  | 1
3A | 2500-2999 | <1940 | 6 | 41060.8149 | 11245.3587 | 15.419 | 4.2228 | 5455.5898 | 2004.7655 | 2.0487 | 0.75282 | 3
3A | 2500-2999 | <1940 | 7 | 61842.0027 |  | 23.2227 |  | 7049.1187 |  | 2.6471 |  | 1
3A | 2500-2999 | <1940 | 8 | [8 empty] | 0
3A | 2500-2999 | <1940 | 9 | [8 empty] | 0
3A | 2500-2999 | <1940 | 10 | [8 empty] | 0
3A | 2500-2999 | 1940s | 1 | 22833.997 | 10387.0601 | 8.5745 | 3.9005 | 6842.5909 | 4544.9797 | 2.5695 | 1.7067 | 15
3A | 2500-2999 | 1940s | 2 | 23420.1681 | 6818.4905 | 8.7947 | 2.5605 | 7442.6128 | 3733.4799 | 2.7948 | 1.402 | 16
3A | 2500-2999 | 1940s | 3 | 19737.3318 | 7215.8223 | 7.4117 | 2.7097 | 6143.3149 | 2310.6113 | 2.3069 | 0.86767 | 9
3A | 2500-2999 | 1940s | 4 | 41889.653 | 15882.7876 | 15.7302 | 5.9642 | 9094.4856 | 2992.2659 | 3.4151 | 1.1236 | 8
3A | 2500-2999 | 1940s | 5 | 42858.7918 |  | 16.0942 |  | 14812.9543 |  | 5.5625 |  | 1
3A | 2500-2999 | 1940s | 6 | 49369.9236 |  | 18.5392 |  | 5932.7336 |  | 2.2278 |  | 1
3A | 2500-2999 | 1940s | 7 | [8 empty] | 0
3A | 2500-2999 | 1940s | 8 | [8 empty] | 0
3A | 2500-2999 | 1940s | 9 | [8 empty] | 0
3A | 2500-2999 | 1940s | 10 | [8 empty] | 0
3A | 2500-2999 | 1950s | 1 | 20699.5593 | 9540.8045 | 7.773 | 3.5827 | 5841.972 | 3225.3668 | 2.1938 | 1.2112 | 38
3A | 2500-2999 | 1950s | 2 | 22178.5894 | 10370.8802 | 8.3284 | 3.8944 | 5898.0707 | 2334.9491 | 2.2148 | 0.87681 | 43
3A | 2500-2999 | 1950s | 3 | 21696.4321 | 6746.2272 | 8.1474 | 2.5333 | 5245.1313 | 2420.7517 | 1.9696 | 0.90903 | 15
3A | 2500-2999 | 1950s | 4 | 25475.8149 | 9482.6402 | 9.5666 | 3.5609 | 5367.9859 | 2417.0438 | 2.0158 | 0.90764 | 21
3A | 2500-2999 | 1950s | 5 | 31845.0448 | 13037.9065 | 11.9583 | 4.8959 | 6759.3734 | 5078.7829 | 2.5383 | 1.9072 | 9
3A | 2500-2999 | 1950s | 6 | 20018.5591 |  | 7.5173 |  | 5268.4856 |  | 1.9784 |  | 1
3A | 2500-2999 | 1950s | 7 | 46358.584 |  | 17.4084 |  | 8409.8214 |  | 3.158 |  | 1
3A | 2500-2999 | 1950s | 8 | 54277.1213 |  | 20.3819 |  | 6367.658 |  | 2.3912 |  | 1
3A | 2500-2999 | 1950s | 9 | [8 empty] | 0
3A | 2500-2999 | 1950s | 10 | [8 empty] | 0
3A | 2500-2999 | 1960s | 1 | 21428.6647 | 10136.922 | 8.0468 | 3.8066 | 5620.3058 | 2806.5173 | 2.1105 | 1.0539 | 105
3A | 2500-2999 | 1960s | 2 | 23938.573 | 10988.2331 | 8.9893 | 4.1263 | 5315.2353 | 2852.7326 | 1.996 | 1.0712 | 144
3A | 2500-2999 | 1960s | 3 | 27961.9739 | 14429.9122 | 10.5002 | 5.4187 | 5860.6146 | 3213.8844 | 2.2008 | 1.2069 | 45
3A | 2500-2999 | 1960s | 4 | 25658.319 | 12345.0683 | 9.6351 | 4.6358 | 6078.2912 | 2955.5176 | 2.2825 | 1.1098 | 30
3A | 2500-2999 | 1960s | 5 | 23495.4504 | 16505.4743 | 8.8229 | 6.1981 | 5615.8278 | 2362.4475 | 2.1088 | 0.88714 | 18
3A | 2500-2999 | 1960s | 6 | 24856.6742 | 9633.8743 | 9.3341 | 3.6177 | 5868.7747 | 1848.9507 | 2.2038 | 0.69431 | 6
3A | 2500-2999 | 1960s | 7 | [8 empty] | 0
3A | 2500-2999 | 1960s | 8 | [8 empty] | 0
3A | 2500-2999 | 1960s | 9 | [8 empty] | 0
3A | 2500-2999 | 1960s | 10 | [8 empty] | 0
3A | 2500-2999 | 1970s | 1 | 22435.1291 | 10787.551 | 8.4248 | 4.0509 | 5056.2347 | 2626.6288 | 1.8987 | 0.98634 | 109
3A | 2500-2999 | 1970s | 2 | 22190.6214 | 9948.8802 | 8.3329 | 3.736 | 4920.9649 | 2296.1215 | 1.8479 | 0.86223 | 165
3A | 2500-2999 | 1970s | 3 | 25399.7166 | 11340.0781 | 9.538 | 4.2584 | 5583.9152 | 2429.1074 | 2.0969 | 0.91217 | 93
3A | 2500-2999 | 1970s | 4 | 27600.6766 | 12004.7958 | 10.3645 | 4.508 | 6472.3429 | 3005.952 | 2.4305 | 1.1288 | 47
3A | 2500-2999 | 1970s | 5 | 27883.7439 | 13753.0995 | 10.4708 | 5.1645 | 6633.1871 | 3064.7299 | 2.4909 | 1.1509 | 23
3A | 2500-2999 | 1970s | 6 | 17493.7715 | 8031.8764 | 6.5692 | 3.0161 | 7549.5177 | 5429.4167 | 2.835 | 2.0388 | 3
3A | 2500-2999 | 1970s | 7 | [8 empty] | 0
3A | 2500-2999 | 1970s | 8 | [8 empty] | 0
3A | 2500-2999 | 1970s | 9 | [8 empty] | 0
3A | 2500-2999 | 1970s | 10 | [8 empty] | 0
3A | 2500-2999 | 1980s | 1 | 20433.3447 | 9341.8733 | 7.6731 | 3.508 | 4430.7807 | 2442.2232 | 1.6638 | 0.91709 | 159
3A | 2500-2999 | 1980s | 2 | 21815.0606 | 9200.3136 | 8.1919 | 3.4549 | 4771.9416 | 2241.5215 | 1.7919 | 0.84173 | 225
3A | 2500-2999 | 1980s | 3 | 21549.9118 | 8893.9574 | 8.0923 | 3.3398 | 5145.6289 | 2045.6209 | 1.9323 | 0.76816 | 103
3A | 2500-2999 | 1980s | 4 | 25661.0184 | 9627.2689 | 9.6361 | 3.6152 | 5150.0549 | 2033.3165 | 1.9339 | 0.76354 | 72
3A | 2500-2999 | 1980s | 5 | 25009.1641 | 9512.9086 | 9.3913 | 3.5723 | 5189.9436 | 2482.0507 | 1.9489 | 0.93205 | 30
3A | 2500-2999 | 1980s | 6 | 20544.8612 | 6613.8783 | 7.7149 | 2.4836 | 4508.5681 | 2219.9235 | 1.693 | 0.83362 | 13
3A | 2500-2999 | 1980s | 7 | 28377.1006 | 8498.7608 | 10.6561 | 3.1914 | 3871.3397 | 471.453 | 1.4538 | 0.17704 | 3
3A | 2500-2999 | 1980s | 8 | [8 empty] | 0
3A | 2500-2999 | 1980s | 9 | [8 empty] | 0
3A | 2500-2999 | 1980s | 10 | [8 empty] | 0
3A | 2500-2999 | 1990s | 1 | 17971.1515 | 7733.101 | 6.7485 | 2.9039 | 3865.8431 | 1803.0739 | 1.4517 | 0.67708 | 191
3A | 2500-2999 | 1990s | 2 | 17977.8975 | 7097.3498 | 6.751 | 2.6652 | 4042.4543 | 1843.2784 | 1.518 | 0.69218 | 299
3A | 2500-2999 | 1990s | 3 | 20575.5358 | 8512.5834 | 7.7264 | 3.1966 | 4511.9654 | 1944.276 | 1.6943 | 0.73011 | 102
3A | 2500-2999 | 1990s | 4 | 21030.8885 | 7616.8272 | 7.8974 | 2.8602 | 4407.2098 | 1835.3455 | 1.655 | 0.6892 | 85
3A | 2500-2999 | 1990s | 5 | 21762.6344 | 6569.3064 | 8.1722 | 2.4669 | 4615.4211 | 1632.9387 | 1.7332 | 0.6132 | 32
3A | 2500-2999 | 1990s | 6 | 23009.0832 | 9842.3576 | 8.6403 | 3.696 | 4716.7589 | 1203.679 | 1.7712 | 0.452 | 9
3A | 2500-2999 | 1990s | 7 | 31482.5628 | 9053.678 | 11.8222 | 3.3998 | 4732.1983 | 2917.953 | 1.777 | 1.0957 | 3
3A | 2500-2999 | 1990s | 8 | [8 empty] | 0
3A | 2500-2999 | 1990s | 9 | [8 empty] | 0
3A | 2500-2999 | 1990s | 10 | [8 empty] | 0
3A | 2500-2999 | 2000s | 1 | 16325.7267 | 6646.2366 | 6.1306 | 2.4958 | 3285.9828 | 1416.1548 | 1.2339 | 0.53179 | 328
3A | 2500-2999 | 2000s | 2 | 16754.3287 | 6366.4601 | 6.2915 | 2.3907 | 3436.0058 | 1474.5006 | 1.2903 | 0.5537 | 465
3A | 2500-2999 | 2000s | 3 | 18413.0147 | 6668.7339 | 6.9144 | 2.5042 | 3615.0009 | 1406.6753 | 1.3575 | 0.52823 | 180
3A | 2500-2999 | 2000s | 4 | 21594.2895 | 8686.0184 | 8.109 | 3.2617 | 3813.6332 | 1489.2854 | 1.4321 | 0.55925 | 132
3A | 2500-2999 | 2000s | 5 | 21017.2235 | 9260.9652 | 7.8923 | 3.4776 | 3831.1717 | 1633.2567 | 1.4387 | 0.61331 | 38
3A | 2500-2999 | 2000s | 6 | 20485.3418 | 5905.5351 | 7.6926 | 2.2176 | 4434.6577 | 1521.2029 | 1.6653 | 0.57124 | 21
3A | 2500-2999 | 2000s | 7 | 20341.8421 | 11880.0894 | 7.6387 | 4.4612 | 5654.1653 | 3261.3604 | 2.1232 | 1.2247 | 3
3A | 2500-2999 | 2000s | 8 | [8 empty] | 0
3A | 2500-2999 | 2000s | 9 | [8 empty] | 0
3A | 2500-2999 | 2000s | 10 | [8 empty] | 0
3A | 2500-2999 | 2010s | 1 | 15496.3878 | 6112.6823 | 5.8191 | 2.2954 | 3192.2721 | 1461.0243 | 1.1988 | 0.54864 | 90
3A | 2500-2999 | 2010s | 2 | 17079.1254 | 6596.402 | 6.4135 | 2.4771 | 3218.5572 | 1320.5499 | 1.2086 | 0.49589 | 115
3A | 2500-2999 | 2010s | 3 | 18198.1203 | 6811.4174 | 6.8337 | 2.5578 | 3524.6577 | 1329.6924 | 1.3236 | 0.49932 | 62
3A | 2500-2999 | 2010s | 4 | 19663.9107 | 6298.0968 | 7.3841 | 2.365 | 3653.2409 | 1763.9028 | 1.3719 | 0.66237 | 38
3A | 2500-2999 | 2010s | 5 | 21096.9509 | 7397.6821 | 7.9222 | 2.778 | 3552.1574 | 1190.9713 | 1.3339 | 0.44723 | 13
3A | 2500-2999 | 2010s | 6 | 23527.7592 | 8240.384 | 8.8351 | 3.0944 | 4274.7924 | 1735.819 | 1.6053 | 0.65183 | 7
3A | 2500-2999 | 2010s | 7 | [8 empty] | 0
3A | 2500-2999 | 2010s | 8 | [8 empty] | 0
3A | 2500-2999 | 2010s | 9 | [8 empty] | 0
3A | 2500-2999 | 2010s | 10 | [8 empty] | 0
3A | 3000-3999 | <1940 | 1 | 26437.933 | 22201.5586 | 8.0091 | 6.7257 | 5736.0153 | 1958.9762 | 1.7377 | 0.59345 | 16
3A | 3000-3999 | <1940 | 2 | 32331.6562 | 16052.2773 | 9.7945 | 4.8629 | 6823.8333 | 2596.5779 | 2.0672 | 0.7866 | 18
3A | 3000-3999 | <1940 | 3 | 31995.2271 | 13382.1924 | 9.6926 | 4.054 | 5402.3279 | 2388.2485 | 1.6366 | 0.72349 | 15
3A | 3000-3999 | <1940 | 4 | 32099.7438 | 19213.6022 | 9.7242 | 5.8205 | 6147.4225 | 3038.9414 | 1.8623 | 0.92061 | 8
3A | 3000-3999 | <1940 | 5 | 31204.2344 | 14498.4367 | 9.453 | 4.3921 | 9180.5419 | 3337.7097 | 2.7811 | 1.0111 | 5
3A | 3000-3999 | <1940 | 6 | 31491.3033 |  | 9.5399 |  | 2043.6171 |  | 0.61909 |  | 1
3A | 3000-3999 | <1940 | 7 | [8 empty] | 0
3A | 3000-3999 | <1940 | 8 | [8 empty] | 0
3A | 3000-3999 | <1940 | 9 | [8 empty] | 0
3A | 3000-3999 | <1940 | 10 | [8 empty] | 0
3A | 3000-3999 | 1940s | 1 | 24836.8036 | 8700.4963 | 7.524 | 2.6357 | 6307.4083 | 2279.8741 | 1.9108 | 0.69066 | 6
3A | 3000-3999 | 1940s | 2 | 28885.4267 | 17074.0513 | 8.7505 | 5.1724 | 5559.6171 | 2188.7728 | 1.6842 | 0.66306 | 15
3A | 3000-3999 | 1940s | 3 | 38245.8024 | 17881.8575 | 11.5861 | 5.4171 | 7498.3644 | 1886.7093 | 2.2715 | 0.57156 | 6
3A | 3000-3999 | 1940s | 4 | 32103.2079 | 24438.8835 | 9.7253 | 7.4035 | 8353.7524 | 4415.4104 | 2.5307 | 1.3376 | 5
3A | 3000-3999 | 1940s | 5 | 25244.2401 | 12338.0621 | 7.6475 | 3.7377 | 6165.3909 | 1493.8979 | 1.8677 | 0.45256 | 4
3A | 3000-3999 | 1940s | 6 | 29180.1532 | 16536.1214 | 8.8398 | 5.0094 | 5906.1674 | 212.0676 | 1.7892 | 0.064243 | 2
3A | 3000-3999 | 1940s | 7 | [8 empty] | 0
3A | 3000-3999 | 1940s | 8 | [8 empty] | 0
3A | 3000-3999 | 1940s | 9 | [8 empty] | 0
3A | 3000-3999 | 1940s | 10 | [8 empty] | 0
3A | 3000-3999 | 1950s | 1 | 27007.6395 | 15087.2662 | 8.1817 | 4.5705 | 7747.5319 | 4034.8053 | 2.347 | 1.2223 | 35
3A | 3000-3999 | 1950s | 2 | 27334.7532 | 15713.5181 | 8.2807 | 4.7602 | 6621.0331 | 3641.4922 | 2.0058 | 1.1031 | 43
3A | 3000-3999 | 1950s | 3 | 30981.1399 | 21432.1068 | 9.3854 | 6.4926 | 7365.4107 | 4136.1884 | 2.2313 | 1.253 | 13
3A | 3000-3999 | 1950s | 4 | 29224.7533 | 14802.3101 | 8.8533 | 4.4842 | 6191.5473 | 1175.3395 | 1.8757 | 0.35606 | 10
3A | 3000-3999 | 1950s | 5 | 28682.3929 | 7708.2753 | 8.689 | 2.3351 | 8119.5003 | 2751.9916 | 2.4597 | 0.83368 | 3
3A | 3000-3999 | 1950s | 6 | 20434.6558 | 9901.898 | 6.1904 | 2.9997 | 8058.7578 | 6237.2223 | 2.4413 | 1.8895 | 3
3A | 3000-3999 | 1950s | 7 | [8 empty] | 0
3A | 3000-3999 | 1950s | 8 | [8 empty] | 0
3A | 3000-3999 | 1950s | 9 | [8 empty] | 0
3A | 3000-3999 | 1950s | 10 | [8 empty] | 0
3A | 3000-3999 | 1960s | 1 | 23542.6546 | 11398.2599 | 7.132 | 3.453 | 5649.1247 | 2618.8902 | 1.7113 | 0.79336 | 72
3A | 3000-3999 | 1960s | 2 | 25020.6585 | 14015.9911 | 7.5797 | 4.246 | 6137.3252 | 3406.5775 | 1.8592 | 1.032 | 108
3A | 3000-3999 | 1960s | 3 | 24879.5631 | 12486.7808 | 7.537 | 3.7827 | 6009.9028 | 2856.14 | 1.8206 | 0.86523 | 35
3A | 3000-3999 | 1960s | 4 | 26762.5588 | 12246.2109 | 8.1074 | 3.7098 | 6211.5812 | 3437.0132 | 1.8817 | 1.0412 | 35
3A | 3000-3999 | 1960s | 5 | 21914.5634 | 8956.5097 | 6.6388 | 2.7133 | 7191.8314 | 2070.9493 | 2.1787 | 0.62737 | 17
3A | 3000-3999 | 1960s | 6 | 25606.6902 | 8644.4013 | 7.7573 | 2.6187 | 5326.6353 | 1699.3778 | 1.6136 | 0.51481 | 6
3A | 3000-3999 | 1960s | 7 | 27104.4204 | 1488.154 | 8.211 | 0.45082 | 3349.5528 | 869.9187 | 1.0147 | 0.26353 | 2
3A | 3000-3999 | 1960s | 8 | [8 empty] | 0
3A | 3000-3999 | 1960s | 9 | [8 empty] | 0
3A | 3000-3999 | 1960s | 10 | [8 empty] | 0
3A | 3000-3999 | 1970s | 1 | 23049.6212 | 13051.2172 | 6.9826 | 3.9537 | 5147.0165 | 2959.0278 | 1.5592 | 0.8964 | 91
3A | 3000-3999 | 1970s | 2 | 24917.6162 | 12700.211 | 7.5485 | 3.8474 | 5869.9195 | 2805.0205 | 1.7782 | 0.84975 | 139
3A | 3000-3999 | 1970s | 3 | 24624.6928 | 12158.6423 | 7.4598 | 3.6833 | 5236.1224 | 2241.8759 | 1.5862 | 0.67915 | 56
3A | 3000-3999 | 1970s | 4 | 29841.8047 | 12638.8103 | 9.0402 | 3.8288 | 6284.4752 | 2992.4756 | 1.9038 | 0.90654 | 43
3A | 3000-3999 | 1970s | 5 | 29164.8141 | 15778.7928 | 8.8351 | 4.78 | 5883.3733 | 2708.8836 | 1.7823 | 0.82063 | 24
3A | 3000-3999 | 1970s | 6 | 36342.8045 | 6567.2621 | 11.0096 | 1.9895 | 5766.341 | 1879.1031 | 1.7468 | 0.56925 | 6
3A | 3000-3999 | 1970s | 7 | 22475.2578 | 8377.6264 | 6.8086 | 2.5379 | 7207.1493 | 6134.8141 | 2.1833 | 1.8585 | 4
3A | 3000-3999 | 1970s | 8 | [8 empty] | 0
3A | 3000-3999 | 1970s | 9 | [8 empty] | 0
3A | 3000-3999 | 1970s | 10 | [8 empty] | 0
3A | 3000-3999 | 1980s | 1 | 21492.3534 | 11082.9978 | 6.5109 | 3.3575 | 4876.125 | 2473.4103 | 1.4772 | 0.74929 | 159
3A | 3000-3999 | 1980s | 2 | 24687.639 | 11535.0438 | 7.4788 | 3.4944 | 5276.4294 | 2731.503 | 1.5984 | 0.82748 | 227
3A | 3000-3999 | 1980s | 3 | 23946.2983 | 10028.7358 | 7.2543 | 3.0381 | 5613.2435 | 2786.7435 | 1.7005 | 0.84421 | 99
3A | 3000-3999 | 1980s | 4 | 26403.7912 | 10676.7206 | 7.9987 | 3.2344 | 5778.6312 | 3024.4724 | 1.7506 | 0.91623 | 94
3A | 3000-3999 | 1980s | 5 | 27430.7242 | 12172.7743 | 8.3098 | 3.6876 | 6263.5332 | 3047.2904 | 1.8975 | 0.92314 | 38
3A | 3000-3999 | 1980s | 6 | 28762.0294 | 11942.5333 | 8.7131 | 3.6179 | 6219.2189 | 3052.076 | 1.884 | 0.92459 | 8
3A | 3000-3999 | 1980s | 7 | 33905.8428 | 28239.1935 | 10.2714 | 8.5547 | 7052.4101 | 2775.0956 | 2.1364 | 0.84068 | 2
3A | 3000-3999 | 1980s | 8 | 27610.199 |  | 8.3642 |  | 3909.6186 |  | 1.1844 |  | 1
3A | 3000-3999 | 1980s | 9 | [8 empty] | 0
3A | 3000-3999 | 1980s | 10 | [8 empty] | 0
3A | 3000-3999 | 1990s | 1 | 18425.473 | 8529.5976 | 5.5818 | 2.5839 | 4183.014 | 1958.1947 | 1.2672 | 0.59321 | 167
3A | 3000-3999 | 1990s | 2 | 20441.5722 | 8048.2254 | 6.1925 | 2.4381 | 4731.4089 | 2169.9825 | 1.4333 | 0.65737 | 268
3A | 3000-3999 | 1990s | 3 | 21042.1493 | 7271.8319 | 6.3745 | 2.2029 | 4799.4227 | 2205.7436 | 1.4539 | 0.6682 | 121
3A | 3000-3999 | 1990s | 4 | 22333.1524 | 8658.0357 | 6.7656 | 2.6229 | 4929.6432 | 1928.0792 | 1.4934 | 0.58409 | 88
3A | 3000-3999 | 1990s | 5 | 23292.4047 | 8690.1571 | 7.0562 | 2.6326 | 5013.6065 | 2496.7496 | 1.5188 | 0.75636 | 41
3A | 3000-3999 | 1990s | 6 | 24688.7135 | 9676.8662 | 7.4792 | 2.9315 | 4130.5991 | 1240.0594 | 1.2513 | 0.37566 | 11
3A | 3000-3999 | 1990s | 7 | 30414.2974 | 12791.363 | 9.2137 | 3.875 | 6077.8214 | 2389.2341 | 1.8412 | 0.72379 | 4
3A | 3000-3999 | 1990s | 8 | [8 empty] | 0
3A | 3000-3999 | 1990s | 9 | [8 empty] | 0
3A | 3000-3999 | 1990s | 10 | [8 empty] | 0
3A | 3000-3999 | 2000s | 1 | 17550.8316 | 8108.6668 | 5.3168 | 2.4564 | 3509.0061 | 1796.0053 | 1.063 | 0.54408 | 327
3A | 3000-3999 | 2000s | 2 | 19188.9668 | 7509.8188 | 5.8131 | 2.275 | 3882.5225 | 1774.2622 | 1.1762 | 0.53749 | 466
3A | 3000-3999 | 2000s | 3 | 19931.7206 | 7649.5186 | 6.0381 | 2.3173 | 4120.1106 | 1761.8334 | 1.2481 | 0.53373 | 209
3A | 3000-3999 | 2000s | 4 | 21563.7624 | 7526.846 | 6.5325 | 2.2802 | 4082.5117 | 1905.906 | 1.2367 | 0.57737 | 151
3A | 3000-3999 | 2000s | 5 | 21543.3291 | 7762.9582 | 6.5263 | 2.3517 | 4413.3592 | 1809.5469 | 1.337 | 0.54818 | 57
3A | 3000-3999 | 2000s | 6 | 22955.3121 | 6834.1079 | 6.954 | 2.0703 | 4802.094 | 2120.5246 | 1.4547 | 0.64239 | 37
3A | 3000-3999 | 2000s | 7 | 25626.4568 | 6656.9747 | 7.7632 | 2.0167 | 5230.9803 | 589.1406 | 1.5847 | 0.17847 | 3
3A | 3000-3999 | 2000s | 8 | [8 empty] | 0
3A | 3000-3999 | 2000s | 9 | [8 empty] | 0
3A | 3000-3999 | 2000s | 10 | [8 empty] | 0
3A | 3000-3999 | 2010s | 1 | 16791.5906 | 7333.1691 | 5.0868 | 2.2215 | 3264.9846 | 1439.6019 | 0.98909 | 0.43611 | 81
3A | 3000-3999 | 2010s | 2 | 19020.4125 | 7456.4984 | 5.762 | 2.2589 | 3714.3443 | 1611.1074 | 1.1252 | 0.48807 | 176
3A | 3000-3999 | 2010s | 3 | 20499.4177 | 7432.4759 | 6.2101 | 2.2516 | 3693.0286 | 1443.5111 | 1.1188 | 0.4373 | 74
3A | 3000-3999 | 2010s | 4 | 22229.2366 | 9327.3389 | 6.7341 | 2.8256 | 4193.9194 | 1834.0773 | 1.2705 | 0.55561 | 46
3A | 3000-3999 | 2010s | 5 | 19085.9651 | 7079.8825 | 5.7819 | 2.1448 | 4022.5871 | 1549.5914 | 1.2186 | 0.46943 | 23
3A | 3000-3999 | 2010s | 6 | 24862.406 | 5900.1505 | 7.5318 | 1.7874 | 3527.62 | 1566.8927 | 1.0687 | 0.47467 | 6
3A | 3000-3999 | 2010s | 7 | 32772.1815 |  | 9.928 |  | 4617.8104 |  | 1.3989 |  | 1
3A | 3000-3999 | 2010s | 8 | [8 empty] | 0
3A | 3000-3999 | 2010s | 9 | [8 empty] | 0
3A | 3000-3999 | 2010s | 10 | [8 empty] | 0
3B | 500-749 | <1940 | 1 | 7349.268 | 3070.278 | 11.6102 | 4.8504 | 1987.4565 | 1428.4034 | 3.1397 | 2.2566 | 17
3B | 500-749 | <1940 | 2 | 6921.646 | 3047.4432 | 10.9347 | 4.8143 | 2139.5261 | 933.4983 | 3.38 | 1.4747 | 7
3B | 500-749 | <1940 | 3 | 7790.5828 | 3330.4181 | 12.3074 | 5.2613 | 1294.0684 | 792.7439 | 2.0443 | 1.2524 | 4
3B | 500-749 | <1940 | 4 | 9510.088 | 3739.9263 | 15.0238 | 5.9083 | 1778.7336 | 851.5582 | 2.81 | 1.3453 | 8
3B | 500-749 | <1940 | 5 | 12945.5859 | 5897.424 | 20.4512 | 9.3166 | 2314.1491 | 2281.3428 | 3.6558 | 3.604 | 2
3B | 500-749 | <1940 | 6 | [8 empty] | 0
3B | 500-749 | <1940 | 7 | [8 empty] | 0
3B | 500-749 | <1940 | 8 | [8 empty] | 0
3B | 500-749 | <1940 | 9 | [8 empty] | 0
3B | 500-749 | <1940 | 10 | [8 empty] | 0
3B | 500-749 | 1940s | 1 | 7735.9746 | 4870.8085 | 12.2211 | 7.6948 | 1822.5733 | 1196.1102 | 2.8793 | 1.8896 | 7
3B | 500-749 | 1940s | 2 | 6879.6478 | 2381.9713 | 10.8683 | 3.763 | 1748.7463 | 651.067 | 2.7626 | 1.0285 | 5
3B | 500-749 | 1940s | 3 | 7827.8907 | 1629.2078 | 12.3663 | 2.5738 | 2802.3918 | 806.771 | 4.4272 | 1.2745 | 3
3B | 500-749 | 1940s | 4 | [8 empty] | 0
3B | 500-749 | 1940s | 5 | 12533.0749 | 4812.5751 | 19.7995 | 7.6028 | 1379.1725 | 424.1022 | 2.1788 | 0.66999 | 2
3B | 500-749 | 1940s | 6 | 11475.9752 |  | 18.1295 |  | 2080.1836 |  | 3.2862 |  | 1
3B | 500-749 | 1940s | 7 | [8 empty] | 0
3B | 500-749 | 1940s | 8 | [8 empty] | 0
3B | 500-749 | 1940s | 9 | [8 empty] | 0
3B | 500-749 | 1940s | 10 | [8 empty] | 0
3B | 500-749 | 1950s | 1 | 5662.4935 | 2177.0228 | 8.9455 | 3.4392 | 1381.3544 | 963.8934 | 2.1822 | 1.5227 | 35
3B | 500-749 | 1950s | 2 | 8951.0297 | 3419.7911 | 14.1406 | 5.4025 | 2392.2586 | 1905.9412 | 3.7792 | 3.011 | 25
3B | 500-749 | 1950s | 3 | 7288.5764 | 872.4397 | 11.5143 | 1.3783 | 1846.0691 | 540.4464 | 2.9164 | 0.85379 | 4
3B | 500-749 | 1950s | 4 | 10047.4219 | 3739.3146 | 15.8727 | 5.9073 | 1815.4684 | 805.4149 | 2.868 | 1.2724 | 12
3B | 500-749 | 1950s | 5 | 12670.8638 | 5207.0333 | 20.0172 | 8.226 | 2171.8255 | 1014.3864 | 3.431 | 1.6025 | 6
3B | 500-749 | 1950s | 6 | [8 empty] | 0
3B | 500-749 | 1950s | 7 | [8 empty] | 0
3B | 500-749 | 1950s | 8 | [8 empty] | 0
3B | 500-749 | 1950s | 9 | [8 empty] | 0
3B | 500-749 | 1950s | 10 | [8 empty] | 0
3B | 500-749 | 1960s | 1 | 6646.5742 | 3136.3425 | 10.5001 | 4.9547 | 1872.8759 | 972.9596 | 2.9587 | 1.5371 | 10
3B | 500-749 | 1960s | 2 | 8191.0082 | 2317.2152 | 12.94 | 3.6607 | 1749.3191 | 770.7442 | 2.7635 | 1.2176 | 5
3B | 500-749 | 1960s | 3 | 6780.3729 | 1490.3818 | 10.7115 | 2.3545 | 1822.5862 | 377.3057 | 2.8793 | 0.59606 | 2
3B | 500-749 | 1960s | 4 | 9320.6771 | 6825.6623 | 14.7246 | 10.783 | 2130.365 | 2368.32 | 3.3655 | 3.7414 | 2
3B | 500-749 | 1960s | 5 | [8 empty] | 0
3B | 500-749 | 1960s | 6 | [8 empty] | 0
3B | 500-749 | 1960s | 7 | [8 empty] | 0
3B | 500-749 | 1960s | 8 | [8 empty] | 0
3B | 500-749 | 1960s | 9 | [8 empty] | 0
3B | 500-749 | 1960s | 10 | [8 empty] | 0
3B | 500-749 | 1970s | 1 | 6089.9348 | 1493.5522 | 9.6208 | 2.3595 | 777.5451 | 353.331 | 1.2283 | 0.55818 | 5
3B | 500-749 | 1970s | 2 | 5705.2094 |  | 9.013 |  | 1183.922 |  | 1.8703 |  | 1
3B | 500-749 | 1970s | 3 | 5063.5756 |  | 7.9993 |  | 422.5056 |  | 0.66747 |  | 1
3B | 500-749 | 1970s | 4 | [8 empty] | 0
3B | 500-749 | 1970s | 5 | 13942.9385 |  | 22.0268 |  | 2286.2535 |  | 3.6118 |  | 1
3B | 500-749 | 1970s | 6 | [8 empty] | 0
3B | 500-749 | 1970s | 7 | [8 empty] | 0
3B | 500-749 | 1970s | 8 | [8 empty] | 0
3B | 500-749 | 1970s | 9 | [8 empty] | 0
3B | 500-749 | 1970s | 10 | [8 empty] | 0
3B | 500-749 | 1980s | 1 | 7611.3297 | 2317.3839 | 12.0242 | 3.661 | 2295.2663 | 851.2263 | 3.626 | 1.3447 | 9
3B | 500-749 | 1980s | 2 | 6659.899 | 2205.5615 | 10.5212 | 3.4843 | 1666.3282 | 631.8673 | 2.6324 | 0.99821 | 9
3B | 500-749 | 1980s | 3 | 7606.9842 | 3837.2765 | 12.0174 | 6.062 | 1737.1395 | 921.1633 | 2.7443 | 1.4552 | 2
3B | 500-749 | 1980s | 4 | 12427.0241 | 10296.5447 | 19.6319 | 16.2663 | 1775.579 | 1033.3251 | 2.805 | 1.6324 | 2
3B | 500-749 | 1980s | 5 | 13759.5826 | 6067.2952 | 21.7371 | 9.585 | 3504.8711 | 746.6796 | 5.5369 | 1.1796 | 2
3B | 500-749 | 1980s | 6 | [8 empty] | 0
3B | 500-749 | 1980s | 7 | [8 empty] | 0
3B | 500-749 | 1980s | 8 | [8 empty] | 0
3B | 500-749 | 1980s | 9 | [8 empty] | 0
3B | 500-749 | 1980s | 10 | [8 empty] | 0
3B | 500-749 | 1990s | 1 | 6310.6293 | 866.2452 | 9.9694 | 1.3685 | 1724.0071 | 570.9178 | 2.7235 | 0.90192 | 8
3B | 500-749 | 1990s | 2 | 7395.2654 | 2560.5593 | 11.6829 | 4.0451 | 1533.0101 | 650.2425 | 2.4218 | 1.0272 | 11
3B | 500-749 | 1990s | 3 | 7224.8194 |  | 11.4136 |  | 2460.2897 |  | 3.8867 |  | 1
3B | 500-749 | 1990s | 4 | 13296.4855 | 1075.8413 | 21.0055 | 1.6996 | 3219.8314 | 354.8829 | 5.0866 | 0.56064 | 2
3B | 500-749 | 1990s | 5 | 12664.4849 |  | 20.0071 |  | 2510.8432 |  | 3.9666 |  | 1
3B | 500-749 | 1990s | 6 | [8 empty] | 0
3B | 500-749 | 1990s | 7 | 12718.4175 |  | 20.0923 |  | 2983.004 |  | 4.7125 |  | 1
3B | 500-749 | 1990s | 8 | [8 empty] | 0
3B | 500-749 | 1990s | 9 | [8 empty] | 0
3B | 500-749 | 1990s | 10 | [8 empty] | 0
3B | 500-749 | 2000s | 1 | 6223.6167 | 2124.4191 | 9.8319 | 3.3561 | 1251.1846 | 635.646 | 1.9766 | 1.0042 | 14
3B | 500-749 | 2000s | 2 | 7533.1977 | 2089.8071 | 11.9008 | 3.3014 | 1608.2915 | 556.3949 | 2.5407 | 0.87898 | 5
3B | 500-749 | 2000s | 3 | 7067.2559 | 2060.0157 | 11.1647 | 3.2544 | 1489.8241 | 440.3956 | 2.3536 | 0.69573 | 6
3B | 500-749 | 2000s | 4 | 13821.7938 |  | 21.8354 |  | 2390.6476 |  | 3.7767 |  | 1
3B | 500-749 | 2000s | 5 | 7133.8826 | 52.5537 | 11.27 | 0.083023 | 1226.0874 | 386.1108 | 1.9369 | 0.60997 | 2
3B | 500-749 | 2000s | 6 | [8 empty] | 0
3B | 500-749 | 2000s | 7 | [8 empty] | 0
3B | 500-749 | 2000s | 8 | [8 empty] | 0
3B | 500-749 | 2000s | 9 | [8 empty] | 0
3B | 500-749 | 2000s | 10 | [8 empty] | 0
3B | 500-749 | 2010s | 1 | 6753.4673 | 733.7378 | 10.669 | 1.1591 | 1663.3792 | 387.9616 | 2.6278 | 0.61289 | 3
3B | 500-749 | 2010s | 2 | 7769.2485 | 3466.0948 | 12.2737 | 5.4757 | 1363.5813 | 910.3768 | 2.1542 | 1.4382 | 3
3B | 500-749 | 2010s | 3 | 10507.7624 | 114.7105 | 16.5999 | 0.18122 | 1650.1207 | 11.2147 | 2.6068 | 0.017717 | 2
3B | 500-749 | 2010s | 4 | 7827.5634 | 746.819 | 12.3658 | 1.1798 | 1972.8107 | 831.9023 | 3.1166 | 1.3142 | 2
3B | 500-749 | 2010s | 5 | [8 empty] | 0
3B | 500-749 | 2010s | 6 | [8 empty] | 0
3B | 500-749 | 2010s | 7 | [8 empty] | 0
3B | 500-749 | 2010s | 8 | [8 empty] | 0
3B | 500-749 | 2010s | 9 | [8 empty] | 0
3B | 500-749 | 2010s | 10 | [8 empty] | 0
3B | 750-999 | <1940 | 1 | 7116.6155 | 2583.3582 | 8.0414 | 2.919 | 1785.2072 | 1084.2044 | 2.0172 | 1.2251 | 29
3B | 750-999 | <1940 | 2 | 8376.927 | 3348.8042 | 9.4655 | 3.784 | 2202.9389 | 1613.8271 | 2.4892 | 1.8235 | 34
3B | 750-999 | <1940 | 3 | 9211.0277 | 3496.0969 | 10.4079 | 3.9504 | 1944.9837 | 1159.3022 | 2.1977 | 1.3099 | 9
3B | 750-999 | <1940 | 4 | 8540.8954 | 4297.8535 | 9.6507 | 4.8563 | 2570.8863 | 1921.8163 | 2.905 | 2.1715 | 5
3B | 750-999 | <1940 | 5 | 11087.1119 | 3650.7466 | 12.5278 | 4.1251 | 1762.6243 | 711.6583 | 1.9917 | 0.80413 | 4
3B | 750-999 | <1940 | 6 | [8 empty] | 0
3B | 750-999 | <1940 | 7 | 13307.999 |  | 15.0373 |  | 3510.5756 |  | 3.9668 |  | 1
3B | 750-999 | <1940 | 8 | [8 empty] | 0
3B | 750-999 | <1940 | 9 | [8 empty] | 0
3B | 750-999 | <1940 | 10 | [8 empty] | 0
3B | 750-999 | 1940s | 1 | 7100.503 | 3063.2067 | 8.0232 | 3.4613 | 1831.3883 | 1202.1007 | 2.0694 | 1.3583 | 34
3B | 750-999 | 1940s | 2 | 8941.0118 | 3659.1798 | 10.1028 | 4.1347 | 2162.0581 | 1509.1801 | 2.443 | 1.7053 | 17
3B | 750-999 | 1940s | 3 | 9581.8962 | 4777.8215 | 10.827 | 5.3987 | 1792.2373 | 1099.2936 | 2.0251 | 1.2421 | 7
3B | 750-999 | 1940s | 4 | 9256.1548 | 5733.2471 | 10.4589 | 6.4782 | 2110.9041 | 1226.198 | 2.3852 | 1.3855 | 11
3B | 750-999 | 1940s | 5 | 12588.2993 | 2426.7757 | 14.2241 | 2.7421 | 2946.9723 | 2164.5188 | 3.3299 | 2.4458 | 3
3B | 750-999 | 1940s | 6 | 12585.9683 | 1052.6329 | 14.2214 | 1.1894 | 2323.5855 | 1672.946 | 2.6255 | 1.8903 | 2
3B | 750-999 | 1940s | 7 | [8 empty] | 0
3B | 750-999 | 1940s | 8 | 10886.7151 |  | 12.3014 |  | 1608.9254 |  | 1.818 |  | 1
3B | 750-999 | 1940s | 9 | [8 empty] | 0
3B | 750-999 | 1940s | 10 | [8 empty] | 0
3B | 750-999 | 1950s | 1 | 8000.446 | 3577.012 | 9.0401 | 4.0418 | 2126.2246 | 1385.0085 | 2.4025 | 1.565 | 86
3B | 750-999 | 1950s | 2 | 8572.7307 | 3806.747 | 9.6867 | 4.3014 | 2189.9997 | 1231.4673 | 2.4746 | 1.3915 | 66
3B | 750-999 | 1950s | 3 | 8218.2891 | 3216.5147 | 9.2862 | 3.6345 | 1623.8783 | 714.6177 | 1.8349 | 0.80748 | 32
3B | 750-999 | 1950s | 4 | 9371.918 | 4218.87 | 10.5897 | 4.7671 | 2148.3254 | 1643.9024 | 2.4275 | 1.8575 | 25
3B | 750-999 | 1950s | 5 | 12515.6155 | 4822.8889 | 14.1419 | 5.4496 | 2621.1561 | 1317.6085 | 2.9618 | 1.4888 | 16
3B | 750-999 | 1950s | 6 | 10668.2903 | 3865.8953 | 12.0546 | 4.3682 | 3005.6995 | 1595.055 | 3.3963 | 1.8023 | 4
3B | 750-999 | 1950s | 7 | 15081.2842 |  | 17.041 |  | 3124.8589 |  | 3.5309 |  | 1
3B | 750-999 | 1950s | 8 | 13935.4691 | 3953.062 | 15.7463 | 4.4667 | 2568.5245 | 1353.9465 | 2.9023 | 1.5299 | 2
3B | 750-999 | 1950s | 9 | [8 empty] | 0
3B | 750-999 | 1950s | 10 | 8387.589 |  | 9.4775 |  | 1711.4433 |  | 1.9338 |  | 1
3B | 750-999 | 1960s | 1 | 7457.9972 | 2633.6401 | 8.4271 | 2.9759 | 1651.2544 | 863.1967 | 1.8658 | 0.97536 | 17
3B | 750-999 | 1960s | 2 | 9489.9222 | 5960.7749 | 10.7231 | 6.7353 | 2008.4539 | 1112.4704 | 2.2694 | 1.257 | 23
3B | 750-999 | 1960s | 3 | 8259.9069 | 2822.0117 | 9.3332 | 3.1887 | 2422.933 | 1489.49 | 2.7378 | 1.683 | 9
3B | 750-999 | 1960s | 4 | 9752.4793 | 4147.02 | 11.0198 | 4.6859 | 2029.246 | 934.9517 | 2.2929 | 1.0564 | 10
3B | 750-999 | 1960s | 5 | [8 empty] | 0
3B | 750-999 | 1960s | 6 | 15279.1796 | 3249.7665 | 17.2646 | 3.6721 | 4266.1603 | 1663.2719 | 4.8205 | 1.8794 | 2
3B | 750-999 | 1960s | 7 | 18610.0045 |  | 21.0283 |  | 4223.2602 |  | 4.772 |  | 1
3B | 750-999 | 1960s | 8 | [8 empty] | 0
3B | 750-999 | 1960s | 9 | [8 empty] | 0
3B | 750-999 | 1960s | 10 | [8 empty] | 0
3B | 750-999 | 1970s | 1 | 8654.6719 | 3476.4282 | 9.7793 | 3.9282 | 2464.4807 | 1293.9111 | 2.7847 | 1.462 | 35
3B | 750-999 | 1970s | 2 | 9275.5016 | 4858.3274 | 10.4808 | 5.4896 | 2573.9978 | 1650.7854 | 2.9085 | 1.8653 | 20
3B | 750-999 | 1970s | 3 | 7230.1932 | 2132.1347 | 8.1697 | 2.4092 | 1772.1774 | 1333.6351 | 2.0025 | 1.5069 | 10
3B | 750-999 | 1970s | 4 | 8652.092 | 1883.8131 | 9.7764 | 2.1286 | 2135.1843 | 1265.4524 | 2.4126 | 1.4299 | 7
3B | 750-999 | 1970s | 5 | 13914.9144 | 7766.35 | 15.7231 | 8.7755 | 1757.3744 | 375.5441 | 1.9857 | 0.42434 | 2
3B | 750-999 | 1970s | 6 | [8 empty] | 0
3B | 750-999 | 1970s | 7 | [8 empty] | 0
3B | 750-999 | 1970s | 8 | [8 empty] | 0
3B | 750-999 | 1970s | 9 | [8 empty] | 0
3B | 750-999 | 1970s | 10 | [8 empty] | 0
3B | 750-999 | 1980s | 1 | 8268.0821 | 3217.4646 | 9.3425 | 3.6356 | 2188.223 | 1090.9435 | 2.4726 | 1.2327 | 34
3B | 750-999 | 1980s | 2 | 8849.3633 | 3015.2146 | 9.9993 | 3.407 | 2247.7787 | 1104.4015 | 2.5399 | 1.2479 | 30
3B | 750-999 | 1980s | 3 | 10576.6058 | 3376.2511 | 11.951 | 3.815 | 2252.396 | 701.2866 | 2.5451 | 0.79241 | 7
3B | 750-999 | 1980s | 4 | 11640.4912 | 3784.8651 | 13.1531 | 4.2767 | 2128.5734 | 551.1833 | 2.4052 | 0.62281 | 8
3B | 750-999 | 1980s | 5 | 11673.0058 | 2805.4961 | 13.1898 | 3.1701 | 2734.3265 | 1712.8817 | 3.0896 | 1.9355 | 4
3B | 750-999 | 1980s | 6 | 7685.6472 |  | 8.6843 |  | 1228.7462 |  | 1.3884 |  | 1
3B | 750-999 | 1980s | 7 | [8 empty] | 0
3B | 750-999 | 1980s | 8 | [8 empty] | 0
3B | 750-999 | 1980s | 9 | [8 empty] | 0
3B | 750-999 | 1980s | 10 | [8 empty] | 0
3B | 750-999 | 1990s | 1 | 7655.9358 | 2671.5371 | 8.6508 | 3.0187 | 2063.8452 | 975.7455 | 2.332 | 1.1025 | 39
3B | 750-999 | 1990s | 2 | 8528.9637 | 3414.5428 | 9.6372 | 3.8582 | 1976.2267 | 821.6765 | 2.233 | 0.92845 | 37
3B | 750-999 | 1990s | 3 | 6851.7074 | 1766.1212 | 7.742 | 1.9956 | 1802.9977 | 895.2864 | 2.0373 | 1.0116 | 6
3B | 750-999 | 1990s | 4 | 9612.5096 | 2889.3673 | 10.8616 | 3.2648 | 2665.3128 | 1208.848 | 3.0117 | 1.3659 | 6
3B | 750-999 | 1990s | 5 | 8992.1448 | 2449.8604 | 10.1606 | 2.7682 | 1927.0109 | 741.0662 | 2.1774 | 0.83736 | 2
3B | 750-999 | 1990s | 6 | [8 empty] | 0
3B | 750-999 | 1990s | 7 | 12434.3783 |  | 14.0501 |  | 1045.7497 |  | 1.1816 |  | 1
3B | 750-999 | 1990s | 8 | [8 empty] | 0
3B | 750-999 | 1990s | 9 | [8 empty] | 0
3B | 750-999 | 1990s | 10 | [8 empty] | 0
3B | 750-999 | 2000s | 1 | 8477.5473 | 2713.0872 | 9.5791 | 3.0656 | 1816.9297 | 792.344 | 2.053 | 0.8953 | 14
3B | 750-999 | 2000s | 2 | 8093.9748 | 1439.3697 | 9.1457 | 1.6264 | 1909.2998 | 739.1013 | 2.1574 | 0.83514 | 17
3B | 750-999 | 2000s | 3 | 10695.0921 | 2954.6453 | 12.0848 | 3.3386 | 2419.7501 | 1077.4076 | 2.7342 | 1.2174 | 5
3B | 750-999 | 2000s | 4 | 10846.6802 | 3225.4465 | 12.2561 | 3.6446 | 2360.6187 | 853.3976 | 2.6674 | 0.96429 | 6
3B | 750-999 | 2000s | 5 | 8118.9808 |  | 9.174 |  | 2772.4946 |  | 3.1328 |  | 1
3B | 750-999 | 2000s | 6 | [8 empty] | 0
3B | 750-999 | 2000s | 7 | [8 empty] | 0
3B | 750-999 | 2000s | 8 | [8 empty] | 0
3B | 750-999 | 2000s | 9 | [8 empty] | 0
3B | 750-999 | 2000s | 10 | [8 empty] | 0
3B | 750-999 | 2010s | 1 | 7365.6932 | 2411.1337 | 8.3228 | 2.7244 | 2219.2415 | 1306.8828 | 2.5076 | 1.4767 | 3
3B | 750-999 | 2010s | 2 | 7500.7442 | 2503.9267 | 8.4754 | 2.8293 | 1740.6928 | 767.1034 | 1.9669 | 0.86678 | 5
3B | 750-999 | 2010s | 3 | [8 empty] | 0
3B | 750-999 | 2010s | 4 | 4924.8865 |  | 5.5648 |  | 1899.508 |  | 2.1463 |  | 1
3B | 750-999 | 2010s | 5 | [8 empty] | 0
3B | 750-999 | 2010s | 6 | [8 empty] | 0
3B | 750-999 | 2010s | 7 | [8 empty] | 0
3B | 750-999 | 2010s | 8 | [8 empty] | 0
3B | 750-999 | 2010s | 9 | [8 empty] | 0
3B | 750-999 | 2010s | 10 | [8 empty] | 0
3B | 1000-1499 | <1940 | 1 | 7877.0864 | 3252.9908 | 6.4566 | 2.6664 | 2057.0274 | 1370.6368 | 1.6861 | 1.1235 | 69
3B | 1000-1499 | <1940 | 2 | 9810.098 | 4819.7325 | 8.0411 | 3.9506 | 2285.0182 | 1477.8352 | 1.873 | 1.2113 | 69
3B | 1000-1499 | <1940 | 3 | 9810.2469 | 3821.0342 | 8.0412 | 3.132 | 2054.12 | 1124.9022 | 1.6837 | 0.92205 | 31
3B | 1000-1499 | <1940 | 4 | 9878.8045 | 4695.4212 | 8.0974 | 3.8487 | 2122.837 | 1449.6009 | 1.74 | 1.1882 | 21
3B | 1000-1499 | <1940 | 5 | 12559.1549 | 4140.9831 | 10.2944 | 3.3942 | 2395.2316 | 1203.9681 | 1.9633 | 0.98686 | 13
3B | 1000-1499 | <1940 | 6 | 11730.2321 | 2905.3737 | 9.6149 | 2.3815 | 2660.6717 | 2553.0156 | 2.1809 | 2.0926 | 8
3B | 1000-1499 | <1940 | 7 | 12013.3948 | 3735.7721 | 9.847 | 3.0621 | 2207.8157 | 23.439 | 1.8097 | 0.019212 | 2
3B | 1000-1499 | <1940 | 8 | [8 empty] | 0
3B | 1000-1499 | <1940 | 9 | [8 empty] | 0
3B | 1000-1499 | <1940 | 10 | [8 empty] | 0
3B | 1000-1499 | 1940s | 1 | 9056.5752 | 5970.0657 | 7.4234 | 4.8935 | 2104.3378 | 1255.6898 | 1.7249 | 1.0293 | 53
3B | 1000-1499 | 1940s | 2 | 8878.5127 | 4663.8539 | 7.2775 | 3.8228 | 2110.2378 | 1574.2984 | 1.7297 | 1.2904 | 69
3B | 1000-1499 | 1940s | 3 | 10753.3764 | 4604.4516 | 8.8142 | 3.7741 | 2623.1897 | 2073.0937 | 2.1502 | 1.6993 | 35
3B | 1000-1499 | 1940s | 4 | 10260.7857 | 4807.8491 | 8.4105 | 3.9409 | 2460.0781 | 1931.8611 | 2.0165 | 1.5835 | 21
3B | 1000-1499 | 1940s | 5 | 12795.3524 | 3137.7181 | 10.488 | 2.5719 | 2733.3083 | 1495.4119 | 2.2404 | 1.2257 | 17
3B | 1000-1499 | 1940s | 6 | 13951.9336 | 5014.5821 | 11.436 | 4.1103 | 3963.9524 | 1573.3863 | 3.2491 | 1.2897 | 12
3B | 1000-1499 | 1940s | 7 | 11971.0035 | 6345.5314 | 9.8123 | 5.2013 | 3056.5682 | 2115.8691 | 2.5054 | 1.7343 | 4
3B | 1000-1499 | 1940s | 8 | [8 empty] | 0
3B | 1000-1499 | 1940s | 9 | [8 empty] | 0
3B | 1000-1499 | 1940s | 10 | 32302.818 |  | 26.4777 |  | 3188.6503 |  | 2.6136 |  | 1
3B | 1000-1499 | 1950s | 1 | 8694.9237 | 4495.9592 | 7.127 | 3.6852 | 2109.0825 | 1456.2422 | 1.7288 | 1.1936 | 267
3B | 1000-1499 | 1950s | 2 | 8532.5933 | 3649.797 | 6.9939 | 2.9916 | 2059.4293 | 1292.9518 | 1.6881 | 1.0598 | 286
3B | 1000-1499 | 1950s | 3 | 9829.4028 | 4300.9537 | 8.0569 | 3.5254 | 2386.2964 | 1468.8685 | 1.956 | 1.204 | 153
3B | 1000-1499 | 1950s | 4 | 10055.7589 | 3883.989 | 8.2424 | 3.1836 | 2340.4154 | 1443.7836 | 1.9184 | 1.1834 | 101
3B | 1000-1499 | 1950s | 5 | 10573.2366 | 4551.2865 | 8.6666 | 3.7306 | 2342.7009 | 1305.9449 | 1.9202 | 1.0704 | 54
3B | 1000-1499 | 1950s | 6 | 13132.7821 | 5659.4689 | 10.7646 | 4.6389 | 3073.3539 | 1984.8689 | 2.5191 | 1.6269 | 22
3B | 1000-1499 | 1950s | 7 | 12566.63 | 4342.5724 | 10.3005 | 3.5595 | 3436.0941 | 2385.4139 | 2.8165 | 1.9553 | 11
3B | 1000-1499 | 1950s | 8 | 17969.0435 |  | 14.7287 |  | 2693.8169 |  | 2.208 |  | 1
3B | 1000-1499 | 1950s | 9 | [8 empty] | 0
3B | 1000-1499 | 1950s | 10 | [8 empty] | 0
3B | 1000-1499 | 1960s | 1 | 9350.742 | 4626.0978 | 7.6645 | 3.7919 | 2466.9239 | 1540.4941 | 2.0221 | 1.2627 | 144
3B | 1000-1499 | 1960s | 2 | 9506.6693 | 4187.8204 | 7.7924 | 3.4326 | 2510.4165 | 1627.795 | 2.0577 | 1.3343 | 166
3B | 1000-1499 | 1960s | 3 | 10295.9019 | 4286.0947 | 8.4393 | 3.5132 | 2529.9823 | 1581.3095 | 2.0738 | 1.2962 | 67
3B | 1000-1499 | 1960s | 4 | 10997.1154 | 4652.1254 | 9.014 | 3.8132 | 2510.918 | 1065.514 | 2.0581 | 0.87337 | 48
3B | 1000-1499 | 1960s | 5 | 12536.3824 | 6037.9896 | 10.2757 | 4.9492 | 2580.298 | 1154.5924 | 2.115 | 0.94639 | 29
3B | 1000-1499 | 1960s | 6 | 14797.9717 | 5672.4183 | 12.1295 | 4.6495 | 3028.9738 | 1887.374 | 2.4828 | 1.547 | 11
3B | 1000-1499 | 1960s | 7 | 12175.7756 | 4363.6175 | 9.9801 | 3.5767 | 3382.9859 | 1571.7875 | 2.7729 | 1.2884 | 5
3B | 1000-1499 | 1960s | 8 | [8 empty] | 0
3B | 1000-1499 | 1960s | 9 | 9420.0168 |  | 7.7213 |  | 3145.2432 |  | 2.5781 |  | 1
3B | 1000-1499 | 1960s | 10 | 23500.0765 |  | 19.2624 |  | 6746.0338 |  | 5.5295 |  | 1
3B | 1000-1499 | 1970s | 1 | 8688.9457 | 3653.575 | 7.1221 | 2.9947 | 2442.3549 | 1484.4949 | 2.0019 | 1.2168 | 172
3B | 1000-1499 | 1970s | 2 | 9820.219 | 4042.8767 | 8.0494 | 3.3138 | 2569.024 | 1460.6081 | 2.1058 | 1.1972 | 184
3B | 1000-1499 | 1970s | 3 | 10774.5564 | 4757.6286 | 8.8316 | 3.8997 | 2872.7922 | 1559.7629 | 2.3547 | 1.2785 | 72
3B | 1000-1499 | 1970s | 4 | 11971.1535 | 4862.6802 | 9.8124 | 3.9858 | 2915.4925 | 1548.3629 | 2.3897 | 1.2691 | 56
3B | 1000-1499 | 1970s | 5 | 13516.3675 | 5996.493 | 11.079 | 4.9152 | 3199.6189 | 1679.0534 | 2.6226 | 1.3763 | 37
3B | 1000-1499 | 1970s | 6 | 12043.1705 | 3828.2772 | 9.8715 | 3.1379 | 3189.065 | 1741.488 | 2.614 | 1.4274 | 11
3B | 1000-1499 | 1970s | 7 | 14596.0122 | 2849.8115 | 11.9639 | 2.3359 | 3866.0065 | 1136.6193 | 3.1689 | 0.93166 | 5
3B | 1000-1499 | 1970s | 8 | 11654.2532 |  | 9.5527 |  | 5235.7296 |  | 4.2916 |  | 1
3B | 1000-1499 | 1970s | 9 | [8 empty] | 0
3B | 1000-1499 | 1970s | 10 | [8 empty] | 0
3B | 1000-1499 | 1980s | 1 | 8100.1696 | 3062.7881 | 6.6395 | 2.5105 | 2092.7516 | 1104.2739 | 1.7154 | 0.90514 | 161
3B | 1000-1499 | 1980s | 2 | 9330.2639 | 3620.5807 | 7.6478 | 2.9677 | 2488.247 | 1333.8936 | 2.0395 | 1.0934 | 180
3B | 1000-1499 | 1980s | 3 | 10526.7411 | 3873.2814 | 8.6285 | 3.1748 | 2640.3832 | 1153.5719 | 2.1642 | 0.94555 | 78
3B | 1000-1499 | 1980s | 4 | 10714.9024 | 4217.4605 | 8.7827 | 3.4569 | 2748.929 | 1637.6765 | 2.2532 | 1.3424 | 52
3B | 1000-1499 | 1980s | 5 | 10997.8167 | 4420.0822 | 9.0146 | 3.623 | 2950.5755 | 1121.9112 | 2.4185 | 0.9196 | 31
3B | 1000-1499 | 1980s | 6 | 12447.6661 | 4091.5793 | 10.203 | 3.3538 | 3353.9966 | 1341.9341 | 2.7492 | 1.0999 | 5
3B | 1000-1499 | 1980s | 7 | 16678.9179 | 10346.0191 | 13.6712 | 8.4803 | 3758.5016 | 1211.0022 | 3.0807 | 0.99262 | 3
3B | 1000-1499 | 1980s | 8 | [8 empty] | 0
3B | 1000-1499 | 1980s | 9 | 15989.5989 |  | 13.1062 |  | 3224.1649 |  | 2.6428 |  | 1
3B | 1000-1499 | 1980s | 10 | [8 empty] | 0
3B | 1000-1499 | 1990s | 1 | 8281.2135 | 2884.7413 | 6.7879 | 2.3645 | 2502.5174 | 1437.8078 | 2.0512 | 1.1785 | 191
3B | 1000-1499 | 1990s | 2 | 8904.4836 | 2842.4327 | 7.2988 | 2.3299 | 2667.4101 | 1509.3315 | 2.1864 | 1.2372 | 177
3B | 1000-1499 | 1990s | 3 | 9588.3342 | 2895.6861 | 7.8593 | 2.3735 | 2664.8486 | 1438.6398 | 2.1843 | 1.1792 | 68
3B | 1000-1499 | 1990s | 4 | 11615.7533 | 3982.7933 | 9.5211 | 3.2646 | 3072.3299 | 1605.9677 | 2.5183 | 1.3164 | 54
3B | 1000-1499 | 1990s | 5 | 10572.2736 | 3432.1281 | 8.6658 | 2.8132 | 3190.5263 | 1869.0433 | 2.6152 | 1.532 | 20
3B | 1000-1499 | 1990s | 6 | 12068.4657 | 3572.6989 | 9.8922 | 2.9284 | 2809.5282 | 633.601 | 2.3029 | 0.51935 | 10
3B | 1000-1499 | 1990s | 7 | 21649.7995 | 10080.4255 | 17.7457 | 8.2626 | 4031.7512 | 1779.105 | 3.3047 | 1.4583 | 5
3B | 1000-1499 | 1990s | 8 | 8462.5919 |  | 6.9366 |  | 2452.555 |  | 2.0103 |  | 1
3B | 1000-1499 | 1990s | 9 | [8 empty] | 0
3B | 1000-1499 | 1990s | 10 | [8 empty] | 0
3B | 1000-1499 | 2000s | 1 | 8393.9879 | 2673.2506 | 6.8803 | 2.1912 | 2113.3635 | 983.5618 | 1.7323 | 0.8062 | 152
3B | 1000-1499 | 2000s | 2 | 9177.4674 | 3042.6688 | 7.5225 | 2.494 | 2219.4403 | 963.4615 | 1.8192 | 0.78972 | 164
3B | 1000-1499 | 2000s | 3 | 9735.9621 | 2799.9008 | 7.9803 | 2.295 | 2387.9979 | 1047.4707 | 1.9574 | 0.85858 | 55
3B | 1000-1499 | 2000s | 4 | 10655.439 | 3849.187 | 8.734 | 3.1551 | 2569.6991 | 1187.1498 | 2.1063 | 0.97307 | 47
3B | 1000-1499 | 2000s | 5 | 10086.0595 | 2053.0804 | 8.2673 | 1.6829 | 2273.6071 | 1012.7886 | 1.8636 | 0.83015 | 21
3B | 1000-1499 | 2000s | 6 | 16216.1194 | 5178.0159 | 13.2919 | 4.2443 | 3594.3302 | 87.2625 | 2.9462 | 0.071527 | 4
3B | 1000-1499 | 2000s | 7 | 12255.0387 | 3862.1541 | 10.0451 | 3.1657 | 2029.0715 | 661.2778 | 1.6632 | 0.54203 | 3
3B | 1000-1499 | 2000s | 8 | 13567.226 |  | 11.1207 |  | 2684.4152 |  | 2.2003 |  | 1
3B | 1000-1499 | 2000s | 9 | [8 empty] | 0
3B | 1000-1499 | 2000s | 10 | [8 empty] | 0
3B | 1000-1499 | 2010s | 1 | 8417.7155 | 2045.8072 | 6.8998 | 1.6769 | 2060.8881 | 784.8153 | 1.6893 | 0.64329 | 18
3B | 1000-1499 | 2010s | 2 | 8823.8835 | 1657.6307 | 7.2327 | 1.3587 | 2407.5204 | 678.9542 | 1.9734 | 0.55652 | 10
3B | 1000-1499 | 2010s | 3 | 14071.8045 | 5817.0853 | 11.5343 | 4.7681 | 2059.3257 | 781.1519 | 1.688 | 0.64029 | 10
3B | 1000-1499 | 2010s | 4 | 11286.9466 | 4247.3433 | 9.2516 | 3.4814 | 3271.5229 | 1123.0037 | 2.6816 | 0.92049 | 5
3B | 1000-1499 | 2010s | 5 | 16501.6184 | 2844.6226 | 13.5259 | 2.3317 | 3352.9841 | 836.82 | 2.7483 | 0.68592 | 2
3B | 1000-1499 | 2010s | 6 | [8 empty] | 0
3B | 1000-1499 | 2010s | 7 | 19780.1598 |  | 16.2132 |  | 2570.677 |  | 2.1071 |  | 1
3B | 1000-1499 | 2010s | 8 | [8 empty] | 0
3B | 1000-1499 | 2010s | 9 | [8 empty] | 0
3B | 1000-1499 | 2010s | 10 | [8 empty] | 0
3B | 1500-1999 | <1940 | 1 | 10949.5166 | 6675.3583 | 6.479 | 3.9499 | 2611.6984 | 1767.2308 | 1.5454 | 1.0457 | 40
3B | 1500-1999 | <1940 | 2 | 10962.3106 | 6200.1756 | 6.4866 | 3.6687 | 2824.7553 | 1708.0822 | 1.6715 | 1.0107 | 61
3B | 1500-1999 | <1940 | 3 | 11632.6893 | 5126.2709 | 6.8832 | 3.0333 | 3132.5201 | 2108.2917 | 1.8536 | 1.2475 | 34
3B | 1500-1999 | <1940 | 4 | 11304.4954 | 4350.1538 | 6.6891 | 2.5741 | 2692.3703 | 1843.628 | 1.5931 | 1.0909 | 22
3B | 1500-1999 | <1940 | 5 | 13691.9412 | 7360.6963 | 8.1017 | 4.3554 | 2884.9275 | 2061.5171 | 1.7071 | 1.2198 | 8
3B | 1500-1999 | <1940 | 6 | 11042.4688 | 4196.7276 | 6.534 | 2.4833 | 2009.5734 | 1342.6126 | 1.1891 | 0.79445 | 6
3B | 1500-1999 | <1940 | 7 | 16988.8235 | 292.6176 | 10.0526 | 0.17315 | 2487.0596 | 617.2472 | 1.4716 | 0.36524 | 2
3B | 1500-1999 | <1940 | 8 | [8 empty] | 0
3B | 1500-1999 | <1940 | 9 | [8 empty] | 0
3B | 1500-1999 | <1940 | 10 | [8 empty] | 0
3B | 1500-1999 | 1940s | 1 | 10921.2689 | 4983.6064 | 6.4623 | 2.9489 | 2815.8107 | 1835.2433 | 1.6662 | 1.0859 | 33
3B | 1500-1999 | 1940s | 2 | 10582.2853 | 5477.3662 | 6.2617 | 3.241 | 2304.873 | 1850.4439 | 1.3638 | 1.0949 | 43
3B | 1500-1999 | 1940s | 3 | 14009.9773 | 8368.1763 | 8.2899 | 4.9516 | 2802.0849 | 1955.1442 | 1.658 | 1.1569 | 33
3B | 1500-1999 | 1940s | 4 | 11938.4624 | 4959.1349 | 7.0642 | 2.9344 | 2775.9611 | 1445.3294 | 1.6426 | 0.85522 | 14
3B | 1500-1999 | 1940s | 5 | 15303.0201 | 7786.0385 | 9.055 | 4.6071 | 2571.9705 | 2131.7272 | 1.5219 | 1.2614 | 12
3B | 1500-1999 | 1940s | 6 | 9158.9317 | 3708.8789 | 5.4195 | 2.1946 | 2049.1009 | 995.3535 | 1.2125 | 0.58897 | 3
3B | 1500-1999 | 1940s | 7 | 25215.2293 |  | 14.9203 |  | 3980.368 |  | 2.3552 |  | 1
3B | 1500-1999 | 1940s | 8 | 12215.5134 | 8227.493 | 7.2281 | 4.8683 | 1346.507 | 930.9162 | 0.79675 | 0.55084 | 2
3B | 1500-1999 | 1940s | 9 | [8 empty] | 0
3B | 1500-1999 | 1940s | 10 | [8 empty] | 0
3B | 1500-1999 | 1950s | 1 | 9882.0538 | 6650.601 | 5.8474 | 3.9353 | 2610.6645 | 2061.1308 | 1.5448 | 1.2196 | 157
3B | 1500-1999 | 1950s | 2 | 10718.3935 | 6081.8061 | 6.3422 | 3.5987 | 2778.4758 | 2166.4784 | 1.6441 | 1.2819 | 215
3B | 1500-1999 | 1950s | 3 | 11292.2962 | 5988.9958 | 6.6818 | 3.5438 | 2705.5952 | 2248.4139 | 1.6009 | 1.3304 | 115
3B | 1500-1999 | 1950s | 4 | 11378.9565 | 5132.2168 | 6.7331 | 3.0368 | 2627.3085 | 1742.3078 | 1.5546 | 1.031 | 94
3B | 1500-1999 | 1950s | 5 | 12086.6215 | 6347.5948 | 7.1518 | 3.756 | 2773.7092 | 2264.2764 | 1.6412 | 1.3398 | 49
3B | 1500-1999 | 1950s | 6 | 14378.9124 | 5708.574 | 8.5082 | 3.3779 | 3613.6247 | 2357.566 | 2.1382 | 1.395 | 23
3B | 1500-1999 | 1950s | 7 | 15276.8136 | 3224.0878 | 9.0395 | 1.9077 | 2940.5317 | 860.8067 | 1.74 | 0.50935 | 5
3B | 1500-1999 | 1950s | 8 | [8 empty] | 0
3B | 1500-1999 | 1950s | 9 | [8 empty] | 0
3B | 1500-1999 | 1950s | 10 | [8 empty] | 0
3B | 1500-1999 | 1960s | 1 | 9919.0471 | 5079.1644 | 5.8693 | 3.0054 | 2549.4635 | 1640.7246 | 1.5086 | 0.97084 | 204
3B | 1500-1999 | 1960s | 2 | 10608.1094 | 5024.6168 | 6.277 | 2.9731 | 2830.5134 | 1769.825 | 1.6749 | 1.0472 | 187
3B | 1500-1999 | 1960s | 3 | 11803.9348 | 5596.8776 | 6.9846 | 3.3118 | 2894.6787 | 1832.0703 | 1.7128 | 1.0841 | 87
3B | 1500-1999 | 1960s | 4 | 11601.3841 | 4784.0167 | 6.8647 | 2.8308 | 2913.4426 | 1848.4764 | 1.7239 | 1.0938 | 78
3B | 1500-1999 | 1960s | 5 | 12156.2967 | 5046.3524 | 7.1931 | 2.986 | 2843.1387 | 2028.6907 | 1.6823 | 1.2004 | 38
3B | 1500-1999 | 1960s | 6 | 14280.0056 | 6597.3274 | 8.4497 | 3.9037 | 3546.3149 | 2249.7254 | 2.0984 | 1.3312 | 20
3B | 1500-1999 | 1960s | 7 | 12731.6039 | 12220.9674 | 7.5335 | 7.2313 | 2302.8837 | 2281.9463 | 1.3627 | 1.3503 | 3
3B | 1500-1999 | 1960s | 8 | 12817.1047 |  | 7.5841 |  | 2395.465 |  | 1.4174 |  | 1
3B | 1500-1999 | 1960s | 9 | 20683.0672 | 3089.7931 | 12.2385 | 1.8283 | 6947.9096 | 3678.4567 | 4.1112 | 2.1766 | 2
3B | 1500-1999 | 1960s | 10 | [8 empty] | 0
3B | 1500-1999 | 1970s | 1 | 10610.5642 | 5716.7099 | 6.2784 | 3.3827 | 2802.394 | 1791.4316 | 1.6582 | 1.06 | 201
3B | 1500-1999 | 1970s | 2 | 11329.5025 | 6121.4866 | 6.7038 | 3.6222 | 2916.6047 | 1913.0638 | 1.7258 | 1.132 | 237
3B | 1500-1999 | 1970s | 3 | 11592.1392 | 4337.2428 | 6.8593 | 2.5664 | 3270.4203 | 1901.7119 | 1.9352 | 1.1253 | 88
3B | 1500-1999 | 1970s | 4 | 13507.9196 | 6307.0039 | 7.9929 | 3.732 | 3269.7283 | 2174.8069 | 1.9348 | 1.2869 | 72
3B | 1500-1999 | 1970s | 5 | 14233.9657 | 6377.943 | 8.4225 | 3.7739 | 2990.996 | 1646.6702 | 1.7698 | 0.97436 | 37
3B | 1500-1999 | 1970s | 6 | 12887.0723 | 3850.3815 | 7.6255 | 2.2783 | 3094.0872 | 1554.5007 | 1.8308 | 0.91982 | 27
3B | 1500-1999 | 1970s | 7 | 13170.0678 | 5375.4314 | 7.7929 | 3.1807 | 3078.3167 | 2519.789 | 1.8215 | 1.491 | 9
3B | 1500-1999 | 1970s | 8 | 21596.73 |  | 12.7791 |  | 7884.8602 |  | 4.6656 |  | 1
3B | 1500-1999 | 1970s | 9 | 10402.2167 |  | 6.1552 |  | 2040.9328 |  | 1.2077 |  | 1
3B | 1500-1999 | 1970s | 10 | [8 empty] | 0
3B | 1500-1999 | 1980s | 1 | 10476.3996 | 4611.3822 | 6.1991 | 2.7286 | 2960.5961 | 1793.4173 | 1.7518 | 1.0612 | 193
3B | 1500-1999 | 1980s | 2 | 10559.6894 | 4877.087 | 6.2483 | 2.8859 | 2741.6641 | 1760.5921 | 1.6223 | 1.0418 | 280
3B | 1500-1999 | 1980s | 3 | 10498.8935 | 4006.0774 | 6.2124 | 2.3705 | 2781.8262 | 1695.6014 | 1.6461 | 1.0033 | 110
3B | 1500-1999 | 1980s | 4 | 11811.2738 | 5243.2757 | 6.9889 | 3.1025 | 2871.3922 | 1759.7536 | 1.699 | 1.0413 | 76
3B | 1500-1999 | 1980s | 5 | 13377.3875 | 5152.787 | 7.9156 | 3.049 | 3662.1682 | 2054.7492 | 2.167 | 1.2158 | 34
3B | 1500-1999 | 1980s | 6 | 12417.742 | 4289.0921 | 7.3478 | 2.5379 | 3049.3372 | 1384.1862 | 1.8043 | 0.81905 | 14
3B | 1500-1999 | 1980s | 7 | 14333.3981 | 4954.6597 | 8.4813 | 2.9318 | 3337.1801 | 3523.9932 | 1.9747 | 2.0852 | 6
3B | 1500-1999 | 1980s | 8 | [8 empty] | 0
3B | 1500-1999 | 1980s | 9 | [8 empty] | 0
3B | 1500-1999 | 1980s | 10 | [8 empty] | 0
3B | 1500-1999 | 1990s | 1 | 9389.499 | 3936.5158 | 5.5559 | 2.3293 | 2630.0841 | 1607.2177 | 1.5563 | 0.95102 | 188
3B | 1500-1999 | 1990s | 2 | 10496.2758 | 3701.1759 | 6.2108 | 2.19 | 3039.571 | 1805.6147 | 1.7986 | 1.0684 | 285
3B | 1500-1999 | 1990s | 3 | 11762.362 | 4489.3395 | 6.96 | 2.6564 | 3157.6508 | 1846.0401 | 1.8684 | 1.0923 | 117
3B | 1500-1999 | 1990s | 4 | 11224.6882 | 3919.2226 | 6.6418 | 2.3191 | 2857.9316 | 1620.1234 | 1.6911 | 0.95865 | 78
3B | 1500-1999 | 1990s | 5 | 11185.8533 | 3145.1175 | 6.6188 | 1.861 | 2863.5868 | 1275.4642 | 1.6944 | 0.75471 | 32
3B | 1500-1999 | 1990s | 6 | 13262.4386 | 3639.0207 | 7.8476 | 2.1533 | 3129.6426 | 1375.5971 | 1.8519 | 0.81396 | 17
3B | 1500-1999 | 1990s | 7 | 12840.2578 | 2923.9132 | 7.5978 | 1.7301 | 3002.3679 | 1442.0867 | 1.7765 | 0.85331 | 5
3B | 1500-1999 | 1990s | 8 | 13189.7769 | 1237.3664 | 7.8046 | 0.73217 | 2406.8203 | 368.2137 | 1.4242 | 0.21788 | 3
3B | 1500-1999 | 1990s | 9 | [8 empty] | 0
3B | 1500-1999 | 1990s | 10 | 12787.1172 |  | 7.5663 |  | 4684.718 |  | 2.772 |  | 1
3B | 1500-1999 | 2000s | 1 | 8652.4368 | 2992.351 | 5.1198 | 1.7706 | 2168.7421 | 1187.2354 | 1.2833 | 0.70251 | 242
3B | 1500-1999 | 2000s | 2 | 9456.7349 | 3442.7706 | 5.5957 | 2.0371 | 2325.7209 | 1307.6034 | 1.3762 | 0.77373 | 361
3B | 1500-1999 | 2000s | 3 | 11692.6549 | 3933.5498 | 6.9187 | 2.3275 | 2609.4021 | 1267.6312 | 1.544 | 0.75008 | 139
3B | 1500-1999 | 2000s | 4 | 9975.1803 | 3512.2021 | 5.9025 | 2.0782 | 2307.618 | 1081.1769 | 1.3655 | 0.63975 | 97
3B | 1500-1999 | 2000s | 5 | 11919.3686 | 4914.5252 | 7.0529 | 2.908 | 2617.6945 | 1467.2943 | 1.5489 | 0.86822 | 48
3B | 1500-1999 | 2000s | 6 | 12758.0819 | 4620.3725 | 7.5492 | 2.7339 | 2559.9181 | 1144.0988 | 1.5147 | 0.67698 | 19
3B | 1500-1999 | 2000s | 7 | 10480.5986 | 1527.3911 | 6.2015 | 0.90378 | 3033.4677 | 395.461 | 1.795 | 0.234 | 3
3B | 1500-1999 | 2000s | 8 | 17755.48 | 1631.7328 | 10.5062 | 0.96552 | 2533.631 | 1057.6896 | 1.4992 | 0.62585 | 4
3B | 1500-1999 | 2000s | 9 | [8 empty] | 0
3B | 1500-1999 | 2000s | 10 | 19709.7733 |  | 11.6626 |  | 3522.8197 |  | 2.0845 |  | 1
3B | 1500-1999 | 2010s | 1 | 8641.9141 | 3200.6796 | 5.1136 | 1.8939 | 2066.0016 | 1278.0775 | 1.2225 | 0.75626 | 45
3B | 1500-1999 | 2010s | 2 | 10503.9004 | 3069.94 | 6.2153 | 1.8165 | 2558.1383 | 1167.3509 | 1.5137 | 0.69074 | 52
3B | 1500-1999 | 2010s | 3 | 11702.6054 | 4410.5449 | 6.9246 | 2.6098 | 2697.6529 | 906.0242 | 1.5962 | 0.53611 | 19
3B | 1500-1999 | 2010s | 4 | 11160.7486 | 4856.6038 | 6.604 | 2.8737 | 3300.8339 | 2070.6076 | 1.9532 | 1.2252 | 10
3B | 1500-1999 | 2010s | 5 | 10452.5036 | 3831.368 | 6.1849 | 2.2671 | 2480.9553 | 1147.6829 | 1.468 | 0.6791 | 8
3B | 1500-1999 | 2010s | 6 | 13607.089 |  | 8.0515 |  | 2033.5964 |  | 1.2033 |  | 1
3B | 1500-1999 | 2010s | 7 | 12976.2539 | 7652.3706 | 7.6783 | 4.528 | 1690.2094 | 879.7596 | 1.0001 | 0.52057 | 3
3B | 1500-1999 | 2010s | 8 | [8 empty] | 0
3B | 1500-1999 | 2010s | 9 | [8 empty] | 0
3B | 1500-1999 | 2010s | 10 | [8 empty] | 0
3B | 2000-2499 | <1940 | 1 | 14445.2097 | 13351.219 | 6.6384 | 6.1357 | 3383.1897 | 2000.9631 | 1.5548 | 0.91956 | 14
3B | 2000-2499 | <1940 | 2 | 12504.3785 | 7885.3448 | 5.7465 | 3.6238 | 2673.5369 | 1898.9297 | 1.2286 | 0.87267 | 27
3B | 2000-2499 | <1940 | 3 | 13053.2308 | 5493.6072 | 5.9987 | 2.5246 | 4366.093 | 3119.9269 | 2.0065 | 1.4338 | 12
3B | 2000-2499 | <1940 | 4 | 9186.0431 | 1472.051 | 4.2215 | 0.67649 | 3569.871 | 663.5949 | 1.6406 | 0.30496 | 3
3B | 2000-2499 | <1940 | 5 | 15449.1672 | 8646.2857 | 7.0998 | 3.9735 | 4844.6292 | 4302.7893 | 2.2264 | 1.9774 | 11
3B | 2000-2499 | <1940 | 6 | 13069.4528 | 4771.5163 | 6.0062 | 2.1928 | 3434.6718 | 2239.1688 | 1.5784 | 1.029 | 3
3B | 2000-2499 | <1940 | 7 | [8 empty] | 0
3B | 2000-2499 | <1940 | 8 | 19011.7187 |  | 8.737 |  | 1651.9777 |  | 0.75918 |  | 1
3B | 2000-2499 | <1940 | 9 | 9782.2244 |  | 4.4955 |  | 3050.9435 |  | 1.4021 |  | 1
3B | 2000-2499 | <1940 | 10 | [8 empty] | 0
3B | 2000-2499 | 1940s | 1 | 13729.9029 | 12994.7464 | 6.3097 | 5.9719 | 3091.1755 | 2420.1136 | 1.4206 | 1.1122 | 11
3B | 2000-2499 | 1940s | 2 | 18426.0603 | 10613.3036 | 8.4679 | 4.8774 | 4701.0921 | 2895.9669 | 2.1604 | 1.3309 | 13
3B | 2000-2499 | 1940s | 3 | 15197.1654 | 12558.0827 | 6.984 | 5.7712 | 1802.2772 | 1354.7174 | 0.82825 | 0.62257 | 5
3B | 2000-2499 | 1940s | 4 | 15419.9969 | 9940.7677 | 7.0864 | 4.5684 | 4420.2528 | 2884.4219 | 2.0314 | 1.3256 | 11
3B | 2000-2499 | 1940s | 5 | 9431.2805 |  | 4.3342 |  | 2023.4714 |  | 0.9299 |  | 1
3B | 2000-2499 | 1940s | 6 | 27871.483 |  | 12.8086 |  | 5152.3004 |  | 2.3678 |  | 1
3B | 2000-2499 | 1940s | 7 | [8 empty] | 0
3B | 2000-2499 | 1940s | 8 | [8 empty] | 0
3B | 2000-2499 | 1940s | 9 | [8 empty] | 0
3B | 2000-2499 | 1940s | 10 | 12248.6534 |  | 5.629 |  | 2416.9126 |  | 1.1107 |  | 1
3B | 2000-2499 | 1950s | 1 | 11418.3518 | 6372.6621 | 5.2474 | 2.9286 | 3103.0929 | 2289.3615 | 1.4261 | 1.0521 | 62
3B | 2000-2499 | 1950s | 2 | 12921.7882 | 7675.0081 | 5.9383 | 3.5271 | 3097.1661 | 2037.8858 | 1.4233 | 0.93653 | 94
3B | 2000-2499 | 1950s | 3 | 12320.6762 | 6708.5151 | 5.6621 | 3.083 | 2673.4083 | 1565.3618 | 1.2286 | 0.71938 | 45
3B | 2000-2499 | 1950s | 4 | 11358.112 | 4957.1757 | 5.2197 | 2.2781 | 2273.4462 | 1379.0523 | 1.0448 | 0.63376 | 32
3B | 2000-2499 | 1950s | 5 | 16098.907 | 9520.5435 | 7.3984 | 4.3752 | 4213.6893 | 3254.2497 | 1.9364 | 1.4955 | 13
3B | 2000-2499 | 1950s | 6 | 14332.4987 | 5799.8874 | 6.5866 | 2.6654 | 2880.871 | 2806.8861 | 1.3239 | 1.2899 | 12
3B | 2000-2499 | 1950s | 7 | 9502.1776 | 2264.662 | 4.3668 | 1.0407 | 3122.0706 | 2666.8417 | 1.4348 | 1.2256 | 2
3B | 2000-2499 | 1950s | 8 | [8 empty] | 0
3B | 2000-2499 | 1950s | 9 | [8 empty] | 0
3B | 2000-2499 | 1950s | 10 | [8 empty] | 0
3B | 2000-2499 | 1960s | 1 | 11278.7095 | 5413.8129 | 5.1832 | 2.488 | 2959.9092 | 1823.7375 | 1.3603 | 0.83811 | 77
3B | 2000-2499 | 1960s | 2 | 11495.3924 | 5669.1143 | 5.2828 | 2.6053 | 2939.7812 | 1572.0978 | 1.351 | 0.72247 | 113
3B | 2000-2499 | 1960s | 3 | 11211.901 | 4995.6103 | 5.1525 | 2.2958 | 2644.7813 | 1585.7407 | 1.2154 | 0.72874 | 61
3B | 2000-2499 | 1960s | 4 | 13508.353 | 7147.7551 | 6.2079 | 3.2848 | 2938.1355 | 2470.5168 | 1.3502 | 1.1353 | 48
3B | 2000-2499 | 1960s | 5 | 13751.5853 | 7189.9357 | 6.3197 | 3.3042 | 3268.8765 | 2181.5331 | 1.5022 | 1.0025 | 27
3B | 2000-2499 | 1960s | 6 | 16381.3329 | 6346.6003 | 7.5282 | 2.9166 | 3979.103 | 2086.7208 | 1.8286 | 0.95897 | 11
3B | 2000-2499 | 1960s | 7 | 13262.114 | 6648.7374 | 6.0947 | 3.0555 | 2795.0639 | 2351.1797 | 1.2845 | 1.0805 | 3
3B | 2000-2499 | 1960s | 8 | [8 empty] | 0
3B | 2000-2499 | 1960s | 9 | [8 empty] | 0
3B | 2000-2499 | 1960s | 10 | [8 empty] | 0
3B | 2000-2499 | 1970s | 1 | 12215.6911 | 6985.6901 | 5.6138 | 3.2103 | 3415.0853 | 2836.0773 | 1.5694 | 1.3033 | 84
3B | 2000-2499 | 1970s | 2 | 11836.9205 | 5556.0545 | 5.4398 | 2.5533 | 3402.1714 | 2349.0194 | 1.5635 | 1.0795 | 139
3B | 2000-2499 | 1970s | 3 | 12518.9931 | 6738.466 | 5.7532 | 3.0967 | 2968.6747 | 2111.2545 | 1.3643 | 0.97025 | 73
3B | 2000-2499 | 1970s | 4 | 13392.6707 | 6258.3413 | 6.1547 | 2.8761 | 3203.9332 | 1707.4859 | 1.4724 | 0.78469 | 57
3B | 2000-2499 | 1970s | 5 | 13756.8758 | 5086.6215 | 6.3221 | 2.3376 | 2976.4356 | 1473.622 | 1.3678 | 0.67722 | 30
3B | 2000-2499 | 1970s | 6 | 16371.8614 | 11451.1301 | 7.5238 | 5.2625 | 3158.1859 | 2559.3438 | 1.4514 | 1.1762 | 11
3B | 2000-2499 | 1970s | 7 | 8895.7135 |  | 4.0881 |  | 1716.1907 |  | 0.78869 |  | 1
3B | 2000-2499 | 1970s | 8 | 15622.357 | 3727.023 | 7.1794 | 1.7128 | 4913.5014 | 3769.3802 | 2.258 | 1.7323 | 2
3B | 2000-2499 | 1970s | 9 | [8 empty] | 0
3B | 2000-2499 | 1970s | 10 | [8 empty] | 0
3B | 2000-2499 | 1980s | 1 | 11215.37 | 5433.9464 | 5.1541 | 2.4972 | 3025.865 | 2123.8527 | 1.3906 | 0.97604 | 131
3B | 2000-2499 | 1980s | 2 | 11629.3543 | 5048.8715 | 5.3444 | 2.3203 | 3023.0575 | 1894.9488 | 1.3893 | 0.87084 | 190
3B | 2000-2499 | 1980s | 3 | 11309.6981 | 4269.1286 | 5.1975 | 1.9619 | 3034.6664 | 1996.7667 | 1.3946 | 0.91763 | 87
3B | 2000-2499 | 1980s | 4 | 13336.109 | 4819.4802 | 6.1287 | 2.2148 | 3607.8881 | 2083.9192 | 1.658 | 0.95768 | 73
3B | 2000-2499 | 1980s | 5 | 13455.8418 | 4511.6346 | 6.1838 | 2.0734 | 3194.4744 | 2180.4738 | 1.468 | 1.0021 | 25
3B | 2000-2499 | 1980s | 6 | 14876.6229 | 6319.4957 | 6.8367 | 2.9042 | 3917.1139 | 3033.8346 | 1.8001 | 1.3942 | 11
3B | 2000-2499 | 1980s | 7 | 13187.4134 | 4446.1788 | 6.0604 | 2.0433 | 2994.4115 | 1789.9671 | 1.3761 | 0.8226 | 7
3B | 2000-2499 | 1980s | 8 | 14554.8368 | 3409.4752 | 6.6888 | 1.5669 | 5742.1854 | 3287.0929 | 2.6389 | 1.5106 | 3
3B | 2000-2499 | 1980s | 9 | 14198.0436 |  | 6.5248 |  | 4843.1983 |  | 2.2257 |  | 1
3B | 2000-2499 | 1980s | 10 | [8 empty] | 0
3B | 2000-2499 | 1990s | 1 | 10484.2764 | 4345.535 | 4.8181 | 1.997 | 3072.588 | 2080.669 | 1.412 | 0.95619 | 136
3B | 2000-2499 | 1990s | 2 | 11973.0348 | 5167.149 | 5.5023 | 2.3746 | 3281.7057 | 2075.4277 | 1.5081 | 0.95378 | 212
3B | 2000-2499 | 1990s | 3 | 10683.0184 | 4202.5184 | 4.9095 | 1.9313 | 2643.9388 | 1539.3206 | 1.215 | 0.70741 | 78
3B | 2000-2499 | 1990s | 4 | 12683.5826 | 4417.1379 | 5.8289 | 2.0299 | 3270.7937 | 2166.7657 | 1.5031 | 0.99576 | 66
3B | 2000-2499 | 1990s | 5 | 11971.8677 | 4584.8632 | 5.5018 | 2.107 | 3019.7175 | 1891.8263 | 1.3877 | 0.86941 | 26
3B | 2000-2499 | 1990s | 6 | 12254.8282 | 3580.9572 | 5.6318 | 1.6457 | 3044.2022 | 1534.3463 | 1.399 | 0.70512 | 13
3B | 2000-2499 | 1990s | 7 | 12465.6798 | 6630.7619 | 5.7287 | 3.0472 | 3184.9534 | 1978.9545 | 1.4637 | 0.90945 | 2
3B | 2000-2499 | 1990s | 8 | [8 empty] | 0
3B | 2000-2499 | 1990s | 9 | [8 empty] | 0
3B | 2000-2499 | 1990s | 10 | [8 empty] | 0
3B | 2000-2499 | 2000s | 1 | 9379.1445 | 3561.1074 | 4.3103 | 1.6365 | 2402.9881 | 1288.6358 | 1.1043 | 0.5922 | 225
3B | 2000-2499 | 2000s | 2 | 10723.5589 | 3982.8201 | 4.9281 | 1.8303 | 2714.4971 | 1717.6431 | 1.2475 | 0.78936 | 287
3B | 2000-2499 | 2000s | 3 | 11539.2146 | 4330.1838 | 5.3029 | 1.99 | 2782.2016 | 1695.7575 | 1.2786 | 0.7793 | 134
3B | 2000-2499 | 2000s | 4 | 11687.1677 | 4084.9342 | 5.3709 | 1.8773 | 2564.0817 | 1408.3037 | 1.1783 | 0.6472 | 109
3B | 2000-2499 | 2000s | 5 | 13786.5022 | 5519.5497 | 6.3357 | 2.5366 | 3064.2236 | 1458.3199 | 1.4082 | 0.67018 | 54
3B | 2000-2499 | 2000s | 6 | 13358.7723 | 4822.5957 | 6.1391 | 2.2163 | 2868.419 | 1122.0012 | 1.3182 | 0.51563 | 21
3B | 2000-2499 | 2000s | 7 | 15686.3875 | 4570.9254 | 7.2088 | 2.1006 | 2862.3368 | 1628.4187 | 1.3154 | 0.74835 | 6
3B | 2000-2499 | 2000s | 8 | 13315.1268 | 4858.6877 | 6.1191 | 2.2329 | 3669.9445 | 1011.5435 | 1.6866 | 0.46486 | 2
3B | 2000-2499 | 2000s | 9 | [8 empty] | 0
3B | 2000-2499 | 2000s | 10 | 30605.9168 |  | 14.0652 |  | 3981.689 |  | 1.8298 |  | 1
3B | 2000-2499 | 2010s | 1 | 8903.5287 | 2879.1235 | 4.0917 | 1.3231 | 2019.937 | 1548.0571 | 0.92828 | 0.71142 | 30
3B | 2000-2499 | 2010s | 2 | 10723.4631 | 4156.2507 | 4.9281 | 1.91 | 2248.9454 | 1308.8301 | 1.0335 | 0.60148 | 50
3B | 2000-2499 | 2010s | 3 | 10125.7392 | 2917.8499 | 4.6534 | 1.3409 | 2557.3501 | 1289.1584 | 1.1753 | 0.59244 | 19
3B | 2000-2499 | 2010s | 4 | 11088.0026 | 4191.7204 | 5.0956 | 1.9263 | 2003.4861 | 803.0958 | 0.92072 | 0.36907 | 23
3B | 2000-2499 | 2010s | 5 | 11103.877 | 2677.2376 | 5.1029 | 1.2303 | 2407.9199 | 1006.3117 | 1.1066 | 0.46246 | 11
3B | 2000-2499 | 2010s | 6 | 15005.4333 | 5434.4907 | 6.8959 | 2.4975 | 2841.418 | 970.0261 | 1.3058 | 0.44578 | 7
3B | 2000-2499 | 2010s | 7 | [8 empty] | 0
3B | 2000-2499 | 2010s | 8 | [8 empty] | 0
3B | 2000-2499 | 2010s | 9 | [8 empty] | 0
3B | 2000-2499 | 2010s | 10 | [8 empty] | 0
3B | 2500-2999 | <1940 | 1 | 12530.5549 | 2386.4456 | 4.7054 | 0.89615 | 4201.9241 | 1916.0299 | 1.5779 | 0.7195 | 7
3B | 2500-2999 | <1940 | 2 | 10939.1578 | 3773.8387 | 4.1078 | 1.4171 | 2695.0512 | 1541.7367 | 1.012 | 0.57895 | 16
3B | 2500-2999 | <1940 | 3 | 11942.6579 | 8018.9625 | 4.4847 | 3.0113 | 2867.2112 | 1673.5124 | 1.0767 | 0.62843 | 8
3B | 2500-2999 | <1940 | 4 | 14137.7132 | 4888.7602 | 5.3089 | 1.8358 | 3022.6041 | 1632.0034 | 1.135 | 0.61284 | 5
3B | 2500-2999 | <1940 | 5 | 12660.5595 | 5268.7763 | 4.7542 | 1.9785 | 4547.2859 | 4438.8705 | 1.7076 | 1.6669 | 3
3B | 2500-2999 | <1940 | 6 | [8 empty] | 0
3B | 2500-2999 | <1940 | 7 | [8 empty] | 0
3B | 2500-2999 | <1940 | 8 | [8 empty] | 0
3B | 2500-2999 | <1940 | 9 | [8 empty] | 0
3B | 2500-2999 | <1940 | 10 | [8 empty] | 0
3B | 2500-2999 | 1940s | 1 | 14669.5162 | 12269.3539 | 5.5086 | 4.6073 | 3915.7852 | 1332.7154 | 1.4704 | 0.50046 | 8
3B | 2500-2999 | 1940s | 2 | 11984.739 | 8561.2898 | 4.5005 | 3.2149 | 4083.6891 | 3679.5375 | 1.5335 | 1.3817 | 7
3B | 2500-2999 | 1940s | 3 | 12220.5698 | 4663.8938 | 4.589 | 1.7514 | 2714.5897 | 2141.1959 | 1.0194 | 0.80405 | 5
3B | 2500-2999 | 1940s | 4 | 11644.6921 | 6329.2209 | 4.3728 | 2.3767 | 1476.5838 | 344.4874 | 0.55448 | 0.12936 | 3
3B | 2500-2999 | 1940s | 5 | 17175.1168 | 7288.453 | 6.4495 | 2.7369 | 6333.6827 | 367.2006 | 2.3784 | 0.13789 | 2
3B | 2500-2999 | 1940s | 6 | 39750.7114 |  | 14.927 |  | 4420.9454 |  | 1.6601 |  | 1
3B | 2500-2999 | 1940s | 7 | [8 empty] | 0
3B | 2500-2999 | 1940s | 8 | [8 empty] | 0
3B | 2500-2999 | 1940s | 9 | [8 empty] | 0
3B | 2500-2999 | 1940s | 10 | [8 empty] | 0
3B | 2500-2999 | 1950s | 1 | 10430.2087 | 2862.0679 | 3.9167 | 1.0748 | 2684.5462 | 1582.552 | 1.0081 | 0.59427 | 16
3B | 2500-2999 | 1950s | 2 | 15519.3573 | 7761.481 | 5.8278 | 2.9146 | 4368.5012 | 2619.4842 | 1.6404 | 0.98366 | 21
3B | 2500-2999 | 1950s | 3 | 15252.2051 | 7564.8571 | 5.7275 | 2.8407 | 3857.8439 | 2304.9491 | 1.4487 | 0.86555 | 17
3B | 2500-2999 | 1950s | 4 | 14058.7566 | 9296.2218 | 5.2793 | 3.4909 | 2757.1716 | 1785.4849 | 1.0354 | 0.67048 | 15
3B | 2500-2999 | 1950s | 5 | 15626.1302 | 6178.2567 | 5.8679 | 2.32 | 4596.4137 | 3310.1034 | 1.726 | 1.243 | 4
3B | 2500-2999 | 1950s | 6 | 9462.1073 | 1197.8236 | 3.5532 | 0.4498 | 1532.312 | 801.1244 | 0.57541 | 0.30084 | 4
3B | 2500-2999 | 1950s | 7 | [8 empty] | 0
3B | 2500-2999 | 1950s | 8 | [8 empty] | 0
3B | 2500-2999 | 1950s | 9 | [8 empty] | 0
3B | 2500-2999 | 1950s | 10 | [8 empty] | 0
3B | 2500-2999 | 1960s | 1 | 11670.4511 | 8506.0493 | 4.3824 | 3.1942 | 2961.7795 | 2098.9999 | 1.1122 | 0.78821 | 43
3B | 2500-2999 | 1960s | 2 | 12584.5353 | 5899.7725 | 4.7257 | 2.2155 | 3588.6325 | 2565.8981 | 1.3476 | 0.96354 | 61
3B | 2500-2999 | 1960s | 3 | 13832.675 | 6393.5866 | 5.1944 | 2.4009 | 3595.1123 | 2398.454 | 1.35 | 0.90066 | 39
3B | 2500-2999 | 1960s | 4 | 14908.905 | 7587.7446 | 5.5985 | 2.8493 | 3704.6101 | 2027.9493 | 1.3911 | 0.76153 | 36
3B | 2500-2999 | 1960s | 5 | 15469.8432 | 7357.3723 | 5.8092 | 2.7628 | 3718.7371 | 1963.3157 | 1.3964 | 0.73726 | 14
3B | 2500-2999 | 1960s | 6 | 15956.1417 | 3604.322 | 5.9918 | 1.3535 | 4825.1407 | 2945.446 | 1.8119 | 1.1061 | 4
3B | 2500-2999 | 1960s | 7 | [8 empty] | 0
3B | 2500-2999 | 1960s | 8 | [8 empty] | 0
3B | 2500-2999 | 1960s | 9 | [8 empty] | 0
3B | 2500-2999 | 1960s | 10 | [8 empty] | 0
3B | 2500-2999 | 1970s | 1 | 12984.9498 | 7310.5562 | 4.8761 | 2.7452 | 3772.4551 | 2350.3942 | 1.4166 | 0.88261 | 37
3B | 2500-2999 | 1970s | 2 | 13679.6726 | 8490.7296 | 5.1369 | 3.1884 | 3775.7162 | 2806.601 | 1.4178 | 1.0539 | 70
3B | 2500-2999 | 1970s | 3 | 13390.9276 | 6984.7018 | 5.0285 | 2.6229 | 2868.673 | 1835.132 | 1.0772 | 0.68912 | 38
3B | 2500-2999 | 1970s | 4 | 12757.7555 | 6136.4155 | 4.7907 | 2.3043 | 3448.706 | 2850.057 | 1.295 | 1.0702 | 47
3B | 2500-2999 | 1970s | 5 | 14375.8493 | 3209.6988 | 5.3984 | 1.2053 | 4206.381 | 2202.0524 | 1.5796 | 0.82691 | 10
3B | 2500-2999 | 1970s | 6 | 12174.4672 | 3813.1328 | 4.5717 | 1.4319 | 3587.3912 | 2550.986 | 1.3471 | 0.95794 | 6
3B | 2500-2999 | 1970s | 7 | 18730.4696 | 9937.1594 | 7.0336 | 3.7316 | 5510.1585 | 4798.9888 | 2.0692 | 1.8021 | 3
3B | 2500-2999 | 1970s | 8 | 12756.1902 | 3894.9009 | 4.7902 | 1.4626 | 3354.3642 | 2755.6218 | 1.2596 | 1.0348 | 4
3B | 2500-2999 | 1970s | 9 | [8 empty] | 0
3B | 2500-2999 | 1970s | 10 | 20113.8744 |  | 7.5531 |  | 8228.7103 |  | 3.09 |  | 1
3B | 2500-2999 | 1980s | 1 | 12285.1263 | 5864.2589 | 4.6133 | 2.2021 | 3357.8362 | 2184.3414 | 1.2609 | 0.82026 | 61
3B | 2500-2999 | 1980s | 2 | 13110.4723 | 6184.0118 | 4.9232 | 2.3222 | 3550.1451 | 2570.3563 | 1.3331 | 0.96521 | 88
3B | 2500-2999 | 1980s | 3 | 13216.1229 | 6108.2572 | 4.9629 | 2.2938 | 3709.351 | 2595.9931 | 1.3929 | 0.97484 | 55
3B | 2500-2999 | 1980s | 4 | 12523.8789 | 5250.6612 | 4.7029 | 1.9717 | 3684.8479 | 2642.4183 | 1.3837 | 0.99227 | 49
3B | 2500-2999 | 1980s | 5 | 14884.8727 | 5691.6185 | 5.5895 | 2.1373 | 4136.3471 | 2587.0537 | 1.5533 | 0.97148 | 37
3B | 2500-2999 | 1980s | 6 | 17629.7428 | 7961.2674 | 6.6203 | 2.9896 | 5204.8634 | 3981.1539 | 1.9545 | 1.495 | 8
3B | 2500-2999 | 1980s | 7 | 13913.4164 | 3253.5962 | 5.2247 | 1.2218 | 3475.5192 | 1345.8296 | 1.3051 | 0.50538 | 5
3B | 2500-2999 | 1980s | 8 | [8 empty] | 0
3B | 2500-2999 | 1980s | 9 | [8 empty] | 0
3B | 2500-2999 | 1980s | 10 | [8 empty] | 0
3B | 2500-2999 | 1990s | 1 | 10933.9184 | 4511.9873 | 4.1059 | 1.6943 | 3290.5758 | 1891.7856 | 1.2357 | 0.7104 | 72
3B | 2500-2999 | 1990s | 2 | 12600.2656 | 5142.5128 | 4.7316 | 1.9311 | 3573.8786 | 2242.6653 | 1.342 | 0.84216 | 102
3B | 2500-2999 | 1990s | 3 | 11940.4502 | 3732.9616 | 4.4838 | 1.4018 | 3290.9349 | 1834.0358 | 1.2358 | 0.68871 | 50
3B | 2500-2999 | 1990s | 4 | 14853.6703 | 8243.86 | 5.5778 | 3.0957 | 4153.4863 | 3309.5009 | 1.5597 | 1.2428 | 53
3B | 2500-2999 | 1990s | 5 | 14976.7024 | 5874.745 | 5.624 | 2.2061 | 4070.3744 | 2253.4271 | 1.5285 | 0.8462 | 24
3B | 2500-2999 | 1990s | 6 | 18126.1399 | 11265.6095 | 6.8067 | 4.2304 | 4457.5699 | 3903.1898 | 1.6739 | 1.4657 | 5
3B | 2500-2999 | 1990s | 7 | 20461.8537 |  | 7.6838 |  | 4162.4082 |  | 1.5631 |  | 1
3B | 2500-2999 | 1990s | 8 | [8 empty] | 0
3B | 2500-2999 | 1990s | 9 | 20786.44 |  | 7.8056 |  | 5947.6604 |  | 2.2334 |  | 1
3B | 2500-2999 | 1990s | 10 | 19115.8785 |  | 7.1783 |  | 3548.1463 |  | 1.3324 |  | 1
3B | 2500-2999 | 2000s | 1 | 10943.6157 | 4246.7625 | 4.1095 | 1.5947 | 2981.4291 | 1958.9457 | 1.1196 | 0.73562 | 135
3B | 2500-2999 | 2000s | 2 | 11565.4399 | 4518.2167 | 4.343 | 1.6967 | 2976.4279 | 1817.4768 | 1.1177 | 0.68249 | 210
3B | 2500-2999 | 2000s | 3 | 12918.4526 | 4991.308 | 4.8511 | 1.8743 | 2936.1216 | 1712.1352 | 1.1026 | 0.64293 | 91
3B | 2500-2999 | 2000s | 4 | 12873.9703 | 4022.3124 | 4.8344 | 1.5104 | 3191.1596 | 1569.3368 | 1.1983 | 0.58931 | 83
3B | 2500-2999 | 2000s | 5 | 14333.0384 | 4745.0153 | 5.3823 | 1.7818 | 3416.7936 | 1879.3055 | 1.2831 | 0.70571 | 38
3B | 2500-2999 | 2000s | 6 | 14381.4292 | 6396.4941 | 5.4005 | 2.402 | 2883.9347 | 1679.0476 | 1.083 | 0.63051 | 16
3B | 2500-2999 | 2000s | 7 | 15721.3716 | 4532.0035 | 5.9036 | 1.7018 | 3359.4133 | 1284.5145 | 1.2615 | 0.48236 | 4
3B | 2500-2999 | 2000s | 8 | 11200.8072 | 4327.1384 | 4.2061 | 1.6249 | 3111.2484 | 1426.5606 | 1.1683 | 0.5357 | 4
3B | 2500-2999 | 2000s | 9 | [8 empty] | 0
3B | 2500-2999 | 2000s | 10 | 24232.7766 |  | 9.0998 |  | 5335.6139 |  | 2.0036 |  | 1
3B | 2500-2999 | 2010s | 1 | 11058.0433 | 4334.0292 | 4.1525 | 1.6275 | 2462.9587 | 1161.6606 | 0.92488 | 0.43622 | 17
3B | 2500-2999 | 2010s | 2 | 12739.1809 | 4589.9528 | 4.7838 | 1.7236 | 2887.7955 | 1879.1465 | 1.0844 | 0.70565 | 21
3B | 2500-2999 | 2010s | 3 | 11417.1444 | 3773.2999 | 4.2873 | 1.4169 | 2424.4636 | 927.9226 | 0.91043 | 0.34845 | 14
3B | 2500-2999 | 2010s | 4 | 13376.0328 | 4003.497 | 5.0229 | 1.5034 | 3898.2913 | 2497.1221 | 1.4639 | 0.93771 | 16
3B | 2500-2999 | 2010s | 5 | 13915.79 | 4104.6827 | 5.2256 | 1.5414 | 3182.6733 | 1190.0086 | 1.1951 | 0.44687 | 5
3B | 2500-2999 | 2010s | 6 | 24633.2172 | 6566.7361 | 9.2502 | 2.4659 | 5267.22 | 1736.1 | 1.9779 | 0.65193 | 4
3B | 2500-2999 | 2010s | 7 | [8 empty] | 0
3B | 2500-2999 | 2010s | 8 | [8 empty] | 0
3B | 2500-2999 | 2010s | 9 | [8 empty] | 0
3B | 2500-2999 | 2010s | 10 | [8 empty] | 0
3B | 3000-3999 | <1940 | 1 | 13589.1904 | 6538.5521 | 4.1167 | 1.9808 | 3932.9866 | 2534.8858 | 1.1915 | 0.76791 | 5
3B | 3000-3999 | <1940 | 2 | 15310.7602 | 7111.612 | 4.6382 | 2.1544 | 4344.7624 | 3360.2336 | 1.3162 | 1.0179 | 9
3B | 3000-3999 | <1940 | 3 | 27139.8728 | 31656.5658 | 8.2217 | 9.59 | 2265.4875 | 2389.2852 | 0.6863 | 0.72381 | 2
3B | 3000-3999 | <1940 | 4 | 11362.1018 |  | 3.442 |  | 3213.9568 |  | 0.97363 |  | 1
3B | 3000-3999 | <1940 | 5 | 7352.0186 |  | 2.2272 |  | 1540.4191 |  | 0.46665 |  | 1
3B | 3000-3999 | <1940 | 6 | [8 empty] | 0
3B | 3000-3999 | <1940 | 7 | [8 empty] | 0
3B | 3000-3999 | <1940 | 8 | [8 empty] | 0
3B | 3000-3999 | <1940 | 9 | [8 empty] | 0
3B | 3000-3999 | <1940 | 10 | [8 empty] | 0
3B | 3000-3999 | 1940s | 1 | 25802.3612 | 4944.2669 | 7.8165 | 1.4978 | 6801.7324 | 4177.9572 | 2.0605 | 1.2657 | 3
3B | 3000-3999 | 1940s | 2 | 18090.0653 | 15147.7137 | 5.4802 | 4.5888 | 4319.6766 | 2342.1302 | 1.3086 | 0.70952 | 5
3B | 3000-3999 | 1940s | 3 | 10069.1146 | 5316.3715 | 3.0503 | 1.6105 | 2985.1342 | 2973.444 | 0.90431 | 0.90077 | 4
3B | 3000-3999 | 1940s | 4 | [8 empty] | 0
3B | 3000-3999 | 1940s | 5 | 34726.2177 | 19456.329 | 10.5199 | 5.8941 | 4652.3638 | 4216.2305 | 1.4094 | 1.2773 | 2
3B | 3000-3999 | 1940s | 6 | [8 empty] | 0
3B | 3000-3999 | 1940s | 7 | [8 empty] | 0
3B | 3000-3999 | 1940s | 8 | [8 empty] | 0
3B | 3000-3999 | 1940s | 9 | [8 empty] | 0
3B | 3000-3999 | 1940s | 10 | [8 empty] | 0
3B | 3000-3999 | 1950s | 1 | 20010.4677 | 10626.6808 | 6.0619 | 3.2192 | 5832.3941 | 3432.3426 | 1.7669 | 1.0398 | 16
3B | 3000-3999 | 1950s | 2 | 14919.7227 | 9044.5769 | 4.5198 | 2.74 | 4659.2268 | 2521.8011 | 1.4115 | 0.76395 | 17
3B | 3000-3999 | 1950s | 3 | 17750.5841 | 8969.9919 | 5.3773 | 2.7174 | 5363.3724 | 5052.0303 | 1.6248 | 1.5305 | 16
3B | 3000-3999 | 1950s | 4 | 18717.5628 | 5141.867 | 5.6703 | 1.5577 | 5601.7834 | 2777.4039 | 1.697 | 0.84138 | 3
3B | 3000-3999 | 1950s | 5 | 22431.352 | 17153.6002 | 6.7953 | 5.1965 | 5153.9547 | 3513.153 | 1.5613 | 1.0643 | 5
3B | 3000-3999 | 1950s | 6 | 20505.9848 | 2005.3737 | 6.2121 | 0.6075 | 5905.6227 | 2122.9311 | 1.789 | 0.64312 | 2
3B | 3000-3999 | 1950s | 7 | 45182.3122 |  | 13.6875 |  | 6881.647 |  | 2.0847 |  | 1
3B | 3000-3999 | 1950s | 8 | [8 empty] | 0
3B | 3000-3999 | 1950s | 9 | [8 empty] | 0
3B | 3000-3999 | 1950s | 10 | [8 empty] | 0
3B | 3000-3999 | 1960s | 1 | 14490.4668 | 6181.009 | 4.3897 | 1.8725 | 4250.9238 | 3078.0422 | 1.2878 | 0.93246 | 23
3B | 3000-3999 | 1960s | 2 | 17662.6014 | 10893.2888 | 5.3507 | 3.3 | 4453.2488 | 2876.1879 | 1.3491 | 0.87131 | 36
3B | 3000-3999 | 1960s | 3 | 13539.6212 | 7793.0684 | 4.1017 | 2.3608 | 3959.3492 | 3910.1055 | 1.1994 | 1.1845 | 18
3B | 3000-3999 | 1960s | 4 | 18598.2466 | 10967.9791 | 5.6341 | 3.3226 | 4945.2856 | 4689.8037 | 1.4981 | 1.4207 | 14
3B | 3000-3999 | 1960s | 5 | 17047.7763 | 8128.0045 | 5.1644 | 2.4623 | 3643.8461 | 2011.8986 | 1.1039 | 0.60948 | 13
3B | 3000-3999 | 1960s | 6 | 11224.1621 | 9120.2833 | 3.4002 | 2.7629 | 991.5055 | 445.5325 | 0.30037 | 0.13497 | 3
3B | 3000-3999 | 1960s | 7 | 28647.8957 |  | 8.6786 |  | 3883.7343 |  | 1.1765 |  | 1
3B | 3000-3999 | 1960s | 8 | 40339.3167 |  | 12.2203 |  | 11746.2667 |  | 3.5584 |  | 1
3B | 3000-3999 | 1960s | 9 | [8 empty] | 0
3B | 3000-3999 | 1960s | 10 | [8 empty] | 0
3B | 3000-3999 | 1970s | 1 | 15889.1442 | 6934.6593 | 4.8134 | 2.1008 | 4403.1844 | 3150.8224 | 1.3339 | 0.95451 | 22
3B | 3000-3999 | 1970s | 2 | 15489.4746 | 10134.8408 | 4.6924 | 3.0702 | 3902.81 | 2376.7806 | 1.1823 | 0.72002 | 42
3B | 3000-3999 | 1970s | 3 | 16479.9647 | 9076.3188 | 4.9924 | 2.7496 | 5557.7318 | 5436.4698 | 1.6837 | 1.6469 | 19
3B | 3000-3999 | 1970s | 4 | 15160.0704 | 7105.5775 | 4.5926 | 2.1526 | 3755.3761 | 3646.6714 | 1.1376 | 1.1047 | 17
3B | 3000-3999 | 1970s | 5 | 23862.8538 | 10700.6021 | 7.229 | 3.2416 | 5750.8553 | 3883.5168 | 1.7422 | 1.1765 | 11
3B | 3000-3999 | 1970s | 6 | 16506.5669 | 10212.5237 | 5.0005 | 3.0938 | 4181.839 | 2642.8423 | 1.2668 | 0.80062 | 9
3B | 3000-3999 | 1970s | 7 | 16561.8048 |  | 5.0172 |  | 4412.5028 |  | 1.3367 |  | 1
3B | 3000-3999 | 1970s | 8 | [8 empty] | 0
3B | 3000-3999 | 1970s | 9 | [8 empty] | 0
3B | 3000-3999 | 1970s | 10 | [8 empty] | 0
3B | 3000-3999 | 1980s | 1 | 11673.4322 | 6304.0372 | 3.5363 | 1.9097 | 3051.7559 | 1881.5024 | 0.92449 | 0.56998 | 55
3B | 3000-3999 | 1980s | 2 | 13458.7977 | 6164.8128 | 4.0772 | 1.8676 | 3792.4578 | 2479.5187 | 1.1489 | 0.75114 | 93
3B | 3000-3999 | 1980s | 3 | 15090.6116 | 6996.3249 | 4.5715 | 2.1195 | 4361.7807 | 3391.736 | 1.3214 | 1.0275 | 58
3B | 3000-3999 | 1980s | 4 | 16883.7332 | 9387.3406 | 5.1147 | 2.8438 | 4287.5853 | 3792.7109 | 1.2989 | 1.149 | 41
3B | 3000-3999 | 1980s | 5 | 17018.3067 | 8348.6737 | 5.1555 | 2.5291 | 4077.7974 | 2203.0883 | 1.2353 | 0.6674 | 16
3B | 3000-3999 | 1980s | 6 | 12122.8453 | 2766.8595 | 3.6725 | 0.83819 | 2461.0731 | 1147.9248 | 0.74555 | 0.34775 | 11
3B | 3000-3999 | 1980s | 7 | 20702.8646 | 8312.5531 | 6.2717 | 2.5182 | 5240.2837 | 3209.9095 | 1.5875 | 0.97241 | 5
3B | 3000-3999 | 1980s | 8 | [8 empty] | 0
3B | 3000-3999 | 1980s | 9 | [8 empty] | 0
3B | 3000-3999 | 1980s | 10 | [8 empty] | 0
3B | 3000-3999 | 1990s | 1 | 14404.7953 | 7167.9685 | 4.3638 | 2.1715 | 5000.7122 | 3353.508 | 1.5149 | 1.0159 | 60
3B | 3000-3999 | 1990s | 2 | 13046.218 | 5788.4843 | 3.9522 | 1.7536 | 3922.5417 | 2855.7009 | 1.1883 | 0.8651 | 95
3B | 3000-3999 | 1990s | 3 | 15026.4348 | 6845.474 | 4.5521 | 2.0738 | 3981.1202 | 2544.5769 | 1.206 | 0.77085 | 52
3B | 3000-3999 | 1990s | 4 | 13922.7911 | 5654.2821 | 4.2177 | 1.7129 | 3664.1871 | 2442.467 | 1.11 | 0.73992 | 41
3B | 3000-3999 | 1990s | 5 | 12725.9839 | 4699.3091 | 3.8552 | 1.4236 | 3050.2592 | 2170.327 | 0.92404 | 0.65748 | 23
3B | 3000-3999 | 1990s | 6 | 17879.9373 | 8849.6384 | 5.4165 | 2.6809 | 3672.8152 | 1095.085 | 1.1126 | 0.33174 | 9
3B | 3000-3999 | 1990s | 7 | 12555.7597 | 2999.8798 | 3.8036 | 0.90878 | 2374.8734 | 2254.3188 | 0.71944 | 0.68292 | 4
3B | 3000-3999 | 1990s | 8 | [8 empty] | 0
3B | 3000-3999 | 1990s | 9 | 14622.7157 |  | 4.4298 |  | 2343.4115 |  | 0.70991 |  | 1
3B | 3000-3999 | 1990s | 10 | [8 empty] | 0
3B | 3000-3999 | 2000s | 1 | 12055.4804 | 5674.9142 | 3.6521 | 1.7192 | 3129.3951 | 2073.5677 | 0.94801 | 0.62816 | 116
3B | 3000-3999 | 2000s | 2 | 12161.601 | 4241.3469 | 3.6842 | 1.2849 | 3210.4656 | 1749.1182 | 0.97257 | 0.52988 | 218
3B | 3000-3999 | 2000s | 3 | 13000.7396 | 4813.888 | 3.9384 | 1.4583 | 3341.6029 | 1990.619 | 1.0123 | 0.60304 | 120
3B | 3000-3999 | 2000s | 4 | 13791.9695 | 4970.5249 | 4.1781 | 1.5058 | 3393.5228 | 1871.0373 | 1.028 | 0.56681 | 87
3B | 3000-3999 | 2000s | 5 | 15840.5902 | 5735.7531 | 4.7987 | 1.7376 | 3784.9594 | 1785.2745 | 1.1466 | 0.54083 | 50
3B | 3000-3999 | 2000s | 6 | 14158.4546 | 5112.8985 | 4.2891 | 1.5489 | 3847.8684 | 1654.4631 | 1.1657 | 0.5012 | 23
3B | 3000-3999 | 2000s | 7 | 17039.0815 | 6805.1209 | 5.1618 | 2.0615 | 3730.0805 | 2196.6716 | 1.13 | 0.66546 | 13
3B | 3000-3999 | 2000s | 8 | [8 empty] | 0
3B | 3000-3999 | 2000s | 9 | [8 empty] | 0
3B | 3000-3999 | 2000s | 10 | [8 empty] | 0
3B | 3000-3999 | 2010s | 1 | 11216.5007 | 3461.6509 | 3.3979 | 1.0487 | 3326.0903 | 1376.2307 | 1.0076 | 0.41691 | 22
3B | 3000-3999 | 2010s | 2 | 13695.68 | 6064.1365 | 4.1489 | 1.8371 | 3724.7248 | 1963.0035 | 1.1284 | 0.59467 | 45
3B | 3000-3999 | 2010s | 3 | 13310.8235 | 3984.4453 | 4.0324 | 1.207 | 2858.9401 | 1398.7127 | 0.86608 | 0.42372 | 20
3B | 3000-3999 | 2010s | 4 | 15028.0016 | 5149.7064 | 4.5526 | 1.56 | 3125.0362 | 1077.3422 | 0.94669 | 0.32637 | 19
3B | 3000-3999 | 2010s | 5 | 10941.4429 | 7647.8431 | 3.3146 | 2.3168 | 2405.032 | 1173.021 | 0.72858 | 0.35535 | 7
3B | 3000-3999 | 2010s | 6 | 17401.6725 | 2757.4255 | 5.2716 | 0.83533 | 3821.6397 | 901.9365 | 1.1577 | 0.27323 | 5
3B | 3000-3999 | 2010s | 7 | 16941.2961 |  | 5.1322 |  | 4411.871 |  | 1.3365 |  | 1
3B | 3000-3999 | 2010s | 8 | [8 empty] | 0
3B | 3000-3999 | 2010s | 9 | [8 empty] | 0
3B | 3000-3999 | 2010s | 10 | [8 empty] | 0
3C | 500-749 | <1940 | 1 | [8 empty] | 0
3C | 500-749 | <1940 | 2 | [8 empty] | 0
3C | 500-749 | <1940 | 3 | [8 empty] | 0
3C | 500-749 | <1940 | 4 | [8 empty] | 0
3C | 500-749 | <1940 | 5 | [8 empty] | 0
3C | 500-749 | <1940 | 6 | [8 empty] | 0
3C | 500-749 | <1940 | 7 | [8 empty] | 0
3C | 500-749 | <1940 | 8 | [8 empty] | 0
3C | 500-749 | <1940 | 9 | [8 empty] | 0
3C | 500-749 | <1940 | 10 | [8 empty] | 0
3C | 500-749 | 1940s | 1 | [8 empty] | 0
3C | 500-749 | 1940s | 2 | [8 empty] | 0
3C | 500-749 | 1940s | 3 | [8 empty] | 0
3C | 500-749 | 1940s | 4 | [8 empty] | 0
3C | 500-749 | 1940s | 5 | [8 empty] | 0
3C | 500-749 | 1940s | 6 | [8 empty] | 0
3C | 500-749 | 1940s | 7 | [8 empty] | 0
3C | 500-749 | 1940s | 8 | [8 empty] | 0
3C | 500-749 | 1940s | 9 | [8 empty] | 0
3C | 500-749 | 1940s | 10 | [8 empty] | 0
3C | 500-749 | 1950s | 1 | 7767.4795 | 573.6954 | 12.2709 | 0.90631 | 932.5672 | 107.5563 | 1.4732 | 0.16992 | 2
3C | 500-749 | 1950s | 2 | 5622.0098 | 1346.1142 | 8.8815 | 2.1266 | 1050.7291 | 427.1344 | 1.6599 | 0.67478 | 3
3C | 500-749 | 1950s | 3 | [8 empty] | 0
3C | 500-749 | 1950s | 4 | [8 empty] | 0
3C | 500-749 | 1950s | 5 | [8 empty] | 0
3C | 500-749 | 1950s | 6 | [8 empty] | 0
3C | 500-749 | 1950s | 7 | [8 empty] | 0
3C | 500-749 | 1950s | 8 | [8 empty] | 0
3C | 500-749 | 1950s | 9 | [8 empty] | 0
3C | 500-749 | 1950s | 10 | [8 empty] | 0
3C | 500-749 | 1960s | 1 | [8 empty] | 0
3C | 500-749 | 1960s | 2 | 5534.7715 |  | 8.7437 |  | 666.8691 |  | 1.0535 |  | 1
3C | 500-749 | 1960s | 3 | [8 empty] | 0
3C | 500-749 | 1960s | 4 | [8 empty] | 0
3C | 500-749 | 1960s | 5 | [8 empty] | 0
3C | 500-749 | 1960s | 6 | [8 empty] | 0
3C | 500-749 | 1960s | 7 | [8 empty] | 0
3C | 500-749 | 1960s | 8 | [8 empty] | 0
3C | 500-749 | 1960s | 9 | [8 empty] | 0
3C | 500-749 | 1960s | 10 | [8 empty] | 0
3C | 500-749 | 1970s | 1 | 6551.9071 |  | 10.3506 |  | 1687.3308 |  | 2.6656 |  | 1
3C | 500-749 | 1970s | 2 | [8 empty] | 0
3C | 500-749 | 1970s | 3 | [8 empty] | 0
3C | 500-749 | 1970s | 4 | [8 empty] | 0
3C | 500-749 | 1970s | 5 | [8 empty] | 0
3C | 500-749 | 1970s | 6 | [8 empty] | 0
3C | 500-749 | 1970s | 7 | [8 empty] | 0
3C | 500-749 | 1970s | 8 | [8 empty] | 0
3C | 500-749 | 1970s | 9 | [8 empty] | 0
3C | 500-749 | 1970s | 10 | [8 empty] | 0
3C | 500-749 | 1980s | 1 | 7213.0953 |  | 11.3951 |  | 3011.4239 |  | 4.7574 |  | 1
3C | 500-749 | 1980s | 2 | [8 empty] | 0
3C | 500-749 | 1980s | 3 | 6609.4621 |  | 10.4415 |  | 1841.3 |  | 2.9088 |  | 1
3C | 500-749 | 1980s | 4 | [8 empty] | 0
3C | 500-749 | 1980s | 5 | [8 empty] | 0
3C | 500-749 | 1980s | 6 | [8 empty] | 0
3C | 500-749 | 1980s | 7 | [8 empty] | 0
3C | 500-749 | 1980s | 8 | [8 empty] | 0
3C | 500-749 | 1980s | 9 | [8 empty] | 0
3C | 500-749 | 1980s | 10 | [8 empty] | 0
3C | 500-749 | 1990s | 1 | [8 empty] | 0
3C | 500-749 | 1990s | 2 | [8 empty] | 0
3C | 500-749 | 1990s | 3 | [8 empty] | 0
3C | 500-749 | 1990s | 4 | [8 empty] | 0
3C | 500-749 | 1990s | 5 | [8 empty] | 0
3C | 500-749 | 1990s | 6 | [8 empty] | 0
3C | 500-749 | 1990s | 7 | [8 empty] | 0
3C | 500-749 | 1990s | 8 | [8 empty] | 0
3C | 500-749 | 1990s | 9 | [8 empty] | 0
3C | 500-749 | 1990s | 10 | [8 empty] | 0
3C | 500-749 | 2000s | 1 | 7315.7808 | 1367.7864 | 11.5573 | 2.1608 | 1088.2106 | 67.1768 | 1.7191 | 0.10612 | 2
3C | 500-749 | 2000s | 2 | [8 empty] | 0
3C | 500-749 | 2000s | 3 | [8 empty] | 0
3C | 500-749 | 2000s | 4 | [8 empty] | 0
3C | 500-749 | 2000s | 5 | [8 empty] | 0
3C | 500-749 | 2000s | 6 | [8 empty] | 0
3C | 500-749 | 2000s | 7 | [8 empty] | 0
3C | 500-749 | 2000s | 8 | [8 empty] | 0
3C | 500-749 | 2000s | 9 | [8 empty] | 0
3C | 500-749 | 2000s | 10 | [8 empty] | 0
3C | 500-749 | 2010s | 1 | 7194.8224 | 234.0966 | 11.3662 | 0.36982 | 1086.7906 | 382.2415 | 1.7169 | 0.60386 | 2
3C | 500-749 | 2010s | 2 | 10712.7453 |  | 16.9238 |  | 1645.0957 |  | 2.5989 |  | 1
3C | 500-749 | 2010s | 3 | [8 empty] | 0
3C | 500-749 | 2010s | 4 | 10534.5991 |  | 16.6423 |  | 1711.3403 |  | 2.7035 |  | 1
3C | 500-749 | 2010s | 5 | [8 empty] | 0
3C | 500-749 | 2010s | 6 | [8 empty] | 0
3C | 500-749 | 2010s | 7 | [8 empty] | 0
3C | 500-749 | 2010s | 8 | [8 empty] | 0
3C | 500-749 | 2010s | 9 | [8 empty] | 0
3C | 500-749 | 2010s | 10 | [8 empty] | 0
3C | 750-999 | <1940 | 1 | 5750.9814 | 1574.7961 | 6.4983 | 1.7794 | 2115.9132 | 1213.142 | 2.3909 | 1.3708 | 2
3C | 750-999 | <1940 | 2 | 6034.568 | 2666.102 | 6.8187 | 3.0125 | 1484.075 | 920.8436 | 1.6769 | 1.0405 | 2
3C | 750-999 | <1940 | 3 | 9581.5555 | 5308.009 | 10.8266 | 5.9978 | 2834.1642 | 1606.5867 | 3.2024 | 1.8154 | 2
3C | 750-999 | <1940 | 4 | [8 empty] | 0
3C | 750-999 | <1940 | 5 | [8 empty] | 0
3C | 750-999 | <1940 | 6 | [8 empty] | 0
3C | 750-999 | <1940 | 7 | [8 empty] | 0
3C | 750-999 | <1940 | 8 | [8 empty] | 0
3C | 750-999 | <1940 | 9 | [8 empty] | 0
3C | 750-999 | <1940 | 10 | [8 empty] | 0
3C | 750-999 | 1940s | 1 | 6615.1573 | 1587.7773 | 7.4748 | 1.7941 | 860.3277 | 784.6981 | 0.97212 | 0.88666 | 4
3C | 750-999 | 1940s | 2 | 3352.5481 |  | 3.7882 |  | 468.6813 |  | 0.52958 |  | 1
3C | 750-999 | 1940s | 3 | [8 empty] | 0
3C | 750-999 | 1940s | 4 | [8 empty] | 0
3C | 750-999 | 1940s | 5 | [8 empty] | 0
3C | 750-999 | 1940s | 6 | [8 empty] | 0
3C | 750-999 | 1940s | 7 | [8 empty] | 0
3C | 750-999 | 1940s | 8 | [8 empty] | 0
3C | 750-999 | 1940s | 9 | [8 empty] | 0
3C | 750-999 | 1940s | 10 | [8 empty] | 0
3C | 750-999 | 1950s | 1 | 5791.6636 | 1357.9024 | 6.5443 | 1.5344 | 1878.1041 | 888.97 | 2.1222 | 1.0045 | 8
3C | 750-999 | 1950s | 2 | 6187.1641 | 1799.3119 | 6.9911 | 2.0331 | 1020.0669 | 549.1966 | 1.1526 | 0.62056 | 9
3C | 750-999 | 1950s | 3 | 5835.469 | 1708.7113 | 6.5938 | 1.9307 | 1447.3767 | 1241.0887 | 1.6355 | 1.4024 | 4
3C | 750-999 | 1950s | 4 | 9427.6534 | 1343.699 | 10.6527 | 1.5183 | 1875.8444 | 171.5261 | 2.1196 | 0.19381 | 2
3C | 750-999 | 1950s | 5 | [8 empty] | 0
3C | 750-999 | 1950s | 6 | 14084.456 |  | 15.9146 |  | 1933.4157 |  | 2.1847 |  | 1
3C | 750-999 | 1950s | 7 | [8 empty] | 0
3C | 750-999 | 1950s | 8 | [8 empty] | 0
3C | 750-999 | 1950s | 9 | [8 empty] | 0
3C | 750-999 | 1950s | 10 | [8 empty] | 0
3C | 750-999 | 1960s | 1 | 6207.1908 | 1616.9068 | 7.0138 | 1.827 | 1627.6572 | 162.6965 | 1.8392 | 0.18384 | 2
3C | 750-999 | 1960s | 2 | 6996.1146 | 2661.381 | 7.9052 | 3.0072 | 1549.2851 | 1046.5967 | 1.7506 | 1.1826 | 4
3C | 750-999 | 1960s | 3 | [8 empty] | 0
3C | 750-999 | 1960s | 4 | 10814.5527 | 1404.9838 | 12.2198 | 1.5876 | 2912.1376 | 257.5442 | 3.2906 | 0.29101 | 2
3C | 750-999 | 1960s | 5 | 11514.0054 |  | 13.0102 |  | 2174.9969 |  | 2.4576 |  | 1
3C | 750-999 | 1960s | 6 | [8 empty] | 0
3C | 750-999 | 1960s | 7 | [8 empty] | 0
3C | 750-999 | 1960s | 8 | [8 empty] | 0
3C | 750-999 | 1960s | 9 | [8 empty] | 0
3C | 750-999 | 1960s | 10 | [8 empty] | 0
3C | 750-999 | 1970s | 1 | 4998.4178 | 814.0709 | 5.6479 | 0.91985 | 565.9396 | 112.292 | 0.63948 | 0.12688 | 3
3C | 750-999 | 1970s | 2 | 6972.2297 | 2697.4418 | 7.8782 | 3.048 | 1192.7506 | 505.952 | 1.3477 | 0.5717 | 4
3C | 750-999 | 1970s | 3 | 10612.8729 | 4419.8604 | 11.9919 | 4.9942 | 1895.0678 | 1456.3972 | 2.1413 | 1.6456 | 3
3C | 750-999 | 1970s | 4 | 7540.6421 |  | 8.5205 |  | 1800.2779 |  | 2.0342 |  | 1
3C | 750-999 | 1970s | 5 | 8970.206 | 6261.0462 | 10.1358 | 7.0746 | 770.3466 | 557.5047 | 0.87045 | 0.62995 | 2
3C | 750-999 | 1970s | 6 | [8 empty] | 0
3C | 750-999 | 1970s | 7 | [8 empty] | 0
3C | 750-999 | 1970s | 8 | [8 empty] | 0
3C | 750-999 | 1970s | 9 | [8 empty] | 0
3C | 750-999 | 1970s | 10 | [8 empty] | 0
3C | 750-999 | 1980s | 1 | [8 empty] | 0
3C | 750-999 | 1980s | 2 | 6264.9774 |  | 7.0791 |  | 1275.1289 |  | 1.4408 |  | 1
3C | 750-999 | 1980s | 3 | [8 empty] | 0
3C | 750-999 | 1980s | 4 | [8 empty] | 0
3C | 750-999 | 1980s | 5 | [8 empty] | 0
3C | 750-999 | 1980s | 6 | [8 empty] | 0
3C | 750-999 | 1980s | 7 | [8 empty] | 0
3C | 750-999 | 1980s | 8 | [8 empty] | 0
3C | 750-999 | 1980s | 9 | [8 empty] | 0
3C | 750-999 | 1980s | 10 | [8 empty] | 0
3C | 750-999 | 1990s | 1 | 8464.7528 |  | 9.5647 |  | 1934.1181 |  | 2.1854 |  | 1
3C | 750-999 | 1990s | 2 | 4940.3648 | 1475.5142 | 5.5823 | 1.6672 | 1059.1714 | 185.924 | 1.1968 | 0.21008 | 2
3C | 750-999 | 1990s | 3 | 4495.6909 |  | 5.0799 |  | 889.0884 |  | 1.0046 |  | 1
3C | 750-999 | 1990s | 4 | [8 empty] | 0
3C | 750-999 | 1990s | 5 | [8 empty] | 0
3C | 750-999 | 1990s | 6 | [8 empty] | 0
3C | 750-999 | 1990s | 7 | [8 empty] | 0
3C | 750-999 | 1990s | 8 | [8 empty] | 0
3C | 750-999 | 1990s | 9 | [8 empty] | 0
3C | 750-999 | 1990s | 10 | [8 empty] | 0
3C | 750-999 | 2000s | 1 | 4615.8328 |  | 5.2156 |  | 1289.6211 |  | 1.4572 |  | 1
3C | 750-999 | 2000s | 2 | [8 empty] | 0
3C | 750-999 | 2000s | 3 | 10913.196 |  | 12.3313 |  | 2167.9988 |  | 2.4497 |  | 1
3C | 750-999 | 2000s | 4 | [8 empty] | 0
3C | 750-999 | 2000s | 5 | [8 empty] | 0
3C | 750-999 | 2000s | 6 | [8 empty] | 0
3C | 750-999 | 2000s | 7 | [8 empty] | 0
3C | 750-999 | 2000s | 8 | [8 empty] | 0
3C | 750-999 | 2000s | 9 | [8 empty] | 0
3C | 750-999 | 2000s | 10 | [8 empty] | 0
3C | 750-999 | 2010s | 1 | 6100.2127 |  | 6.8929 |  | 1043.2099 |  | 1.1788 |  | 1
3C | 750-999 | 2010s | 2 | [8 empty] | 0
3C | 750-999 | 2010s | 3 | [8 empty] | 0
3C | 750-999 | 2010s | 4 | [8 empty] | 0
3C | 750-999 | 2010s | 5 | [8 empty] | 0
3C | 750-999 | 2010s | 6 | [8 empty] | 0
3C | 750-999 | 2010s | 7 | [8 empty] | 0
3C | 750-999 | 2010s | 8 | [8 empty] | 0
3C | 750-999 | 2010s | 9 | [8 empty] | 0
3C | 750-999 | 2010s | 10 | [8 empty] | 0
3C | 1000-1499 | <1940 | 1 | 7761.1426 | 2246.4596 | 6.3616 | 1.8414 | 1412.4517 | 763.7438 | 1.1577 | 0.62602 | 5
3C | 1000-1499 | <1940 | 2 | 7503.5093 | 1966.8982 | 6.1504 | 1.6122 | 1371.4095 | 683.206 | 1.1241 | 0.56 | 6
3C | 1000-1499 | <1940 | 3 | 7034.6024 | 1964.4973 | 5.7661 | 1.6102 | 1142.8385 | 562.9288 | 0.93675 | 0.46142 | 4
3C | 1000-1499 | <1940 | 4 | 6225.5356 | 471.7306 | 5.1029 | 0.38666 | 996.707 | 717.1805 | 0.81697 | 0.58785 | 2
3C | 1000-1499 | <1940 | 5 | [8 empty] | 0
3C | 1000-1499 | <1940 | 6 | [8 empty] | 0
3C | 1000-1499 | <1940 | 7 | [8 empty] | 0
3C | 1000-1499 | <1940 | 8 | [8 empty] | 0
3C | 1000-1499 | <1940 | 9 | [8 empty] | 0
3C | 1000-1499 | <1940 | 10 | [8 empty] | 0
3C | 1000-1499 | 1940s | 1 | 5784.2552 | 1157.3751 | 4.7412 | 0.94867 | 842.1523 | 361.228 | 0.69029 | 0.29609 | 8
3C | 1000-1499 | 1940s | 2 | 6187.3467 | 2064.6099 | 5.0716 | 1.6923 | 1571.2759 | 732.0927 | 1.2879 | 0.60008 | 5
3C | 1000-1499 | 1940s | 3 | 8434.1664 | 961.7235 | 6.9133 | 0.7883 | 2449.5258 | 770.1365 | 2.0078 | 0.63126 | 3
3C | 1000-1499 | 1940s | 4 | 7928.3909 | 1905.4524 | 6.4987 | 1.5618 | 965.2814 | 220.2202 | 0.79121 | 0.18051 | 4
3C | 1000-1499 | 1940s | 5 | [8 empty] | 0
3C | 1000-1499 | 1940s | 6 | [8 empty] | 0
3C | 1000-1499 | 1940s | 7 | [8 empty] | 0
3C | 1000-1499 | 1940s | 8 | [8 empty] | 0
3C | 1000-1499 | 1940s | 9 | [8 empty] | 0
3C | 1000-1499 | 1940s | 10 | [8 empty] | 0
3C | 1000-1499 | 1950s | 1 | 6945.3364 | 2866.1145 | 5.6929 | 2.3493 | 1340.3487 | 905.5974 | 1.0986 | 0.74229 | 21
3C | 1000-1499 | 1950s | 2 | 8559.5817 | 3373.6761 | 7.0161 | 2.7653 | 1631.2565 | 1513.7368 | 1.3371 | 1.2408 | 17
3C | 1000-1499 | 1950s | 3 | 7257.1145 | 2390.1471 | 5.9485 | 1.9591 | 1361.2159 | 589.8294 | 1.1158 | 0.48347 | 7
3C | 1000-1499 | 1950s | 4 | 11568.9414 | 4284.1526 | 9.4827 | 3.5116 | 2859.0066 | 862.2525 | 2.3434 | 0.70676 | 2
3C | 1000-1499 | 1950s | 5 | 10256.2582 |  | 8.4068 |  | 4126.9106 |  | 3.3827 |  | 1
3C | 1000-1499 | 1950s | 6 | 14320.2661 | 4638.4137 | 11.7379 | 3.802 | 2108.6579 | 910.0915 | 1.7284 | 0.74598 | 2
3C | 1000-1499 | 1950s | 7 | [8 empty] | 0
3C | 1000-1499 | 1950s | 8 | [8 empty] | 0
3C | 1000-1499 | 1950s | 9 | [8 empty] | 0
3C | 1000-1499 | 1950s | 10 | [8 empty] | 0
3C | 1000-1499 | 1960s | 1 | 6658.9726 | 2406.3734 | 5.4582 | 1.9724 | 1593.758 | 756.9546 | 1.3064 | 0.62045 | 15
3C | 1000-1499 | 1960s | 2 | 7024.4153 | 2768.4791 | 5.7577 | 2.2692 | 1298.6789 | 771.6367 | 1.0645 | 0.63249 | 19
3C | 1000-1499 | 1960s | 3 | 8382.2155 | 2321.1526 | 6.8707 | 1.9026 | 1743.5083 | 827.6993 | 1.4291 | 0.67844 | 10
3C | 1000-1499 | 1960s | 4 | 7054.3216 | 1219.562 | 5.7822 | 0.99964 | 1644.3722 | 817.3644 | 1.3478 | 0.66997 | 4
3C | 1000-1499 | 1960s | 5 | 7566.1623 |  | 6.2018 |  | 1365.717 |  | 1.1194 |  | 1
3C | 1000-1499 | 1960s | 6 | [8 empty] | 0
3C | 1000-1499 | 1960s | 7 | [8 empty] | 0
3C | 1000-1499 | 1960s | 8 | 15811.959 |  | 12.9606 |  | 2812.0976 |  | 2.305 |  | 1
3C | 1000-1499 | 1960s | 9 | 12718.1585 |  | 10.4247 |  | 5198.7693 |  | 4.2613 |  | 1
3C | 1000-1499 | 1960s | 10 | [8 empty] | 0
3C | 1000-1499 | 1970s | 1 | 7123.7063 | 2165.0779 | 5.8391 | 1.7747 | 1870.3132 | 925.8182 | 1.533 | 0.75887 | 18
3C | 1000-1499 | 1970s | 2 | 7837.8762 | 2417.213 | 6.4245 | 1.9813 | 1832.6814 | 1320.6807 | 1.5022 | 1.0825 | 19
3C | 1000-1499 | 1970s | 3 | 7048.1649 | 2257.1488 | 5.7772 | 1.8501 | 1456.1286 | 689.5002 | 1.1935 | 0.56516 | 6
3C | 1000-1499 | 1970s | 4 | 9995.5158 | 2033.5698 | 8.193 | 1.6669 | 1818.877 | 447.1817 | 1.4909 | 0.36654 | 4
3C | 1000-1499 | 1970s | 5 | 10533.8357 | 2425.7776 | 8.6343 | 1.9883 | 1149.3404 | 938.9783 | 0.94208 | 0.76965 | 4
3C | 1000-1499 | 1970s | 6 | 15451.9062 | 6575.353 | 12.6655 | 5.3896 | 3733.8865 | 1464.969 | 3.0606 | 1.2008 | 2
3C | 1000-1499 | 1970s | 7 | [8 empty] | 0
3C | 1000-1499 | 1970s | 8 | [8 empty] | 0
3C | 1000-1499 | 1970s | 9 | [8 empty] | 0
3C | 1000-1499 | 1970s | 10 | [8 empty] | 0
3C | 1000-1499 | 1980s | 1 | 7221.7322 | 2595.3081 | 5.9195 | 2.1273 | 1446.7687 | 766.5102 | 1.1859 | 0.62829 | 10
3C | 1000-1499 | 1980s | 2 | 8505.6736 | 1998.1244 | 6.9719 | 1.6378 | 1647.9983 | 880.9062 | 1.3508 | 0.72205 | 12
3C | 1000-1499 | 1980s | 3 | 7285.8535 | 447.1285 | 5.972 | 0.3665 | 1303.144 | 519.7132 | 1.0682 | 0.42599 | 4
3C | 1000-1499 | 1980s | 4 | 9776.1784 | 3303.5897 | 8.0133 | 2.7079 | 1700.7759 | 273.5621 | 1.3941 | 0.22423 | 2
3C | 1000-1499 | 1980s | 5 | [8 empty] | 0
3C | 1000-1499 | 1980s | 6 | [8 empty] | 0
3C | 1000-1499 | 1980s | 7 | [8 empty] | 0
3C | 1000-1499 | 1980s | 8 | [8 empty] | 0
3C | 1000-1499 | 1980s | 9 | [8 empty] | 0
3C | 1000-1499 | 1980s | 10 | [8 empty] | 0
3C | 1000-1499 | 1990s | 1 | 6300.8936 | 1618.5093 | 5.1647 | 1.3266 | 1374.2089 | 683.487 | 1.1264 | 0.56024 | 10
3C | 1000-1499 | 1990s | 2 | 10028.9793 | 4378.512 | 8.2205 | 3.5889 | 1354.3107 | 860.5575 | 1.1101 | 0.70538 | 5
3C | 1000-1499 | 1990s | 3 | 8546.423 | 1379.9419 | 7.0053 | 1.1311 | 1703.3292 | 564.3465 | 1.3962 | 0.46258 | 6
3C | 1000-1499 | 1990s | 4 | 11774.2505 | 2561.2119 | 9.651 | 2.0994 | 2140.8084 | 387.4482 | 1.7548 | 0.31758 | 4
3C | 1000-1499 | 1990s | 5 | [8 empty] | 0
3C | 1000-1499 | 1990s | 6 | [8 empty] | 0
3C | 1000-1499 | 1990s | 7 | [8 empty] | 0
3C | 1000-1499 | 1990s | 8 | [8 empty] | 0
3C | 1000-1499 | 1990s | 9 | [8 empty] | 0
3C | 1000-1499 | 1990s | 10 | [8 empty] | 0
3C | 1000-1499 | 2000s | 1 | 5705.5474 | 1775.6406 | 4.6767 | 1.4554 | 795.8935 | 373.8118 | 0.65237 | 0.3064 | 14
3C | 1000-1499 | 2000s | 2 | 7077.7058 | 2110.039 | 5.8014 | 1.7295 | 1176.5491 | 556.0213 | 0.96438 | 0.45576 | 13
3C | 1000-1499 | 2000s | 3 | 5927.7358 | 762.3601 | 4.8588 | 0.62489 | 797.8881 | 7.1897 | 0.65401 | 0.0058932 | 2
3C | 1000-1499 | 2000s | 4 | 7801.1588 | 4624.2718 | 6.3944 | 3.7904 | 1306.7396 | 745.2734 | 1.0711 | 0.61088 | 3
3C | 1000-1499 | 2000s | 5 | 16444.6948 |  | 13.4793 |  | 2757.1437 |  | 2.26 |  | 1
3C | 1000-1499 | 2000s | 6 | [8 empty] | 0
3C | 1000-1499 | 2000s | 7 | [8 empty] | 0
3C | 1000-1499 | 2000s | 8 | [8 empty] | 0
3C | 1000-1499 | 2000s | 9 | [8 empty] | 0
3C | 1000-1499 | 2000s | 10 | [8 empty] | 0
3C | 1000-1499 | 2010s | 1 | [8 empty] | 0
3C | 1000-1499 | 2010s | 2 | 6987.8197 |  | 5.7277 |  | 1199.5341 |  | 0.98322 |  | 1
3C | 1000-1499 | 2010s | 3 | [8 empty] | 0
3C | 1000-1499 | 2010s | 4 | [8 empty] | 0
3C | 1000-1499 | 2010s | 5 | [8 empty] | 0
3C | 1000-1499 | 2010s | 6 | [8 empty] | 0
3C | 1000-1499 | 2010s | 7 | [8 empty] | 0
3C | 1000-1499 | 2010s | 8 | [8 empty] | 0
3C | 1000-1499 | 2010s | 9 | [8 empty] | 0
3C | 1000-1499 | 2010s | 10 | [8 empty] | 0
3C | 1500-1999 | <1940 | 1 | 4902.1171 | 216.9493 | 2.9007 | 0.12837 | 1133.8796 | 517.7761 | 0.67093 | 0.30638 | 2
3C | 1500-1999 | <1940 | 2 | 8887.8445 | 1224.1045 | 5.2591 | 0.72432 | 2492.9572 | 1209.3408 | 1.4751 | 0.71559 | 3
3C | 1500-1999 | <1940 | 3 | 7232.5646 |  | 4.2796 |  | 1148.2523 |  | 0.67944 |  | 1
3C | 1500-1999 | <1940 | 4 | 11878.9335 | 3310.6002 | 7.029 | 1.9589 | 2307.8951 | 1703.7308 | 1.3656 | 1.0081 | 4
3C | 1500-1999 | <1940 | 5 | [8 empty] | 0
3C | 1500-1999 | <1940 | 6 | [8 empty] | 0
3C | 1500-1999 | <1940 | 7 | [8 empty] | 0
3C | 1500-1999 | <1940 | 8 | [8 empty] | 0
3C | 1500-1999 | <1940 | 9 | [8 empty] | 0
3C | 1500-1999 | <1940 | 10 | [8 empty] | 0
3C | 1500-1999 | 1940s | 1 | 6764.8715 | 2540.9245 | 4.0029 | 1.5035 | 1745.3747 | 1196.6665 | 1.0328 | 0.70809 | 3
3C | 1500-1999 | 1940s | 2 | 7534.1709 | 1897.7704 | 4.4581 | 1.1229 | 2285.9646 | 1182.4185 | 1.3526 | 0.69966 | 3
3C | 1500-1999 | 1940s | 3 | 8847.7717 |  | 5.2354 |  | 464.6712 |  | 0.27495 |  | 1
3C | 1500-1999 | 1940s | 4 | 4971.1615 |  | 2.9415 |  | 171.5617 |  | 0.10152 |  | 1
3C | 1500-1999 | 1940s | 5 | [8 empty] | 0
3C | 1500-1999 | 1940s | 6 | [8 empty] | 0
3C | 1500-1999 | 1940s | 7 | [8 empty] | 0
3C | 1500-1999 | 1940s | 8 | [8 empty] | 0
3C | 1500-1999 | 1940s | 9 | [8 empty] | 0
3C | 1500-1999 | 1940s | 10 | [8 empty] | 0
3C | 1500-1999 | 1950s | 1 | 7097.3975 | 3168.3295 | 4.1996 | 1.8748 | 1622.692 | 1123.0246 | 0.96017 | 0.66451 | 11
3C | 1500-1999 | 1950s | 2 | 9217.879 | 4577.8206 | 5.4544 | 2.7088 | 1627.0563 | 840.6244 | 0.96276 | 0.49741 | 16
3C | 1500-1999 | 1950s | 3 | 9668.0814 | 2403.4086 | 5.7208 | 1.4221 | 2060.6159 | 919.8284 | 1.2193 | 0.54428 | 7
3C | 1500-1999 | 1950s | 4 | 10111.3971 | 3833.2139 | 5.9831 | 2.2682 | 1586.5629 | 858.5106 | 0.93879 | 0.50799 | 6
3C | 1500-1999 | 1950s | 5 | 10100.1646 | 323.0731 | 5.9764 | 0.19117 | 1215.7388 | 1196.5549 | 0.71937 | 0.70802 | 2
3C | 1500-1999 | 1950s | 6 | 13658.5642 |  | 8.082 |  | 1721.2651 |  | 1.0185 |  | 1
3C | 1500-1999 | 1950s | 7 | [8 empty] | 0
3C | 1500-1999 | 1950s | 8 | [8 empty] | 0
3C | 1500-1999 | 1950s | 9 | [8 empty] | 0
3C | 1500-1999 | 1950s | 10 | [8 empty] | 0
3C | 1500-1999 | 1960s | 1 | 7974.4761 | 3591.5828 | 4.7186 | 2.1252 | 1617.9545 | 941.3501 | 0.95737 | 0.55701 | 13
3C | 1500-1999 | 1960s | 2 | 8355.6303 | 2498.6002 | 4.9442 | 1.4785 | 1945.525 | 1476.6572 | 1.1512 | 0.87376 | 30
3C | 1500-1999 | 1960s | 3 | 8018.081 | 1934.8558 | 4.7444 | 1.1449 | 1199.6663 | 750.6636 | 0.70986 | 0.44418 | 15
3C | 1500-1999 | 1960s | 4 | 8988.1299 | 3959.1551 | 5.3184 | 2.3427 | 1499.5431 | 1088.1798 | 0.8873 | 0.64389 | 13
3C | 1500-1999 | 1960s | 5 | 11559.8839 | 2598.7089 | 6.8402 | 1.5377 | 1289.3871 | 617.5554 | 0.76295 | 0.36542 | 4
3C | 1500-1999 | 1960s | 6 | 13066.6021 |  | 7.7317 |  | 4540.9881 |  | 2.687 |  | 1
3C | 1500-1999 | 1960s | 7 | [8 empty] | 0
3C | 1500-1999 | 1960s | 8 | [8 empty] | 0
3C | 1500-1999 | 1960s | 9 | [8 empty] | 0
3C | 1500-1999 | 1960s | 10 | [8 empty] | 0
3C | 1500-1999 | 1970s | 1 | 9307.5216 | 3592.2512 | 5.5074 | 2.1256 | 2004.3362 | 1477.8108 | 1.186 | 0.87444 | 14
3C | 1500-1999 | 1970s | 2 | 8227.394 | 3910.2371 | 4.8683 | 2.3137 | 1539.2858 | 869.1671 | 0.91082 | 0.5143 | 31
3C | 1500-1999 | 1970s | 3 | 10027.7564 | 2699.2826 | 5.9336 | 1.5972 | 2298.6719 | 1448.8274 | 1.3602 | 0.85729 | 17
3C | 1500-1999 | 1970s | 4 | 8243.5619 | 3443.2945 | 4.8778 | 2.0375 | 1752.0598 | 1483.1401 | 1.0367 | 0.8776 | 8
3C | 1500-1999 | 1970s | 5 | 12495.2538 | 3255.1755 | 7.3936 | 1.9261 | 1333.4443 | 762.1695 | 0.78902 | 0.45099 | 3
3C | 1500-1999 | 1970s | 6 | [8 empty] | 0
3C | 1500-1999 | 1970s | 7 | [8 empty] | 0
3C | 1500-1999 | 1970s | 8 | [8 empty] | 0
3C | 1500-1999 | 1970s | 9 | [8 empty] | 0
3C | 1500-1999 | 1970s | 10 | [8 empty] | 0
3C | 1500-1999 | 1980s | 1 | 6982.3128 | 2102.6665 | 4.1315 | 1.2442 | 1634.8737 | 668.3572 | 0.96738 | 0.39548 | 8
3C | 1500-1999 | 1980s | 2 | 8407.3921 | 2724.1232 | 4.9748 | 1.6119 | 973.1633 | 549.5373 | 0.57584 | 0.32517 | 12
3C | 1500-1999 | 1980s | 3 | 8777.0145 |  | 5.1935 |  | 826.3476 |  | 0.48896 |  | 1
3C | 1500-1999 | 1980s | 4 | 12061.3131 | 2262.3162 | 7.1369 | 1.3386 | 2460.4152 | 813.4401 | 1.4559 | 0.48133 | 3
3C | 1500-1999 | 1980s | 5 | [8 empty] | 0
3C | 1500-1999 | 1980s | 6 | 11743.2985 |  | 6.9487 |  | 489.6285 |  | 0.28972 |  | 1
3C | 1500-1999 | 1980s | 7 | [8 empty] | 0
3C | 1500-1999 | 1980s | 8 | [8 empty] | 0
3C | 1500-1999 | 1980s | 9 | [8 empty] | 0
3C | 1500-1999 | 1980s | 10 | [8 empty] | 0
3C | 1500-1999 | 1990s | 1 | 6448.5358 | 2482.3722 | 3.8157 | 1.4689 | 1326.725 | 722.5457 | 0.78504 | 0.42754 | 4
3C | 1500-1999 | 1990s | 2 | 6773.5764 | 1633.7305 | 4.008 | 0.9667 | 1772.453 | 828.0613 | 1.0488 | 0.48998 | 11
3C | 1500-1999 | 1990s | 3 | 9031.9641 | 2387.159 | 5.3444 | 1.4125 | 1400.3606 | 477.4708 | 0.82862 | 0.28253 | 4
3C | 1500-1999 | 1990s | 4 | 10648.082 | 1600.6301 | 6.3006 | 0.94712 | 1749.0753 | 80.7105 | 1.035 | 0.047758 | 2
3C | 1500-1999 | 1990s | 5 | 12339.4989 |  | 7.3015 |  | 2630.5277 |  | 1.5565 |  | 1
3C | 1500-1999 | 1990s | 6 | 8456.7232 |  | 5.004 |  | 2638.8161 |  | 1.5614 |  | 1
3C | 1500-1999 | 1990s | 7 | [8 empty] | 0
3C | 1500-1999 | 1990s | 8 | [8 empty] | 0
3C | 1500-1999 | 1990s | 9 | [8 empty] | 0
3C | 1500-1999 | 1990s | 10 | [8 empty] | 0
3C | 1500-1999 | 2000s | 1 | 7270.5638 | 2344.6522 | 4.3021 | 1.3874 | 1185.8413 | 536.2393 | 0.70168 | 0.3173 | 13
3C | 1500-1999 | 2000s | 2 | 7261.2186 | 2491.0204 | 4.2966 | 1.474 | 1334.0689 | 722.4693 | 0.78939 | 0.4275 | 21
3C | 1500-1999 | 2000s | 3 | 9277.0912 | 2394.6345 | 5.4894 | 1.4169 | 1542.8884 | 571.99 | 0.91295 | 0.33846 | 11
3C | 1500-1999 | 2000s | 4 | 7940.7312 | 2782.661 | 4.6987 | 1.6465 | 1247.0267 | 801.6473 | 0.73789 | 0.47435 | 9
3C | 1500-1999 | 2000s | 5 | 10831.7608 | 2509.63 | 6.4093 | 1.485 | 1552.7243 | 401.1217 | 0.91877 | 0.23735 | 6
3C | 1500-1999 | 2000s | 6 | 14447.0262 |  | 8.5485 |  | 1516.9787 |  | 0.89762 |  | 1
3C | 1500-1999 | 2000s | 7 | [8 empty] | 0
3C | 1500-1999 | 2000s | 8 | [8 empty] | 0
3C | 1500-1999 | 2000s | 9 | [8 empty] | 0
3C | 1500-1999 | 2000s | 10 | [8 empty] | 0
3C | 1500-1999 | 2010s | 1 | 8409.7149 | 2777.6835 | 4.9762 | 1.6436 | 1046.8556 | 434.9413 | 0.61944 | 0.25736 | 2
3C | 1500-1999 | 2010s | 2 | 9193.1582 | 414.1569 | 5.4397 | 0.24506 | 1259.8581 | 682.1905 | 0.74548 | 0.40366 | 3
3C | 1500-1999 | 2010s | 3 | [8 empty] | 0
3C | 1500-1999 | 2010s | 4 | 12766.357 | 3503.7249 | 7.5541 | 2.0732 | 1532.2887 | 284.227 | 0.90668 | 0.16818 | 2
3C | 1500-1999 | 2010s | 5 | [8 empty] | 0
3C | 1500-1999 | 2010s | 6 | [8 empty] | 0
3C | 1500-1999 | 2010s | 7 | [8 empty] | 0
3C | 1500-1999 | 2010s | 8 | [8 empty] | 0
3C | 1500-1999 | 2010s | 9 | [8 empty] | 0
3C | 1500-1999 | 2010s | 10 | [8 empty] | 0
3C | 2000-2499 | <1940 | 1 | 7408.8239 | 3027.3013 | 3.4048 | 1.3912 | 1505.091 | 1502.7415 | 0.69168 | 0.6906 | 2
3C | 2000-2499 | <1940 | 2 | 10110.0645 | 3762.5542 | 4.6462 | 1.7291 | 1995.8911 | 589.591 | 0.91723 | 0.27095 | 3
3C | 2000-2499 | <1940 | 3 | [8 empty] | 0
3C | 2000-2499 | <1940 | 4 | 12700.6676 |  | 5.8367 |  | 3369.3261 |  | 1.5484 |  | 1
3C | 2000-2499 | <1940 | 5 | [8 empty] | 0
3C | 2000-2499 | <1940 | 6 | [8 empty] | 0
3C | 2000-2499 | <1940 | 7 | [8 empty] | 0
3C | 2000-2499 | <1940 | 8 | [8 empty] | 0
3C | 2000-2499 | <1940 | 9 | [8 empty] | 0
3C | 2000-2499 | <1940 | 10 | [8 empty] | 0
3C | 2000-2499 | 1940s | 1 | 8983.7306 | 3217.948 | 4.1286 | 1.4788 | 2271.6776 | 471.7904 | 1.044 | 0.21682 | 2
3C | 2000-2499 | 1940s | 2 | 13944.2021 |  | 6.4082 |  | 4910.8259 |  | 2.2568 |  | 1
3C | 2000-2499 | 1940s | 3 | 11084.7002 | 530.4125 | 5.0941 | 0.24376 | 2352.497 | 64.9036 | 1.0811 | 0.029827 | 2
3C | 2000-2499 | 1940s | 4 | [8 empty] | 0
3C | 2000-2499 | 1940s | 5 | [8 empty] | 0
3C | 2000-2499 | 1940s | 6 | [8 empty] | 0
3C | 2000-2499 | 1940s | 7 | [8 empty] | 0
3C | 2000-2499 | 1940s | 8 | [8 empty] | 0
3C | 2000-2499 | 1940s | 9 | [8 empty] | 0
3C | 2000-2499 | 1940s | 10 | [8 empty] | 0
3C | 2000-2499 | 1950s | 1 | 7165.3117 | 1966.5314 | 3.2929 | 0.90374 | 1676.3137 | 436.6385 | 0.77036 | 0.20066 | 3
3C | 2000-2499 | 1950s | 2 | 6734.3943 | 1936.0452 | 3.0949 | 0.88973 | 749.3419 | 500.9445 | 0.34437 | 0.23021 | 5
3C | 2000-2499 | 1950s | 3 | 10756.7011 | 4896.4085 | 4.9433 | 2.2502 | 1315.5404 | 749.3893 | 0.60457 | 0.34439 | 2
3C | 2000-2499 | 1950s | 4 | 8305.8711 | 2763.8243 | 3.817 | 1.2701 | 1538.4329 | 842.409 | 0.707 | 0.38714 | 4
3C | 2000-2499 | 1950s | 5 | [8 empty] | 0
3C | 2000-2499 | 1950s | 6 | [8 empty] | 0
3C | 2000-2499 | 1950s | 7 | [8 empty] | 0
3C | 2000-2499 | 1950s | 8 | [8 empty] | 0
3C | 2000-2499 | 1950s | 9 | [8 empty] | 0
3C | 2000-2499 | 1950s | 10 | [8 empty] | 0
3C | 2000-2499 | 1960s | 1 | 7680.6448 | 2832.3953 | 3.5297 | 1.3017 | 1613.2068 | 1135.1511 | 0.74136 | 0.52167 | 8
3C | 2000-2499 | 1960s | 2 | 7906.0469 | 2349.9533 | 3.6333 | 1.0799 | 2073.9386 | 1448.7116 | 0.9531 | 0.66577 | 14
3C | 2000-2499 | 1960s | 3 | 7498.6373 | 3207.6085 | 3.4461 | 1.4741 | 2174.8214 | 783.447 | 0.99946 | 0.36004 | 2
3C | 2000-2499 | 1960s | 4 | 10192.5106 | 1195.5782 | 4.6841 | 0.54944 | 2122.1552 | 143.4506 | 0.97526 | 0.065924 | 4
3C | 2000-2499 | 1960s | 5 | 7855.5727 |  | 3.6101 |  | 2774.149 |  | 1.2749 |  | 1
3C | 2000-2499 | 1960s | 6 | 13984.9129 | 3607.8529 | 6.4269 | 1.658 | 2664.1462 | 1904.956 | 1.2243 | 0.87544 | 3
3C | 2000-2499 | 1960s | 7 | [8 empty] | 0
3C | 2000-2499 | 1960s | 8 | [8 empty] | 0
3C | 2000-2499 | 1960s | 9 | [8 empty] | 0
3C | 2000-2499 | 1960s | 10 | [8 empty] | 0
3C | 2000-2499 | 1970s | 1 | 7477.7767 | 2387.4291 | 3.4365 | 1.0972 | 1548.2523 | 907.8581 | 0.71151 | 0.41721 | 9
3C | 2000-2499 | 1970s | 2 | 10292.2405 | 4658.666 | 4.7299 | 2.1409 | 1401.5638 | 822.6983 | 0.6441 | 0.37808 | 20
3C | 2000-2499 | 1970s | 3 | 8422.8572 | 3069.8874 | 3.8708 | 1.4108 | 1616.9625 | 1077.9878 | 0.74309 | 0.4954 | 5
3C | 2000-2499 | 1970s | 4 | 8587.8718 | 3120.4442 | 3.9466 | 1.434 | 2197.5188 | 1232.6827 | 1.0099 | 0.56649 | 8
3C | 2000-2499 | 1970s | 5 | 10948.5993 |  | 5.0315 |  | 2833.4635 |  | 1.3021 |  | 1
3C | 2000-2499 | 1970s | 6 | [8 empty] | 0
3C | 2000-2499 | 1970s | 7 | 10523.9777 | 7071.784 | 4.8364 | 3.2499 | 940.262 | 412.2124 | 0.43211 | 0.18944 | 2
3C | 2000-2499 | 1970s | 8 | [8 empty] | 0
3C | 2000-2499 | 1970s | 9 | [8 empty] | 0
3C | 2000-2499 | 1970s | 10 | [8 empty] | 0
3C | 2000-2499 | 1980s | 1 | 7998.0558 | 2077.7917 | 3.6756 | 0.95487 | 2129.0253 | 507.5884 | 0.97841 | 0.23327 | 5
3C | 2000-2499 | 1980s | 2 | 10566.4313 | 5514.7165 | 4.8559 | 2.5343 | 2241.9037 | 1325.6319 | 1.0303 | 0.60921 | 8
3C | 2000-2499 | 1980s | 3 | 9027.2473 | 3874.4232 | 4.1486 | 1.7805 | 1377.6126 | 814.5018 | 0.63309 | 0.37431 | 5
3C | 2000-2499 | 1980s | 4 | 10481.6445 | 3765.4173 | 4.8169 | 1.7304 | 1527.1593 | 993.9091 | 0.70182 | 0.45676 | 5
3C | 2000-2499 | 1980s | 5 | 7135.1604 | 2977.6561 | 3.279 | 1.3684 | 1234.8096 | 1042.317 | 0.56747 | 0.47901 | 3
3C | 2000-2499 | 1980s | 6 | [8 empty] | 0
3C | 2000-2499 | 1980s | 7 | [8 empty] | 0
3C | 2000-2499 | 1980s | 8 | [8 empty] | 0
3C | 2000-2499 | 1980s | 9 | 14048.1552 |  | 6.456 |  | 2592.256 |  | 1.1913 |  | 1
3C | 2000-2499 | 1980s | 10 | [8 empty] | 0
3C | 2000-2499 | 1990s | 1 | 7642.3844 | 3666.3427 | 3.5121 | 1.6849 | 1280.3007 | 1065.872 | 0.58837 | 0.48983 | 8
3C | 2000-2499 | 1990s | 2 | 6889.1705 | 2123.5959 | 3.166 | 0.97592 | 1351.3077 | 615.5332 | 0.62101 | 0.28287 | 6
3C | 2000-2499 | 1990s | 3 | 11939.3091 | 6174.6814 | 5.4868 | 2.8376 | 1667.3303 | 810.4824 | 0.76624 | 0.37246 | 4
3C | 2000-2499 | 1990s | 4 | 10630.8874 | 6402.2466 | 4.8855 | 2.9422 | 2486.5616 | 1725.6564 | 1.1427 | 0.79304 | 5
3C | 2000-2499 | 1990s | 5 | [8 empty] | 0
3C | 2000-2499 | 1990s | 6 | [8 empty] | 0
3C | 2000-2499 | 1990s | 7 | [8 empty] | 0
3C | 2000-2499 | 1990s | 8 | [8 empty] | 0
3C | 2000-2499 | 1990s | 9 | [8 empty] | 0
3C | 2000-2499 | 1990s | 10 | [8 empty] | 0
3C | 2000-2499 | 2000s | 1 | 8593.8444 | 3352.4193 | 3.9494 | 1.5406 | 1212.9932 | 515.6147 | 0.55744 | 0.23696 | 7
3C | 2000-2499 | 2000s | 2 | 8428.1001 | 2620.3673 | 3.8732 | 1.2042 | 1152.1554 | 804.5961 | 0.52948 | 0.36976 | 18
3C | 2000-2499 | 2000s | 3 | 6950.8454 | 1088.7396 | 3.1943 | 0.50034 | 1458.9618 | 433.1159 | 0.67048 | 0.19904 | 8
3C | 2000-2499 | 2000s | 4 | 11232.1403 | 2827.7967 | 5.1618 | 1.2995 | 2368.4064 | 1005.627 | 1.0884 | 0.46214 | 7
3C | 2000-2499 | 2000s | 5 | 16570.6224 | 3819.3315 | 7.6152 | 1.7552 | 1676.3044 | 623.6921 | 0.77036 | 0.28662 | 4
3C | 2000-2499 | 2000s | 6 | 7539.2966 | 2042.6962 | 3.4648 | 0.93874 | 1322.7213 | 797.9731 | 0.60787 | 0.36672 | 2
3C | 2000-2499 | 2000s | 7 | [8 empty] | 0
3C | 2000-2499 | 2000s | 8 | [8 empty] | 0
3C | 2000-2499 | 2000s | 9 | [8 empty] | 0
3C | 2000-2499 | 2000s | 10 | [8 empty] | 0
3C | 2000-2499 | 2010s | 1 | 9750.7229 | 3575.4348 | 4.481 | 1.6431 | 621.801 | 24.6806 | 0.28575 | 0.011342 | 2
3C | 2000-2499 | 2010s | 2 | 9105.4696 | 2446.3216 | 4.1845 | 1.1242 | 1797.0122 | 558.4645 | 0.82583 | 0.25665 | 5
3C | 2000-2499 | 2010s | 3 | 13478.8439 |  | 6.1943 |  | 620.6847 |  | 0.28524 |  | 1
3C | 2000-2499 | 2010s | 4 | 7624.7132 |  | 3.504 |  | 1333.6858 |  | 0.61291 |  | 1
3C | 2000-2499 | 2010s | 5 | 5837.3409 |  | 2.6826 |  | 1124.2861 |  | 0.51668 |  | 1
3C | 2000-2499 | 2010s | 6 | [8 empty] | 0
3C | 2000-2499 | 2010s | 7 | [8 empty] | 0
3C | 2000-2499 | 2010s | 8 | [8 empty] | 0
3C | 2000-2499 | 2010s | 9 | [8 empty] | 0
3C | 2000-2499 | 2010s | 10 | [8 empty] | 0
3C | 2500-2999 | <1940 | 1 | [8 empty] | 0
3C | 2500-2999 | <1940 | 2 | 11611.1063 |  | 4.3602 |  | 1436.6461 |  | 0.53948 |  | 1
3C | 2500-2999 | <1940 | 3 | 18561.8147 |  | 6.9703 |  | 2612.3174 |  | 0.98097 |  | 1
3C | 2500-2999 | <1940 | 4 | 17335.1137 | 1986.3401 | 6.5096 | 0.7459 | 5122.5806 | 3187.6955 | 1.9236 | 1.197 | 2
3C | 2500-2999 | <1940 | 5 | [8 empty] | 0
3C | 2500-2999 | <1940 | 6 | [8 empty] | 0
3C | 2500-2999 | <1940 | 7 | [8 empty] | 0
3C | 2500-2999 | <1940 | 8 | [8 empty] | 0
3C | 2500-2999 | <1940 | 9 | [8 empty] | 0
3C | 2500-2999 | <1940 | 10 | [8 empty] | 0
3C | 2500-2999 | 1940s | 1 | 8522.6507 | 847.16 | 3.2004 | 0.31812 | 1675.8887 | 891.6342 | 0.62932 | 0.33482 | 2
3C | 2500-2999 | 1940s | 2 | [8 empty] | 0
3C | 2500-2999 | 1940s | 3 | [8 empty] | 0
3C | 2500-2999 | 1940s | 4 | [8 empty] | 0
3C | 2500-2999 | 1940s | 5 | [8 empty] | 0
3C | 2500-2999 | 1940s | 6 | [8 empty] | 0
3C | 2500-2999 | 1940s | 7 | [8 empty] | 0
3C | 2500-2999 | 1940s | 8 | [8 empty] | 0
3C | 2500-2999 | 1940s | 9 | [8 empty] | 0
3C | 2500-2999 | 1940s | 10 | [8 empty] | 0
3C | 2500-2999 | 1950s | 1 | [8 empty] | 0
3C | 2500-2999 | 1950s | 2 | 12623.7723 | 3931.6132 | 4.7404 | 1.4764 | 2821.4984 | 1719.1088 | 1.0595 | 0.64555 | 3
3C | 2500-2999 | 1950s | 3 | 12113.0383 | 445.4877 | 4.5486 | 0.16729 | 1380.0386 | 657.2088 | 0.51823 | 0.24679 | 2
3C | 2500-2999 | 1950s | 4 | 9820.1929 | 7349.2662 | 3.6876 | 2.7598 | 1312.1339 | 1333.4491 | 0.49273 | 0.50073 | 2
3C | 2500-2999 | 1950s | 5 | [8 empty] | 0
3C | 2500-2999 | 1950s | 6 | [8 empty] | 0
3C | 2500-2999 | 1950s | 7 | [8 empty] | 0
3C | 2500-2999 | 1950s | 8 | [8 empty] | 0
3C | 2500-2999 | 1950s | 9 | [8 empty] | 0
3C | 2500-2999 | 1950s | 10 | [8 empty] | 0
3C | 2500-2999 | 1960s | 1 | 6045.4024 | 512.3208 | 2.2701 | 0.19238 | 1073.5367 | 364.1752 | 0.40313 | 0.13675 | 3
3C | 2500-2999 | 1960s | 2 | 9969.5141 | 2980.0591 | 3.7437 | 1.1191 | 2312.1814 | 1692.6874 | 0.86826 | 0.63563 | 10
3C | 2500-2999 | 1960s | 3 | 10364.6341 | 3561.3511 | 3.8921 | 1.3373 | 2091.8748 | 739.8306 | 0.78553 | 0.27782 | 7
3C | 2500-2999 | 1960s | 4 | 15763.194 | 4123.6433 | 5.9193 | 1.5485 | 3995.341 | 3087.6514 | 1.5003 | 1.1595 | 4
3C | 2500-2999 | 1960s | 5 | 13120.2657 | 6835.9967 | 4.9269 | 2.567 | 2100.6794 | 344.115 | 0.78884 | 0.12922 | 3
3C | 2500-2999 | 1960s | 6 | [8 empty] | 0
3C | 2500-2999 | 1960s | 7 | [8 empty] | 0
3C | 2500-2999 | 1960s | 8 | [8 empty] | 0
3C | 2500-2999 | 1960s | 9 | [8 empty] | 0
3C | 2500-2999 | 1960s | 10 | [8 empty] | 0
3C | 2500-2999 | 1970s | 1 | 7244.2032 | 81.2234 | 2.7203 | 0.030501 | 600.8166 | 559.2394 | 0.22562 | 0.21 | 2
3C | 2500-2999 | 1970s | 2 | 8304.5889 | 2286.8815 | 3.1185 | 0.85876 | 1923.288 | 1816.038 | 0.72223 | 0.68195 | 7
3C | 2500-2999 | 1970s | 3 | 15211.7854 | 13326.277 | 5.7123 | 5.0042 | 2655.4499 | 1682.1384 | 0.99716 | 0.63167 | 3
3C | 2500-2999 | 1970s | 4 | 10315.6967 | 2487.7738 | 3.8737 | 0.9342 | 2008.6608 | 863.0305 | 0.75428 | 0.32408 | 3
3C | 2500-2999 | 1970s | 5 | 14541.6877 | 2156.8585 | 5.4606 | 0.80994 | 4280.0873 | 2923.0778 | 1.6072 | 1.0977 | 2
3C | 2500-2999 | 1970s | 6 | [8 empty] | 0
3C | 2500-2999 | 1970s | 7 | [8 empty] | 0
3C | 2500-2999 | 1970s | 8 | [8 empty] | 0
3C | 2500-2999 | 1970s | 9 | [8 empty] | 0
3C | 2500-2999 | 1970s | 10 | [8 empty] | 0
3C | 2500-2999 | 1980s | 1 | 10564.8123 |  | 3.9673 |  | 1593.8007 |  | 0.5985 |  | 1
3C | 2500-2999 | 1980s | 2 | 9436.1328 | 3916.45 | 3.5434 | 1.4707 | 1631.966 | 845.8293 | 0.61283 | 0.31762 | 8
3C | 2500-2999 | 1980s | 3 | 11814.2362 | 9439.7552 | 4.4364 | 3.5448 | 2108.6406 | 1547.7355 | 0.79183 | 0.5812 | 3
3C | 2500-2999 | 1980s | 4 | [8 empty] | 0
3C | 2500-2999 | 1980s | 5 | 13505.9983 | 1565.7387 | 5.0717 | 0.58796 | 4256.4128 | 1965.0332 | 1.5984 | 0.7379 | 3
3C | 2500-2999 | 1980s | 6 | [8 empty] | 0
3C | 2500-2999 | 1980s | 7 | [8 empty] | 0
3C | 2500-2999 | 1980s | 8 | [8 empty] | 0
3C | 2500-2999 | 1980s | 9 | [8 empty] | 0
3C | 2500-2999 | 1980s | 10 | [8 empty] | 0
3C | 2500-2999 | 1990s | 1 | 6753.9615 | 3483.5851 | 2.5362 | 1.3081 | 1069.2477 | 843.7113 | 0.40152 | 0.31683 | 4
3C | 2500-2999 | 1990s | 2 | 9054.4139 | 4083.6201 | 3.4001 | 1.5335 | 2137.8616 | 1072.4691 | 0.8028 | 0.40273 | 6
3C | 2500-2999 | 1990s | 3 | 10736.3465 | 3406.1307 | 4.0317 | 1.2791 | 2211.3117 | 1141.9935 | 0.83038 | 0.42884 | 3
3C | 2500-2999 | 1990s | 4 | [8 empty] | 0
3C | 2500-2999 | 1990s | 5 | 11144.2826 |  | 4.1849 |  | 1371.1486 |  | 0.51489 |  | 1
3C | 2500-2999 | 1990s | 6 | 11404.302 | 2981.1961 | 4.2825 | 1.1195 | 2513.8548 | 817.0244 | 0.94399 | 0.30681 | 3
3C | 2500-2999 | 1990s | 7 | [8 empty] | 0
3C | 2500-2999 | 1990s | 8 | [8 empty] | 0
3C | 2500-2999 | 1990s | 9 | [8 empty] | 0
3C | 2500-2999 | 1990s | 10 | [8 empty] | 0
3C | 2500-2999 | 2000s | 1 | 9863.328 | 4568.8324 | 3.7038 | 1.7157 | 1624.7473 | 855.459 | 0.61012 | 0.32124 | 5
3C | 2500-2999 | 2000s | 2 | 10194.0449 | 2137.3497 | 3.828 | 0.80261 | 1693.2469 | 1021.6525 | 0.63584 | 0.38365 | 5
3C | 2500-2999 | 2000s | 3 | 9491.4476 | 2021.1326 | 3.5642 | 0.75897 | 1631.0211 | 590.3117 | 0.61248 | 0.22167 | 7
3C | 2500-2999 | 2000s | 4 | 10900.6435 | 4779.7411 | 4.0934 | 1.7949 | 1689.5597 | 951.8086 | 0.63446 | 0.35742 | 5
3C | 2500-2999 | 2000s | 5 | [8 empty] | 0
3C | 2500-2999 | 2000s | 6 | [8 empty] | 0
3C | 2500-2999 | 2000s | 7 | [8 empty] | 0
3C | 2500-2999 | 2000s | 8 | [8 empty] | 0
3C | 2500-2999 | 2000s | 9 | [8 empty] | 0
3C | 2500-2999 | 2000s | 10 | [8 empty] | 0
3C | 2500-2999 | 2010s | 1 | [8 empty] | 0
3C | 2500-2999 | 2010s | 2 | 7728.223 | 3484.0705 | 2.9021 | 1.3083 | 946.275 | 291.1534 | 0.35534 | 0.10933 | 2
3C | 2500-2999 | 2010s | 3 | 8318.4014 |  | 3.1237 |  | 1424.9839 |  | 0.5351 |  | 1
3C | 2500-2999 | 2010s | 4 | [8 empty] | 0
3C | 2500-2999 | 2010s | 5 | [8 empty] | 0
3C | 2500-2999 | 2010s | 6 | [8 empty] | 0
3C | 2500-2999 | 2010s | 7 | [8 empty] | 0
3C | 2500-2999 | 2010s | 8 | [8 empty] | 0
3C | 2500-2999 | 2010s | 9 | [8 empty] | 0
3C | 2500-2999 | 2010s | 10 | [8 empty] | 0
3C | 3000-3999 | <1940 | 1 | [8 empty] | 0
3C | 3000-3999 | <1940 | 2 | 12453.2145 | 10301.9699 | 3.7726 | 3.1209 | 3045.4256 | 2755.8588 | 0.92258 | 0.83486 | 2
3C | 3000-3999 | <1940 | 3 | 13278.827 |  | 4.0227 |  | 1080.3988 |  | 0.32729 |  | 1
3C | 3000-3999 | <1940 | 4 | [8 empty] | 0
3C | 3000-3999 | <1940 | 5 | [8 empty] | 0
3C | 3000-3999 | <1940 | 6 | 15575.4201 |  | 4.7184 |  | 1741.09 |  | 0.52744 |  | 1
3C | 3000-3999 | <1940 | 7 | [8 empty] | 0
3C | 3000-3999 | <1940 | 8 | [8 empty] | 0
3C | 3000-3999 | <1940 | 9 | [8 empty] | 0
3C | 3000-3999 | <1940 | 10 | [8 empty] | 0
3C | 3000-3999 | 1940s | 1 | [8 empty] | 0
3C | 3000-3999 | 1940s | 2 | [8 empty] | 0
3C | 3000-3999 | 1940s | 3 | [8 empty] | 0
3C | 3000-3999 | 1940s | 4 | 14974.5911 |  | 4.5364 |  | 6121.5864 |  | 1.8545 |  | 1
3C | 3000-3999 | 1940s | 5 | [8 empty] | 0
3C | 3000-3999 | 1940s | 6 | [8 empty] | 0
3C | 3000-3999 | 1940s | 7 | [8 empty] | 0
3C | 3000-3999 | 1940s | 8 | [8 empty] | 0
3C | 3000-3999 | 1940s | 9 | [8 empty] | 0
3C | 3000-3999 | 1940s | 10 | [8 empty] | 0
3C | 3000-3999 | 1950s | 1 | 10825.3743 | 1600.9432 | 3.2794 | 0.48499 | 2241.4774 | 1452.5294 | 0.67903 | 0.44003 | 2
3C | 3000-3999 | 1950s | 2 | 8655.7983 |  | 2.6222 |  | 1827.079 |  | 0.55349 |  | 1
3C | 3000-3999 | 1950s | 3 | [8 empty] | 0
3C | 3000-3999 | 1950s | 4 | 15187.4751 |  | 4.6009 |  | 1629.6516 |  | 0.49368 |  | 1
3C | 3000-3999 | 1950s | 5 | [8 empty] | 0
3C | 3000-3999 | 1950s | 6 | 14241.399 |  | 4.3143 |  | 5838.2085 |  | 1.7686 |  | 1
3C | 3000-3999 | 1950s | 7 | [8 empty] | 0
3C | 3000-3999 | 1950s | 8 | [8 empty] | 0
3C | 3000-3999 | 1950s | 9 | [8 empty] | 0
3C | 3000-3999 | 1950s | 10 | [8 empty] | 0
3C | 3000-3999 | 1960s | 1 | 6404.9624 | 1063.6899 | 1.9403 | 0.32223 | 1442.0608 | 563.3776 | 0.43686 | 0.17067 | 2
3C | 3000-3999 | 1960s | 2 | 10148.6007 | 140.4396 | 3.0744 | 0.042545 | 2072.5412 | 2623.1189 | 0.62785 | 0.79464 | 2
3C | 3000-3999 | 1960s | 3 | 12244.856 | 2007.1924 | 3.7094 | 0.60806 | 3167.3078 | 1434.8048 | 0.9595 | 0.43466 | 3
3C | 3000-3999 | 1960s | 4 | 14611.3563 | 3569.7958 | 4.4263 | 1.0814 | 3332.1011 | 2117.286 | 1.0094 | 0.64141 | 3
3C | 3000-3999 | 1960s | 5 | 9744.0454 |  | 2.9518 |  | 2210.2356 |  | 0.66957 |  | 1
3C | 3000-3999 | 1960s | 6 | [8 empty] | 0
3C | 3000-3999 | 1960s | 7 | [8 empty] | 0
3C | 3000-3999 | 1960s | 8 | [8 empty] | 0
3C | 3000-3999 | 1960s | 9 | [8 empty] | 0
3C | 3000-3999 | 1960s | 10 | [8 empty] | 0
3C | 3000-3999 | 1970s | 1 | [8 empty] | 0
3C | 3000-3999 | 1970s | 2 | 5711.5957 | 1023.9609 | 1.7303 | 0.3102 | 679.4916 | 307.0888 | 0.20584 | 0.093029 | 3
3C | 3000-3999 | 1970s | 3 | 5412.1115 |  | 1.6395 |  | 1654.0221 |  | 0.50107 |  | 1
3C | 3000-3999 | 1970s | 4 | 10026.926 |  | 3.0375 |  | 585.8022 |  | 0.17746 |  | 1
3C | 3000-3999 | 1970s | 5 | 20050.1421 |  | 6.074 |  | 6865.0855 |  | 2.0797 |  | 1
3C | 3000-3999 | 1970s | 6 | [8 empty] | 0
3C | 3000-3999 | 1970s | 7 | 13210.8559 |  | 4.0021 |  | 2168.2793 |  | 0.65686 |  | 1
3C | 3000-3999 | 1970s | 8 | [8 empty] | 0
3C | 3000-3999 | 1970s | 9 | [8 empty] | 0
3C | 3000-3999 | 1970s | 10 | [8 empty] | 0
3C | 3000-3999 | 1980s | 1 | 10120.1795 | 5267.7086 | 3.0658 | 1.5958 | 1167.521 | 331.6641 | 0.35369 | 0.10047 | 3
3C | 3000-3999 | 1980s | 2 | 8853.6774 | 2518.0536 | 2.6821 | 0.76282 | 2286.9741 | 317.4869 | 0.69281 | 0.096179 | 4
3C | 3000-3999 | 1980s | 3 | 10743.8675 | 1732.0085 | 3.2547 | 0.52469 | 1499.0358 | 1404.1249 | 0.45412 | 0.42536 | 3
3C | 3000-3999 | 1980s | 4 | 11778.8105 |  | 3.5683 |  | 2925.8918 |  | 0.88637 |  | 1
3C | 3000-3999 | 1980s | 5 | 13810.5885 | 2722.5404 | 4.1838 | 0.82476 | 3110.902 | 2034.4677 | 0.94241 | 0.61632 | 3
3C | 3000-3999 | 1980s | 6 | [8 empty] | 0
3C | 3000-3999 | 1980s | 7 | 12696.5012 |  | 3.8463 |  | 3408.6419 |  | 1.0326 |  | 1
3C | 3000-3999 | 1980s | 8 | [8 empty] | 0
3C | 3000-3999 | 1980s | 9 | [8 empty] | 0
3C | 3000-3999 | 1980s | 10 | [8 empty] | 0
3C | 3000-3999 | 1990s | 1 | 15180.5897 | 5937.7094 | 4.5988 | 1.7988 | 2344.0488 | 883.8143 | 0.7101 | 0.26774 | 3
3C | 3000-3999 | 1990s | 2 | 11452.438 | 6923.9073 | 3.4694 | 2.0975 | 1621.8379 | 725.9704 | 0.49132 | 0.21992 | 4
3C | 3000-3999 | 1990s | 3 | 9912.1446 | 1439.5402 | 3.0028 | 0.43609 | 1377.6055 | 654.1653 | 0.41733 | 0.19817 | 2
3C | 3000-3999 | 1990s | 4 | 15684.9565 | 5442.9128 | 4.7516 | 1.6489 | 3274.7286 | 1249.7057 | 0.99204 | 0.37858 | 2
3C | 3000-3999 | 1990s | 5 | 13927.7073 | 6603.3362 | 4.2192 | 2.0004 | 1953.4446 | 1344.0502 | 0.59177 | 0.40716 | 2
3C | 3000-3999 | 1990s | 6 | [8 empty] | 0
3C | 3000-3999 | 1990s | 7 | [8 empty] | 0
3C | 3000-3999 | 1990s | 8 | [8 empty] | 0
3C | 3000-3999 | 1990s | 9 | [8 empty] | 0
3C | 3000-3999 | 1990s | 10 | [8 empty] | 0
3C | 3000-3999 | 2000s | 1 | 9287.7757 | 4070.1861 | 2.8136 | 1.233 | 1634.0897 | 796.929 | 0.49503 | 0.24142 | 5
3C | 3000-3999 | 2000s | 2 | 9281.7699 | 2700.0255 | 2.8118 | 0.81794 | 1986.3649 | 1006.5418 | 0.60175 | 0.30492 | 14
3C | 3000-3999 | 2000s | 3 | 10106.1472 | 4014.7123 | 3.0615 | 1.2162 | 1548.1371 | 988.9149 | 0.46899 | 0.29958 | 6
3C | 3000-3999 | 2000s | 4 | 9321.105 | 3198.5093 | 2.8237 | 0.96895 | 1538.8275 | 1079.7358 | 0.46617 | 0.32709 | 5
3C | 3000-3999 | 2000s | 5 | 10417.7351 | 2647.7645 | 3.1559 | 0.80211 | 1709.1801 | 535.7062 | 0.51778 | 0.16229 | 4
3C | 3000-3999 | 2000s | 6 | 11277.8471 | 4460.0679 | 3.4165 | 1.3511 | 1680.9012 | 1073.4836 | 0.50921 | 0.3252 | 5
3C | 3000-3999 | 2000s | 7 | [8 empty] | 0
3C | 3000-3999 | 2000s | 8 | [8 empty] | 0
3C | 3000-3999 | 2000s | 9 | [8 empty] | 0
3C | 3000-3999 | 2000s | 10 | [8 empty] | 0
3C | 3000-3999 | 2010s | 1 | 9436.8891 |  | 2.8588 |  | 1701.5615 |  | 0.51547 |  | 1
3C | 3000-3999 | 2010s | 2 | 8279.4601 | 3029.6052 | 2.5082 | 0.91778 | 1683.3239 | 921.5484 | 0.50994 | 0.27917 | 3
3C | 3000-3999 | 2010s | 3 | 9317.6516 | 1868.4729 | 2.8227 | 0.56603 | 1855.7882 | 608.8508 | 0.56219 | 0.18444 | 2
3C | 3000-3999 | 2010s | 4 | [8 empty] | 0
3C | 3000-3999 | 2010s | 5 | 12216.9808 |  | 3.701 |  | 790.3635 |  | 0.23943 |  | 1
3C | 3000-3999 | 2010s | 6 | 13274.8516 |  | 4.0215 |  | 1691.1281 |  | 0.51231 |  | 1
3C | 3000-3999 | 2010s | 7 | [8 empty] | 0
3C | 3000-3999 | 2010s | 8 | [8 empty] | 0
3C | 3000-3999 | 2010s | 9 | [8 empty] | 0
3C | 3000-3999 | 2010s | 10 | [8 empty] | 0
4A | 500-749 | <1940 | 1 | 8344.8183 | 4154.1296 | 13.183 | 6.5626 | 1396.322 | 654.727 | 2.2059 | 1.0343 | 45
4A | 500-749 | <1940 | 2 | 10498.6952 | 5714.0131 | 16.5856 | 9.0269 | 1598.0716 | 871.2746 | 2.5246 | 1.3764 | 29
4A | 500-749 | <1940 | 3 | 13916.4799 | 8275.7013 | 21.985 | 13.0738 | 1876.4714 | 590.0155 | 2.9644 | 0.93209 | 9
4A | 500-749 | <1940 | 4 | 31422.2576 |  | 49.6402 |  | 1684.6225 |  | 2.6613 |  | 1
4A | 500-749 | <1940 | 5 | 12465.9912 | 134.6402 | 19.6935 | 0.2127 | 1730.7622 | 92.1411 | 2.7342 | 0.14556 | 2
4A | 500-749 | <1940 | 6 | 9631.5166 |  | 15.2157 |  | 1035.937 |  | 1.6366 |  | 1
4A | 500-749 | <1940 | 7 | [8 empty] | 0
4A | 500-749 | <1940 | 8 | [8 empty] | 0
4A | 500-749 | <1940 | 9 | [8 empty] | 0
4A | 500-749 | <1940 | 10 | [8 empty] | 0
4A | 500-749 | 1940s | 1 | 7602.9879 | 3104.7758 | 12.011 | 4.9049 | 1407.7466 | 590.676 | 2.2239 | 0.93314 | 16
4A | 500-749 | 1940s | 2 | 11009.7983 | 3605.5813 | 17.393 | 5.696 | 1456.0646 | 413.894 | 2.3003 | 0.65386 | 10
4A | 500-749 | 1940s | 3 | 8473.656 | 3714.1379 | 13.3865 | 5.8675 | 1823.4246 | 249.7586 | 2.8806 | 0.39456 | 6
4A | 500-749 | 1940s | 4 | 12563.7022 | 1667.8619 | 19.8479 | 2.6349 | 2539.4129 | 742.8534 | 4.0117 | 1.1735 | 3
4A | 500-749 | 1940s | 5 | [8 empty] | 0
4A | 500-749 | 1940s | 6 | [8 empty] | 0
4A | 500-749 | 1940s | 7 | [8 empty] | 0
4A | 500-749 | 1940s | 8 | [8 empty] | 0
4A | 500-749 | 1940s | 9 | [8 empty] | 0
4A | 500-749 | 1940s | 10 | [8 empty] | 0
4A | 500-749 | 1950s | 1 | 8281.6356 | 3749.68 | 13.0832 | 5.9237 | 1423.208 | 622.5287 | 2.2484 | 0.98346 | 58
4A | 500-749 | 1950s | 2 | 10792.9142 | 4736.4464 | 17.0504 | 7.4825 | 1659.8254 | 814.7464 | 2.6222 | 1.2871 | 45
4A | 500-749 | 1950s | 3 | 12731.3609 | 5711 | 20.1127 | 9.0221 | 1600.3457 | 587.8886 | 2.5282 | 0.92873 | 7
4A | 500-749 | 1950s | 4 | 15687.853 | 4432.223 | 24.7833 | 7.0019 | 1704.4622 | 512.0897 | 2.6927 | 0.80899 | 4
4A | 500-749 | 1950s | 5 | 12793.7264 | 2622.2745 | 20.2113 | 4.1426 | 1793.9745 | 1244.6287 | 2.8341 | 1.9662 | 2
4A | 500-749 | 1950s | 6 | 8631.3904 | 1948.9458 | 13.6357 | 3.0789 | 1764.9459 | 790.1338 | 2.7882 | 1.2482 | 2
4A | 500-749 | 1950s | 7 | [8 empty] | 0
4A | 500-749 | 1950s | 8 | [8 empty] | 0
4A | 500-749 | 1950s | 9 | [8 empty] | 0
4A | 500-749 | 1950s | 10 | [8 empty] | 0
4A | 500-749 | 1960s | 1 | 7013.4467 | 3153.3169 | 11.0797 | 4.9815 | 1218.7479 | 421.3079 | 1.9254 | 0.66557 | 15
4A | 500-749 | 1960s | 2 | 8588.8474 | 3791.6613 | 13.5685 | 5.99 | 1744.9592 | 685.4214 | 2.7566 | 1.0828 | 11
4A | 500-749 | 1960s | 3 | 7781.5487 | 1348.1694 | 12.2931 | 2.1298 | 1389.163 | 542.6165 | 2.1946 | 0.85721 | 4
4A | 500-749 | 1960s | 4 | 13863.7691 | 4233.092 | 21.9017 | 6.6873 | 1863.4439 | 1045.3666 | 2.9438 | 1.6514 | 4
4A | 500-749 | 1960s | 5 | 15654.6546 |  | 24.7309 |  | 2128.2466 |  | 3.3622 |  | 1
4A | 500-749 | 1960s | 6 | [8 empty] | 0
4A | 500-749 | 1960s | 7 | [8 empty] | 0
4A | 500-749 | 1960s | 8 | [8 empty] | 0
4A | 500-749 | 1960s | 9 | [8 empty] | 0
4A | 500-749 | 1960s | 10 | [8 empty] | 0
4A | 500-749 | 1970s | 1 | 9568.7706 | 4266.6 | 15.1165 | 6.7403 | 1589.8243 | 762.5853 | 2.5116 | 1.2047 | 27
4A | 500-749 | 1970s | 2 | 12511.736 | 5548.2419 | 19.7658 | 8.765 | 1687.6777 | 580.106 | 2.6662 | 0.91644 | 20
4A | 500-749 | 1970s | 3 | 7050.1026 | 1104.1451 | 11.1376 | 1.7443 | 1394.7478 | 376.7871 | 2.2034 | 0.59524 | 5
4A | 500-749 | 1970s | 4 | 19276.7323 | 664.2063 | 30.453 | 1.0493 | 2225.5716 | 865.5379 | 3.5159 | 1.3674 | 3
4A | 500-749 | 1970s | 5 | [8 empty] | 0
4A | 500-749 | 1970s | 6 | [8 empty] | 0
4A | 500-749 | 1970s | 7 | [8 empty] | 0
4A | 500-749 | 1970s | 8 | [8 empty] | 0
4A | 500-749 | 1970s | 9 | [8 empty] | 0
4A | 500-749 | 1970s | 10 | [8 empty] | 0
4A | 500-749 | 1980s | 1 | 10420.1735 | 2971.2546 | 16.4616 | 4.6939 | 1341.7877 | 536.9356 | 2.1197 | 0.84824 | 18
4A | 500-749 | 1980s | 2 | 10851.3616 | 4453.9919 | 17.1428 | 7.0363 | 1721.3335 | 736.7174 | 2.7193 | 1.1639 | 13
4A | 500-749 | 1980s | 3 | 10956.3627 | 3246.4523 | 17.3086 | 5.1287 | 1387.2053 | 498.282 | 2.1915 | 0.78718 | 5
4A | 500-749 | 1980s | 4 | 11674.2249 | 1615.3134 | 18.4427 | 2.5518 | 1468.076 | 506.8741 | 2.3192 | 0.80075 | 2
4A | 500-749 | 1980s | 5 | 14071.2306 |  | 22.2294 |  | 3197.2842 |  | 5.051 |  | 1
4A | 500-749 | 1980s | 6 | [8 empty] | 0
4A | 500-749 | 1980s | 7 | 10961.0201 |  | 17.316 |  | 2090.0449 |  | 3.3018 |  | 1
4A | 500-749 | 1980s | 8 | [8 empty] | 0
4A | 500-749 | 1980s | 9 | [8 empty] | 0
4A | 500-749 | 1980s | 10 | [8 empty] | 0
4A | 500-749 | 1990s | 1 | 10990.9405 | 4271.718 | 17.3633 | 6.7484 | 1413.2352 | 577.4658 | 2.2326 | 0.91227 | 20
4A | 500-749 | 1990s | 2 | 9295.5787 | 3531.8628 | 14.685 | 5.5796 | 1458.0699 | 470.98 | 2.3034 | 0.74404 | 16
4A | 500-749 | 1990s | 3 | 9802.1889 | 4413.6857 | 15.4853 | 6.9726 | 1881.9883 | 676.9327 | 2.9731 | 1.0694 | 8
4A | 500-749 | 1990s | 4 | 12928.1683 | 4862.3708 | 20.4236 | 7.6815 | 1461.7783 | 480.9656 | 2.3093 | 0.75982 | 3
4A | 500-749 | 1990s | 5 | 15315.9898 |  | 24.1959 |  | 1418.8993 |  | 2.2415 |  | 1
4A | 500-749 | 1990s | 6 | [8 empty] | 0
4A | 500-749 | 1990s | 7 | [8 empty] | 0
4A | 500-749 | 1990s | 8 | [8 empty] | 0
4A | 500-749 | 1990s | 9 | [8 empty] | 0
4A | 500-749 | 1990s | 10 | [8 empty] | 0
4A | 500-749 | 2000s | 1 | 8826.898 | 2825.821 | 13.9445 | 4.4642 | 956.6881 | 397.2095 | 1.5114 | 0.6275 | 15
4A | 500-749 | 2000s | 2 | 9978.3643 | 4230.2244 | 15.7636 | 6.6828 | 1391.7028 | 561.2566 | 2.1986 | 0.88666 | 9
4A | 500-749 | 2000s | 3 | 7105.3833 | 873.4778 | 11.2249 | 1.3799 | 1942.9864 | 167.1556 | 3.0695 | 0.26407 | 3
4A | 500-749 | 2000s | 4 | 10168.2166 | 3908.1053 | 16.0635 | 6.1739 | 1733.7149 | 59.5354 | 2.7389 | 0.094053 | 3
4A | 500-749 | 2000s | 5 | [8 empty] | 0
4A | 500-749 | 2000s | 6 | [8 empty] | 0
4A | 500-749 | 2000s | 7 | [8 empty] | 0
4A | 500-749 | 2000s | 8 | [8 empty] | 0
4A | 500-749 | 2000s | 9 | [8 empty] | 0
4A | 500-749 | 2000s | 10 | [8 empty] | 0
4A | 500-749 | 2010s | 1 | 10347.706 | 4474.2443 | 16.3471 | 7.0683 | 1290.8232 | 416.873 | 2.0392 | 0.65857 | 10
4A | 500-749 | 2010s | 2 | 10073.074 | 3182.5897 | 15.9132 | 5.0278 | 940.7804 | 227.8754 | 1.4862 | 0.35999 | 5
4A | 500-749 | 2010s | 3 | 13159.1402 | 4164.8882 | 20.7885 | 6.5796 | 1527.5977 | 123.6188 | 2.4133 | 0.19529 | 3
4A | 500-749 | 2010s | 4 | 12655.6413 | 5032.0213 | 19.9931 | 7.9495 | 1541.1497 | 614.8337 | 2.4347 | 0.9713 | 3
4A | 500-749 | 2010s | 5 | [8 empty] | 0
4A | 500-749 | 2010s | 6 | [8 empty] | 0
4A | 500-749 | 2010s | 7 | [8 empty] | 0
4A | 500-749 | 2010s | 8 | [8 empty] | 0
4A | 500-749 | 2010s | 9 | [8 empty] | 0
4A | 500-749 | 2010s | 10 | [8 empty] | 0
4A | 750-999 | <1940 | 1 | 10465.244 | 5921.3303 | 11.8251 | 6.6908 | 1818.9849 | 767.1335 | 2.0554 | 0.86682 | 136
4A | 750-999 | <1940 | 2 | 11541.0893 | 5371.2409 | 13.0408 | 6.0692 | 1881.2482 | 811.8088 | 2.1257 | 0.9173 | 83
4A | 750-999 | <1940 | 3 | 10000.2176 | 5414.819 | 11.2997 | 6.1184 | 1852.4819 | 839.1299 | 2.0932 | 0.94817 | 15
4A | 750-999 | <1940 | 4 | 14784.6719 | 4934.9258 | 16.7058 | 5.5762 | 2590.6046 | 842.8209 | 2.9272 | 0.95234 | 15
4A | 750-999 | <1940 | 5 | 27028.5344 | 8113.3249 | 30.5407 | 9.1676 | 2233.7575 | 1212.6718 | 2.524 | 1.3703 | 2
4A | 750-999 | <1940 | 6 | 12734.9159 | 5523.0761 | 14.3897 | 6.2408 | 3039.5744 | 2049.5377 | 3.4345 | 2.3159 | 4
4A | 750-999 | <1940 | 7 | [8 empty] | 0
4A | 750-999 | <1940 | 8 | 11081.7085 |  | 12.5217 |  | 1634.566 |  | 1.847 |  | 1
4A | 750-999 | <1940 | 9 | [8 empty] | 0
4A | 750-999 | <1940 | 10 | [8 empty] | 0
4A | 750-999 | 1940s | 1 | 10511.1992 | 5969.418 | 11.8771 | 6.7451 | 1859.2001 | 779.2853 | 2.1008 | 0.88055 | 89
4A | 750-999 | 1940s | 2 | 11730.3013 | 5988.8116 | 13.2546 | 6.767 | 1973.7042 | 839.7168 | 2.2302 | 0.94883 | 84
4A | 750-999 | 1940s | 3 | 11479.7362 | 3591.4753 | 12.9715 | 4.0582 | 2249.6696 | 842.1569 | 2.542 | 0.95159 | 18
4A | 750-999 | 1940s | 4 | 10571.2543 | 4073.5065 | 11.9449 | 4.6028 | 1722.5208 | 807.2401 | 1.9464 | 0.91214 | 10
4A | 750-999 | 1940s | 5 | 12718.9243 | 5157.0577 | 14.3717 | 5.8272 | 2205.665 | 1117.5549 | 2.4923 | 1.2628 | 5
4A | 750-999 | 1940s | 6 | 12776.1604 | 3048.0965 | 14.4363 | 3.4442 | 2726.7164 | 626.3789 | 3.081 | 0.70777 | 2
4A | 750-999 | 1940s | 7 | [8 empty] | 0
4A | 750-999 | 1940s | 8 | [8 empty] | 0
4A | 750-999 | 1940s | 9 | [8 empty] | 0
4A | 750-999 | 1940s | 10 | [8 empty] | 0
4A | 750-999 | 1950s | 1 | 10334.3086 | 5242.3035 | 11.6772 | 5.9235 | 1811.5194 | 780.1271 | 2.0469 | 0.8815 | 238
4A | 750-999 | 1950s | 2 | 11556.5313 | 5321.2121 | 13.0582 | 6.0127 | 1871.9416 | 905.6542 | 2.1152 | 1.0233 | 187
4A | 750-999 | 1950s | 3 | 12131.4511 | 5068.2846 | 13.7079 | 5.7269 | 2028.4781 | 849.5518 | 2.2921 | 0.95995 | 40
4A | 750-999 | 1950s | 4 | 13939.8759 | 6657.1097 | 15.7513 | 7.5222 | 2104.5525 | 944.5576 | 2.378 | 1.0673 | 23
4A | 750-999 | 1950s | 5 | 13686.7768 | 3235.8659 | 15.4653 | 3.6563 | 2503.9603 | 718.063 | 2.8293 | 0.81137 | 7
4A | 750-999 | 1950s | 6 | 14527.1332 | 36.9543 | 16.4148 | 0.041756 | 3890.8972 | 2355.4784 | 4.3965 | 2.6616 | 2
4A | 750-999 | 1950s | 7 | [8 empty] | 0
4A | 750-999 | 1950s | 8 | 12856.3141 |  | 14.5269 |  | 2962.8661 |  | 3.3479 |  | 1
4A | 750-999 | 1950s | 9 | [8 empty] | 0
4A | 750-999 | 1950s | 10 | [8 empty] | 0
4A | 750-999 | 1960s | 1 | 10270.0293 | 5444.9824 | 11.6046 | 6.1525 | 1634.5175 | 910.8986 | 1.8469 | 1.0293 | 140
4A | 750-999 | 1960s | 2 | 10941.4441 | 4917.068 | 12.3632 | 5.556 | 1948.2112 | 728.1256 | 2.2014 | 0.82274 | 103
4A | 750-999 | 1960s | 3 | 14191.3519 | 6750.2638 | 16.0354 | 7.6274 | 2174.0479 | 1157.5227 | 2.4566 | 1.3079 | 25
4A | 750-999 | 1960s | 4 | 13582.8422 | 7276.3096 | 15.3478 | 8.2218 | 1915.7213 | 756.8053 | 2.1647 | 0.85515 | 5
4A | 750-999 | 1960s | 5 | 15095.5226 | 3991.4247 | 17.0571 | 4.5101 | 2398.6098 | 815.7469 | 2.7103 | 0.92175 | 4
4A | 750-999 | 1960s | 6 | [8 empty] | 0
4A | 750-999 | 1960s | 7 | [8 empty] | 0
4A | 750-999 | 1960s | 8 | 23543.8659 |  | 26.6032 |  | 1529.2412 |  | 1.728 |  | 1
4A | 750-999 | 1960s | 9 | [8 empty] | 0
4A | 750-999 | 1960s | 10 | [8 empty] | 0
4A | 750-999 | 1970s | 1 | 11468.5588 | 5524.932 | 12.9588 | 6.2429 | 1776.5456 | 789.0478 | 2.0074 | 0.89158 | 139
4A | 750-999 | 1970s | 2 | 12611.1655 | 6205.2835 | 14.2499 | 7.0116 | 1945.0999 | 934.4797 | 2.1979 | 1.0559 | 143
4A | 750-999 | 1970s | 3 | 13915.5484 | 8076.5913 | 15.7238 | 9.1261 | 1826.3257 | 625.7565 | 2.0636 | 0.70707 | 18
4A | 750-999 | 1970s | 4 | 16005.5073 | 7759.0306 | 18.0853 | 8.7673 | 1885.5537 | 701.6797 | 2.1306 | 0.79286 | 24
4A | 750-999 | 1970s | 5 | 16062.4897 | 4635.7094 | 18.1497 | 5.2381 | 1693.7473 | 472.8122 | 1.9138 | 0.53425 | 3
4A | 750-999 | 1970s | 6 | 28602.7762 |  | 32.3195 |  | 3194.944 |  | 3.6101 |  | 1
4A | 750-999 | 1970s | 7 | 26015.0226 | 2490.2171 | 29.3955 | 2.8138 | 2676.3167 | 786.5239 | 3.0241 | 0.88873 | 2
4A | 750-999 | 1970s | 8 | [8 empty] | 0
4A | 750-999 | 1970s | 9 | [8 empty] | 0
4A | 750-999 | 1970s | 10 | [8 empty] | 0
4A | 750-999 | 1980s | 1 | 10163.3195 | 3687.8373 | 11.484 | 4.167 | 1594.3161 | 726.8626 | 1.8015 | 0.82131 | 42
4A | 750-999 | 1980s | 2 | 13192.089 | 5103.3684 | 14.9063 | 5.7665 | 1803.0103 | 709.6199 | 2.0373 | 0.80183 | 33
4A | 750-999 | 1980s | 3 | 12367.2848 | 4281.6204 | 13.9743 | 4.838 | 1939.9582 | 779.7404 | 2.192 | 0.88106 | 12
4A | 750-999 | 1980s | 4 | 18790.9819 | 6580.0239 | 21.2327 | 7.4351 | 2661.872 | 1167.0099 | 3.0078 | 1.3187 | 6
4A | 750-999 | 1980s | 5 | 10329.8148 | 1370.4191 | 11.6721 | 1.5485 | 1729.2871 | 632.8477 | 1.954 | 0.71508 | 4
4A | 750-999 | 1980s | 6 | 18499.8434 |  | 20.9038 |  | 1580.784 |  | 1.7862 |  | 1
4A | 750-999 | 1980s | 7 | [8 empty] | 0
4A | 750-999 | 1980s | 8 | [8 empty] | 0
4A | 750-999 | 1980s | 9 | [8 empty] | 0
4A | 750-999 | 1980s | 10 | [8 empty] | 0
4A | 750-999 | 1990s | 1 | 9682.6212 | 3271.6611 | 10.9408 | 3.6968 | 1598.6358 | 531.2169 | 1.8064 | 0.60025 | 70
4A | 750-999 | 1990s | 2 | 10870.787 | 4354.9676 | 12.2834 | 4.9209 | 1637.5328 | 626.6905 | 1.8503 | 0.70812 | 50
4A | 750-999 | 1990s | 3 | 12527.5429 | 4351.5569 | 14.1554 | 4.917 | 2218.6069 | 723.1253 | 2.5069 | 0.81709 | 12
4A | 750-999 | 1990s | 4 | 9689.2497 | 2790.9867 | 10.9483 | 3.1537 | 1853.2803 | 735.9092 | 2.0941 | 0.83154 | 6
4A | 750-999 | 1990s | 5 | 13669.4189 |  | 15.4457 |  | 1212.0417 |  | 1.3695 |  | 1
4A | 750-999 | 1990s | 6 | [8 empty] | 0
4A | 750-999 | 1990s | 7 | 20943.6371 |  | 23.6651 |  | 1240.0415 |  | 1.4012 |  | 1
4A | 750-999 | 1990s | 8 | [8 empty] | 0
4A | 750-999 | 1990s | 9 | [8 empty] | 0
4A | 750-999 | 1990s | 10 | [8 empty] | 0
4A | 750-999 | 2000s | 1 | 9171.0793 | 2777.7562 | 10.3628 | 3.1387 | 1341.2314 | 472.3742 | 1.5155 | 0.53376 | 51
4A | 750-999 | 2000s | 2 | 10619.5845 | 3261.4217 | 11.9995 | 3.6852 | 1511.9083 | 638.1133 | 1.7084 | 0.72103 | 39
4A | 750-999 | 2000s | 3 | 17358.791 | 2876.4064 | 19.6145 | 3.2502 | 1445.8914 | 296.9074 | 1.6338 | 0.33549 | 2
4A | 750-999 | 2000s | 4 | 12053.3085 | 1488.8392 | 13.6196 | 1.6823 | 1557.6127 | 507.3328 | 1.76 | 0.57326 | 3
4A | 750-999 | 2000s | 5 | 15801.6224 |  | 17.8549 |  | 1478.427 |  | 1.6705 |  | 1
4A | 750-999 | 2000s | 6 | 22323.7614 | 7216.3679 | 25.2246 | 8.1541 | 1571.3483 | 119.1571 | 1.7755 | 0.13464 | 2
4A | 750-999 | 2000s | 7 | [8 empty] | 0
4A | 750-999 | 2000s | 8 | [8 empty] | 0
4A | 750-999 | 2000s | 9 | [8 empty] | 0
4A | 750-999 | 2000s | 10 | 22839.5646 |  | 25.8074 |  | 2613.3356 |  | 2.9529 |  | 1
4A | 750-999 | 2010s | 1 | 10982.2242 | 3428.5449 | 12.4093 | 3.8741 | 1279.1194 | 434.5655 | 1.4453 | 0.49103 | 18
4A | 750-999 | 2010s | 2 | 13377.759 | 3526.2573 | 15.1161 | 3.9845 | 1347.8324 | 539.6066 | 1.523 | 0.60972 | 14
4A | 750-999 | 2010s | 3 | [8 empty] | 0
4A | 750-999 | 2010s | 4 | [8 empty] | 0
4A | 750-999 | 2010s | 5 | [8 empty] | 0
4A | 750-999 | 2010s | 6 | [8 empty] | 0
4A | 750-999 | 2010s | 7 | [8 empty] | 0
4A | 750-999 | 2010s | 8 | [8 empty] | 0
4A | 750-999 | 2010s | 9 | [8 empty] | 0
4A | 750-999 | 2010s | 10 | [8 empty] | 0
4A | 1000-1499 | <1940 | 1 | 11387.4656 | 6697.9867 | 9.334 | 5.4902 | 2098.8274 | 971.6946 | 1.7204 | 0.79647 | 263
4A | 1000-1499 | <1940 | 2 | 12202.2785 | 7092.3415 | 10.0019 | 5.8134 | 2248.9198 | 1051.6544 | 1.8434 | 0.86201 | 274
4A | 1000-1499 | <1940 | 3 | 12879.527 | 5751.4243 | 10.557 | 4.7143 | 2418.9783 | 969.6786 | 1.9828 | 0.79482 | 83
4A | 1000-1499 | <1940 | 4 | 15095.6539 | 8574.4208 | 12.3735 | 7.0282 | 2263.4465 | 1024.2685 | 1.8553 | 0.83956 | 45
4A | 1000-1499 | <1940 | 5 | 15120.1303 | 8224.5672 | 12.3935 | 6.7414 | 2404.0485 | 970.5699 | 1.9705 | 0.79555 | 25
4A | 1000-1499 | <1940 | 6 | 14535.6072 | 5034.0415 | 11.9144 | 4.1263 | 2575.1361 | 1676.9068 | 2.1108 | 1.3745 | 8
4A | 1000-1499 | <1940 | 7 | 12071.0895 |  | 9.8943 |  | 1971.4789 |  | 1.616 |  | 1
4A | 1000-1499 | <1940 | 8 | 11640.7844 |  | 9.5416 |  | 2888.0368 |  | 2.3672 |  | 1
4A | 1000-1499 | <1940 | 9 | [8 empty] | 0
4A | 1000-1499 | <1940 | 10 | [8 empty] | 0
4A | 1000-1499 | 1940s | 1 | 11634.2352 | 6781.9941 | 9.5363 | 5.559 | 2199.4653 | 1062.851 | 1.8028 | 0.87119 | 249
4A | 1000-1499 | 1940s | 2 | 12203.2417 | 5734.0485 | 10.0027 | 4.7 | 2271.4949 | 1069.1598 | 1.8619 | 0.87636 | 228
4A | 1000-1499 | 1940s | 3 | 14447.3538 | 7173.0295 | 11.8421 | 5.8795 | 2382.4674 | 1152.8673 | 1.9528 | 0.94497 | 65
4A | 1000-1499 | 1940s | 4 | 13400.6257 | 6321.3036 | 10.9841 | 5.1814 | 1929.2508 | 849.3896 | 1.5814 | 0.69622 | 34
4A | 1000-1499 | 1940s | 5 | 13420.2341 | 7297.629 | 11.0002 | 5.9817 | 3097.2839 | 1292.8898 | 2.5388 | 1.0597 | 11
4A | 1000-1499 | 1940s | 6 | 14615.9732 | 5627.5248 | 11.9803 | 4.6127 | 2418.5059 | 552.6006 | 1.9824 | 0.45295 | 4
4A | 1000-1499 | 1940s | 7 | [8 empty] | 0
4A | 1000-1499 | 1940s | 8 | [8 empty] | 0
4A | 1000-1499 | 1940s | 9 | [8 empty] | 0
4A | 1000-1499 | 1940s | 10 | [8 empty] | 0
4A | 1000-1499 | 1950s | 1 | 11456.8783 | 6370.4939 | 9.3909 | 5.2217 | 2084.3887 | 965.4953 | 1.7085 | 0.79139 | 645
4A | 1000-1499 | 1950s | 2 | 12005.4412 | 6041.4942 | 9.8405 | 4.952 | 2202.8708 | 1035.3091 | 1.8056 | 0.84861 | 589
4A | 1000-1499 | 1950s | 3 | 13689.7052 | 7181.0434 | 11.2211 | 5.8861 | 2067.2875 | 934.3954 | 1.6945 | 0.7659 | 190
4A | 1000-1499 | 1950s | 4 | 13050.287 | 6331.2053 | 10.697 | 5.1895 | 2181.8529 | 1036.6867 | 1.7884 | 0.84974 | 101
4A | 1000-1499 | 1950s | 5 | 18603.189 | 10344.8776 | 15.2485 | 8.4794 | 2455.6779 | 1178.9112 | 2.0129 | 0.96632 | 25
4A | 1000-1499 | 1950s | 6 | 16433.7113 | 5718.7024 | 13.4703 | 4.6875 | 2376.6573 | 970.5372 | 1.9481 | 0.79552 | 10
4A | 1000-1499 | 1950s | 7 | 19208.5339 | 15684.0786 | 15.7447 | 12.8558 | 2391.5277 | 558.9115 | 1.9603 | 0.45812 | 2
4A | 1000-1499 | 1950s | 8 | 16447.0296 |  | 13.4812 |  | 2914.0266 |  | 2.3885 |  | 1
4A | 1000-1499 | 1950s | 9 | [8 empty] | 0
4A | 1000-1499 | 1950s | 10 | [8 empty] | 0
4A | 1000-1499 | 1960s | 1 | 11624.5851 | 6362.194 | 9.5283 | 5.2149 | 2003.893 | 947.9489 | 1.6425 | 0.77701 | 537
4A | 1000-1499 | 1960s | 2 | 13321.5743 | 6463.8931 | 10.9193 | 5.2983 | 2222.5417 | 982.3333 | 1.8218 | 0.80519 | 518
4A | 1000-1499 | 1960s | 3 | 14473.6306 | 7491.5399 | 11.8636 | 6.1406 | 2275.0951 | 1025.1254 | 1.8648 | 0.84027 | 155
4A | 1000-1499 | 1960s | 4 | 15414.4334 | 6524.0814 | 12.6348 | 5.3476 | 2431.4766 | 1047.6806 | 1.993 | 0.85875 | 76
4A | 1000-1499 | 1960s | 5 | 15861.5689 | 7192.8665 | 13.0013 | 5.8958 | 2618.6005 | 1267.5545 | 2.1464 | 1.039 | 28
4A | 1000-1499 | 1960s | 6 | 21096.7738 | 10639.6741 | 17.2924 | 8.721 | 3489.2834 | 2696.0363 | 2.8601 | 2.2099 | 9
4A | 1000-1499 | 1960s | 7 | 16917.2335 | 757.2738 | 13.8666 | 0.62072 | 2439.8295 | 157.1838 | 1.9999 | 0.12884 | 2
4A | 1000-1499 | 1960s | 8 | 13480.2158 |  | 11.0494 |  | 3409.5574 |  | 2.7947 |  | 1
4A | 1000-1499 | 1960s | 9 | [8 empty] | 0
4A | 1000-1499 | 1960s | 10 | [8 empty] | 0
4A | 1000-1499 | 1970s | 1 | 13229.5636 | 6672.2252 | 10.8439 | 5.469 | 2003.2166 | 916.9823 | 1.642 | 0.75162 | 672
4A | 1000-1499 | 1970s | 2 | 14627.5451 | 6969.8731 | 11.9898 | 5.713 | 2083.3468 | 907.6254 | 1.7077 | 0.74396 | 685
4A | 1000-1499 | 1970s | 3 | 15371.3043 | 7521.701 | 12.5994 | 6.1653 | 2231.1254 | 945.2666 | 1.8288 | 0.77481 | 195
4A | 1000-1499 | 1970s | 4 | 18339.0965 | 8192.1514 | 15.032 | 6.7149 | 2533.9852 | 1035.7039 | 2.077 | 0.84894 | 91
4A | 1000-1499 | 1970s | 5 | 18174.013 | 7866.241 | 14.8967 | 6.4477 | 2728.891 | 1184.5558 | 2.2368 | 0.97095 | 37
4A | 1000-1499 | 1970s | 6 | 21010.5396 | 8134.3844 | 17.2218 | 6.6675 | 2383.7287 | 378.9059 | 1.9539 | 0.31058 | 7
4A | 1000-1499 | 1970s | 7 | 12252.8295 | 5879.2833 | 10.0433 | 4.8191 | 3500.9606 | 1521.986 | 2.8696 | 1.2475 | 3
4A | 1000-1499 | 1970s | 8 | [8 empty] | 0
4A | 1000-1499 | 1970s | 9 | 17474.4025 |  | 14.3233 |  | 2169.4153 |  | 1.7782 |  | 1
4A | 1000-1499 | 1970s | 10 | [8 empty] | 0
4A | 1000-1499 | 1980s | 1 | 11934.3951 | 5128.2756 | 9.7823 | 4.2035 | 1794.2295 | 807.4002 | 1.4707 | 0.6618 | 416
4A | 1000-1499 | 1980s | 2 | 13182.1496 | 5095.6179 | 10.805 | 4.1767 | 1995.6036 | 868.6657 | 1.6357 | 0.71202 | 425
4A | 1000-1499 | 1980s | 3 | 13928.2322 | 5548.2534 | 11.4166 | 4.5477 | 2028.266 | 924.354 | 1.6625 | 0.75767 | 118
4A | 1000-1499 | 1980s | 4 | 17386.2801 | 6601.9234 | 14.251 | 5.4114 | 2603.1817 | 1346.9694 | 2.1338 | 1.1041 | 48
4A | 1000-1499 | 1980s | 5 | 17280.0073 | 4979.7014 | 14.1639 | 4.0817 | 2935.6213 | 1301.7578 | 2.4062 | 1.067 | 16
4A | 1000-1499 | 1980s | 6 | 13682.6116 | 8319.4175 | 11.2153 | 6.8192 | 2312.1811 | 1273.3769 | 1.8952 | 1.0438 | 6
4A | 1000-1499 | 1980s | 7 | 19142.3196 | 1545.3632 | 15.6904 | 1.2667 | 3471.6293 | 648.4544 | 2.8456 | 0.53152 | 3
4A | 1000-1499 | 1980s | 8 | [8 empty] | 0
4A | 1000-1499 | 1980s | 9 | [8 empty] | 0
4A | 1000-1499 | 1980s | 10 | [8 empty] | 0
4A | 1000-1499 | 1990s | 1 | 11075.3747 | 4777.8229 | 9.0782 | 3.9162 | 1770.1282 | 744.4097 | 1.4509 | 0.61017 | 501
4A | 1000-1499 | 1990s | 2 | 12142.0331 | 4665.5335 | 9.9525 | 3.8242 | 1821.745 | 758.2205 | 1.4932 | 0.62149 | 547
4A | 1000-1499 | 1990s | 3 | 13906.547 | 4929.3682 | 11.3988 | 4.0405 | 2104.5763 | 779.0146 | 1.7251 | 0.63854 | 130
4A | 1000-1499 | 1990s | 4 | 14903.0031 | 5825.0466 | 12.2156 | 4.7746 | 2194.1438 | 860.773 | 1.7985 | 0.70555 | 77
4A | 1000-1499 | 1990s | 5 | 16661.1256 | 6816.8268 | 13.6567 | 5.5876 | 2357.034 | 1173.5874 | 1.932 | 0.96196 | 28
4A | 1000-1499 | 1990s | 6 | 19515.378 | 8512.7913 | 15.9962 | 6.9777 | 2031.5813 | 676.0235 | 1.6652 | 0.55412 | 5
4A | 1000-1499 | 1990s | 7 | [8 empty] | 0
4A | 1000-1499 | 1990s | 8 | [8 empty] | 0
4A | 1000-1499 | 1990s | 9 | 15445.5689 |  | 12.6603 |  | 3174.2273 |  | 2.6018 |  | 1
4A | 1000-1499 | 1990s | 10 | [8 empty] | 0
4A | 1000-1499 | 2000s | 1 | 10374.1407 | 4027.8489 | 8.5034 | 3.3015 | 1500.078 | 585.7939 | 1.2296 | 0.48016 | 378
4A | 1000-1499 | 2000s | 2 | 11678.9789 | 4463.991 | 9.5729 | 3.659 | 1615.3829 | 623.4198 | 1.3241 | 0.511 | 415
4A | 1000-1499 | 2000s | 3 | 12231.5065 | 4726.6172 | 10.0258 | 3.8743 | 1778.9898 | 684.4546 | 1.4582 | 0.56103 | 101
4A | 1000-1499 | 2000s | 4 | 12742.1725 | 5035.5461 | 10.4444 | 4.1275 | 1745.5811 | 703.2178 | 1.4308 | 0.57641 | 50
4A | 1000-1499 | 2000s | 5 | 14661.1505 | 6277.7783 | 12.0173 | 5.1457 | 1893.517 | 479.8332 | 1.5521 | 0.39331 | 12
4A | 1000-1499 | 2000s | 6 | 15129.8282 | 7866.1262 | 12.4015 | 6.4476 | 2404.7505 | 724.2897 | 1.9711 | 0.59368 | 4
4A | 1000-1499 | 2000s | 7 | 22781.9472 |  | 18.6737 |  | 2892.2523 |  | 2.3707 |  | 1
4A | 1000-1499 | 2000s | 8 | [8 empty] | 0
4A | 1000-1499 | 2000s | 9 | [8 empty] | 0
4A | 1000-1499 | 2000s | 10 | [8 empty] | 0
4A | 1000-1499 | 2010s | 1 | 9769.2434 | 4500.0472 | 8.0076 | 3.6886 | 1323.2939 | 455.5644 | 1.0847 | 0.37341 | 41
4A | 1000-1499 | 2010s | 2 | 11538.7974 | 3774.6648 | 9.458 | 3.094 | 1548.82 | 510.4847 | 1.2695 | 0.41843 | 43
4A | 1000-1499 | 2010s | 3 | 12644.4704 | 5907.8252 | 10.3643 | 4.8425 | 1742.4145 | 855.6245 | 1.4282 | 0.70133 | 12
4A | 1000-1499 | 2010s | 4 | 16213.2621 | 7388.298 | 13.2896 | 6.056 | 1629.6051 | 918.33 | 1.3357 | 0.75273 | 4
4A | 1000-1499 | 2010s | 5 | 12716.4264 | 4363.4017 | 10.4233 | 3.5766 | 1777.409 | 192.7182 | 1.4569 | 0.15797 | 2
4A | 1000-1499 | 2010s | 6 | [8 empty] | 0
4A | 1000-1499 | 2010s | 7 | [8 empty] | 0
4A | 1000-1499 | 2010s | 8 | [8 empty] | 0
4A | 1000-1499 | 2010s | 9 | [8 empty] | 0
4A | 1000-1499 | 2010s | 10 | [8 empty] | 0
4A | 1500-1999 | <1940 | 1 | 13669.2573 | 9246.6081 | 8.0883 | 5.4714 | 2649.8795 | 1290.2696 | 1.568 | 0.76347 | 216
4A | 1500-1999 | <1940 | 2 | 14374.8716 | 9400.9778 | 8.5058 | 5.5627 | 2667.2814 | 1246.761 | 1.5783 | 0.73773 | 265
4A | 1500-1999 | <1940 | 3 | 14236.7093 | 8040.1547 | 8.4241 | 4.7575 | 2675.2063 | 1371.3639 | 1.583 | 0.81146 | 76
4A | 1500-1999 | <1940 | 4 | 17656.5805 | 10771.1944 | 10.4477 | 6.3735 | 2966.0589 | 1224.0105 | 1.7551 | 0.72427 | 44
4A | 1500-1999 | <1940 | 5 | 15859.586 | 6565.7 | 9.3844 | 3.885 | 3559.5767 | 1858.2118 | 2.1063 | 1.0995 | 16
4A | 1500-1999 | <1940 | 6 | 18242.0101 | 5938.5639 | 10.7941 | 3.5139 | 3944.9765 | 2407.8396 | 2.3343 | 1.4248 | 4
4A | 1500-1999 | <1940 | 7 | 21457.5259 | 16671.8521 | 12.6968 | 9.865 | 4114.4879 | 1269.7215 | 2.4346 | 0.75131 | 2
4A | 1500-1999 | <1940 | 8 | [8 empty] | 0
4A | 1500-1999 | <1940 | 9 | 14084.7591 |  | 8.3342 |  | 2502.6007 |  | 1.4808 |  | 1
4A | 1500-1999 | <1940 | 10 | [8 empty] | 0
4A | 1500-1999 | 1940s | 1 | 12937.9219 | 8114.9151 | 7.6556 | 4.8017 | 2485.6645 | 1201.6396 | 1.4708 | 0.71103 | 169
4A | 1500-1999 | 1940s | 2 | 15033.024 | 8994.6009 | 8.8953 | 5.3222 | 2596.5552 | 1295.541 | 1.5364 | 0.76659 | 188
4A | 1500-1999 | 1940s | 3 | 18821.9416 | 12535.4482 | 11.1372 | 7.4174 | 2512.1968 | 1263.2071 | 1.4865 | 0.74746 | 64
4A | 1500-1999 | 1940s | 4 | 17996.4759 | 8380.6684 | 10.6488 | 4.959 | 3329.4873 | 1720.0293 | 1.9701 | 1.0178 | 41
4A | 1500-1999 | 1940s | 5 | 15787.6142 | 6209.3683 | 9.3418 | 3.6742 | 2687.9238 | 1153.284 | 1.5905 | 0.68242 | 12
4A | 1500-1999 | 1940s | 6 | 17175.5836 | 7860.9671 | 10.1631 | 4.6515 | 3860.5787 | 1240.9928 | 2.2844 | 0.73432 | 6
4A | 1500-1999 | 1940s | 7 | 39279.6517 |  | 23.2424 |  | 1876.6242 |  | 1.1104 |  | 1
4A | 1500-1999 | 1940s | 8 | [8 empty] | 0
4A | 1500-1999 | 1940s | 9 | [8 empty] | 0
4A | 1500-1999 | 1940s | 10 | [8 empty] | 0
4A | 1500-1999 | 1950s | 1 | 12878.1822 | 7573.2103 | 7.6202 | 4.4812 | 2458.3936 | 1294.3388 | 1.4547 | 0.76588 | 425
4A | 1500-1999 | 1950s | 2 | 14508.6179 | 8506.4985 | 8.585 | 5.0334 | 2514.7483 | 1265.2297 | 1.488 | 0.74866 | 455
4A | 1500-1999 | 1950s | 3 | 15664.0108 | 8963.5116 | 9.2686 | 5.3039 | 2668.0983 | 1246.9205 | 1.5788 | 0.73782 | 167
4A | 1500-1999 | 1950s | 4 | 15202.2943 | 9252.8541 | 8.9954 | 5.4751 | 2695.6474 | 1243.507 | 1.5951 | 0.7358 | 108
4A | 1500-1999 | 1950s | 5 | 19308.2117 | 11486.3055 | 11.425 | 6.7966 | 2997.1575 | 1685.2991 | 1.7735 | 0.99722 | 27
4A | 1500-1999 | 1950s | 6 | 20568.8162 | 12248.4559 | 12.1709 | 7.2476 | 2350.3934 | 1262.0868 | 1.3908 | 0.7468 | 10
4A | 1500-1999 | 1950s | 7 | 13402.3645 | 6180.8081 | 7.9304 | 3.6573 | 2051.5527 | 1695.8996 | 1.2139 | 1.0035 | 2
4A | 1500-1999 | 1950s | 8 | [8 empty] | 0
4A | 1500-1999 | 1950s | 9 | [8 empty] | 0
4A | 1500-1999 | 1950s | 10 | [8 empty] | 0
4A | 1500-1999 | 1960s | 1 | 13690.8015 | 8936.457 | 8.1011 | 5.2878 | 2454.1464 | 1253.2716 | 1.4522 | 0.74158 | 520
4A | 1500-1999 | 1960s | 2 | 14448.1341 | 8077.8009 | 8.5492 | 4.7798 | 2442.0066 | 1223.761 | 1.445 | 0.72412 | 597
4A | 1500-1999 | 1960s | 3 | 15870.5874 | 8860.0515 | 9.3909 | 5.2426 | 2721.1884 | 1240.5591 | 1.6102 | 0.73406 | 227
4A | 1500-1999 | 1960s | 4 | 15349.7907 | 7866.514 | 9.0827 | 4.6547 | 2514.5652 | 1056.6551 | 1.4879 | 0.62524 | 113
4A | 1500-1999 | 1960s | 5 | 20056.4816 | 10171.9834 | 11.8677 | 6.0189 | 3028.64 | 1315.1699 | 1.7921 | 0.77821 | 38
4A | 1500-1999 | 1960s | 6 | 19867.0526 | 8939.3281 | 11.7557 | 5.2895 | 2460.9095 | 806.9645 | 1.4562 | 0.47749 | 10
4A | 1500-1999 | 1960s | 7 | 15452.648 | 3528.0867 | 9.1436 | 2.0876 | 2666.3795 | 1054.8991 | 1.5777 | 0.6242 | 7
4A | 1500-1999 | 1960s | 8 | 17548.1703 | 6354.84 | 10.3835 | 3.7603 | 3188.731 | 737.7509 | 1.8868 | 0.43654 | 4
4A | 1500-1999 | 1960s | 9 | [8 empty] | 0
4A | 1500-1999 | 1960s | 10 | 19963.1963 |  | 11.8125 |  | 4346.2072 |  | 2.5717 |  | 1
4A | 1500-1999 | 1970s | 1 | 15779.0743 | 9290.8941 | 9.3367 | 5.4976 | 2388.7846 | 1248.1264 | 1.4135 | 0.73854 | 637
4A | 1500-1999 | 1970s | 2 | 17194.069 | 9341.1215 | 10.174 | 5.5273 | 2439.8235 | 1190.5633 | 1.4437 | 0.70448 | 760
4A | 1500-1999 | 1970s | 3 | 16364.2621 | 8358.1487 | 9.683 | 4.9457 | 2549.9054 | 1314.3903 | 1.5088 | 0.77775 | 263
4A | 1500-1999 | 1970s | 4 | 18209.0791 | 8097.7157 | 10.7746 | 4.7915 | 2637.5961 | 1438.9325 | 1.5607 | 0.85144 | 140
4A | 1500-1999 | 1970s | 5 | 24108.5723 | 11703.6254 | 14.2654 | 6.9252 | 2828.3348 | 1396.9325 | 1.6736 | 0.82659 | 40
4A | 1500-1999 | 1970s | 6 | 22034.8809 | 10030.0832 | 13.0384 | 5.935 | 2934.5235 | 1309.5309 | 1.7364 | 0.77487 | 15
4A | 1500-1999 | 1970s | 7 | 32205.1742 | 14888.0195 | 19.0563 | 8.8095 | 2707.1661 | 1619.131 | 1.6019 | 0.95807 | 4
4A | 1500-1999 | 1970s | 8 | [8 empty] | 0
4A | 1500-1999 | 1970s | 9 | 20378.4365 |  | 12.0582 |  | 5413.0024 |  | 3.203 |  | 1
4A | 1500-1999 | 1970s | 10 | [8 empty] | 0
4A | 1500-1999 | 1980s | 1 | 14181.2536 | 6929.8925 | 8.3913 | 4.1005 | 2117.7493 | 1096.8979 | 1.2531 | 0.64905 | 523
4A | 1500-1999 | 1980s | 2 | 15625.1981 | 6953.1358 | 9.2457 | 4.1143 | 2278.3242 | 1096.6399 | 1.3481 | 0.6489 | 622
4A | 1500-1999 | 1980s | 3 | 16077.7971 | 6749.7558 | 9.5135 | 3.9939 | 2393.3008 | 1124.5982 | 1.4162 | 0.66544 | 211
4A | 1500-1999 | 1980s | 4 | 17785.8948 | 8433.5636 | 10.5242 | 4.9903 | 2414.2474 | 920.0987 | 1.4285 | 0.54444 | 108
4A | 1500-1999 | 1980s | 5 | 18636.0822 | 8887.9489 | 11.0273 | 5.2591 | 3042.8486 | 1354.1233 | 1.8005 | 0.80126 | 35
4A | 1500-1999 | 1980s | 6 | 21627.9473 | 8644.2726 | 12.7976 | 5.115 | 3286.4161 | 1029.2289 | 1.9446 | 0.60901 | 12
4A | 1500-1999 | 1980s | 7 | 23125.0329 | 5696.4445 | 13.6835 | 3.3707 | 3258.654 | 1450.4157 | 1.9282 | 0.85823 | 4
4A | 1500-1999 | 1980s | 8 | 23458.3915 | 4854.7617 | 13.8807 | 2.8726 | 2373.0764 | 204.8665 | 1.4042 | 0.12122 | 2
4A | 1500-1999 | 1980s | 9 | [8 empty] | 0
4A | 1500-1999 | 1980s | 10 | [8 empty] | 0
4A | 1500-1999 | 1990s | 1 | 12592.7467 | 6077.9247 | 7.4513 | 3.5964 | 1950.4252 | 966.4223 | 1.1541 | 0.57185 | 675
4A | 1500-1999 | 1990s | 2 | 13672.3661 | 6274.1805 | 8.0902 | 3.7125 | 2150.1958 | 956.3712 | 1.2723 | 0.5659 | 756
4A | 1500-1999 | 1990s | 3 | 14921.6368 | 6559.7474 | 8.8294 | 3.8815 | 2231.6111 | 1004.1754 | 1.3205 | 0.59419 | 253
4A | 1500-1999 | 1990s | 4 | 15720.3585 | 6225.0643 | 9.302 | 3.6835 | 2430.6578 | 938.5339 | 1.4383 | 0.55535 | 143
4A | 1500-1999 | 1990s | 5 | 17486.2525 | 7009.628 | 10.3469 | 4.1477 | 2660.3598 | 1146.7358 | 1.5742 | 0.67854 | 34
4A | 1500-1999 | 1990s | 6 | 19600.9516 | 6395.83 | 11.5982 | 3.7845 | 2938.9142 | 872.0749 | 1.739 | 0.51602 | 19
4A | 1500-1999 | 1990s | 7 | 16723.0894 | 1850.684 | 9.8953 | 1.0951 | 3021.7397 | 474.2255 | 1.788 | 0.28061 | 4
4A | 1500-1999 | 1990s | 8 | 13554.3637 |  | 8.0203 |  | 2652.9604 |  | 1.5698 |  | 1
4A | 1500-1999 | 1990s | 9 | [8 empty] | 0
4A | 1500-1999 | 1990s | 10 | [8 empty] | 0
4A | 1500-1999 | 2000s | 1 | 12106.484 | 5361.9841 | 7.1636 | 3.1728 | 1621.0925 | 717.3399 | 0.95923 | 0.42446 | 593
4A | 1500-1999 | 2000s | 2 | 13181.3528 | 5620.1654 | 7.7996 | 3.3255 | 1733.0541 | 714.1538 | 1.0255 | 0.42258 | 654
4A | 1500-1999 | 2000s | 3 | 14205.927 | 5894.5132 | 8.4059 | 3.4879 | 1832.4999 | 700.6938 | 1.0843 | 0.41461 | 190
4A | 1500-1999 | 2000s | 4 | 15549.2061 | 6292.5446 | 9.2007 | 3.7234 | 2106.0395 | 841.3475 | 1.2462 | 0.49784 | 132
4A | 1500-1999 | 2000s | 5 | 16540.8942 | 7032.6409 | 9.7875 | 4.1613 | 2253.8749 | 1017.1994 | 1.3337 | 0.60189 | 39
4A | 1500-1999 | 2000s | 6 | 19357.6205 | 4144.7884 | 11.4542 | 2.4525 | 2452.4873 | 794.2709 | 1.4512 | 0.46998 | 19
4A | 1500-1999 | 2000s | 7 | 24135.1173 |  | 14.2811 |  | 2731.6649 |  | 1.6164 |  | 1
4A | 1500-1999 | 2000s | 8 | [8 empty] | 0
4A | 1500-1999 | 2000s | 9 | [8 empty] | 0
4A | 1500-1999 | 2000s | 10 | [8 empty] | 0
4A | 1500-1999 | 2010s | 1 | 12860.0396 | 5289.4074 | 7.6095 | 3.1298 | 1667.333 | 799.7143 | 0.98659 | 0.4732 | 80
4A | 1500-1999 | 2010s | 2 | 14345.8064 | 5778.9254 | 8.4886 | 3.4195 | 1890.8605 | 680.7274 | 1.1189 | 0.4028 | 84
4A | 1500-1999 | 2010s | 3 | 14425.775 | 6787.9353 | 8.536 | 4.0165 | 1920.2036 | 675.7547 | 1.1362 | 0.39985 | 25
4A | 1500-1999 | 2010s | 4 | 14951.4478 | 3791.966 | 8.847 | 2.2438 | 1924.9497 | 426.6914 | 1.139 | 0.25248 | 13
4A | 1500-1999 | 2010s | 5 | 18486.3727 | 6738.1992 | 10.9387 | 3.9871 | 1586.8726 | 366.9385 | 0.93898 | 0.21712 | 3
4A | 1500-1999 | 2010s | 6 | 21522.907 | 12777.827 | 12.7354 | 7.5608 | 1914.3829 | 340.8945 | 1.1328 | 0.20171 | 4
4A | 1500-1999 | 2010s | 7 | [8 empty] | 0
4A | 1500-1999 | 2010s | 8 | [8 empty] | 0
4A | 1500-1999 | 2010s | 9 | [8 empty] | 0
4A | 1500-1999 | 2010s | 10 | [8 empty] | 0
4A | 2000-2499 | <1940 | 1 | 15465.4761 | 10803.2095 | 7.1073 | 4.9647 | 2883.4186 | 1376.6194 | 1.3251 | 0.63264 | 102
4A | 2000-2499 | <1940 | 2 | 16814.9067 | 11544.9248 | 7.7274 | 5.3056 | 3153.259 | 1495.787 | 1.4491 | 0.6874 | 148
4A | 2000-2499 | <1940 | 3 | 19467.3691 | 13205.9296 | 8.9464 | 6.0689 | 3084.838 | 1473.6175 | 1.4177 | 0.67721 | 62
4A | 2000-2499 | <1940 | 4 | 18021.2973 | 11103.9043 | 8.2818 | 5.1029 | 3237.9806 | 1529.5086 | 1.488 | 0.7029 | 49
4A | 2000-2499 | <1940 | 5 | 16313.433 | 9223.8734 | 7.497 | 4.2389 | 2893.4163 | 1204.4577 | 1.3297 | 0.55352 | 19
4A | 2000-2499 | <1940 | 6 | 25650.8059 | 16596.6633 | 11.7881 | 7.6271 | 3888.3652 | 2145.2135 | 1.7869 | 0.98585 | 8
4A | 2000-2499 | <1940 | 7 | [8 empty] | 0
4A | 2000-2499 | <1940 | 8 | [8 empty] | 0
4A | 2000-2499 | <1940 | 9 | [8 empty] | 0
4A | 2000-2499 | <1940 | 10 | [8 empty] | 0
4A | 2000-2499 | 1940s | 1 | 14771.8333 | 9533.808 | 6.7885 | 4.3813 | 2953.9419 | 1547.3231 | 1.3575 | 0.71109 | 74
4A | 2000-2499 | 1940s | 2 | 16317.8123 | 10838.8813 | 7.499 | 4.9811 | 3143.6791 | 1657.624 | 1.4447 | 0.76178 | 103
4A | 2000-2499 | 1940s | 3 | 14875.4982 | 8976.3747 | 6.8362 | 4.1252 | 2823.9901 | 1126.5309 | 1.2978 | 0.51771 | 45
4A | 2000-2499 | 1940s | 4 | 16023.1857 | 8197.3337 | 7.3636 | 3.7672 | 3222.9626 | 1646.1995 | 1.4811 | 0.75653 | 35
4A | 2000-2499 | 1940s | 5 | 17995.2034 | 10597.8341 | 8.2699 | 4.8703 | 3144.3637 | 1261.456 | 1.445 | 0.57971 | 12
4A | 2000-2499 | 1940s | 6 | 12975.2893 | 5535.0929 | 5.9629 | 2.5437 | 3065.8118 | 1771.9773 | 1.4089 | 0.81433 | 2
4A | 2000-2499 | 1940s | 7 | [8 empty] | 0
4A | 2000-2499 | 1940s | 8 | 41201.2046 |  | 18.9344 |  | 2646.2621 |  | 1.2161 |  | 1
4A | 2000-2499 | 1940s | 9 | [8 empty] | 0
4A | 2000-2499 | 1940s | 10 | [8 empty] | 0
4A | 2000-2499 | 1950s | 1 | 15130.0198 | 10697.8632 | 6.9531 | 4.9163 | 2780.1124 | 1489.808 | 1.2776 | 0.68465 | 194
4A | 2000-2499 | 1950s | 2 | 15974.8647 | 11259.3778 | 7.3414 | 5.1743 | 2772.8296 | 1451.0694 | 1.2743 | 0.66685 | 296
4A | 2000-2499 | 1950s | 3 | 15387.6913 | 8255.226 | 7.0715 | 3.7938 | 2871.6177 | 1503.0496 | 1.3197 | 0.69074 | 123
4A | 2000-2499 | 1950s | 4 | 16836.1809 | 8908.2724 | 7.7372 | 4.0939 | 2799.4173 | 1489.5307 | 1.2865 | 0.68453 | 85
4A | 2000-2499 | 1950s | 5 | 16009.103 | 9118.3775 | 7.3571 | 4.1904 | 3199.2578 | 1605.3192 | 1.4702 | 0.73774 | 37
4A | 2000-2499 | 1950s | 6 | 19334.3854 | 9095.5425 | 8.8853 | 4.1799 | 2981.306 | 1430.0966 | 1.3701 | 0.65721 | 8
4A | 2000-2499 | 1950s | 7 | 31540.8342 | 26856.5924 | 14.4949 | 12.3422 | 3145.4068 | 1994.2495 | 1.4455 | 0.91647 | 5
4A | 2000-2499 | 1950s | 8 | [8 empty] | 0
4A | 2000-2499 | 1950s | 9 | [8 empty] | 0
4A | 2000-2499 | 1950s | 10 | [8 empty] | 0
4A | 2000-2499 | 1960s | 1 | 15239.781 | 10293.1384 | 7.0036 | 4.7303 | 2780.7038 | 1456.7804 | 1.2779 | 0.66948 | 361
4A | 2000-2499 | 1960s | 2 | 15943.8707 | 9840.4718 | 7.3271 | 4.5223 | 2802.7155 | 1328.4731 | 1.288 | 0.61051 | 452
4A | 2000-2499 | 1960s | 3 | 17103.0315 | 9934.9865 | 7.8598 | 4.5657 | 2845.6431 | 1292.5848 | 1.3077 | 0.59402 | 167
4A | 2000-2499 | 1960s | 4 | 17814.9351 | 10540.7796 | 8.187 | 4.8441 | 2865.1778 | 1379.2396 | 1.3167 | 0.63384 | 109
4A | 2000-2499 | 1960s | 5 | 17752.3749 | 9737.734 | 8.1583 | 4.4751 | 3164.5031 | 1425.7726 | 1.4543 | 0.65523 | 42
4A | 2000-2499 | 1960s | 6 | 18290.2158 | 9070.2938 | 8.4054 | 4.1683 | 2747.9724 | 1224.8402 | 1.2629 | 0.56289 | 20
4A | 2000-2499 | 1960s | 7 | 11698.6765 |  | 5.3762 |  | 3489.4217 |  | 1.6036 |  | 1
4A | 2000-2499 | 1960s | 8 | [8 empty] | 0
4A | 2000-2499 | 1960s | 9 | 16067.5422 |  | 7.384 |  | 2375.9886 |  | 1.0919 |  | 1
4A | 2000-2499 | 1960s | 10 | [8 empty] | 0
4A | 2000-2499 | 1970s | 1 | 17421.7785 | 10500.869 | 8.0063 | 4.8258 | 2579.2168 | 1197.519 | 1.1853 | 0.55033 | 420
4A | 2000-2499 | 1970s | 2 | 19232.6982 | 11754.0452 | 8.8386 | 5.4017 | 2646.0726 | 1338.5799 | 1.216 | 0.61516 | 559
4A | 2000-2499 | 1970s | 3 | 18792.4622 | 11340.1287 | 8.6362 | 5.2115 | 2687.516 | 1426.5579 | 1.2351 | 0.65559 | 197
4A | 2000-2499 | 1970s | 4 | 20226.132 | 10686.3173 | 9.2951 | 4.911 | 3033.0725 | 1555.9232 | 1.3939 | 0.71504 | 153
4A | 2000-2499 | 1970s | 5 | 21886.107 | 13030.324 | 10.058 | 5.9882 | 3219.4648 | 1518.6012 | 1.4795 | 0.69789 | 50
4A | 2000-2499 | 1970s | 6 | 20921.8788 | 10330.502 | 9.6148 | 4.7475 | 3202.5144 | 1192.3847 | 1.4717 | 0.54797 | 24
4A | 2000-2499 | 1970s | 7 | 22118.7642 | 10113.0358 | 10.1649 | 4.6475 | 2530.7253 | 865.8893 | 1.163 | 0.39793 | 4
4A | 2000-2499 | 1970s | 8 | 33820.1351 | 28280.0656 | 15.5423 | 12.9964 | 4431.1828 | 2123.1868 | 2.0364 | 0.97573 | 2
4A | 2000-2499 | 1970s | 9 | 18197.5768 |  | 8.3629 |  | 1338.4306 |  | 0.61509 |  | 1
4A | 2000-2499 | 1970s | 10 | [8 empty] | 0
4A | 2000-2499 | 1980s | 1 | 15527.4128 | 8025.5442 | 7.1358 | 3.6882 | 2333.9966 | 1123.9775 | 1.0726 | 0.51653 | 338
4A | 2000-2499 | 1980s | 2 | 17675.2855 | 8294.0709 | 8.1228 | 3.8116 | 2490.621 | 1242.5254 | 1.1446 | 0.57101 | 482
4A | 2000-2499 | 1980s | 3 | 18171.4547 | 8726.8095 | 8.3509 | 4.0105 | 2504.5509 | 1355.7719 | 1.151 | 0.62306 | 179
4A | 2000-2499 | 1980s | 4 | 17912.957 | 8447.4336 | 8.2321 | 3.8821 | 2536.191 | 1178.5893 | 1.1655 | 0.54163 | 120
4A | 2000-2499 | 1980s | 5 | 20066.546 | 10097.9681 | 9.2218 | 4.6406 | 2843.0527 | 1368.2224 | 1.3065 | 0.62878 | 46
4A | 2000-2499 | 1980s | 6 | 19041.2848 | 8172.2912 | 8.7506 | 3.7556 | 2462.9681 | 1269.0138 | 1.1319 | 0.58319 | 15
4A | 2000-2499 | 1980s | 7 | [8 empty] | 0
4A | 2000-2499 | 1980s | 8 | [8 empty] | 0
4A | 2000-2499 | 1980s | 9 | [8 empty] | 0
4A | 2000-2499 | 1980s | 10 | [8 empty] | 0
4A | 2000-2499 | 1990s | 1 | 13695.1197 | 6959.9392 | 6.2937 | 3.1985 | 2139.9503 | 990.1812 | 0.98343 | 0.45505 | 427
4A | 2000-2499 | 1990s | 2 | 14548.2748 | 7115.3114 | 6.6858 | 3.2699 | 2305.4763 | 1057.4041 | 1.0595 | 0.48594 | 579
4A | 2000-2499 | 1990s | 3 | 15443.147 | 7031.2489 | 7.097 | 3.2313 | 2378.0663 | 1075.2567 | 1.0929 | 0.49414 | 234
4A | 2000-2499 | 1990s | 4 | 17096.7002 | 7676.3735 | 7.8569 | 3.5277 | 2651.6494 | 1246.94 | 1.2186 | 0.57304 | 121
4A | 2000-2499 | 1990s | 5 | 18346.069 | 6856.4706 | 8.4311 | 3.151 | 2789.7582 | 1145.7308 | 1.2821 | 0.52653 | 43
4A | 2000-2499 | 1990s | 6 | 20432.183 | 9323.208 | 9.3898 | 4.2846 | 3298.3588 | 1998.546 | 1.5158 | 0.91845 | 15
4A | 2000-2499 | 1990s | 7 | 21470.4022 | 8136.2266 | 9.8669 | 3.7391 | 4275.7508 | 1787.1351 | 1.965 | 0.82129 | 5
4A | 2000-2499 | 1990s | 8 | [8 empty] | 0
4A | 2000-2499 | 1990s | 9 | [8 empty] | 0
4A | 2000-2499 | 1990s | 10 | [8 empty] | 0
4A | 2000-2499 | 2000s | 1 | 13260.4239 | 6491.1572 | 6.0939 | 2.9831 | 1772.607 | 812.4451 | 0.81462 | 0.37337 | 464
4A | 2000-2499 | 2000s | 2 | 14258.7828 | 6379.3511 | 6.5527 | 2.9317 | 1974.8706 | 834.7117 | 0.90757 | 0.3836 | 672
4A | 2000-2499 | 2000s | 3 | 16393.7064 | 6836.7859 | 7.5339 | 3.1419 | 2098.9794 | 869.6129 | 0.9646 | 0.39964 | 232
4A | 2000-2499 | 2000s | 4 | 16670.1464 | 6430.8768 | 7.6609 | 2.9554 | 2235.6919 | 899.4639 | 1.0274 | 0.41336 | 129
4A | 2000-2499 | 2000s | 5 | 19187.281 | 8530.201 | 8.8177 | 3.9201 | 2331.1195 | 1068.4307 | 1.0713 | 0.49101 | 69
4A | 2000-2499 | 2000s | 6 | 20107.728 | 7881.8045 | 9.2407 | 3.6222 | 2398.3111 | 954.6477 | 1.1022 | 0.43872 | 25
4A | 2000-2499 | 2000s | 7 | 16784.3293 | 8811.3075 | 7.7134 | 4.0493 | 2502.7168 | 669.6682 | 1.1501 | 0.30775 | 5
4A | 2000-2499 | 2000s | 8 | 34218.2328 |  | 15.7253 |  | 3790.252 |  | 1.7418 |  | 1
4A | 2000-2499 | 2000s | 9 | [8 empty] | 0
4A | 2000-2499 | 2000s | 10 | [8 empty] | 0
4A | 2000-2499 | 2010s | 1 | 11827.4661 | 6213.8683 | 5.4354 | 2.8556 | 1624.4497 | 757.1095 | 0.74653 | 0.34794 | 105
4A | 2000-2499 | 2010s | 2 | 13114.3581 | 6152.3381 | 6.0268 | 2.8274 | 1819.5101 | 827.0227 | 0.83617 | 0.38007 | 132
4A | 2000-2499 | 2010s | 3 | 14613.1657 | 7717.8305 | 6.7156 | 3.5468 | 1802.8033 | 868.9811 | 0.82849 | 0.39935 | 47
4A | 2000-2499 | 2010s | 4 | 14430.9925 | 5823.5382 | 6.6319 | 2.6763 | 1981.7017 | 827.1144 | 0.91071 | 0.38011 | 28
4A | 2000-2499 | 2010s | 5 | 19102.2913 | 6827.9208 | 8.7786 | 3.1378 | 2275.4762 | 867.3954 | 1.0457 | 0.39862 | 8
4A | 2000-2499 | 2010s | 6 | 19452.7541 | 6594.0414 | 8.9397 | 3.0303 | 2477.5077 | 359.1833 | 1.1386 | 0.16507 | 3
4A | 2000-2499 | 2010s | 7 | 12139.5791 |  | 5.5789 |  | 2456.5486 |  | 1.1289 |  | 1
4A | 2000-2499 | 2010s | 8 | 20043.3155 |  | 9.2111 |  | 2046.4018 |  | 0.94044 |  | 1
4A | 2000-2499 | 2010s | 9 | [8 empty] | 0
4A | 2000-2499 | 2010s | 10 | [8 empty] | 0
4A | 2500-2999 | <1940 | 1 | 20277.9861 | 14515.8833 | 7.6147 | 5.451 | 3245.2504 | 1591.2875 | 1.2186 | 0.59755 | 57
4A | 2500-2999 | <1940 | 2 | 19525.9772 | 14684.744 | 7.3323 | 5.5144 | 3575.1656 | 1680.2139 | 1.3425 | 0.63095 | 103
4A | 2500-2999 | <1940 | 3 | 18189.2139 | 14905.9966 | 6.8303 | 5.5974 | 3776.1396 | 2067.1528 | 1.418 | 0.77625 | 32
4A | 2500-2999 | <1940 | 4 | 21623.4864 | 14019.0533 | 8.12 | 5.2644 | 3303.0057 | 1372.2799 | 1.2403 | 0.51531 | 32
4A | 2500-2999 | <1940 | 5 | 18640.9169 | 9415.7683 | 7 | 3.5358 | 3911.74 | 2640.172 | 1.4689 | 0.99143 | 7
4A | 2500-2999 | <1940 | 6 | 23245.2169 | 7277.9518 | 8.729 | 2.733 | 3728.7642 | 1526.3263 | 1.4002 | 0.57316 | 5
4A | 2500-2999 | <1940 | 7 | [8 empty] | 0
4A | 2500-2999 | <1940 | 8 | [8 empty] | 0
4A | 2500-2999 | <1940 | 9 | [8 empty] | 0
4A | 2500-2999 | <1940 | 10 | [8 empty] | 0
4A | 2500-2999 | 1940s | 1 | 16319.2531 | 10038.6253 | 6.1281 | 3.7697 | 3057.9495 | 1421.9842 | 1.1483 | 0.53398 | 31
4A | 2500-2999 | 1940s | 2 | 18604.8812 | 15084.6686 | 6.9864 | 5.6645 | 3773.3808 | 2086.2852 | 1.417 | 0.78343 | 42
4A | 2500-2999 | 1940s | 3 | 17167.7738 | 6326.4426 | 6.4468 | 2.3757 | 2702.4653 | 739.6787 | 1.0148 | 0.27776 | 9
4A | 2500-2999 | 1940s | 4 | 20799.5009 | 14973.7226 | 7.8106 | 5.6229 | 4076.5884 | 1961.4057 | 1.5308 | 0.73654 | 15
4A | 2500-2999 | 1940s | 5 | 20486.9157 | 14635.5114 | 7.6932 | 5.4959 | 2290.3765 | 1186.9166 | 0.86007 | 0.44571 | 6
4A | 2500-2999 | 1940s | 6 | [8 empty] | 0
4A | 2500-2999 | 1940s | 7 | [8 empty] | 0
4A | 2500-2999 | 1940s | 8 | [8 empty] | 0
4A | 2500-2999 | 1940s | 9 | [8 empty] | 0
4A | 2500-2999 | 1940s | 10 | [8 empty] | 0
4A | 2500-2999 | 1950s | 1 | 15454.307 | 9431.8367 | 5.8033 | 3.5418 | 3354.4075 | 1436.8342 | 1.2596 | 0.53955 | 58
4A | 2500-2999 | 1950s | 2 | 15519.9168 | 9608.2985 | 5.828 | 3.6081 | 3465.6185 | 1702.0266 | 1.3014 | 0.63914 | 97
4A | 2500-2999 | 1950s | 3 | 20667.7177 | 16562.9585 | 7.7611 | 6.2197 | 3426.5563 | 1570.9652 | 1.2867 | 0.58992 | 47
4A | 2500-2999 | 1950s | 4 | 17457.2978 | 9872.1871 | 6.5555 | 3.7072 | 3427.0977 | 1817.9095 | 1.2869 | 0.68265 | 33
4A | 2500-2999 | 1950s | 5 | 19335.343 | 14694.9701 | 7.2607 | 5.5182 | 3040.1966 | 1301.1455 | 1.1416 | 0.4886 | 17
4A | 2500-2999 | 1950s | 6 | 14410.1728 | 1523.3771 | 5.4113 | 0.57205 | 3481.4123 | 1194.8624 | 1.3073 | 0.44869 | 5
4A | 2500-2999 | 1950s | 7 | 14389.1359 |  | 5.4034 |  | 2249.715 |  | 0.8448 |  | 1
4A | 2500-2999 | 1950s | 8 | [8 empty] | 0
4A | 2500-2999 | 1950s | 9 | [8 empty] | 0
4A | 2500-2999 | 1950s | 10 | [8 empty] | 0
4A | 2500-2999 | 1960s | 1 | 19516.7017 | 13969.8134 | 7.3288 | 5.2459 | 3058.4194 | 1477.4265 | 1.1485 | 0.5548 | 155
4A | 2500-2999 | 1960s | 2 | 17126.666 | 10568.4198 | 6.4313 | 3.9686 | 3070.6735 | 1594.2582 | 1.1531 | 0.59867 | 246
4A | 2500-2999 | 1960s | 3 | 17465.2393 | 10611.5168 | 6.5585 | 3.9848 | 3342.8594 | 1457.9094 | 1.2553 | 0.54747 | 101
4A | 2500-2999 | 1960s | 4 | 20170.6851 | 15495.3529 | 7.5744 | 5.8188 | 3243.5329 | 1772.4665 | 1.218 | 0.66559 | 57
4A | 2500-2999 | 1960s | 5 | 17076.1582 | 7127.6461 | 6.4124 | 2.6765 | 3368.822 | 1475.7545 | 1.265 | 0.55417 | 30
4A | 2500-2999 | 1960s | 6 | 20981.341 | 14091.6306 | 7.8788 | 5.2916 | 3067.5931 | 600.4954 | 1.1519 | 0.2255 | 10
4A | 2500-2999 | 1960s | 7 | [8 empty] | 0
4A | 2500-2999 | 1960s | 8 | [8 empty] | 0
4A | 2500-2999 | 1960s | 9 | [8 empty] | 0
4A | 2500-2999 | 1960s | 10 | [8 empty] | 0
4A | 2500-2999 | 1970s | 1 | 21119.2703 | 14826.4771 | 7.9306 | 5.5676 | 2953.4595 | 1568.3226 | 1.1091 | 0.58893 | 171
4A | 2500-2999 | 1970s | 2 | 22092.4397 | 13973.1149 | 8.2961 | 5.2471 | 3112.9868 | 1619.8789 | 1.169 | 0.60829 | 270
4A | 2500-2999 | 1970s | 3 | 20874.418 | 13765.9148 | 7.8387 | 5.1693 | 2978.5464 | 1601.6618 | 1.1185 | 0.60145 | 113
4A | 2500-2999 | 1970s | 4 | 20019.5577 | 11228.2539 | 7.5177 | 4.2164 | 3188.9014 | 1423.8626 | 1.1975 | 0.53468 | 83
4A | 2500-2999 | 1970s | 5 | 25261.0171 | 13789.0573 | 9.4859 | 5.178 | 3916.2816 | 1978.2913 | 1.4706 | 0.74288 | 32
4A | 2500-2999 | 1970s | 6 | 26151.8981 | 12834.592 | 9.8205 | 4.8196 | 3075.0397 | 1367.303 | 1.1547 | 0.51344 | 18
4A | 2500-2999 | 1970s | 7 | 34193.2907 | 23946.4037 | 12.8401 | 8.9923 | 5194.5324 | 386.0392 | 1.9506 | 0.14496 | 2
4A | 2500-2999 | 1970s | 8 | [8 empty] | 0
4A | 2500-2999 | 1970s | 9 | [8 empty] | 0
4A | 2500-2999 | 1970s | 10 | [8 empty] | 0
4A | 2500-2999 | 1980s | 1 | 17192.3686 | 9881.1382 | 6.456 | 3.7105 | 2683.0698 | 1554.2325 | 1.0075 | 0.58364 | 218
4A | 2500-2999 | 1980s | 2 | 17533.1496 | 9503.8156 | 6.584 | 3.5688 | 2747.0621 | 1353.1757 | 1.0316 | 0.50814 | 341
4A | 2500-2999 | 1980s | 3 | 19482.0799 | 9415.9256 | 7.3158 | 3.5358 | 2949.0586 | 1501.2139 | 1.1074 | 0.56373 | 118
4A | 2500-2999 | 1980s | 4 | 20011.9634 | 10267.1709 | 7.5148 | 3.8555 | 2917.9784 | 1471.0273 | 1.0957 | 0.55239 | 110
4A | 2500-2999 | 1980s | 5 | 21313.8346 | 9721.1375 | 8.0037 | 3.6504 | 3065.4456 | 1542.0741 | 1.1511 | 0.57907 | 41
4A | 2500-2999 | 1980s | 6 | 24224.3101 | 8862.0789 | 9.0966 | 3.3279 | 3416.6153 | 1984.2821 | 1.283 | 0.74513 | 12
4A | 2500-2999 | 1980s | 7 | 13666.016 | 3251.0521 | 5.1318 | 1.2208 | 3378.5845 | 2185.8657 | 1.2687 | 0.82083 | 2
4A | 2500-2999 | 1980s | 8 | 49665.6577 |  | 18.6503 |  | 7295.8423 |  | 2.7397 |  | 1
4A | 2500-2999 | 1980s | 9 | [8 empty] | 0
4A | 2500-2999 | 1980s | 10 | [8 empty] | 0
4A | 2500-2999 | 1990s | 1 | 14720.9887 | 7977.3247 | 5.528 | 2.9956 | 2569.3448 | 1207.6915 | 0.96483 | 0.45351 | 254
4A | 2500-2999 | 1990s | 2 | 16020.6205 | 8540.3954 | 6.016 | 3.2071 | 2710.6253 | 1318.4772 | 1.0179 | 0.49511 | 374
4A | 2500-2999 | 1990s | 3 | 16798.4081 | 9141.9276 | 6.3081 | 3.4329 | 2680.4452 | 1152.1026 | 1.0066 | 0.43263 | 147
4A | 2500-2999 | 1990s | 4 | 19196.9453 | 9517.1306 | 7.2088 | 3.5738 | 3019.0118 | 1416.4946 | 1.1337 | 0.53192 | 108
4A | 2500-2999 | 1990s | 5 | 18686.0936 | 8105.0891 | 7.0169 | 3.0436 | 3111.4382 | 1457.99 | 1.1684 | 0.5475 | 47
4A | 2500-2999 | 1990s | 6 | 19499.9103 | 7255.163 | 7.3225 | 2.7244 | 3274.9301 | 1354.0392 | 1.2298 | 0.50846 | 11
4A | 2500-2999 | 1990s | 7 | 19493.591 | 13204.7995 | 7.3202 | 4.9586 | 2080.0135 | 610.7531 | 0.78108 | 0.22935 | 2
4A | 2500-2999 | 1990s | 8 | [8 empty] | 0
4A | 2500-2999 | 1990s | 9 | [8 empty] | 0
4A | 2500-2999 | 1990s | 10 | [8 empty] | 0
4A | 2500-2999 | 2000s | 1 | 13823.1933 | 6976.6896 | 5.1908 | 2.6199 | 2024.4779 | 887.0186 | 0.76022 | 0.33309 | 288
4A | 2500-2999 | 2000s | 2 | 15483.4425 | 7757.3899 | 5.8143 | 2.913 | 2112.5824 | 938.3432 | 0.79331 | 0.35236 | 424
4A | 2500-2999 | 2000s | 3 | 16961.5583 | 8594.6925 | 6.3693 | 3.2274 | 2245.3792 | 958.5733 | 0.84318 | 0.35996 | 170
4A | 2500-2999 | 2000s | 4 | 17593.5457 | 8374.8638 | 6.6067 | 3.1449 | 2330.81 | 1012.7827 | 0.87526 | 0.38032 | 142
4A | 2500-2999 | 2000s | 5 | 17988.0188 | 8354.9013 | 6.7548 | 3.1374 | 2421.1215 | 804.5415 | 0.90917 | 0.30212 | 39
4A | 2500-2999 | 2000s | 6 | 20200.4572 | 11091.8263 | 7.5856 | 4.1652 | 2523.5447 | 1269.1999 | 0.94763 | 0.47661 | 18
4A | 2500-2999 | 2000s | 7 | [8 empty] | 0
4A | 2500-2999 | 2000s | 8 | 32820.7601 |  | 12.3247 |  | 3631.8879 |  | 1.3638 |  | 1
4A | 2500-2999 | 2000s | 9 | [8 empty] | 0
4A | 2500-2999 | 2000s | 10 | 10698.8269 |  | 4.0176 |  | 2449.9578 |  | 0.92 |  | 1
4A | 2500-2999 | 2010s | 1 | 13745.8269 | 7313.1289 | 5.1618 | 2.7462 | 1824.3128 | 793.4904 | 0.68506 | 0.29797 | 83
4A | 2500-2999 | 2010s | 2 | 15432.3643 | 7422.4012 | 5.7951 | 2.7872 | 2111.3864 | 835.486 | 0.79286 | 0.31374 | 130
4A | 2500-2999 | 2010s | 3 | 16201.4763 | 7906.1936 | 6.0839 | 2.9689 | 2331.0053 | 882.2633 | 0.87533 | 0.3313 | 43
4A | 2500-2999 | 2010s | 4 | 18591.6713 | 8209.6809 | 6.9815 | 3.0829 | 2492.2801 | 1170.9458 | 0.93589 | 0.43971 | 37
4A | 2500-2999 | 2010s | 5 | 20419.9671 | 8332.6251 | 7.668 | 3.129 | 2358.4402 | 1030.2483 | 0.88563 | 0.38688 | 17
4A | 2500-2999 | 2010s | 6 | 25374.3614 |  | 9.5285 |  | 2780.0722 |  | 1.044 |  | 1
4A | 2500-2999 | 2010s | 7 | [8 empty] | 0
4A | 2500-2999 | 2010s | 8 | [8 empty] | 0
4A | 2500-2999 | 2010s | 9 | [8 empty] | 0
4A | 2500-2999 | 2010s | 10 | [8 empty] | 0
4A | 3000-3999 | <1940 | 1 | 19925.0317 | 16397.399 | 6.0361 | 4.9674 | 3892.8694 | 2126.5417 | 1.1793 | 0.64421 | 56
4A | 3000-3999 | <1940 | 2 | 19832.336 | 12830.3443 | 6.008 | 3.8868 | 3775.0675 | 1945.4476 | 1.1436 | 0.58935 | 96
4A | 3000-3999 | <1940 | 3 | 19011.0815 | 16744.5995 | 5.7592 | 5.0726 | 3983.4608 | 2473.8746 | 1.2067 | 0.74943 | 44
4A | 3000-3999 | <1940 | 4 | 18734.0203 | 11453.8882 | 5.6753 | 3.4698 | 4034.2151 | 1788.3636 | 1.2221 | 0.54176 | 31
4A | 3000-3999 | <1940 | 5 | 22229.9893 | 12120.5493 | 6.7343 | 3.6718 | 3633.5952 | 1939.9872 | 1.1008 | 0.5877 | 22
4A | 3000-3999 | <1940 | 6 | 17693.0012 | 4362.8787 | 5.3599 | 1.3217 | 4523.2577 | 2808.1018 | 1.3703 | 0.85068 | 6
4A | 3000-3999 | <1940 | 7 | 13983.7894 |  | 4.2362 |  | 2864.9634 |  | 0.86791 |  | 1
4A | 3000-3999 | <1940 | 8 | [8 empty] | 0
4A | 3000-3999 | <1940 | 9 | [8 empty] | 0
4A | 3000-3999 | <1940 | 10 | [8 empty] | 0
4A | 3000-3999 | 1940s | 1 | 14875.3212 | 8732.547 | 4.5063 | 2.6454 | 3516.315 | 1066.6744 | 1.0652 | 0.32314 | 12
4A | 3000-3999 | 1940s | 2 | 20574.4602 | 14122.8888 | 6.2328 | 4.2784 | 3849.2953 | 1944.6 | 1.1661 | 0.58909 | 34
4A | 3000-3999 | 1940s | 3 | 26670.7828 | 18851.0155 | 8.0796 | 5.7107 | 4026.9567 | 3090.7883 | 1.2199 | 0.93632 | 12
4A | 3000-3999 | 1940s | 4 | 20235.3584 | 14548.729 | 6.1301 | 4.4074 | 3874.9972 | 1678.1284 | 1.1739 | 0.50837 | 11
4A | 3000-3999 | 1940s | 5 | 16378.865 | 6624.6836 | 4.9618 | 2.0069 | 3916.5611 | 1519.0484 | 1.1865 | 0.46018 | 4
4A | 3000-3999 | 1940s | 6 | [8 empty] | 0
4A | 3000-3999 | 1940s | 7 | [8 empty] | 0
4A | 3000-3999 | 1940s | 8 | [8 empty] | 0
4A | 3000-3999 | 1940s | 9 | [8 empty] | 0
4A | 3000-3999 | 1940s | 10 | [8 empty] | 0
4A | 3000-3999 | 1950s | 1 | 21688.4549 | 14760.8267 | 6.5703 | 4.4716 | 3583.2034 | 1711.1 | 1.0855 | 0.51836 | 54
4A | 3000-3999 | 1950s | 2 | 21123.8465 | 16602.6655 | 6.3992 | 5.0296 | 4044.2163 | 2112.4689 | 1.2251 | 0.63995 | 88
4A | 3000-3999 | 1950s | 3 | 20032.432 | 14255.9051 | 6.0686 | 4.3187 | 3610.8396 | 1661.1679 | 1.0939 | 0.50323 | 42
4A | 3000-3999 | 1950s | 4 | 19623.3513 | 17420.2618 | 5.9447 | 5.2773 | 3093.7094 | 1384.547 | 0.9372 | 0.41943 | 36
4A | 3000-3999 | 1950s | 5 | 14865.4115 | 5778.0762 | 4.5033 | 1.7504 | 4793.0176 | 2141.9391 | 1.452 | 0.64888 | 4
4A | 3000-3999 | 1950s | 6 | 17480.0102 | 2895.4412 | 5.2954 | 0.87714 | 4668.9894 | 2192.8107 | 1.4144 | 0.66429 | 6
4A | 3000-3999 | 1950s | 7 | 63390.3903 |  | 19.2034 |  | 4117.0584 |  | 1.2472 |  | 1
4A | 3000-3999 | 1950s | 8 | [8 empty] | 0
4A | 3000-3999 | 1950s | 9 | [8 empty] | 0
4A | 3000-3999 | 1950s | 10 | [8 empty] | 0
4A | 3000-3999 | 1960s | 1 | 18202.1856 | 11067.4662 | 5.5141 | 3.3528 | 3495.4754 | 2026.7891 | 1.0589 | 0.61399 | 80
4A | 3000-3999 | 1960s | 2 | 18515.0743 | 12311.5443 | 5.6089 | 3.7296 | 3221.6878 | 1635.81 | 0.97597 | 0.49555 | 165
4A | 3000-3999 | 1960s | 3 | 18517.7623 | 10787.4611 | 5.6097 | 3.2679 | 3578.4883 | 1930.595 | 1.0841 | 0.58485 | 57
4A | 3000-3999 | 1960s | 4 | 21691.8815 | 14151.6197 | 6.5713 | 4.2871 | 3901.5868 | 2221.4387 | 1.1819 | 0.67296 | 64
4A | 3000-3999 | 1960s | 5 | 18363.1954 | 6711.6002 | 5.5629 | 2.0332 | 4347.8824 | 2846.2514 | 1.3171 | 0.86224 | 11
4A | 3000-3999 | 1960s | 6 | 29728.2507 | 19753.4729 | 9.0058 | 5.9841 | 3894.312 | 641.1831 | 1.1797 | 0.19424 | 7
4A | 3000-3999 | 1960s | 7 | [8 empty] | 0
4A | 3000-3999 | 1960s | 8 | [8 empty] | 0
4A | 3000-3999 | 1960s | 9 | [8 empty] | 0
4A | 3000-3999 | 1960s | 10 | [8 empty] | 0
4A | 3000-3999 | 1970s | 1 | 22172.3988 | 15300.7428 | 6.7169 | 4.6352 | 3631.1231 | 1901.9809 | 1.1 | 0.57618 | 115
4A | 3000-3999 | 1970s | 2 | 22620.9859 | 14630.7414 | 6.8528 | 4.4322 | 3374.7965 | 1833.7999 | 1.0224 | 0.55553 | 180
4A | 3000-3999 | 1970s | 3 | 23448.4104 | 14117.65 | 7.1034 | 4.2768 | 3539.0161 | 2059.9593 | 1.0721 | 0.62404 | 70
4A | 3000-3999 | 1970s | 4 | 24103.8046 | 12749.7459 | 7.302 | 3.8624 | 3851.025 | 1806.2535 | 1.1666 | 0.54718 | 69
4A | 3000-3999 | 1970s | 5 | 29093.137 | 18173.2006 | 8.8134 | 5.5054 | 3723.6005 | 1997.7033 | 1.128 | 0.60518 | 35
4A | 3000-3999 | 1970s | 6 | 30781.727 | 10083.7266 | 9.325 | 3.0547 | 5130.2057 | 1851.5609 | 1.5541 | 0.56091 | 7
4A | 3000-3999 | 1970s | 7 | 33221.0295 | 7062.4528 | 10.0639 | 2.1395 | 6039.9015 | 2623.4451 | 1.8297 | 0.79474 | 2
4A | 3000-3999 | 1970s | 8 | [8 empty] | 0
4A | 3000-3999 | 1970s | 9 | [8 empty] | 0
4A | 3000-3999 | 1970s | 10 | [8 empty] | 0
4A | 3000-3999 | 1980s | 1 | 20104.8942 | 10765.4481 | 6.0905 | 3.2613 | 2966.4637 | 1393.6928 | 0.89866 | 0.4222 | 194
4A | 3000-3999 | 1980s | 2 | 21976.1624 | 11843.8319 | 6.6574 | 3.588 | 3105.5468 | 1519.2118 | 0.94079 | 0.46023 | 330
4A | 3000-3999 | 1980s | 3 | 23213.7236 | 12185.6322 | 7.0323 | 3.6915 | 3458.6595 | 1750.1547 | 1.0478 | 0.53019 | 156
4A | 3000-3999 | 1980s | 4 | 23529.1078 | 11782.3071 | 7.1279 | 3.5693 | 3303.2987 | 1526.4768 | 1.0007 | 0.46243 | 99
4A | 3000-3999 | 1980s | 5 | 27709.5848 | 13466.1826 | 8.3943 | 4.0794 | 3797.857 | 1998.3374 | 1.1505 | 0.60537 | 50
4A | 3000-3999 | 1980s | 6 | 23151.7364 | 11073.2645 | 7.0136 | 3.3545 | 3637.9275 | 1696.6692 | 1.1021 | 0.51399 | 21
4A | 3000-3999 | 1980s | 7 | 20666.7906 | 766.4607 | 6.2608 | 0.23219 | 3432.6818 | 171.06 | 1.0399 | 0.051821 | 2
4A | 3000-3999 | 1980s | 8 | [8 empty] | 0
4A | 3000-3999 | 1980s | 9 | [8 empty] | 0
4A | 3000-3999 | 1980s | 10 | [8 empty] | 0
4A | 3000-3999 | 1990s | 1 | 17138.7943 | 9332.7878 | 5.192 | 2.8273 | 2717.6252 | 1391.1997 | 0.82327 | 0.42145 | 227
4A | 3000-3999 | 1990s | 2 | 18648.4075 | 9871.8916 | 5.6493 | 2.9906 | 2907.6166 | 1402.9695 | 0.88083 | 0.42501 | 398
4A | 3000-3999 | 1990s | 3 | 18228.1384 | 9235.5328 | 5.522 | 2.7978 | 3043.7095 | 1427.6321 | 0.92206 | 0.43248 | 175
4A | 3000-3999 | 1990s | 4 | 20501.1672 | 10579.5695 | 6.2106 | 3.205 | 3273.9469 | 1462.9313 | 0.9918 | 0.44318 | 132
4A | 3000-3999 | 1990s | 5 | 24262.3127 | 13563.9274 | 7.35 | 4.109 | 3448.258 | 1582.0166 | 1.0446 | 0.47925 | 67
4A | 3000-3999 | 1990s | 6 | 23650.4335 | 9300.7512 | 7.1646 | 2.8176 | 3435.9112 | 1496.8443 | 1.0409 | 0.45345 | 22
4A | 3000-3999 | 1990s | 7 | 23396.0518 | 8170.1877 | 7.0876 | 2.4751 | 2894.5372 | 518.8998 | 0.87687 | 0.15719 | 2
4A | 3000-3999 | 1990s | 8 | [8 empty] | 0
4A | 3000-3999 | 1990s | 9 | [8 empty] | 0
4A | 3000-3999 | 1990s | 10 | [8 empty] | 0
4A | 3000-3999 | 2000s | 1 | 16720.642 | 9070.3996 | 5.0653 | 2.7478 | 2325.6697 | 1053.6451 | 0.70453 | 0.31919 | 298
4A | 3000-3999 | 2000s | 2 | 17076.1358 | 8691.9839 | 5.173 | 2.6331 | 2444.1993 | 1075.459 | 0.74044 | 0.3258 | 457
4A | 3000-3999 | 2000s | 3 | 17229.0617 | 9328.975 | 5.2193 | 2.8261 | 2514.478 | 1091.2377 | 0.76173 | 0.33058 | 207
4A | 3000-3999 | 2000s | 4 | 18128.9066 | 8561.1293 | 5.4919 | 2.5935 | 2701.708 | 1101.5611 | 0.81845 | 0.33371 | 173
4A | 3000-3999 | 2000s | 5 | 21842.5021 | 10126.2151 | 6.6169 | 3.0676 | 2702.6412 | 1267.053 | 0.81873 | 0.38384 | 68
4A | 3000-3999 | 2000s | 6 | 26384.0168 | 12040.0713 | 7.9927 | 3.6474 | 3106.1179 | 1214.8348 | 0.94096 | 0.36802 | 28
4A | 3000-3999 | 2000s | 7 | 23032.3603 | 11150.436 | 6.9774 | 3.3779 | 2810.2331 | 606.9717 | 0.85133 | 0.18388 | 7
4A | 3000-3999 | 2000s | 8 | [8 empty] | 0
4A | 3000-3999 | 2000s | 9 | [8 empty] | 0
4A | 3000-3999 | 2000s | 10 | [8 empty] | 0
4A | 3000-3999 | 2010s | 1 | 15856.9908 | 8088.9841 | 4.8037 | 2.4505 | 1934.2808 | 784.2956 | 0.58597 | 0.23759 | 71
4A | 3000-3999 | 2010s | 2 | 18386.4152 | 8638.6982 | 5.57 | 2.617 | 2414.3539 | 984.3686 | 0.7314 | 0.2982 | 132
4A | 3000-3999 | 2010s | 3 | 18544.8679 | 8304.5246 | 5.618 | 2.5158 | 2205.7314 | 895.0931 | 0.6682 | 0.27116 | 51
4A | 3000-3999 | 2010s | 4 | 21705.7663 | 10099.0458 | 6.5755 | 3.0594 | 2668.2984 | 1289.031 | 0.80833 | 0.3905 | 50
4A | 3000-3999 | 2010s | 5 | 16863.1651 | 5493.147 | 5.1085 | 1.6641 | 2800.5232 | 1360.4557 | 0.84839 | 0.41213 | 11
4A | 3000-3999 | 2010s | 6 | 30531.2175 | 13173.4116 | 9.2491 | 3.9907 | 4199.3426 | 1563.9989 | 1.2721 | 0.4738 | 5
4A | 3000-3999 | 2010s | 7 | 34229.9919 |  | 10.3696 |  | 1750.1474 |  | 0.53019 |  | 1
4A | 3000-3999 | 2010s | 8 | [8 empty] | 0
4A | 3000-3999 | 2010s | 9 | [8 empty] | 0
4A | 3000-3999 | 2010s | 10 | [8 empty] | 0
4B | 500-749 | <1940 | 1 | 7097.1223 | 1199.3609 | 11.2119 | 1.8947 | 2425.0517 | 1263.1641 | 3.831 | 1.9955 | 3
4B | 500-749 | <1940 | 2 | [8 empty] | 0
4B | 500-749 | <1940 | 3 | [8 empty] | 0
4B | 500-749 | <1940 | 4 | [8 empty] | 0
4B | 500-749 | <1940 | 5 | [8 empty] | 0
4B | 500-749 | <1940 | 6 | [8 empty] | 0
4B | 500-749 | <1940 | 7 | [8 empty] | 0
4B | 500-749 | <1940 | 8 | [8 empty] | 0
4B | 500-749 | <1940 | 9 | [8 empty] | 0
4B | 500-749 | <1940 | 10 | [8 empty] | 0
4B | 500-749 | 1940s | 1 | 7841.787 |  | 12.3883 |  | 1125.6733 |  | 1.7783 |  | 1
4B | 500-749 | 1940s | 2 | [8 empty] | 0
4B | 500-749 | 1940s | 3 | [8 empty] | 0
4B | 500-749 | 1940s | 4 | [8 empty] | 0
4B | 500-749 | 1940s | 5 | [8 empty] | 0
4B | 500-749 | 1940s | 6 | [8 empty] | 0
4B | 500-749 | 1940s | 7 | [8 empty] | 0
4B | 500-749 | 1940s | 8 | [8 empty] | 0
4B | 500-749 | 1940s | 9 | [8 empty] | 0
4B | 500-749 | 1940s | 10 | [8 empty] | 0
4B | 500-749 | 1950s | 1 | 8587.4169 | 3065.4942 | 13.5662 | 4.8428 | 631.5451 | 312.7869 | 0.9977 | 0.49413 | 2
4B | 500-749 | 1950s | 2 | 6736.0892 |  | 10.6415 |  | 1669.9875 |  | 2.6382 |  | 1
4B | 500-749 | 1950s | 3 | [8 empty] | 0
4B | 500-749 | 1950s | 4 | [8 empty] | 0
4B | 500-749 | 1950s | 5 | [8 empty] | 0
4B | 500-749 | 1950s | 6 | [8 empty] | 0
4B | 500-749 | 1950s | 7 | [8 empty] | 0
4B | 500-749 | 1950s | 8 | [8 empty] | 0
4B | 500-749 | 1950s | 9 | [8 empty] | 0
4B | 500-749 | 1950s | 10 | [8 empty] | 0
4B | 500-749 | 1960s | 1 | [8 empty] | 0
4B | 500-749 | 1960s | 2 | 5228.3453 | 808.7584 | 8.2596 | 1.2777 | 869.8824 | 173.7024 | 1.3742 | 0.27441 | 3
4B | 500-749 | 1960s | 3 | [8 empty] | 0
4B | 500-749 | 1960s | 4 | [8 empty] | 0
4B | 500-749 | 1960s | 5 | [8 empty] | 0
4B | 500-749 | 1960s | 6 | [8 empty] | 0
4B | 500-749 | 1960s | 7 | [8 empty] | 0
4B | 500-749 | 1960s | 8 | [8 empty] | 0
4B | 500-749 | 1960s | 9 | [8 empty] | 0
4B | 500-749 | 1960s | 10 | [8 empty] | 0
4B | 500-749 | 1970s | 1 | 6463.9727 | 226.6749 | 10.2116 | 0.3581 | 1147.7647 | 1165.4573 | 1.8132 | 1.8412 | 2
4B | 500-749 | 1970s | 2 | [8 empty] | 0
4B | 500-749 | 1970s | 3 | [8 empty] | 0
4B | 500-749 | 1970s | 4 | [8 empty] | 0
4B | 500-749 | 1970s | 5 | [8 empty] | 0
4B | 500-749 | 1970s | 6 | [8 empty] | 0
4B | 500-749 | 1970s | 7 | [8 empty] | 0
4B | 500-749 | 1970s | 8 | [8 empty] | 0
4B | 500-749 | 1970s | 9 | [8 empty] | 0
4B | 500-749 | 1970s | 10 | [8 empty] | 0
4B | 500-749 | 1980s | 1 | [8 empty] | 0
4B | 500-749 | 1980s | 2 | [8 empty] | 0
4B | 500-749 | 1980s | 3 | [8 empty] | 0
4B | 500-749 | 1980s | 4 | [8 empty] | 0
4B | 500-749 | 1980s | 5 | [8 empty] | 0
4B | 500-749 | 1980s | 6 | [8 empty] | 0
4B | 500-749 | 1980s | 7 | [8 empty] | 0
4B | 500-749 | 1980s | 8 | [8 empty] | 0
4B | 500-749 | 1980s | 9 | [8 empty] | 0
4B | 500-749 | 1980s | 10 | [8 empty] | 0
4B | 500-749 | 1990s | 1 | 5528.492 |  | 8.7338 |  | 1558.7726 |  | 2.4625 |  | 1
4B | 500-749 | 1990s | 2 | [8 empty] | 0
4B | 500-749 | 1990s | 3 | [8 empty] | 0
4B | 500-749 | 1990s | 4 | [8 empty] | 0
4B | 500-749 | 1990s | 5 | [8 empty] | 0
4B | 500-749 | 1990s | 6 | [8 empty] | 0
4B | 500-749 | 1990s | 7 | [8 empty] | 0
4B | 500-749 | 1990s | 8 | [8 empty] | 0
4B | 500-749 | 1990s | 9 | [8 empty] | 0
4B | 500-749 | 1990s | 10 | [8 empty] | 0
4B | 500-749 | 2000s | 1 | 4429.7714 |  | 6.9981 |  | 400.6556 |  | 0.63295 |  | 1
4B | 500-749 | 2000s | 2 | [8 empty] | 0
4B | 500-749 | 2000s | 3 | [8 empty] | 0
4B | 500-749 | 2000s | 4 | [8 empty] | 0
4B | 500-749 | 2000s | 5 | [8 empty] | 0
4B | 500-749 | 2000s | 6 | [8 empty] | 0
4B | 500-749 | 2000s | 7 | [8 empty] | 0
4B | 500-749 | 2000s | 8 | [8 empty] | 0
4B | 500-749 | 2000s | 9 | [8 empty] | 0
4B | 500-749 | 2000s | 10 | [8 empty] | 0
4B | 500-749 | 2010s | 1 | [8 empty] | 0
4B | 500-749 | 2010s | 2 | [8 empty] | 0
4B | 500-749 | 2010s | 3 | [8 empty] | 0
4B | 500-749 | 2010s | 4 | [8 empty] | 0
4B | 500-749 | 2010s | 5 | [8 empty] | 0
4B | 500-749 | 2010s | 6 | [8 empty] | 0
4B | 500-749 | 2010s | 7 | [8 empty] | 0
4B | 500-749 | 2010s | 8 | [8 empty] | 0
4B | 500-749 | 2010s | 9 | [8 empty] | 0
4B | 500-749 | 2010s | 10 | [8 empty] | 0
4B | 750-999 | <1940 | 1 | 7896.0699 | 2323.6205 | 8.9221 | 2.6256 | 1459.6529 | 496.5986 | 1.6493 | 0.56113 | 6
4B | 750-999 | <1940 | 2 | 7635.6262 |  | 8.6278 |  | 1179.3424 |  | 1.3326 |  | 1
4B | 750-999 | <1940 | 3 | [8 empty] | 0
4B | 750-999 | <1940 | 4 | [8 empty] | 0
4B | 750-999 | <1940 | 5 | 11260.251 |  | 12.7234 |  | 1732.2054 |  | 1.9573 |  | 1
4B | 750-999 | <1940 | 6 | [8 empty] | 0
4B | 750-999 | <1940 | 7 | [8 empty] | 0
4B | 750-999 | <1940 | 8 | [8 empty] | 0
4B | 750-999 | <1940 | 9 | [8 empty] | 0
4B | 750-999 | <1940 | 10 | [8 empty] | 0
4B | 750-999 | 1940s | 1 | 7054.9505 |  | 7.9717 |  | 869.0243 |  | 0.98195 |  | 1
4B | 750-999 | 1940s | 2 | 10224.5245 | 6499.7799 | 11.5531 | 7.3444 | 1407.7235 | 165.1697 | 1.5906 | 0.18663 | 3
4B | 750-999 | 1940s | 3 | [8 empty] | 0
4B | 750-999 | 1940s | 4 | [8 empty] | 0
4B | 750-999 | 1940s | 5 | [8 empty] | 0
4B | 750-999 | 1940s | 6 | [8 empty] | 0
4B | 750-999 | 1940s | 7 | [8 empty] | 0
4B | 750-999 | 1940s | 8 | [8 empty] | 0
4B | 750-999 | 1940s | 9 | [8 empty] | 0
4B | 750-999 | 1940s | 10 | [8 empty] | 0
4B | 750-999 | 1950s | 1 | 10598.1602 | 5314.219 | 11.9753 | 6.0048 | 2028.0425 | 530.6515 | 2.2916 | 0.59961 | 6
4B | 750-999 | 1950s | 2 | 12169.5438 | 5965.0631 | 13.7509 | 6.7402 | 1714.2333 | 765.3336 | 1.937 | 0.86478 | 7
4B | 750-999 | 1950s | 3 | 14089.9122 |  | 15.9208 |  | 3549.7289 |  | 4.011 |  | 1
4B | 750-999 | 1950s | 4 | 6285.1934 |  | 7.1019 |  | 1011.185 |  | 1.1426 |  | 1
4B | 750-999 | 1950s | 5 | [8 empty] | 0
4B | 750-999 | 1950s | 6 | [8 empty] | 0
4B | 750-999 | 1950s | 7 | [8 empty] | 0
4B | 750-999 | 1950s | 8 | [8 empty] | 0
4B | 750-999 | 1950s | 9 | [8 empty] | 0
4B | 750-999 | 1950s | 10 | [8 empty] | 0
4B | 750-999 | 1960s | 1 | 5802.8114 | 407.4206 | 6.5568 | 0.46036 | 1323.2213 | 121.5142 | 1.4952 | 0.1373 | 3
4B | 750-999 | 1960s | 2 | 10858.4919 | 6342.899 | 12.2695 | 7.1671 | 1170.4455 | 438.9766 | 1.3225 | 0.49602 | 3
4B | 750-999 | 1960s | 3 | [8 empty] | 0
4B | 750-999 | 1960s | 4 | 6865.6404 |  | 7.7578 |  | 2293.5494 |  | 2.5916 |  | 1
4B | 750-999 | 1960s | 5 | [8 empty] | 0
4B | 750-999 | 1960s | 6 | 17756.9675 |  | 20.0644 |  | 1493.7231 |  | 1.6878 |  | 1
4B | 750-999 | 1960s | 7 | [8 empty] | 0
4B | 750-999 | 1960s | 8 | [8 empty] | 0
4B | 750-999 | 1960s | 9 | [8 empty] | 0
4B | 750-999 | 1960s | 10 | [8 empty] | 0
4B | 750-999 | 1970s | 1 | 7882.5616 | 2177.1148 | 8.9068 | 2.46 | 1670.6413 | 900.5301 | 1.8877 | 1.0175 | 3
4B | 750-999 | 1970s | 2 | 16680.0226 | 13682.6863 | 18.8475 | 15.4607 | 1706.1258 | 969.8763 | 1.9278 | 1.0959 | 2
4B | 750-999 | 1970s | 3 | 15022.8014 | 5276.2209 | 16.9749 | 5.9618 | 1778.8187 | 118.9186 | 2.01 | 0.13437 | 2
4B | 750-999 | 1970s | 4 | [8 empty] | 0
4B | 750-999 | 1970s | 5 | [8 empty] | 0
4B | 750-999 | 1970s | 6 | [8 empty] | 0
4B | 750-999 | 1970s | 7 | [8 empty] | 0
4B | 750-999 | 1970s | 8 | [8 empty] | 0
4B | 750-999 | 1970s | 9 | [8 empty] | 0
4B | 750-999 | 1970s | 10 | [8 empty] | 0
4B | 750-999 | 1980s | 1 | 9558.8916 |  | 10.801 |  | 1090.9101 |  | 1.2327 |  | 1
4B | 750-999 | 1980s | 2 | 9705.651 | 4915.4656 | 10.9668 | 5.5542 | 587.8103 | 53.8216 | 0.66419 | 0.060815 | 2
4B | 750-999 | 1980s | 3 | [8 empty] | 0
4B | 750-999 | 1980s | 4 | [8 empty] | 0
4B | 750-999 | 1980s | 5 | [8 empty] | 0
4B | 750-999 | 1980s | 6 | [8 empty] | 0
4B | 750-999 | 1980s | 7 | [8 empty] | 0
4B | 750-999 | 1980s | 8 | [8 empty] | 0
4B | 750-999 | 1980s | 9 | [8 empty] | 0
4B | 750-999 | 1980s | 10 | [8 empty] | 0
4B | 750-999 | 1990s | 1 | 8622.8669 | 2300.1702 | 9.7434 | 2.5991 | 1454.0846 | 737.3398 | 1.643 | 0.83315 | 7
4B | 750-999 | 1990s | 2 | 12295.3573 |  | 13.8931 |  | 399.317 |  | 0.45121 |  | 1
4B | 750-999 | 1990s | 3 | [8 empty] | 0
4B | 750-999 | 1990s | 4 | [8 empty] | 0
4B | 750-999 | 1990s | 5 | [8 empty] | 0
4B | 750-999 | 1990s | 6 | [8 empty] | 0
4B | 750-999 | 1990s | 7 | [8 empty] | 0
4B | 750-999 | 1990s | 8 | [8 empty] | 0
4B | 750-999 | 1990s | 9 | [8 empty] | 0
4B | 750-999 | 1990s | 10 | [8 empty] | 0
4B | 750-999 | 2000s | 1 | 6038.8473 | 2609.1802 | 6.8236 | 2.9482 | 1433.8674 | 618.6328 | 1.6202 | 0.69902 | 2
4B | 750-999 | 2000s | 2 | 7027.1685 | 3962.8642 | 7.9403 | 4.4778 | 802.2397 | 882.1657 | 0.90649 | 0.9968 | 2
4B | 750-999 | 2000s | 3 | 16119.1392 | 7847.9056 | 18.2137 | 8.8677 | 1118.6619 | 52.2133 | 1.264 | 0.058998 | 2
4B | 750-999 | 2000s | 4 | [8 empty] | 0
4B | 750-999 | 2000s | 5 | [8 empty] | 0
4B | 750-999 | 2000s | 6 | [8 empty] | 0
4B | 750-999 | 2000s | 7 | [8 empty] | 0
4B | 750-999 | 2000s | 8 | [8 empty] | 0
4B | 750-999 | 2000s | 9 | [8 empty] | 0
4B | 750-999 | 2000s | 10 | [8 empty] | 0
4B | 750-999 | 2010s | 1 | [8 empty] | 0
4B | 750-999 | 2010s | 2 | 5066.8966 | 423.1489 | 5.7253 | 0.47813 | 1043.9018 | 568.3289 | 1.1796 | 0.64218 | 2
4B | 750-999 | 2010s | 3 | [8 empty] | 0
4B | 750-999 | 2010s | 4 | [8 empty] | 0
4B | 750-999 | 2010s | 5 | [8 empty] | 0
4B | 750-999 | 2010s | 6 | [8 empty] | 0
4B | 750-999 | 2010s | 7 | [8 empty] | 0
4B | 750-999 | 2010s | 8 | [8 empty] | 0
4B | 750-999 | 2010s | 9 | [8 empty] | 0
4B | 750-999 | 2010s | 10 | [8 empty] | 0
4B | 1000-1499 | <1940 | 1 | 9410.8351 | 5685.0574 | 7.7138 | 4.6599 | 1445.9898 | 839.4516 | 1.1852 | 0.68808 | 8
4B | 1000-1499 | <1940 | 2 | 8145.1274 | 1493.7474 | 6.6763 | 1.2244 | 1868.1475 | 416.1203 | 1.5313 | 0.34108 | 5
4B | 1000-1499 | <1940 | 3 | [8 empty] | 0
4B | 1000-1499 | <1940 | 4 | 12293.7604 | 2332.9198 | 10.0769 | 1.9122 | 1554.9777 | 574.3864 | 1.2746 | 0.47081 | 3
4B | 1000-1499 | <1940 | 5 | [8 empty] | 0
4B | 1000-1499 | <1940 | 6 | [8 empty] | 0
4B | 1000-1499 | <1940 | 7 | [8 empty] | 0
4B | 1000-1499 | <1940 | 8 | [8 empty] | 0
4B | 1000-1499 | <1940 | 9 | [8 empty] | 0
4B | 1000-1499 | <1940 | 10 | [8 empty] | 0
4B | 1000-1499 | 1940s | 1 | 9148.9643 | 1642.8112 | 7.4992 | 1.3466 | 2652.0085 | 507.7346 | 2.1738 | 0.41618 | 5
4B | 1000-1499 | 1940s | 2 | 11612.3627 | 7852.897 | 9.5183 | 6.4368 | 2076.6361 | 1303.4059 | 1.7022 | 1.0684 | 7
4B | 1000-1499 | 1940s | 3 | 22826.1391 |  | 18.7099 |  | 1957.4483 |  | 1.6045 |  | 1
4B | 1000-1499 | 1940s | 4 | 10580.6757 |  | 8.6727 |  | 2727.8046 |  | 2.2359 |  | 1
4B | 1000-1499 | 1940s | 5 | [8 empty] | 0
4B | 1000-1499 | 1940s | 6 | [8 empty] | 0
4B | 1000-1499 | 1940s | 7 | [8 empty] | 0
4B | 1000-1499 | 1940s | 8 | [8 empty] | 0
4B | 1000-1499 | 1940s | 9 | [8 empty] | 0
4B | 1000-1499 | 1940s | 10 | [8 empty] | 0
4B | 1000-1499 | 1950s | 1 | 8137.1165 | 2887.8025 | 6.6698 | 2.3671 | 1901.3917 | 1044.1803 | 1.5585 | 0.85589 | 27
4B | 1000-1499 | 1950s | 2 | 9625.3608 | 5044.8888 | 7.8896 | 4.1352 | 2044.8391 | 1379.9009 | 1.6761 | 1.1311 | 21
4B | 1000-1499 | 1950s | 3 | 8133.1452 | 2542.3939 | 6.6665 | 2.0839 | 1869.3826 | 1235.0787 | 1.5323 | 1.0124 | 10
4B | 1000-1499 | 1950s | 4 | 15441.0716 | 2865.0438 | 12.6566 | 2.3484 | 2366.3294 | 2321.6513 | 1.9396 | 1.903 | 3
4B | 1000-1499 | 1950s | 5 | 15186.9096 | 496.5154 | 12.4483 | 0.40698 | 5187.7363 | 560.9362 | 4.2522 | 0.45978 | 2
4B | 1000-1499 | 1950s | 6 | 10077.3089 |  | 8.2601 |  | 1708.2611 |  | 1.4002 |  | 1
4B | 1000-1499 | 1950s | 7 | 16711.5197 |  | 13.698 |  | 3243.08 |  | 2.6583 |  | 1
4B | 1000-1499 | 1950s | 8 | [8 empty] | 0
4B | 1000-1499 | 1950s | 9 | [8 empty] | 0
4B | 1000-1499 | 1950s | 10 | [8 empty] | 0
4B | 1000-1499 | 1960s | 1 | 8411.2382 | 3104.7481 | 6.8945 | 2.5449 | 1889.4174 | 1083.1651 | 1.5487 | 0.88784 | 18
4B | 1000-1499 | 1960s | 2 | 12334.0619 | 8294.4652 | 10.1099 | 6.7987 | 1953.7498 | 1056.403 | 1.6014 | 0.8659 | 19
4B | 1000-1499 | 1960s | 3 | 12202.2639 | 7328.5746 | 10.0019 | 6.007 | 2406.1133 | 708.3515 | 1.9722 | 0.58062 | 9
4B | 1000-1499 | 1960s | 4 | 12050.99 | 3279.6804 | 9.8779 | 2.6883 | 2802.9706 | 1852.7014 | 2.2975 | 1.5186 | 5
4B | 1000-1499 | 1960s | 5 | 14238.784 |  | 11.6711 |  | 1729.4716 |  | 1.4176 |  | 1
4B | 1000-1499 | 1960s | 6 | [8 empty] | 0
4B | 1000-1499 | 1960s | 7 | [8 empty] | 0
4B | 1000-1499 | 1960s | 8 | [8 empty] | 0
4B | 1000-1499 | 1960s | 9 | [8 empty] | 0
4B | 1000-1499 | 1960s | 10 | [8 empty] | 0
4B | 1000-1499 | 1970s | 1 | 8821.8423 | 4275.7469 | 7.231 | 3.5047 | 1580.1998 | 653.8659 | 1.2952 | 0.53596 | 23
4B | 1000-1499 | 1970s | 2 | 10962.9527 | 6624.0803 | 8.986 | 5.4296 | 1485.5854 | 873.3725 | 1.2177 | 0.71588 | 21
4B | 1000-1499 | 1970s | 3 | 10938.4343 | 5469.7711 | 8.9659 | 4.4834 | 1762.7877 | 837.833 | 1.4449 | 0.68675 | 9
4B | 1000-1499 | 1970s | 4 | [8 empty] | 0
4B | 1000-1499 | 1970s | 5 | 13822.9828 |  | 11.3303 |  | 2464.9275 |  | 2.0204 |  | 1
4B | 1000-1499 | 1970s | 6 | 3941.4378 |  | 3.2307 |  | 269.9786 |  | 0.22129 |  | 1
4B | 1000-1499 | 1970s | 7 | [8 empty] | 0
4B | 1000-1499 | 1970s | 8 | [8 empty] | 0
4B | 1000-1499 | 1970s | 9 | [8 empty] | 0
4B | 1000-1499 | 1970s | 10 | [8 empty] | 0
4B | 1000-1499 | 1980s | 1 | 8962.1646 | 2815.4503 | 7.346 | 2.3077 | 1484.6142 | 890.2173 | 1.2169 | 0.72969 | 14
4B | 1000-1499 | 1980s | 2 | 10679.936 | 5191.7865 | 8.754 | 4.2556 | 1441.1926 | 692.5262 | 1.1813 | 0.56764 | 22
4B | 1000-1499 | 1980s | 3 | 13828.0127 | 4771.83 | 11.3344 | 3.9113 | 1139.2151 | 892.4182 | 0.93378 | 0.73149 | 2
4B | 1000-1499 | 1980s | 4 | 11714.9931 | 2957.2224 | 9.6025 | 2.424 | 1218.3725 | 807.816 | 0.99867 | 0.66214 | 3
4B | 1000-1499 | 1980s | 5 | 13044.8715 | 5932.252 | 10.6925 | 4.8625 | 1959.9835 | 1292.0097 | 1.6065 | 1.059 | 2
4B | 1000-1499 | 1980s | 6 | [8 empty] | 0
4B | 1000-1499 | 1980s | 7 | [8 empty] | 0
4B | 1000-1499 | 1980s | 8 | [8 empty] | 0
4B | 1000-1499 | 1980s | 9 | [8 empty] | 0
4B | 1000-1499 | 1980s | 10 | [8 empty] | 0
4B | 1000-1499 | 1990s | 1 | 8896.6161 | 4044.7015 | 7.2923 | 3.3153 | 1543.6643 | 773.7355 | 1.2653 | 0.63421 | 34
4B | 1000-1499 | 1990s | 2 | 9262.5944 | 2972.5917 | 7.5923 | 2.4366 | 1342.3939 | 766.2201 | 1.1003 | 0.62805 | 25
4B | 1000-1499 | 1990s | 3 | 8814.0251 | 3485.5543 | 7.2246 | 2.857 | 1244.5752 | 1049.5232 | 1.0201 | 0.86026 | 3
4B | 1000-1499 | 1990s | 4 | 10774.8438 | 3473.6343 | 8.8318 | 2.8472 | 1708.6091 | 517.8982 | 1.4005 | 0.42451 | 5
4B | 1000-1499 | 1990s | 5 | [8 empty] | 0
4B | 1000-1499 | 1990s | 6 | 10381.6523 | 2627.4228 | 8.5096 | 2.1536 | 1973.0014 | 288.6878 | 1.6172 | 0.23663 | 2
4B | 1000-1499 | 1990s | 7 | [8 empty] | 0
4B | 1000-1499 | 1990s | 8 | [8 empty] | 0
4B | 1000-1499 | 1990s | 9 | [8 empty] | 0
4B | 1000-1499 | 1990s | 10 | [8 empty] | 0
4B | 1000-1499 | 2000s | 1 | 7659.7522 | 2637.214 | 6.2785 | 2.1617 | 1238.9917 | 693.7728 | 1.0156 | 0.56867 | 18
4B | 1000-1499 | 2000s | 2 | 8931.5975 | 3353.1064 | 7.321 | 2.7484 | 1207.2882 | 583.8886 | 0.98958 | 0.4786 | 19
4B | 1000-1499 | 2000s | 3 | 6974.48 | 1527.7345 | 5.7168 | 1.2522 | 1882.7732 | 655.1381 | 1.5433 | 0.537 | 4
4B | 1000-1499 | 2000s | 4 | 9064.9803 | 3812.0049 | 7.4303 | 3.1246 | 1411.7278 | 492.2585 | 1.1572 | 0.40349 | 3
4B | 1000-1499 | 2000s | 5 | 10006.6803 | 5885.0174 | 8.2022 | 4.8238 | 1764.2346 | 927.8976 | 1.4461 | 0.76057 | 2
4B | 1000-1499 | 2000s | 6 | [8 empty] | 0
4B | 1000-1499 | 2000s | 7 | [8 empty] | 0
4B | 1000-1499 | 2000s | 8 | [8 empty] | 0
4B | 1000-1499 | 2000s | 9 | [8 empty] | 0
4B | 1000-1499 | 2000s | 10 | [8 empty] | 0
4B | 1000-1499 | 2010s | 1 | 8910.7838 |  | 7.3039 |  | 1355.3605 |  | 1.111 |  | 1
4B | 1000-1499 | 2010s | 2 | 6201.6467 |  | 5.0833 |  | 1785.4877 |  | 1.4635 |  | 1
4B | 1000-1499 | 2010s | 3 | [8 empty] | 0
4B | 1000-1499 | 2010s | 4 | [8 empty] | 0
4B | 1000-1499 | 2010s | 5 | [8 empty] | 0
4B | 1000-1499 | 2010s | 6 | [8 empty] | 0
4B | 1000-1499 | 2010s | 7 | [8 empty] | 0
4B | 1000-1499 | 2010s | 8 | [8 empty] | 0
4B | 1000-1499 | 2010s | 9 | [8 empty] | 0
4B | 1000-1499 | 2010s | 10 | [8 empty] | 0
4B | 1500-1999 | <1940 | 1 | 15729.1536 | 14076.1084 | 9.3072 | 8.3291 | 2296.3388 | 1403.0821 | 1.3588 | 0.83023 | 3
4B | 1500-1999 | <1940 | 2 | 9779.5491 | 3205.1353 | 5.7867 | 1.8965 | 2718.7789 | 1851.1735 | 1.6087 | 1.0954 | 5
4B | 1500-1999 | <1940 | 3 | 20881.8843 | 7958.3093 | 12.3561 | 4.7091 | 1612.2535 | 14.5547 | 0.954 | 0.0086122 | 2
4B | 1500-1999 | <1940 | 4 | 10965.308 |  | 6.4883 |  | 2657.0457 |  | 1.5722 |  | 1
4B | 1500-1999 | <1940 | 5 | [8 empty] | 0
4B | 1500-1999 | <1940 | 6 | [8 empty] | 0
4B | 1500-1999 | <1940 | 7 | [8 empty] | 0
4B | 1500-1999 | <1940 | 8 | [8 empty] | 0
4B | 1500-1999 | <1940 | 9 | [8 empty] | 0
4B | 1500-1999 | <1940 | 10 | [8 empty] | 0
4B | 1500-1999 | 1940s | 1 | 13234.5988 | 10557.4448 | 7.8311 | 6.247 | 1828.9652 | 425.6763 | 1.0822 | 0.25188 | 3
4B | 1500-1999 | 1940s | 2 | 11148.6681 | 6597.2297 | 6.5968 | 3.9037 | 2329.3023 | 1372.5621 | 1.3783 | 0.81217 | 6
4B | 1500-1999 | 1940s | 3 | 9380.2661 |  | 5.5505 |  | 2688.1376 |  | 1.5906 |  | 1
4B | 1500-1999 | 1940s | 4 | [8 empty] | 0
4B | 1500-1999 | 1940s | 5 | 13180.4562 |  | 7.7991 |  | 2003.212 |  | 1.1853 |  | 1
4B | 1500-1999 | 1940s | 6 | [8 empty] | 0
4B | 1500-1999 | 1940s | 7 | [8 empty] | 0
4B | 1500-1999 | 1940s | 8 | [8 empty] | 0
4B | 1500-1999 | 1940s | 9 | [8 empty] | 0
4B | 1500-1999 | 1940s | 10 | [8 empty] | 0
4B | 1500-1999 | 1950s | 1 | 11379.7962 | 5924.0191 | 6.7336 | 3.5053 | 3375.9424 | 1291.4228 | 1.9976 | 0.76416 | 12
4B | 1500-1999 | 1950s | 2 | 14055.8966 | 6656.325 | 8.3171 | 3.9387 | 2381.392 | 823.4112 | 1.4091 | 0.48723 | 11
4B | 1500-1999 | 1950s | 3 | 10800.3785 | 4682.9634 | 6.3908 | 2.771 | 1969.7932 | 1082.0473 | 1.1656 | 0.64026 | 6
4B | 1500-1999 | 1950s | 4 | 13899.2552 | 5894.7979 | 8.2244 | 3.488 | 4568.5734 | 4162.6214 | 2.7033 | 2.4631 | 2
4B | 1500-1999 | 1950s | 5 | 12177.2287 |  | 7.2055 |  | 2683.7358 |  | 1.588 |  | 1
4B | 1500-1999 | 1950s | 6 | 14114.0423 |  | 8.3515 |  | 1052.3893 |  | 0.62272 |  | 1
4B | 1500-1999 | 1950s | 7 | [8 empty] | 0
4B | 1500-1999 | 1950s | 8 | [8 empty] | 0
4B | 1500-1999 | 1950s | 9 | [8 empty] | 0
4B | 1500-1999 | 1950s | 10 | [8 empty] | 0
4B | 1500-1999 | 1960s | 1 | 15587.9408 | 11979.7527 | 9.2236 | 7.0886 | 2247.0117 | 989.0937 | 1.3296 | 0.58526 | 16
4B | 1500-1999 | 1960s | 2 | 11202.7507 | 3748.8992 | 6.6288 | 2.2183 | 2420.7167 | 857.1416 | 1.4324 | 0.50718 | 20
4B | 1500-1999 | 1960s | 3 | 14161.2265 | 5794.6345 | 8.3794 | 3.4288 | 2125.7407 | 788.7091 | 1.2578 | 0.46669 | 7
4B | 1500-1999 | 1960s | 4 | 24182.5256 | 1639.4847 | 14.3092 | 0.97011 | 3226.1372 | 1206.6151 | 1.909 | 0.71397 | 2
4B | 1500-1999 | 1960s | 5 | 14496.972 |  | 8.5781 |  | 1437.6242 |  | 0.85067 |  | 1
4B | 1500-1999 | 1960s | 6 | [8 empty] | 0
4B | 1500-1999 | 1960s | 7 | 26823.575 |  | 15.8719 |  | 2597.804 |  | 1.5372 |  | 1
4B | 1500-1999 | 1960s | 8 | [8 empty] | 0
4B | 1500-1999 | 1960s | 9 | [8 empty] | 0
4B | 1500-1999 | 1960s | 10 | [8 empty] | 0
4B | 1500-1999 | 1970s | 1 | 10796.7143 | 6332.121 | 6.3886 | 3.7468 | 2270.0806 | 1266.4733 | 1.3432 | 0.74939 | 21
4B | 1500-1999 | 1970s | 2 | 14724.0572 | 11218.1791 | 8.7125 | 6.638 | 2177.2314 | 1568.0969 | 1.2883 | 0.92787 | 33
4B | 1500-1999 | 1970s | 3 | 15347.4754 | 4550.5794 | 9.0813 | 2.6927 | 2664.0819 | 737.6233 | 1.5764 | 0.43646 | 4
4B | 1500-1999 | 1970s | 4 | 21404.7255 | 16435.3856 | 12.6655 | 9.7251 | 2802.5558 | 997.9844 | 1.6583 | 0.59052 | 9
4B | 1500-1999 | 1970s | 5 | 20457.9061 |  | 12.1053 |  | 2909.5732 |  | 1.7216 |  | 1
4B | 1500-1999 | 1970s | 6 | 21679.0423 |  | 12.8278 |  | 2476.5879 |  | 1.4654 |  | 1
4B | 1500-1999 | 1970s | 7 | [8 empty] | 0
4B | 1500-1999 | 1970s | 8 | [8 empty] | 0
4B | 1500-1999 | 1970s | 9 | [8 empty] | 0
4B | 1500-1999 | 1970s | 10 | [8 empty] | 0
4B | 1500-1999 | 1980s | 1 | 11233.67 | 6641.9721 | 6.6471 | 3.9302 | 2085.4859 | 1154.7143 | 1.234 | 0.68326 | 26
4B | 1500-1999 | 1980s | 2 | 10688.7082 | 5033.8444 | 6.3247 | 2.9786 | 1919.61 | 990.5724 | 1.1359 | 0.58614 | 29
4B | 1500-1999 | 1980s | 3 | 11497.6986 | 4683.3403 | 6.8034 | 2.7712 | 2157.1467 | 1776.0528 | 1.2764 | 1.0509 | 3
4B | 1500-1999 | 1980s | 4 | 17665.7609 | 7102.3926 | 10.4531 | 4.2026 | 2365.1921 | 1526.3617 | 1.3995 | 0.90317 | 7
4B | 1500-1999 | 1980s | 5 | 11664.8226 | 3485.2151 | 6.9023 | 2.0623 | 2152.4145 | 1337.0503 | 1.2736 | 0.79115 | 3
4B | 1500-1999 | 1980s | 6 | [8 empty] | 0
4B | 1500-1999 | 1980s | 7 | [8 empty] | 0
4B | 1500-1999 | 1980s | 8 | [8 empty] | 0
4B | 1500-1999 | 1980s | 9 | [8 empty] | 0
4B | 1500-1999 | 1980s | 10 | [8 empty] | 0
4B | 1500-1999 | 1990s | 1 | 9625.1493 | 4845.0362 | 5.6954 | 2.8669 | 1466.5845 | 667.7052 | 0.8678 | 0.39509 | 24
4B | 1500-1999 | 1990s | 2 | 9750.2111 | 3161.63 | 5.7694 | 1.8708 | 1817.5022 | 1004.0408 | 1.0754 | 0.59411 | 23
4B | 1500-1999 | 1990s | 3 | 10751.1142 | 2669.5516 | 6.3616 | 1.5796 | 1556.5834 | 1156.6474 | 0.92106 | 0.68441 | 9
4B | 1500-1999 | 1990s | 4 | 11990.9011 | 3925.6438 | 7.0952 | 2.3229 | 2629.0825 | 640.0772 | 1.5557 | 0.37874 | 5
4B | 1500-1999 | 1990s | 5 | 11831.1393 | 4292.4272 | 7.0007 | 2.5399 | 2469.2599 | 1635.9572 | 1.4611 | 0.96802 | 3
4B | 1500-1999 | 1990s | 6 | 15345.4176 | 2355.445 | 9.0801 | 1.3938 | 1438.5533 | 52.0562 | 0.85121 | 0.030802 | 2
4B | 1500-1999 | 1990s | 7 | [8 empty] | 0
4B | 1500-1999 | 1990s | 8 | [8 empty] | 0
4B | 1500-1999 | 1990s | 9 | [8 empty] | 0
4B | 1500-1999 | 1990s | 10 | [8 empty] | 0
4B | 1500-1999 | 2000s | 1 | 8037.2118 | 3106.0905 | 4.7557 | 1.8379 | 1129.6933 | 633.6188 | 0.66846 | 0.37492 | 39
4B | 1500-1999 | 2000s | 2 | 10708.9261 | 4709.8587 | 6.3366 | 2.7869 | 1439.3051 | 868.9693 | 0.85166 | 0.51418 | 32
4B | 1500-1999 | 2000s | 3 | 10412.9083 | 5382.6987 | 6.1615 | 3.185 | 1314.1032 | 698.7866 | 0.77758 | 0.41348 | 12
4B | 1500-1999 | 2000s | 4 | 9040.1019 | 3403.1562 | 5.3492 | 2.0137 | 1544.2141 | 949.0227 | 0.91374 | 0.56155 | 8
4B | 1500-1999 | 2000s | 5 | 9636.7777 | 2265.5387 | 5.7022 | 1.3406 | 953.3613 | 108.508 | 0.56412 | 0.064206 | 2
4B | 1500-1999 | 2000s | 6 | 12843.4683 |  | 7.5997 |  | 2301.7763 |  | 1.362 |  | 1
4B | 1500-1999 | 2000s | 7 | [8 empty] | 0
4B | 1500-1999 | 2000s | 8 | [8 empty] | 0
4B | 1500-1999 | 2000s | 9 | [8 empty] | 0
4B | 1500-1999 | 2000s | 10 | [8 empty] | 0
4B | 1500-1999 | 2010s | 1 | 5537.7135 | 1358.3867 | 3.2768 | 0.80378 | 992.5793 | 616.1885 | 0.58733 | 0.36461 | 4
4B | 1500-1999 | 2010s | 2 | 13455.5741 | 7048.0535 | 7.9619 | 4.1704 | 1313.1139 | 890.871 | 0.77699 | 0.52714 | 7
4B | 1500-1999 | 2010s | 3 | 6032.2173 |  | 3.5694 |  | 1433.3214 |  | 0.84812 |  | 1
4B | 1500-1999 | 2010s | 4 | [8 empty] | 0
4B | 1500-1999 | 2010s | 5 | [8 empty] | 0
4B | 1500-1999 | 2010s | 6 | [8 empty] | 0
4B | 1500-1999 | 2010s | 7 | 15200.2233 |  | 8.9942 |  | 1987.8134 |  | 1.1762 |  | 1
4B | 1500-1999 | 2010s | 8 | [8 empty] | 0
4B | 1500-1999 | 2010s | 9 | [8 empty] | 0
4B | 1500-1999 | 2010s | 10 | [8 empty] | 0
4B | 2000-2499 | <1940 | 1 | 11364.9316 | 595.356 | 5.2229 | 0.2736 | 3680.9631 | 831.0978 | 1.6916 | 0.38194 | 2
4B | 2000-2499 | <1940 | 2 | 17294.4959 | 10870.5405 | 7.9478 | 4.9957 | 2442.6804 | 1149.6115 | 1.1226 | 0.52831 | 5
4B | 2000-2499 | <1940 | 3 | 19203.4805 |  | 8.8251 |  | 6447.5704 |  | 2.963 |  | 1
4B | 2000-2499 | <1940 | 4 | [8 empty] | 0
4B | 2000-2499 | <1940 | 5 | [8 empty] | 0
4B | 2000-2499 | <1940 | 6 | [8 empty] | 0
4B | 2000-2499 | <1940 | 7 | [8 empty] | 0
4B | 2000-2499 | <1940 | 8 | [8 empty] | 0
4B | 2000-2499 | <1940 | 9 | [8 empty] | 0
4B | 2000-2499 | <1940 | 10 | [8 empty] | 0
4B | 2000-2499 | 1940s | 1 | 35099.8217 |  | 16.1304 |  | 2036.328 |  | 0.93581 |  | 1
4B | 2000-2499 | 1940s | 2 | 15018.7642 | 11880.4838 | 6.902 | 5.4598 | 1873.2475 | 1112.5684 | 0.86087 | 0.51129 | 4
4B | 2000-2499 | 1940s | 3 | 11276.3813 |  | 5.1822 |  | 2700.7517 |  | 1.2412 |  | 1
4B | 2000-2499 | 1940s | 4 | 17354.2529 |  | 7.9753 |  | 7186.5211 |  | 3.3026 |  | 1
4B | 2000-2499 | 1940s | 5 | [8 empty] | 0
4B | 2000-2499 | 1940s | 6 | [8 empty] | 0
4B | 2000-2499 | 1940s | 7 | [8 empty] | 0
4B | 2000-2499 | 1940s | 8 | [8 empty] | 0
4B | 2000-2499 | 1940s | 9 | [8 empty] | 0
4B | 2000-2499 | 1940s | 10 | [8 empty] | 0
4B | 2000-2499 | 1950s | 1 | 10094.3681 | 2385.5177 | 4.639 | 1.0963 | 2622.2384 | 1429.414 | 1.2051 | 0.6569 | 11
4B | 2000-2499 | 1950s | 2 | 14822.7027 | 9592.6495 | 6.8119 | 4.4084 | 2427.6844 | 1187.8495 | 1.1157 | 0.54589 | 8
4B | 2000-2499 | 1950s | 3 | 17259.4257 | 13398.3425 | 7.9317 | 6.1573 | 1821.2348 | 524.6896 | 0.83696 | 0.24113 | 4
4B | 2000-2499 | 1950s | 4 | 18131.6388 | 2320.6897 | 8.3326 | 1.0665 | 2838.9331 | 1132.5016 | 1.3047 | 0.52045 | 4
4B | 2000-2499 | 1950s | 5 | 16332.3203 | 1222.6687 | 7.5057 | 0.56189 | 2720.6826 | 1375.2867 | 1.2503 | 0.63203 | 3
4B | 2000-2499 | 1950s | 6 | [8 empty] | 0
4B | 2000-2499 | 1950s | 7 | 13250.8291 |  | 6.0895 |  | 4515.4109 |  | 2.0751 |  | 1
4B | 2000-2499 | 1950s | 8 | [8 empty] | 0
4B | 2000-2499 | 1950s | 9 | [8 empty] | 0
4B | 2000-2499 | 1950s | 10 | [8 empty] | 0
4B | 2000-2499 | 1960s | 1 | 12836.4274 | 6373.1795 | 5.8991 | 2.9289 | 2332.2677 | 1100.6724 | 1.0718 | 0.50582 | 11
4B | 2000-2499 | 1960s | 2 | 14799.54 | 10866.5674 | 6.8013 | 4.9938 | 2368.0532 | 1212.4649 | 1.0883 | 0.5572 | 17
4B | 2000-2499 | 1960s | 3 | 11643.4722 |  | 5.3509 |  | 4651.5283 |  | 2.1377 |  | 1
4B | 2000-2499 | 1960s | 4 | 21839.634 |  | 10.0366 |  | 2903.5007 |  | 1.3343 |  | 1
4B | 2000-2499 | 1960s | 5 | 15471.12 | 4234.5217 | 7.1099 | 1.946 | 1708.022 | 1878.1727 | 0.78494 | 0.86313 | 2
4B | 2000-2499 | 1960s | 6 | 12290.8849 |  | 5.6484 |  | 2635.933 |  | 1.2114 |  | 1
4B | 2000-2499 | 1960s | 7 | [8 empty] | 0
4B | 2000-2499 | 1960s | 8 | [8 empty] | 0
4B | 2000-2499 | 1960s | 9 | [8 empty] | 0
4B | 2000-2499 | 1960s | 10 | [8 empty] | 0
4B | 2000-2499 | 1970s | 1 | 13766.2414 | 12087.3685 | 6.3264 | 5.5549 | 2446.6618 | 1114.4767 | 1.1244 | 0.51217 | 12
4B | 2000-2499 | 1970s | 2 | 13693.1828 | 9271.8505 | 6.2928 | 4.261 | 2213.4932 | 1238.0489 | 1.0172 | 0.56896 | 33
4B | 2000-2499 | 1970s | 3 | 12871.9944 | 4364.1292 | 5.9154 | 2.0056 | 3665.1895 | 2277.7172 | 1.6844 | 1.0467 | 2
4B | 2000-2499 | 1970s | 4 | 14820.585 |  | 6.8109 |  | 1413.5412 |  | 0.64961 |  | 1
4B | 2000-2499 | 1970s | 5 | 16455.9833 | 1053.3933 | 7.5625 | 0.4841 | 3151.7794 | 1046.2181 | 1.4484 | 0.4808 | 2
4B | 2000-2499 | 1970s | 6 | 21021.1139 | 10592.9639 | 9.6604 | 4.8681 | 2932.741 | 302.4903 | 1.3478 | 0.13901 | 2
4B | 2000-2499 | 1970s | 7 | [8 empty] | 0
4B | 2000-2499 | 1970s | 8 | [8 empty] | 0
4B | 2000-2499 | 1970s | 9 | [8 empty] | 0
4B | 2000-2499 | 1970s | 10 | [8 empty] | 0
4B | 2000-2499 | 1980s | 1 | 12471.2099 | 7222.2221 | 5.7313 | 3.319 | 2360.1285 | 1452.3294 | 1.0846 | 0.66743 | 16
4B | 2000-2499 | 1980s | 2 | 13626.1522 | 8867.7244 | 6.262 | 4.0752 | 2004.5364 | 1088.3287 | 0.9212 | 0.50015 | 18
4B | 2000-2499 | 1980s | 3 | 10275.9287 | 3551.3109 | 4.7224 | 1.632 | 2811.4997 | 2558.8171 | 1.292 | 1.1759 | 10
4B | 2000-2499 | 1980s | 4 | 14386.5076 | 1565.6214 | 6.6114 | 0.7195 | 3023.1514 | 2119.5413 | 1.3893 | 0.97405 | 3
4B | 2000-2499 | 1980s | 5 | [8 empty] | 0
4B | 2000-2499 | 1980s | 6 | [8 empty] | 0
4B | 2000-2499 | 1980s | 7 | [8 empty] | 0
4B | 2000-2499 | 1980s | 8 | [8 empty] | 0
4B | 2000-2499 | 1980s | 9 | [8 empty] | 0
4B | 2000-2499 | 1980s | 10 | [8 empty] | 0
4B | 2000-2499 | 1990s | 1 | 9044.482 | 6344.0351 | 4.1565 | 2.9155 | 1501.8751 | 1372.9259 | 0.6902 | 0.63094 | 13
4B | 2000-2499 | 1990s | 2 | 13436.3577 | 9810.2274 | 6.1748 | 4.5084 | 2129.6298 | 1287.1764 | 0.97869 | 0.59153 | 26
4B | 2000-2499 | 1990s | 3 | 11226.9582 | 1363.1967 | 5.1594 | 0.62647 | 1786.6954 | 729.7505 | 0.82109 | 0.33536 | 4
4B | 2000-2499 | 1990s | 4 | 10108.1513 |  | 4.6453 |  | 3215.4899 |  | 1.4777 |  | 1
4B | 2000-2499 | 1990s | 5 | [8 empty] | 0
4B | 2000-2499 | 1990s | 6 | 9352.6056 |  | 4.2981 |  | 840.1924 |  | 0.38612 |  | 1
4B | 2000-2499 | 1990s | 7 | [8 empty] | 0
4B | 2000-2499 | 1990s | 8 | [8 empty] | 0
4B | 2000-2499 | 1990s | 9 | [8 empty] | 0
4B | 2000-2499 | 1990s | 10 | [8 empty] | 0
4B | 2000-2499 | 2000s | 1 | 8942.184 | 3674.8425 | 4.1095 | 1.6888 | 1450.9557 | 687.9067 | 0.6668 | 0.31613 | 16
4B | 2000-2499 | 2000s | 2 | 12048.9031 | 5015.9337 | 5.5372 | 2.3051 | 1760.2413 | 1093.4092 | 0.80893 | 0.50249 | 31
4B | 2000-2499 | 2000s | 3 | 11742.3936 | 3747.8107 | 5.3963 | 1.7223 | 1536.0961 | 726.6263 | 0.70593 | 0.33393 | 8
4B | 2000-2499 | 2000s | 4 | 12184.6066 | 3949.6164 | 5.5995 | 1.8151 | 1902.846 | 950.5596 | 0.87447 | 0.43684 | 6
4B | 2000-2499 | 2000s | 5 | 11368.0258 |  | 5.2243 |  | 1381.5695 |  | 0.63491 |  | 1
4B | 2000-2499 | 2000s | 6 | [8 empty] | 0
4B | 2000-2499 | 2000s | 7 | [8 empty] | 0
4B | 2000-2499 | 2000s | 8 | [8 empty] | 0
4B | 2000-2499 | 2000s | 9 | [8 empty] | 0
4B | 2000-2499 | 2000s | 10 | [8 empty] | 0
4B | 2000-2499 | 2010s | 1 | 10394.1398 | 4796.9435 | 4.7767 | 2.2045 | 885.7518 | 622.6065 | 0.40706 | 0.28612 | 5
4B | 2000-2499 | 2010s | 2 | 14116.4551 | 7563.1193 | 6.4873 | 3.4757 | 1726.5214 | 583.4424 | 0.79344 | 0.26813 | 5
4B | 2000-2499 | 2010s | 3 | 7697.4955 |  | 3.5375 |  | 1802.3712 |  | 0.8283 |  | 1
4B | 2000-2499 | 2010s | 4 | 17760.1557 |  | 8.1618 |  | 2358.854 |  | 1.084 |  | 1
4B | 2000-2499 | 2010s | 5 | 12927.4052 |  | 5.9409 |  | 2784.0063 |  | 1.2794 |  | 1
4B | 2000-2499 | 2010s | 6 | [8 empty] | 0
4B | 2000-2499 | 2010s | 7 | [8 empty] | 0
4B | 2000-2499 | 2010s | 8 | [8 empty] | 0
4B | 2000-2499 | 2010s | 9 | [8 empty] | 0
4B | 2000-2499 | 2010s | 10 | [8 empty] | 0
4B | 2500-2999 | <1940 | 1 | 9513.2574 | 2399.0068 | 3.5724 | 0.90087 | 2012.6572 | 239.9571 | 0.75579 | 0.090108 | 3
4B | 2500-2999 | <1940 | 2 | 40720.5774 | 23660.0723 | 15.2912 | 8.8847 | 5143.3218 | 793.5209 | 1.9314 | 0.29798 | 3
4B | 2500-2999 | <1940 | 3 | 9251.7515 | 1275.2171 | 3.4742 | 0.47886 | 2068.6707 | 59.668 | 0.77682 | 0.022406 | 2
4B | 2500-2999 | <1940 | 4 | [8 empty] | 0
4B | 2500-2999 | <1940 | 5 | [8 empty] | 0
4B | 2500-2999 | <1940 | 6 | [8 empty] | 0
4B | 2500-2999 | <1940 | 7 | [8 empty] | 0
4B | 2500-2999 | <1940 | 8 | [8 empty] | 0
4B | 2500-2999 | <1940 | 9 | [8 empty] | 0
4B | 2500-2999 | <1940 | 10 | [8 empty] | 0
4B | 2500-2999 | 1940s | 1 | 11252.5663 |  | 4.2255 |  | 3293.3924 |  | 1.2367 |  | 1
4B | 2500-2999 | 1940s | 2 | 5592.7286 |  | 2.1002 |  | 874.2332 |  | 0.32829 |  | 1
4B | 2500-2999 | 1940s | 3 | [8 empty] | 0
4B | 2500-2999 | 1940s | 4 | [8 empty] | 0
4B | 2500-2999 | 1940s | 5 | [8 empty] | 0
4B | 2500-2999 | 1940s | 6 | [8 empty] | 0
4B | 2500-2999 | 1940s | 7 | [8 empty] | 0
4B | 2500-2999 | 1940s | 8 | [8 empty] | 0
4B | 2500-2999 | 1940s | 9 | [8 empty] | 0
4B | 2500-2999 | 1940s | 10 | [8 empty] | 0
4B | 2500-2999 | 1950s | 1 | 15847.7402 | 11985.4718 | 5.9511 | 4.5007 | 1987.1555 | 803.7624 | 0.74621 | 0.30183 | 3
4B | 2500-2999 | 1950s | 2 | 11679.0135 | 2206.1083 | 4.3857 | 0.82843 | 2981.7747 | 1332.4723 | 1.1197 | 0.50037 | 5
4B | 2500-2999 | 1950s | 3 | [8 empty] | 0
4B | 2500-2999 | 1950s | 4 | 18366.7139 |  | 6.897 |  | 3172.841 |  | 1.1915 |  | 1
4B | 2500-2999 | 1950s | 5 | [8 empty] | 0
4B | 2500-2999 | 1950s | 6 | 50669.5604 |  | 19.0272 |  | 4129.3726 |  | 1.5506 |  | 1
4B | 2500-2999 | 1950s | 7 | [8 empty] | 0
4B | 2500-2999 | 1950s | 8 | [8 empty] | 0
4B | 2500-2999 | 1950s | 9 | [8 empty] | 0
4B | 2500-2999 | 1950s | 10 | [8 empty] | 0
4B | 2500-2999 | 1960s | 1 | 10858.5676 | 5613.6394 | 4.0776 | 2.108 | 1856.5498 | 1264.0796 | 0.69716 | 0.47468 | 5
4B | 2500-2999 | 1960s | 2 | 22316.1958 | 11539.1631 | 8.3801 | 4.3331 | 3595.0202 | 1546.5852 | 1.35 | 0.58077 | 4
4B | 2500-2999 | 1960s | 3 | 15617.7035 | 7573.3116 | 5.8647 | 2.8439 | 3825.4389 | 1418.5733 | 1.4365 | 0.5327 | 2
4B | 2500-2999 | 1960s | 4 | 16377.3992 | 4643.2128 | 6.15 | 1.7436 | 3908.4918 | 2440.5305 | 1.4677 | 0.91646 | 2
4B | 2500-2999 | 1960s | 5 | [8 empty] | 0
4B | 2500-2999 | 1960s | 6 | [8 empty] | 0
4B | 2500-2999 | 1960s | 7 | [8 empty] | 0
4B | 2500-2999 | 1960s | 8 | [8 empty] | 0
4B | 2500-2999 | 1960s | 9 | [8 empty] | 0
4B | 2500-2999 | 1960s | 10 | [8 empty] | 0
4B | 2500-2999 | 1970s | 1 | 16369.9904 | 5234.2918 | 6.1472 | 1.9656 | 3937.7931 | 2915.0484 | 1.4787 | 1.0946 | 8
4B | 2500-2999 | 1970s | 2 | 18128.2637 | 9949.684 | 6.8075 | 3.7363 | 2590.2917 | 1970.0021 | 0.9727 | 0.73977 | 9
4B | 2500-2999 | 1970s | 3 | 13202.8225 | 7409.6805 | 4.9579 | 2.7825 | 3293.0608 | 990.0661 | 1.2366 | 0.37179 | 2
4B | 2500-2999 | 1970s | 4 | [8 empty] | 0
4B | 2500-2999 | 1970s | 5 | 16251.4269 |  | 6.1027 |  | 3203.4954 |  | 1.203 |  | 1
4B | 2500-2999 | 1970s | 6 | [8 empty] | 0
4B | 2500-2999 | 1970s | 7 | [8 empty] | 0
4B | 2500-2999 | 1970s | 8 | [8 empty] | 0
4B | 2500-2999 | 1970s | 9 | [8 empty] | 0
4B | 2500-2999 | 1970s | 10 | [8 empty] | 0
4B | 2500-2999 | 1980s | 1 | 12155.616 | 4243.7744 | 4.5646 | 1.5936 | 1528.4052 | 921.6541 | 0.57394 | 0.3461 | 9
4B | 2500-2999 | 1980s | 2 | 15401.3451 | 9547.5643 | 5.7835 | 3.5853 | 2246.2464 | 1325.2049 | 0.8435 | 0.49764 | 10
4B | 2500-2999 | 1980s | 3 | 11542.8782 | 7907.1993 | 4.3345 | 2.9693 | 2554.5259 | 3187.2357 | 0.95927 | 1.1969 | 2
4B | 2500-2999 | 1980s | 4 | 24610.2872 | 23151.608 | 9.2416 | 8.6938 | 814.8409 | 450.284 | 0.30599 | 0.16909 | 2
4B | 2500-2999 | 1980s | 5 | 16424.1587 |  | 6.1675 |  | 4763.8903 |  | 1.7889 |  | 1
4B | 2500-2999 | 1980s | 6 | [8 empty] | 0
4B | 2500-2999 | 1980s | 7 | [8 empty] | 0
4B | 2500-2999 | 1980s | 8 | [8 empty] | 0
4B | 2500-2999 | 1980s | 9 | [8 empty] | 0
4B | 2500-2999 | 1980s | 10 | [8 empty] | 0
4B | 2500-2999 | 1990s | 1 | 14359.6539 | 9133.0108 | 5.3923 | 3.4296 | 2359.0506 | 1631.8318 | 0.88586 | 0.61278 | 10
4B | 2500-2999 | 1990s | 2 | 10506.4631 | 4568.8646 | 3.9453 | 1.7157 | 2023.9259 | 1142.521 | 0.76002 | 0.42904 | 24
4B | 2500-2999 | 1990s | 3 | 8630.1226 |  | 3.2408 |  | 961.7351 |  | 0.36115 |  | 1
4B | 2500-2999 | 1990s | 4 | 10594.5746 | 5276.728 | 3.9784 | 1.9815 | 1159.5361 | 344.6056 | 0.43542 | 0.12941 | 2
4B | 2500-2999 | 1990s | 5 | 11278.9949 | 540.8213 | 4.2354 | 0.20309 | 360.1607 | 169.6751 | 0.13525 | 0.063716 | 2
4B | 2500-2999 | 1990s | 6 | [8 empty] | 0
4B | 2500-2999 | 1990s | 7 | [8 empty] | 0
4B | 2500-2999 | 1990s | 8 | [8 empty] | 0
4B | 2500-2999 | 1990s | 9 | [8 empty] | 0
4B | 2500-2999 | 1990s | 10 | [8 empty] | 0
4B | 2500-2999 | 2000s | 1 | 8486.7698 | 2224.4288 | 3.1869 | 0.83531 | 1547.8865 | 876.9908 | 0.58126 | 0.32932 | 17
4B | 2500-2999 | 2000s | 2 | 11879.7321 | 5626.6919 | 4.461 | 2.1129 | 1875.856 | 1100.5576 | 0.70441 | 0.41328 | 23
4B | 2500-2999 | 2000s | 3 | 13031.0096 | 3113.1522 | 4.8934 | 1.169 | 1784.9691 | 835.5713 | 0.67029 | 0.31377 | 8
4B | 2500-2999 | 2000s | 4 | 15558.8998 | 4048.1713 | 5.8426 | 1.5202 | 1854.0663 | 528.6073 | 0.69623 | 0.1985 | 5
4B | 2500-2999 | 2000s | 5 | [8 empty] | 0
4B | 2500-2999 | 2000s | 6 | [8 empty] | 0
4B | 2500-2999 | 2000s | 7 | [8 empty] | 0
4B | 2500-2999 | 2000s | 8 | [8 empty] | 0
4B | 2500-2999 | 2000s | 9 | [8 empty] | 0
4B | 2500-2999 | 2000s | 10 | [8 empty] | 0
4B | 2500-2999 | 2010s | 1 | 19626.4979 | 10355.509 | 7.3701 | 3.8887 | 1372.0178 | 530.9634 | 0.51522 | 0.19939 | 3
4B | 2500-2999 | 2010s | 2 | 15773.3972 | 9793.3168 | 5.9232 | 3.6776 | 1718.4873 | 1383.2183 | 0.64532 | 0.51942 | 6
4B | 2500-2999 | 2010s | 3 | 8518.4046 |  | 3.1988 |  | 1123.3477 |  | 0.42184 |  | 1
4B | 2500-2999 | 2010s | 4 | [8 empty] | 0
4B | 2500-2999 | 2010s | 5 | 21017.8797 | 6962.5023 | 7.8926 | 2.6145 | 3329.8846 | 1158.542 | 1.2504 | 0.43505 | 2
4B | 2500-2999 | 2010s | 6 | [8 empty] | 0
4B | 2500-2999 | 2010s | 7 | [8 empty] | 0
4B | 2500-2999 | 2010s | 8 | [8 empty] | 0
4B | 2500-2999 | 2010s | 9 | [8 empty] | 0
4B | 2500-2999 | 2010s | 10 | [8 empty] | 0
4B | 3000-3999 | <1940 | 1 | [8 empty] | 0
4B | 3000-3999 | <1940 | 2 | [8 empty] | 0
4B | 3000-3999 | <1940 | 3 | [8 empty] | 0
4B | 3000-3999 | <1940 | 4 | [8 empty] | 0
4B | 3000-3999 | <1940 | 5 | [8 empty] | 0
4B | 3000-3999 | <1940 | 6 | [8 empty] | 0
4B | 3000-3999 | <1940 | 7 | [8 empty] | 0
4B | 3000-3999 | <1940 | 8 | [8 empty] | 0
4B | 3000-3999 | <1940 | 9 | [8 empty] | 0
4B | 3000-3999 | <1940 | 10 | [8 empty] | 0
4B | 3000-3999 | 1940s | 1 | [8 empty] | 0
4B | 3000-3999 | 1940s | 2 | [8 empty] | 0
4B | 3000-3999 | 1940s | 3 | [8 empty] | 0
4B | 3000-3999 | 1940s | 4 | [8 empty] | 0
4B | 3000-3999 | 1940s | 5 | [8 empty] | 0
4B | 3000-3999 | 1940s | 6 | [8 empty] | 0
4B | 3000-3999 | 1940s | 7 | [8 empty] | 0
4B | 3000-3999 | 1940s | 8 | [8 empty] | 0
4B | 3000-3999 | 1940s | 9 | [8 empty] | 0
4B | 3000-3999 | 1940s | 10 | [8 empty] | 0
4B | 3000-3999 | 1950s | 1 | 8421.8577 |  | 2.5513 |  | 1081.5685 |  | 0.32765 |  | 1
4B | 3000-3999 | 1950s | 2 | 12450.6858 | 1878.3997 | 3.7718 | 0.56904 | 1424.1302 | 996.8677 | 0.43142 | 0.30199 | 2
4B | 3000-3999 | 1950s | 3 | [8 empty] | 0
4B | 3000-3999 | 1950s | 4 | 15131.7331 |  | 4.584 |  | 4378.1434 |  | 1.3263 |  | 1
4B | 3000-3999 | 1950s | 5 | 32358.6967 |  | 9.8027 |  | 17105.7014 |  | 5.182 |  | 1
4B | 3000-3999 | 1950s | 6 | [8 empty] | 0
4B | 3000-3999 | 1950s | 7 | [8 empty] | 0
4B | 3000-3999 | 1950s | 8 | [8 empty] | 0
4B | 3000-3999 | 1950s | 9 | [8 empty] | 0
4B | 3000-3999 | 1950s | 10 | [8 empty] | 0
4B | 3000-3999 | 1960s | 1 | 16931.7846 | 10354.597 | 5.1293 | 3.1368 | 3512.0402 | 1092.3268 | 1.0639 | 0.33091 | 6
4B | 3000-3999 | 1960s | 2 | 14150.9355 | 7323.4163 | 4.2869 | 2.2185 | 4449.483 | 1952.6294 | 1.3479 | 0.59153 | 4
4B | 3000-3999 | 1960s | 3 | 21322.9995 | 16221.8898 | 6.4596 | 4.9142 | 2202.4779 | 967.4067 | 0.66722 | 0.29306 | 3
4B | 3000-3999 | 1960s | 4 | 13692.1231 |  | 4.1479 |  | 4361.6487 |  | 1.3213 |  | 1
4B | 3000-3999 | 1960s | 5 | [8 empty] | 0
4B | 3000-3999 | 1960s | 6 | [8 empty] | 0
4B | 3000-3999 | 1960s | 7 | [8 empty] | 0
4B | 3000-3999 | 1960s | 8 | [8 empty] | 0
4B | 3000-3999 | 1960s | 9 | [8 empty] | 0
4B | 3000-3999 | 1960s | 10 | [8 empty] | 0
4B | 3000-3999 | 1970s | 1 | 12819.9417 | 4788.2077 | 3.8837 | 1.4505 | 3535.2481 | 2187.634 | 1.071 | 0.66272 | 4
4B | 3000-3999 | 1970s | 2 | 15826.1119 | 5374.049 | 4.7943 | 1.628 | 4533.2049 | 2780.4054 | 1.3733 | 0.84229 | 9
4B | 3000-3999 | 1970s | 3 | [8 empty] | 0
4B | 3000-3999 | 1970s | 4 | 17887.5325 | 2629.1055 | 5.4188 | 0.79646 | 2280.0525 | 519.4361 | 0.69072 | 0.15736 | 2
4B | 3000-3999 | 1970s | 5 | 18704.6072 |  | 5.6663 |  | 3432.1938 |  | 1.0397 |  | 1
4B | 3000-3999 | 1970s | 6 | [8 empty] | 0
4B | 3000-3999 | 1970s | 7 | [8 empty] | 0
4B | 3000-3999 | 1970s | 8 | [8 empty] | 0
4B | 3000-3999 | 1970s | 9 | [8 empty] | 0
4B | 3000-3999 | 1970s | 10 | [8 empty] | 0
4B | 3000-3999 | 1980s | 1 | 12253.199 | 6355.4315 | 3.712 | 1.9253 | 2404.4663 | 1185.5924 | 0.72841 | 0.35916 | 13
4B | 3000-3999 | 1980s | 2 | 17476.2543 | 10303.7 | 5.2942 | 3.1214 | 2168.1358 | 1174.0579 | 0.65681 | 0.35567 | 15
4B | 3000-3999 | 1980s | 3 | 11365.5519 | 4303.0932 | 3.4431 | 1.3036 | 1741.8109 | 2012.5734 | 0.52766 | 0.60969 | 2
4B | 3000-3999 | 1980s | 4 | 21114.3238 | 13250.8654 | 6.3963 | 4.0142 | 3864.5961 | 1197.8097 | 1.1707 | 0.36286 | 3
4B | 3000-3999 | 1980s | 5 | 17200.018 |  | 5.2105 |  | 2504.825 |  | 0.75881 |  | 1
4B | 3000-3999 | 1980s | 6 | 21238.2652 | 6543.0597 | 6.4339 | 1.9821 | 5598.0383 | 4134.0721 | 1.6959 | 1.2524 | 2
4B | 3000-3999 | 1980s | 7 | [8 empty] | 0
4B | 3000-3999 | 1980s | 8 | [8 empty] | 0
4B | 3000-3999 | 1980s | 9 | [8 empty] | 0
4B | 3000-3999 | 1980s | 10 | [8 empty] | 0
4B | 3000-3999 | 1990s | 1 | 11127.352 | 5047.8344 | 3.3709 | 1.5292 | 2430.4663 | 1584.7671 | 0.73628 | 0.48009 | 10
4B | 3000-3999 | 1990s | 2 | 13648.714 | 5820.1089 | 4.1347 | 1.7631 | 3479.2344 | 2140.28 | 1.054 | 0.64837 | 15
4B | 3000-3999 | 1990s | 3 | 12774.8873 | 1806.3202 | 3.87 | 0.5472 | 2813.4385 | 553.6826 | 0.8523 | 0.16773 | 3
4B | 3000-3999 | 1990s | 4 | 17131.7482 | 5181.0327 | 5.1899 | 1.5695 | 3493.0926 | 2331.3589 | 1.0582 | 0.70626 | 6
4B | 3000-3999 | 1990s | 5 | 8657.5636 |  | 2.6227 |  | 1287.8826 |  | 0.39015 |  | 1
4B | 3000-3999 | 1990s | 6 | [8 empty] | 0
4B | 3000-3999 | 1990s | 7 | [8 empty] | 0
4B | 3000-3999 | 1990s | 8 | [8 empty] | 0
4B | 3000-3999 | 1990s | 9 | [8 empty] | 0
4B | 3000-3999 | 1990s | 10 | [8 empty] | 0
4B | 3000-3999 | 2000s | 1 | 11211.9771 | 3873.871 | 3.3965 | 1.1735 | 2274.1145 | 1190.3614 | 0.68892 | 0.36061 | 12
4B | 3000-3999 | 2000s | 2 | 15076.6246 | 9064.7017 | 4.5673 | 2.746 | 1809.9258 | 1036.2702 | 0.5483 | 0.31393 | 21
4B | 3000-3999 | 2000s | 3 | 15026.9992 | 9328.8128 | 4.5523 | 2.8261 | 2188.2803 | 1347.0967 | 0.66291 | 0.40809 | 11
4B | 3000-3999 | 2000s | 4 | 14313.2047 | 6776.497 | 4.336 | 2.0529 | 2119.8118 | 2798.4687 | 0.64217 | 0.84776 | 2
4B | 3000-3999 | 2000s | 5 | 13595.1494 | 4348.154 | 4.1185 | 1.3172 | 2629.6877 | 173.851 | 0.79663 | 0.052666 | 4
4B | 3000-3999 | 2000s | 6 | [8 empty] | 0
4B | 3000-3999 | 2000s | 7 | [8 empty] | 0
4B | 3000-3999 | 2000s | 8 | [8 empty] | 0
4B | 3000-3999 | 2000s | 9 | [8 empty] | 0
4B | 3000-3999 | 2000s | 10 | [8 empty] | 0
4B | 3000-3999 | 2010s | 1 | 11362.9488 | 4152.9745 | 3.4423 | 1.2581 | 2274.3819 | 507.6672 | 0.689 | 0.15379 | 2
4B | 3000-3999 | 2010s | 2 | 14985.6402 | 2756.6463 | 4.5397 | 0.83509 | 1345.7139 | 879.5986 | 0.40767 | 0.26646 | 3
4B | 3000-3999 | 2010s | 3 | 8433.3558 |  | 2.5548 |  | 832.3683 |  | 0.25216 |  | 1
4B | 3000-3999 | 2010s | 4 | 5853.5162 |  | 1.7733 |  | 46.5417 |  | 0.014099 |  | 1
4B | 3000-3999 | 2010s | 5 | [8 empty] | 0
4B | 3000-3999 | 2010s | 6 | [8 empty] | 0
4B | 3000-3999 | 2010s | 7 | [8 empty] | 0
4B | 3000-3999 | 2010s | 8 | [8 empty] | 0
4B | 3000-3999 | 2010s | 9 | [8 empty] | 0
4B | 3000-3999 | 2010s | 10 | [8 empty] | 0
4C | 500-749 | <1940 | 1 | 9719.6172 |  | 15.3548 |  | 209.1511 |  | 0.33041 |  | 1
4C | 500-749 | <1940 | 2 | [8 empty] | 0
4C | 500-749 | <1940 | 3 | [8 empty] | 0
4C | 500-749 | <1940 | 4 | [8 empty] | 0
4C | 500-749 | <1940 | 5 | [8 empty] | 0
4C | 500-749 | <1940 | 6 | [8 empty] | 0
4C | 500-749 | <1940 | 7 | [8 empty] | 0
4C | 500-749 | <1940 | 8 | [8 empty] | 0
4C | 500-749 | <1940 | 9 | [8 empty] | 0
4C | 500-749 | <1940 | 10 | [8 empty] | 0
4C | 500-749 | 1940s | 1 | 6320.4311 | 863.9981 | 9.9849 | 1.3649 | 513.5232 | 464.2522 | 0.81125 | 0.73342 | 4
4C | 500-749 | 1940s | 2 | [8 empty] | 0
4C | 500-749 | 1940s | 3 | [8 empty] | 0
4C | 500-749 | 1940s | 4 | [8 empty] | 0
4C | 500-749 | 1940s | 5 | [8 empty] | 0
4C | 500-749 | 1940s | 6 | [8 empty] | 0
4C | 500-749 | 1940s | 7 | [8 empty] | 0
4C | 500-749 | 1940s | 8 | [8 empty] | 0
4C | 500-749 | 1940s | 9 | [8 empty] | 0
4C | 500-749 | 1940s | 10 | [8 empty] | 0
4C | 500-749 | 1950s | 1 | 8952.5841 | 2860.5292 | 14.1431 | 4.519 | 398.0245 | 246.9238 | 0.62879 | 0.39009 | 2
4C | 500-749 | 1950s | 2 | [8 empty] | 0
4C | 500-749 | 1950s | 3 | 10699.8371 | 2804.4892 | 16.9034 | 4.4305 | 565.0412 | 326.1224 | 0.89264 | 0.5152 | 2
4C | 500-749 | 1950s | 4 | 14477.3944 |  | 22.8711 |  | 838.4543 |  | 1.3246 |  | 1
4C | 500-749 | 1950s | 5 | [8 empty] | 0
4C | 500-749 | 1950s | 6 | [8 empty] | 0
4C | 500-749 | 1950s | 7 | [8 empty] | 0
4C | 500-749 | 1950s | 8 | [8 empty] | 0
4C | 500-749 | 1950s | 9 | [8 empty] | 0
4C | 500-749 | 1950s | 10 | [8 empty] | 0
4C | 500-749 | 1960s | 1 | [8 empty] | 0
4C | 500-749 | 1960s | 2 | 5959.0453 |  | 9.414 |  | 1142.4551 |  | 1.8048 |  | 1
4C | 500-749 | 1960s | 3 | [8 empty] | 0
4C | 500-749 | 1960s | 4 | [8 empty] | 0
4C | 500-749 | 1960s | 5 | [8 empty] | 0
4C | 500-749 | 1960s | 6 | [8 empty] | 0
4C | 500-749 | 1960s | 7 | [8 empty] | 0
4C | 500-749 | 1960s | 8 | [8 empty] | 0
4C | 500-749 | 1960s | 9 | [8 empty] | 0
4C | 500-749 | 1960s | 10 | [8 empty] | 0
4C | 500-749 | 1970s | 1 | 8848.9241 | 2198.5039 | 13.9793 | 3.4732 | 849.7168 | 795.3125 | 1.3424 | 1.2564 | 4
4C | 500-749 | 1970s | 2 | [8 empty] | 0
4C | 500-749 | 1970s | 3 | [8 empty] | 0
4C | 500-749 | 1970s | 4 | [8 empty] | 0
4C | 500-749 | 1970s | 5 | [8 empty] | 0
4C | 500-749 | 1970s | 6 | [8 empty] | 0
4C | 500-749 | 1970s | 7 | [8 empty] | 0
4C | 500-749 | 1970s | 8 | [8 empty] | 0
4C | 500-749 | 1970s | 9 | [8 empty] | 0
4C | 500-749 | 1970s | 10 | [8 empty] | 0
4C | 500-749 | 1980s | 1 | 6294.4925 |  | 9.9439 |  | 1033.3633 |  | 1.6325 |  | 1
4C | 500-749 | 1980s | 2 | 4781.2458 |  | 7.5533 |  | 387.2304 |  | 0.61174 |  | 1
4C | 500-749 | 1980s | 3 | [8 empty] | 0
4C | 500-749 | 1980s | 4 | [8 empty] | 0
4C | 500-749 | 1980s | 5 | [8 empty] | 0
4C | 500-749 | 1980s | 6 | [8 empty] | 0
4C | 500-749 | 1980s | 7 | [8 empty] | 0
4C | 500-749 | 1980s | 8 | [8 empty] | 0
4C | 500-749 | 1980s | 9 | [8 empty] | 0
4C | 500-749 | 1980s | 10 | [8 empty] | 0
4C | 500-749 | 1990s | 1 | 6818.2531 |  | 10.7713 |  | 189.4857 |  | 0.29935 |  | 1
4C | 500-749 | 1990s | 2 | 4230.2019 |  | 6.6828 |  | 684.5693 |  | 1.0815 |  | 1
4C | 500-749 | 1990s | 3 | [8 empty] | 0
4C | 500-749 | 1990s | 4 | [8 empty] | 0
4C | 500-749 | 1990s | 5 | [8 empty] | 0
4C | 500-749 | 1990s | 6 | [8 empty] | 0
4C | 500-749 | 1990s | 7 | [8 empty] | 0
4C | 500-749 | 1990s | 8 | [8 empty] | 0
4C | 500-749 | 1990s | 9 | [8 empty] | 0
4C | 500-749 | 1990s | 10 | [8 empty] | 0
4C | 500-749 | 2000s | 1 | 7094.4345 | 3543.662 | 11.2076 | 5.5982 | 646.5317 | 310.0982 | 1.0214 | 0.48989 | 2
4C | 500-749 | 2000s | 2 | 7983.7131 |  | 12.6125 |  | 387.8904 |  | 0.61278 |  | 1
4C | 500-749 | 2000s | 3 | 8315.5952 |  | 13.1368 |  | 636.7628 |  | 1.0059 |  | 1
4C | 500-749 | 2000s | 4 | [8 empty] | 0
4C | 500-749 | 2000s | 5 | [8 empty] | 0
4C | 500-749 | 2000s | 6 | [8 empty] | 0
4C | 500-749 | 2000s | 7 | [8 empty] | 0
4C | 500-749 | 2000s | 8 | [8 empty] | 0
4C | 500-749 | 2000s | 9 | [8 empty] | 0
4C | 500-749 | 2000s | 10 | [8 empty] | 0
4C | 500-749 | 2010s | 1 | 13021.1164 |  | 20.5705 |  | 190.0997 |  | 0.30032 |  | 1
4C | 500-749 | 2010s | 2 | 5489.4423 |  | 8.6721 |  | 912.0242 |  | 1.4408 |  | 1
4C | 500-749 | 2010s | 3 | [8 empty] | 0
4C | 500-749 | 2010s | 4 | [8 empty] | 0
4C | 500-749 | 2010s | 5 | [8 empty] | 0
4C | 500-749 | 2010s | 6 | 22661.2067 |  | 35.7997 |  | 2024.5606 |  | 3.1984 |  | 1
4C | 500-749 | 2010s | 7 | [8 empty] | 0
4C | 500-749 | 2010s | 8 | [8 empty] | 0
4C | 500-749 | 2010s | 9 | [8 empty] | 0
4C | 500-749 | 2010s | 10 | [8 empty] | 0
4C | 750-999 | <1940 | 1 | [8 empty] | 0
4C | 750-999 | <1940 | 2 | [8 empty] | 0
4C | 750-999 | <1940 | 3 | [8 empty] | 0
4C | 750-999 | <1940 | 4 | [8 empty] | 0
4C | 750-999 | <1940 | 5 | [8 empty] | 0
4C | 750-999 | <1940 | 6 | [8 empty] | 0
4C | 750-999 | <1940 | 7 | [8 empty] | 0
4C | 750-999 | <1940 | 8 | [8 empty] | 0
4C | 750-999 | <1940 | 9 | [8 empty] | 0
4C | 750-999 | <1940 | 10 | [8 empty] | 0
4C | 750-999 | 1940s | 1 | 6416.5059 | 2675.8226 | 7.2503 | 3.0235 | 609.3712 | 378.4971 | 0.68855 | 0.42768 | 7
4C | 750-999 | 1940s | 2 | 6458.8426 | 1510.3298 | 7.2981 | 1.7066 | 726.2239 | 106.7032 | 0.82059 | 0.12057 | 2
4C | 750-999 | 1940s | 3 | 6879.5072 | 2876.9045 | 7.7735 | 3.2507 | 526.7877 | 53.85 | 0.59524 | 0.060847 | 2
4C | 750-999 | 1940s | 4 | [8 empty] | 0
4C | 750-999 | 1940s | 5 | [8 empty] | 0
4C | 750-999 | 1940s | 6 | [8 empty] | 0
4C | 750-999 | 1940s | 7 | [8 empty] | 0
4C | 750-999 | 1940s | 8 | [8 empty] | 0
4C | 750-999 | 1940s | 9 | [8 empty] | 0
4C | 750-999 | 1940s | 10 | [8 empty] | 0
4C | 750-999 | 1950s | 1 | 9849.926 | 5142.6644 | 11.1299 | 5.8109 | 800.4649 | 666.5672 | 0.90448 | 0.75318 | 13
4C | 750-999 | 1950s | 2 | 12863.7597 | 6168.2691 | 14.5353 | 6.9698 | 868.3513 | 339.4588 | 0.98119 | 0.38357 | 5
4C | 750-999 | 1950s | 3 | 9352.7166 | 1401.3354 | 10.568 | 1.5834 | 444.6922 | 149.8951 | 0.50248 | 0.16937 | 2
4C | 750-999 | 1950s | 4 | [8 empty] | 0
4C | 750-999 | 1950s | 5 | 12486.0847 |  | 14.1086 |  | 879.6366 |  | 0.99394 |  | 1
4C | 750-999 | 1950s | 6 | [8 empty] | 0
4C | 750-999 | 1950s | 7 | [8 empty] | 0
4C | 750-999 | 1950s | 8 | [8 empty] | 0
4C | 750-999 | 1950s | 9 | [8 empty] | 0
4C | 750-999 | 1950s | 10 | [8 empty] | 0
4C | 750-999 | 1960s | 1 | 5682.7522 | 1384.1031 | 6.4212 | 1.564 | 782.7618 | 284.9223 | 0.88448 | 0.32195 | 5
4C | 750-999 | 1960s | 2 | 6732.8114 | 2286.71 | 7.6077 | 2.5839 | 669.9469 | 333.1332 | 0.757 | 0.37642 | 5
4C | 750-999 | 1960s | 3 | 12773.5304 | 401.8452 | 14.4334 | 0.45406 | 968.0998 | 353.662 | 1.0939 | 0.39962 | 2
4C | 750-999 | 1960s | 4 | 8136.649 |  | 9.194 |  | 1155.2796 |  | 1.3054 |  | 1
4C | 750-999 | 1960s | 5 | [8 empty] | 0
4C | 750-999 | 1960s | 6 | [8 empty] | 0
4C | 750-999 | 1960s | 7 | [8 empty] | 0
4C | 750-999 | 1960s | 8 | [8 empty] | 0
4C | 750-999 | 1960s | 9 | [8 empty] | 0
4C | 750-999 | 1960s | 10 | [8 empty] | 0
4C | 750-999 | 1970s | 1 | 11408.3843 | 6069.7725 | 12.8908 | 6.8585 | 971.8879 | 615.4859 | 1.0982 | 0.69546 | 8
4C | 750-999 | 1970s | 2 | 12222.0555 | 4961.8206 | 13.8102 | 5.6066 | 757.6802 | 973.2297 | 0.85614 | 1.0997 | 2
4C | 750-999 | 1970s | 3 | 23323.3762 |  | 26.3541 |  | 1174.9077 |  | 1.3276 |  | 1
4C | 750-999 | 1970s | 4 | [8 empty] | 0
4C | 750-999 | 1970s | 5 | 15035.6681 |  | 16.9895 |  | 2296.2716 |  | 2.5947 |  | 1
4C | 750-999 | 1970s | 6 | [8 empty] | 0
4C | 750-999 | 1970s | 7 | [8 empty] | 0
4C | 750-999 | 1970s | 8 | [8 empty] | 0
4C | 750-999 | 1970s | 9 | [8 empty] | 0
4C | 750-999 | 1970s | 10 | [8 empty] | 0
4C | 750-999 | 1980s | 1 | 9783.8923 | 3888.2194 | 11.0552 | 4.3935 | 583.3709 | 410.9702 | 0.65918 | 0.46437 | 4
4C | 750-999 | 1980s | 2 | 4455.421 |  | 5.0344 |  | 663.4283 |  | 0.74964 |  | 1
4C | 750-999 | 1980s | 3 | 7103.6749 |  | 8.0268 |  | 328.6081 |  | 0.37131 |  | 1
4C | 750-999 | 1980s | 4 | 9596.4425 |  | 10.8434 |  | 14.5751 |  | 0.016469 |  | 1
4C | 750-999 | 1980s | 5 | [8 empty] | 0
4C | 750-999 | 1980s | 6 | [8 empty] | 0
4C | 750-999 | 1980s | 7 | [8 empty] | 0
4C | 750-999 | 1980s | 8 | [8 empty] | 0
4C | 750-999 | 1980s | 9 | [8 empty] | 0
4C | 750-999 | 1980s | 10 | [8 empty] | 0
4C | 750-999 | 1990s | 1 | 7155.482 | 3658.5918 | 8.0853 | 4.134 | 223.6105 | 328.1141 | 0.25267 | 0.37075 | 3
4C | 750-999 | 1990s | 2 | 9534.9944 | 4546.8305 | 10.774 | 5.1377 | 522.0249 | 309.6131 | 0.58986 | 0.34985 | 5
4C | 750-999 | 1990s | 3 | [8 empty] | 0
4C | 750-999 | 1990s | 4 | [8 empty] | 0
4C | 750-999 | 1990s | 5 | [8 empty] | 0
4C | 750-999 | 1990s | 6 | [8 empty] | 0
4C | 750-999 | 1990s | 7 | [8 empty] | 0
4C | 750-999 | 1990s | 8 | [8 empty] | 0
4C | 750-999 | 1990s | 9 | [8 empty] | 0
4C | 750-999 | 1990s | 10 | [8 empty] | 0
4C | 750-999 | 2000s | 1 | 8418.3556 | 4707.8907 | 9.5123 | 5.3197 | 491.026 | 34.3983 | 0.55483 | 0.038868 | 3
4C | 750-999 | 2000s | 2 | 8544.0801 | 2294.7637 | 9.6543 | 2.593 | 612.1987 | 171.2202 | 0.69175 | 0.19347 | 3
4C | 750-999 | 2000s | 3 | [8 empty] | 0
4C | 750-999 | 2000s | 4 | [8 empty] | 0
4C | 750-999 | 2000s | 5 | [8 empty] | 0
4C | 750-999 | 2000s | 6 | [8 empty] | 0
4C | 750-999 | 2000s | 7 | [8 empty] | 0
4C | 750-999 | 2000s | 8 | [8 empty] | 0
4C | 750-999 | 2000s | 9 | [8 empty] | 0
4C | 750-999 | 2000s | 10 | [8 empty] | 0
4C | 750-999 | 2010s | 1 | [8 empty] | 0
4C | 750-999 | 2010s | 2 | 5672.5565 |  | 6.4097 |  | 900.6547 |  | 1.0177 |  | 1
4C | 750-999 | 2010s | 3 | [8 empty] | 0
4C | 750-999 | 2010s | 4 | 5070.627 |  | 5.7295 |  | 658.013 |  | 0.74352 |  | 1
4C | 750-999 | 2010s | 5 | [8 empty] | 0
4C | 750-999 | 2010s | 6 | [8 empty] | 0
4C | 750-999 | 2010s | 7 | [8 empty] | 0
4C | 750-999 | 2010s | 8 | [8 empty] | 0
4C | 750-999 | 2010s | 9 | [8 empty] | 0
4C | 750-999 | 2010s | 10 | [8 empty] | 0
4C | 1000-1499 | <1940 | 1 | 8240.8343 |  | 6.7548 |  | 703.9612 |  | 0.57702 |  | 1
4C | 1000-1499 | <1940 | 2 | 19683.3063 | 3992.1457 | 16.1339 | 3.2723 | 564.7257 | 300.3256 | 0.46289 | 0.24617 | 4
4C | 1000-1499 | <1940 | 3 | 15236.1191 | 1144.5335 | 12.4886 | 0.93814 | 1449.5351 | 479.4592 | 1.1881 | 0.393 | 3
4C | 1000-1499 | <1940 | 4 | [8 empty] | 0
4C | 1000-1499 | <1940 | 5 | [8 empty] | 0
4C | 1000-1499 | <1940 | 6 | [8 empty] | 0
4C | 1000-1499 | <1940 | 7 | [8 empty] | 0
4C | 1000-1499 | <1940 | 8 | [8 empty] | 0
4C | 1000-1499 | <1940 | 9 | [8 empty] | 0
4C | 1000-1499 | <1940 | 10 | [8 empty] | 0
4C | 1000-1499 | 1940s | 1 | 7582.956 | 4034.8338 | 6.2155 | 3.3072 | 808.6277 | 483.416 | 0.66281 | 0.39624 | 12
4C | 1000-1499 | 1940s | 2 | 9266.0158 | 5361.1111 | 7.5951 | 4.3944 | 752.8207 | 336.5008 | 0.61707 | 0.27582 | 22
4C | 1000-1499 | 1940s | 3 | 7656.7695 | 2718.393 | 6.276 | 2.2282 | 1075.9413 | 991.1173 | 0.88192 | 0.81239 | 6
4C | 1000-1499 | 1940s | 4 | 6066.7129 | 448.1774 | 4.9727 | 0.36736 | 286.1511 | 326.0718 | 0.23455 | 0.26727 | 2
4C | 1000-1499 | 1940s | 5 | 18695.8365 |  | 15.3245 |  | 2773.9064 |  | 2.2737 |  | 1
4C | 1000-1499 | 1940s | 6 | [8 empty] | 0
4C | 1000-1499 | 1940s | 7 | 14760.0765 |  | 12.0984 |  | 837.9279 |  | 0.68683 |  | 1
4C | 1000-1499 | 1940s | 8 | [8 empty] | 0
4C | 1000-1499 | 1940s | 9 | [8 empty] | 0
4C | 1000-1499 | 1940s | 10 | [8 empty] | 0
4C | 1000-1499 | 1950s | 1 | 7797.7721 | 3720.1089 | 6.3916 | 3.0493 | 652.3748 | 307.9786 | 0.53473 | 0.25244 | 21
4C | 1000-1499 | 1950s | 2 | 10172.092 | 5859.829 | 8.3378 | 4.8031 | 822.8991 | 619.7002 | 0.67451 | 0.50795 | 24
4C | 1000-1499 | 1950s | 3 | 13560.3719 | 5852.2099 | 11.1151 | 4.7969 | 804.4763 | 360.6949 | 0.65941 | 0.29565 | 8
4C | 1000-1499 | 1950s | 4 | 5410.1262 |  | 4.4345 |  | 620.1834 |  | 0.50835 |  | 1
4C | 1000-1499 | 1950s | 5 | 6045.1224 |  | 4.955 |  | 401.4725 |  | 0.32908 |  | 1
4C | 1000-1499 | 1950s | 6 | [8 empty] | 0
4C | 1000-1499 | 1950s | 7 | [8 empty] | 0
4C | 1000-1499 | 1950s | 8 | [8 empty] | 0
4C | 1000-1499 | 1950s | 9 | [8 empty] | 0
4C | 1000-1499 | 1950s | 10 | [8 empty] | 0
4C | 1000-1499 | 1960s | 1 | 7539.7719 | 3604.9049 | 6.1801 | 2.9548 | 589.3586 | 492.3577 | 0.48308 | 0.40357 | 16
4C | 1000-1499 | 1960s | 2 | 8539.366 | 3855.097 | 6.9995 | 3.1599 | 777.3872 | 441.8669 | 0.6372 | 0.36219 | 24
4C | 1000-1499 | 1960s | 3 | 8703.5166 | 1604.9351 | 7.134 | 1.3155 | 360.6487 | 192.2754 | 0.29561 | 0.1576 | 3
4C | 1000-1499 | 1960s | 4 | 14640.3832 | 3787.797 | 12.0003 | 3.1048 | 631.6188 | 639.537 | 0.51772 | 0.52421 | 2
4C | 1000-1499 | 1960s | 5 | 12969.5055 |  | 10.6307 |  | 475.1652 |  | 0.38948 |  | 1
4C | 1000-1499 | 1960s | 6 | [8 empty] | 0
4C | 1000-1499 | 1960s | 7 | [8 empty] | 0
4C | 1000-1499 | 1960s | 8 | [8 empty] | 0
4C | 1000-1499 | 1960s | 9 | [8 empty] | 0
4C | 1000-1499 | 1960s | 10 | [8 empty] | 0
4C | 1000-1499 | 1970s | 1 | 14212.6128 | 5648.846 | 11.6497 | 4.6302 | 872.5658 | 669.2287 | 0.71522 | 0.54855 | 27
4C | 1000-1499 | 1970s | 2 | 13824.7675 | 7632.8654 | 11.3318 | 6.2564 | 657.9637 | 441.9947 | 0.53931 | 0.36229 | 28
4C | 1000-1499 | 1970s | 3 | 14458.6876 | 7966.1625 | 11.8514 | 6.5296 | 739.8864 | 667.9288 | 0.60646 | 0.54748 | 9
4C | 1000-1499 | 1970s | 4 | 13409.5414 | 6902.338 | 10.9914 | 5.6577 | 808.7705 | 565.9599 | 0.66293 | 0.4639 | 7
4C | 1000-1499 | 1970s | 5 | 13051.4697 |  | 10.6979 |  | 1443.5219 |  | 1.1832 |  | 1
4C | 1000-1499 | 1970s | 6 | [8 empty] | 0
4C | 1000-1499 | 1970s | 7 | [8 empty] | 0
4C | 1000-1499 | 1970s | 8 | [8 empty] | 0
4C | 1000-1499 | 1970s | 9 | [8 empty] | 0
4C | 1000-1499 | 1970s | 10 | [8 empty] | 0
4C | 1000-1499 | 1980s | 1 | 9747.5565 | 4406.8295 | 7.9898 | 3.6122 | 580.5468 | 369.9968 | 0.47586 | 0.30328 | 19
4C | 1000-1499 | 1980s | 2 | 10896.263 | 4278.8801 | 8.9314 | 3.5073 | 732.5084 | 576.0667 | 0.60042 | 0.47219 | 17
4C | 1000-1499 | 1980s | 3 | 10907.6235 | 4051.1358 | 8.9407 | 3.3206 | 456.899 | 308.4581 | 0.37451 | 0.25283 | 4
4C | 1000-1499 | 1980s | 4 | 18066.0452 | 10428.1429 | 14.8082 | 8.5477 | 839.3597 | 482.8324 | 0.688 | 0.39576 | 2
4C | 1000-1499 | 1980s | 5 | 26376.9574 |  | 21.6205 |  | 1049.1702 |  | 0.85998 |  | 1
4C | 1000-1499 | 1980s | 6 | 11014.6964 |  | 9.0284 |  | 275.9009 |  | 0.22615 |  | 1
4C | 1000-1499 | 1980s | 7 | [8 empty] | 0
4C | 1000-1499 | 1980s | 8 | [8 empty] | 0
4C | 1000-1499 | 1980s | 9 | [8 empty] | 0
4C | 1000-1499 | 1980s | 10 | [8 empty] | 0
4C | 1000-1499 | 1990s | 1 | 8738.7783 | 3584.4587 | 7.1629 | 2.9381 | 789.2418 | 516.565 | 0.64692 | 0.42341 | 30
4C | 1000-1499 | 1990s | 2 | 10447.3732 | 4315.696 | 8.5634 | 3.5375 | 866.9891 | 525.3989 | 0.71065 | 0.43065 | 32
4C | 1000-1499 | 1990s | 3 | 12555.7635 | 5379.0854 | 10.2916 | 4.4091 | 747.4224 | 216.861 | 0.61264 | 0.17775 | 6
4C | 1000-1499 | 1990s | 4 | 13306.68 | 5445.3817 | 10.9071 | 4.4634 | 926.0726 | 176.4701 | 0.75908 | 0.14465 | 4
4C | 1000-1499 | 1990s | 5 | 7503.0589 |  | 6.15 |  | 678.4007 |  | 0.55607 |  | 1
4C | 1000-1499 | 1990s | 6 | 13730.723 |  | 11.2547 |  | 506.4506 |  | 0.41512 |  | 1
4C | 1000-1499 | 1990s | 7 | [8 empty] | 0
4C | 1000-1499 | 1990s | 8 | [8 empty] | 0
4C | 1000-1499 | 1990s | 9 | [8 empty] | 0
4C | 1000-1499 | 1990s | 10 | [8 empty] | 0
4C | 1000-1499 | 2000s | 1 | 9897.1421 | 2670.3341 | 8.1124 | 2.1888 | 726.8622 | 281.7631 | 0.59579 | 0.23095 | 14
4C | 1000-1499 | 2000s | 2 | 9727.5462 | 4704.796 | 7.9734 | 3.8564 | 745.0159 | 314.987 | 0.61067 | 0.25819 | 25
4C | 1000-1499 | 2000s | 3 | 9528.8067 | 3698.9542 | 7.8105 | 3.0319 | 613.8787 | 367.2307 | 0.50318 | 0.30101 | 6
4C | 1000-1499 | 2000s | 4 | 14352.2583 | 1447.5247 | 11.7641 | 1.1865 | 1071.5959 | 496.2825 | 0.87836 | 0.40679 | 3
4C | 1000-1499 | 2000s | 5 | 10194.3347 | 2763.8691 | 8.356 | 2.2655 | 1150.5057 | 118.0996 | 0.94304 | 0.096803 | 2
4C | 1000-1499 | 2000s | 6 | [8 empty] | 0
4C | 1000-1499 | 2000s | 7 | [8 empty] | 0
4C | 1000-1499 | 2000s | 8 | [8 empty] | 0
4C | 1000-1499 | 2000s | 9 | [8 empty] | 0
4C | 1000-1499 | 2000s | 10 | [8 empty] | 0
4C | 1000-1499 | 2010s | 1 | [8 empty] | 0
4C | 1000-1499 | 2010s | 2 | 10119.9735 |  | 8.2951 |  | 468.1499 |  | 0.38373 |  | 1
4C | 1000-1499 | 2010s | 3 | 7749.7762 |  | 6.3523 |  | 328.2251 |  | 0.26904 |  | 1
4C | 1000-1499 | 2010s | 4 | 12293.4918 |  | 10.0766 |  | 1373.5083 |  | 1.1258 |  | 1
4C | 1000-1499 | 2010s | 5 | [8 empty] | 0
4C | 1000-1499 | 2010s | 6 | [8 empty] | 0
4C | 1000-1499 | 2010s | 7 | [8 empty] | 0
4C | 1000-1499 | 2010s | 8 | [8 empty] | 0
4C | 1000-1499 | 2010s | 9 | [8 empty] | 0
4C | 1000-1499 | 2010s | 10 | [8 empty] | 0
4C | 1500-1999 | <1940 | 1 | 18571.0154 | 1476.2271 | 10.9888 | 0.87351 | 698.8045 | 303.5126 | 0.41349 | 0.17959 | 2
4C | 1500-1999 | <1940 | 2 | 17199.9181 | 2431.6626 | 10.1775 | 1.4389 | 701.1847 | 302.8201 | 0.4149 | 0.17918 | 3
4C | 1500-1999 | <1940 | 3 | [8 empty] | 0
4C | 1500-1999 | <1940 | 4 | [8 empty] | 0
4C | 1500-1999 | <1940 | 5 | [8 empty] | 0
4C | 1500-1999 | <1940 | 6 | [8 empty] | 0
4C | 1500-1999 | <1940 | 7 | [8 empty] | 0
4C | 1500-1999 | <1940 | 8 | [8 empty] | 0
4C | 1500-1999 | <1940 | 9 | [8 empty] | 0
4C | 1500-1999 | <1940 | 10 | [8 empty] | 0
4C | 1500-1999 | 1940s | 1 | 9586.7041 | 7060.8179 | 5.6726 | 4.178 | 568.8897 | 325.382 | 0.33662 | 0.19253 | 12
4C | 1500-1999 | 1940s | 2 | 11633.6119 | 6475.6065 | 6.8838 | 3.8317 | 1130.1839 | 785.1228 | 0.66875 | 0.46457 | 13
4C | 1500-1999 | 1940s | 3 | 7905.8945 | 618.3063 | 4.678 | 0.36586 | 1364.2146 | 873.122 | 0.80723 | 0.51664 | 2
4C | 1500-1999 | 1940s | 4 | 10169.2745 | 1893.6472 | 6.0173 | 1.1205 | 799.6276 | 873.8131 | 0.47315 | 0.51705 | 2
4C | 1500-1999 | 1940s | 5 | [8 empty] | 0
4C | 1500-1999 | 1940s | 6 | [8 empty] | 0
4C | 1500-1999 | 1940s | 7 | [8 empty] | 0
4C | 1500-1999 | 1940s | 8 | [8 empty] | 0
4C | 1500-1999 | 1940s | 9 | [8 empty] | 0
4C | 1500-1999 | 1940s | 10 | [8 empty] | 0
4C | 1500-1999 | 1950s | 1 | 11528.9159 | 5643.6538 | 6.8218 | 3.3394 | 783.1728 | 596.5452 | 0.46342 | 0.35299 | 21
4C | 1500-1999 | 1950s | 2 | 13828.0169 | 8846.7503 | 8.1823 | 5.2348 | 926.8232 | 521.5442 | 0.54842 | 0.30861 | 23
4C | 1500-1999 | 1950s | 3 | 16509.6892 | 14146.8833 | 9.769 | 8.3709 | 1193.6036 | 673.5195 | 0.70627 | 0.39853 | 6
4C | 1500-1999 | 1950s | 4 | 12834.7617 | 3566.5845 | 7.5945 | 2.1104 | 1077.1574 | 766.1014 | 0.63737 | 0.45331 | 4
4C | 1500-1999 | 1950s | 5 | 11313.1665 | 3985.2105 | 6.6942 | 2.3581 | 1109.9373 | 55.8741 | 0.65677 | 0.033062 | 2
4C | 1500-1999 | 1950s | 6 | [8 empty] | 0
4C | 1500-1999 | 1950s | 7 | [8 empty] | 0
4C | 1500-1999 | 1950s | 8 | [8 empty] | 0
4C | 1500-1999 | 1950s | 9 | [8 empty] | 0
4C | 1500-1999 | 1950s | 10 | [8 empty] | 0
4C | 1500-1999 | 1960s | 1 | 12286.3598 | 6888.3722 | 7.27 | 4.076 | 1012.807 | 606.5409 | 0.59929 | 0.3589 | 13
4C | 1500-1999 | 1960s | 2 | 10278.4886 | 5198.3317 | 6.0819 | 3.0759 | 859.3345 | 679.9579 | 0.50848 | 0.40234 | 28
4C | 1500-1999 | 1960s | 3 | 13390.3583 | 6822.2216 | 7.9233 | 4.0368 | 1007.4761 | 663.424 | 0.59614 | 0.39256 | 9
4C | 1500-1999 | 1960s | 4 | 15601.0003 | 5720.0587 | 9.2314 | 3.3847 | 1024.5227 | 589.9762 | 0.60623 | 0.3491 | 7
4C | 1500-1999 | 1960s | 5 | 10770.7796 |  | 6.3732 |  | 1987.3089 |  | 1.1759 |  | 1
4C | 1500-1999 | 1960s | 6 | [8 empty] | 0
4C | 1500-1999 | 1960s | 7 | [8 empty] | 0
4C | 1500-1999 | 1960s | 8 | [8 empty] | 0
4C | 1500-1999 | 1960s | 9 | [8 empty] | 0
4C | 1500-1999 | 1960s | 10 | [8 empty] | 0
4C | 1500-1999 | 1970s | 1 | 12740.3932 | 7109.0175 | 7.5387 | 4.2065 | 935.0119 | 795.208 | 0.55326 | 0.47054 | 37
4C | 1500-1999 | 1970s | 2 | 14889.2829 | 8709.3833 | 8.8102 | 5.1535 | 760.9903 | 603.4162 | 0.45029 | 0.35705 | 40
4C | 1500-1999 | 1970s | 3 | 16616.4522 | 8976.6079 | 9.8322 | 5.3116 | 818.3954 | 608.1015 | 0.48426 | 0.35982 | 14
4C | 1500-1999 | 1970s | 4 | 21230.915 | 10796.6229 | 12.5627 | 6.3885 | 1033.2451 | 591.6075 | 0.61139 | 0.35006 | 10
4C | 1500-1999 | 1970s | 5 | 12569.3778 |  | 7.4375 |  | 1091.3085 |  | 0.64574 |  | 1
4C | 1500-1999 | 1970s | 6 | 15845.8027 | 4885.4217 | 9.3762 | 2.8908 | 995.7019 | 1060.1319 | 0.58917 | 0.6273 | 2
4C | 1500-1999 | 1970s | 7 | [8 empty] | 0
4C | 1500-1999 | 1970s | 8 | [8 empty] | 0
4C | 1500-1999 | 1970s | 9 | [8 empty] | 0
4C | 1500-1999 | 1970s | 10 | [8 empty] | 0
4C | 1500-1999 | 1980s | 1 | 9668.6221 | 4417.9868 | 5.7211 | 2.6142 | 806.7912 | 578.0657 | 0.47739 | 0.34205 | 19
4C | 1500-1999 | 1980s | 2 | 12623.5907 | 6413.784 | 7.4696 | 3.7951 | 736.9095 | 490.3837 | 0.43604 | 0.29017 | 32
4C | 1500-1999 | 1980s | 3 | 14722.9039 | 8406.0112 | 8.7118 | 4.974 | 740.0638 | 458.9607 | 0.43791 | 0.27157 | 13
4C | 1500-1999 | 1980s | 4 | 11754.2012 | 7522.6179 | 6.9551 | 4.4513 | 1189.0771 | 773.3949 | 0.7036 | 0.45763 | 8
4C | 1500-1999 | 1980s | 5 | 18680.6165 | 9150.9087 | 11.0536 | 5.4147 | 1205.8264 | 686.4533 | 0.71351 | 0.40619 | 4
4C | 1500-1999 | 1980s | 6 | 16285.6166 |  | 9.6365 |  | 463.2545 |  | 0.27412 |  | 1
4C | 1500-1999 | 1980s | 7 | [8 empty] | 0
4C | 1500-1999 | 1980s | 8 | [8 empty] | 0
4C | 1500-1999 | 1980s | 9 | [8 empty] | 0
4C | 1500-1999 | 1980s | 10 | [8 empty] | 0
4C | 1500-1999 | 1990s | 1 | 9776.2244 | 5923.3575 | 5.7847 | 3.5049 | 557.7335 | 301.5576 | 0.33002 | 0.17844 | 39
4C | 1500-1999 | 1990s | 2 | 11384.7325 | 5822.9537 | 6.7365 | 3.4455 | 874.8293 | 589.401 | 0.51765 | 0.34876 | 61
4C | 1500-1999 | 1990s | 3 | 11929.3587 | 5089.8745 | 7.0588 | 3.0118 | 1220.2676 | 514.8883 | 0.72205 | 0.30467 | 15
4C | 1500-1999 | 1990s | 4 | 15557.5957 | 6998.9328 | 9.2057 | 4.1414 | 1036.5926 | 736.0489 | 0.61337 | 0.43553 | 16
4C | 1500-1999 | 1990s | 5 | 16328.2589 | 11313.5329 | 9.6617 | 6.6944 | 830.5742 | 934.8085 | 0.49146 | 0.55314 | 4
4C | 1500-1999 | 1990s | 6 | [8 empty] | 0
4C | 1500-1999 | 1990s | 7 | [8 empty] | 0
4C | 1500-1999 | 1990s | 8 | [8 empty] | 0
4C | 1500-1999 | 1990s | 9 | [8 empty] | 0
4C | 1500-1999 | 1990s | 10 | [8 empty] | 0
4C | 1500-1999 | 2000s | 1 | 9325.7485 | 3060.274 | 5.5182 | 1.8108 | 628.1231 | 383.8418 | 0.37167 | 0.22713 | 26
4C | 1500-1999 | 2000s | 2 | 11018.5279 | 5155.6591 | 6.5198 | 3.0507 | 523.6593 | 406.9755 | 0.30986 | 0.24081 | 43
4C | 1500-1999 | 2000s | 3 | 11633.2023 | 3884.0496 | 6.8836 | 2.2983 | 873.0158 | 571.8653 | 0.51658 | 0.33838 | 15
4C | 1500-1999 | 2000s | 4 | 14807.8059 | 6022.1808 | 8.762 | 3.5634 | 806.3423 | 447.7025 | 0.47713 | 0.26491 | 9
4C | 1500-1999 | 2000s | 5 | [8 empty] | 0
4C | 1500-1999 | 2000s | 6 | 13290.8981 |  | 7.8644 |  | 1205.9704 |  | 0.71359 |  | 1
4C | 1500-1999 | 2000s | 7 | [8 empty] | 0
4C | 1500-1999 | 2000s | 8 | [8 empty] | 0
4C | 1500-1999 | 2000s | 9 | [8 empty] | 0
4C | 1500-1999 | 2000s | 10 | [8 empty] | 0
4C | 1500-1999 | 2010s | 1 | 10549.1356 | 1230.1778 | 6.2421 | 0.72792 | 662.9204 | 204.3004 | 0.39226 | 0.12089 | 3
4C | 1500-1999 | 2010s | 2 | 9134.5658 | 3621.106 | 5.4051 | 2.1427 | 525.7482 | 335.3943 | 0.31109 | 0.19846 | 10
4C | 1500-1999 | 2010s | 3 | 13065.7311 |  | 7.7312 |  | 509.0192 |  | 0.30119 |  | 1
4C | 1500-1999 | 2010s | 4 | 14937.8401 |  | 8.839 |  | 790.073 |  | 0.4675 |  | 1
4C | 1500-1999 | 2010s | 5 | 19746.7905 |  | 11.6845 |  | 689.2825 |  | 0.40786 |  | 1
4C | 1500-1999 | 2010s | 6 | 13603.3129 |  | 8.0493 |  | 943.1444 |  | 0.55807 |  | 1
4C | 1500-1999 | 2010s | 7 | [8 empty] | 0
4C | 1500-1999 | 2010s | 8 | [8 empty] | 0
4C | 1500-1999 | 2010s | 9 | [8 empty] | 0
4C | 1500-1999 | 2010s | 10 | [8 empty] | 0
4C | 2000-2499 | <1940 | 1 | [8 empty] | 0
4C | 2000-2499 | <1940 | 2 | 23813.0807 | 3968.0118 | 10.9435 | 1.8235 | 1640.3466 | 1349.7213 | 0.75384 | 0.62028 | 3
4C | 2000-2499 | <1940 | 3 | [8 empty] | 0
4C | 2000-2499 | <1940 | 4 | [8 empty] | 0
4C | 2000-2499 | <1940 | 5 | [8 empty] | 0
4C | 2000-2499 | <1940 | 6 | [8 empty] | 0
4C | 2000-2499 | <1940 | 7 | [8 empty] | 0
4C | 2000-2499 | <1940 | 8 | [8 empty] | 0
4C | 2000-2499 | <1940 | 9 | [8 empty] | 0
4C | 2000-2499 | <1940 | 10 | [8 empty] | 0
4C | 2000-2499 | 1940s | 1 | 9453.9186 | 3154.4606 | 4.3446 | 1.4497 | 1035.7313 | 499.7145 | 0.47598 | 0.22965 | 5
4C | 2000-2499 | 1940s | 2 | 12284.6153 | 5358.9452 | 5.6455 | 2.4628 | 1231.9826 | 318.0884 | 0.56617 | 0.14618 | 5
4C | 2000-2499 | 1940s | 3 | [8 empty] | 0
4C | 2000-2499 | 1940s | 4 | 13005.4859 | 4987.851 | 5.9768 | 2.2922 | 1321.7283 | 478.1369 | 0.60741 | 0.21973 | 3
4C | 2000-2499 | 1940s | 5 | 9528.7945 | 3408.1249 | 4.379 | 1.5662 | 2133.9189 | 592.5414 | 0.98066 | 0.27231 | 2
4C | 2000-2499 | 1940s | 6 | [8 empty] | 0
4C | 2000-2499 | 1940s | 7 | [8 empty] | 0
4C | 2000-2499 | 1940s | 8 | [8 empty] | 0
4C | 2000-2499 | 1940s | 9 | [8 empty] | 0
4C | 2000-2499 | 1940s | 10 | [8 empty] | 0
4C | 2000-2499 | 1950s | 1 | 8316.3483 | 3903.4864 | 3.8219 | 1.7939 | 1113.7245 | 930.528 | 0.51182 | 0.42763 | 6
4C | 2000-2499 | 1950s | 2 | 16515.6841 | 9285.1041 | 7.5899 | 4.2671 | 688.1747 | 458.338 | 0.31626 | 0.21063 | 9
4C | 2000-2499 | 1950s | 3 | 6337.3754 | 609.6538 | 2.9124 | 0.28017 | 276.274 | 3.1072 | 0.12696 | 0.0014279 | 2
4C | 2000-2499 | 1950s | 4 | 14372.7286 | 5714.6222 | 6.6051 | 2.6262 | 1265.3307 | 72.6306 | 0.58149 | 0.033378 | 2
4C | 2000-2499 | 1950s | 5 | [8 empty] | 0
4C | 2000-2499 | 1950s | 6 | 12753.0332 |  | 5.8608 |  | 289.4013 |  | 0.133 |  | 1
4C | 2000-2499 | 1950s | 7 | [8 empty] | 0
4C | 2000-2499 | 1950s | 8 | [8 empty] | 0
4C | 2000-2499 | 1950s | 9 | [8 empty] | 0
4C | 2000-2499 | 1950s | 10 | [8 empty] | 0
4C | 2000-2499 | 1960s | 1 | 8865.428 | 5551.505 | 4.0742 | 2.5512 | 774.2537 | 489.4239 | 0.35582 | 0.22492 | 22
4C | 2000-2499 | 1960s | 2 | 13187.9586 | 9016.7851 | 6.0606 | 4.1437 | 881.5656 | 457.2059 | 0.40513 | 0.21011 | 13
4C | 2000-2499 | 1960s | 3 | 11142.4086 | 7355.2902 | 5.1206 | 3.3802 | 916.3057 | 472.6781 | 0.4211 | 0.21722 | 12
4C | 2000-2499 | 1960s | 4 | 12645.6626 | 7695.9896 | 5.8114 | 3.5368 | 1067.9716 | 600.2519 | 0.4908 | 0.27585 | 7
4C | 2000-2499 | 1960s | 5 | 13106.1693 | 7964.2998 | 6.0231 | 3.6601 | 1975.6374 | 782.7872 | 0.90792 | 0.35974 | 4
4C | 2000-2499 | 1960s | 6 | 22985.488 | 9886.5024 | 10.5632 | 4.5434 | 1492.375 | 1094.069 | 0.68583 | 0.50279 | 2
4C | 2000-2499 | 1960s | 7 | [8 empty] | 0
4C | 2000-2499 | 1960s | 8 | [8 empty] | 0
4C | 2000-2499 | 1960s | 9 | [8 empty] | 0
4C | 2000-2499 | 1960s | 10 | [8 empty] | 0
4C | 2000-2499 | 1970s | 1 | 11622.1453 | 6956.751 | 5.3411 | 3.197 | 885.7856 | 681.4245 | 0.40707 | 0.31315 | 14
4C | 2000-2499 | 1970s | 2 | 16123.7728 | 10287.0251 | 7.4098 | 4.7275 | 769.7896 | 636.5669 | 0.35376 | 0.29254 | 32
4C | 2000-2499 | 1970s | 3 | 14339.7167 | 6873.6874 | 6.5899 | 3.1589 | 796.4257 | 433.9706 | 0.366 | 0.19944 | 8
4C | 2000-2499 | 1970s | 4 | 11877.8407 | 5900.5793 | 5.4586 | 2.7117 | 587.6779 | 312.8484 | 0.27007 | 0.14377 | 4
4C | 2000-2499 | 1970s | 5 | 14271.868 | 7717.1602 | 6.5588 | 3.5465 | 1108.4259 | 808.8921 | 0.50939 | 0.37173 | 3
4C | 2000-2499 | 1970s | 6 | [8 empty] | 0
4C | 2000-2499 | 1970s | 7 | [8 empty] | 0
4C | 2000-2499 | 1970s | 8 | [8 empty] | 0
4C | 2000-2499 | 1970s | 9 | [8 empty] | 0
4C | 2000-2499 | 1970s | 10 | 27774.4638 |  | 12.764 |  | 2023.9648 |  | 0.93013 |  | 1
4C | 2000-2499 | 1980s | 1 | 12115.9368 | 6580.3678 | 5.568 | 3.0241 | 840.9669 | 557.8306 | 0.38647 | 0.25636 | 15
4C | 2000-2499 | 1980s | 2 | 12969.1194 | 6793.2896 | 5.9601 | 3.1219 | 739.2829 | 510.1838 | 0.33974 | 0.23446 | 18
4C | 2000-2499 | 1980s | 3 | 8661.1032 | 1274.4082 | 3.9803 | 0.58567 | 1318.5663 | 323.8615 | 0.60596 | 0.14883 | 6
4C | 2000-2499 | 1980s | 4 | 16615.5383 | 7598.388 | 7.6358 | 3.4919 | 1164.7369 | 394.0256 | 0.53527 | 0.18108 | 5
4C | 2000-2499 | 1980s | 5 | 11357.515 | 3140.9462 | 5.2194 | 1.4434 | 394.6776 | 273.5648 | 0.18138 | 0.12572 | 3
4C | 2000-2499 | 1980s | 6 | [8 empty] | 0
4C | 2000-2499 | 1980s | 7 | [8 empty] | 0
4C | 2000-2499 | 1980s | 8 | [8 empty] | 0
4C | 2000-2499 | 1980s | 9 | [8 empty] | 0
4C | 2000-2499 | 1980s | 10 | [8 empty] | 0
4C | 2000-2499 | 1990s | 1 | 12696.6792 | 4331.4693 | 5.8349 | 1.9906 | 975.0268 | 638.4244 | 0.44808 | 0.29339 | 15
4C | 2000-2499 | 1990s | 2 | 14104.8652 | 6011.6312 | 6.482 | 2.7627 | 880.3879 | 442.7994 | 0.40459 | 0.20349 | 30
4C | 2000-2499 | 1990s | 3 | 7708.011 | 3180.4797 | 3.5423 | 1.4616 | 849.4545 | 467.0961 | 0.39037 | 0.21466 | 12
4C | 2000-2499 | 1990s | 4 | 14524.765 | 2273.2707 | 6.675 | 1.0447 | 1035.2318 | 681.8595 | 0.47575 | 0.31335 | 6
4C | 2000-2499 | 1990s | 5 | 17781.2956 | 4795.5359 | 8.1716 | 2.2038 | 1014.47 | 242.5864 | 0.46621 | 0.11148 | 3
4C | 2000-2499 | 1990s | 6 | 10941.0216 | 5084.2651 | 5.028 | 2.3365 | 792.9375 | 275.8784 | 0.3644 | 0.12678 | 3
4C | 2000-2499 | 1990s | 7 | 15519.1771 |  | 7.132 |  | 1178.4867 |  | 0.54158 |  | 1
4C | 2000-2499 | 1990s | 8 | [8 empty] | 0
4C | 2000-2499 | 1990s | 9 | [8 empty] | 0
4C | 2000-2499 | 1990s | 10 | [8 empty] | 0
4C | 2000-2499 | 2000s | 1 | 12698.1503 | 6594.17 | 5.8355 | 3.0304 | 587.8775 | 434.3007 | 0.27016 | 0.19959 | 17
4C | 2000-2499 | 2000s | 2 | 10299.7125 | 5130.4365 | 4.7333 | 2.3577 | 691.7266 | 458.6451 | 0.31789 | 0.21077 | 27
4C | 2000-2499 | 2000s | 3 | 10442.0201 | 5282.444 | 4.7987 | 2.4276 | 421.1 | 309.2754 | 0.19352 | 0.14213 | 7
4C | 2000-2499 | 2000s | 4 | 14637.2792 | 3296.9661 | 6.7267 | 1.5151 | 882.0831 | 576.7906 | 0.40537 | 0.26507 | 8
4C | 2000-2499 | 2000s | 5 | 15059.7085 | 5235.0266 | 6.9208 | 2.4058 | 1111.7983 | 755.9972 | 0.51094 | 0.34743 | 4
4C | 2000-2499 | 2000s | 6 | 18029.3014 | 6927.5696 | 8.2855 | 3.1836 | 1263.2268 | 2.6176 | 0.58053 | 0.0012029 | 2
4C | 2000-2499 | 2000s | 7 | [8 empty] | 0
4C | 2000-2499 | 2000s | 8 | [8 empty] | 0
4C | 2000-2499 | 2000s | 9 | [8 empty] | 0
4C | 2000-2499 | 2000s | 10 | [8 empty] | 0
4C | 2000-2499 | 2010s | 1 | 7231.145 | 3165.4345 | 3.3231 | 1.4547 | 609.7974 | 346.139 | 0.28024 | 0.15907 | 7
4C | 2000-2499 | 2010s | 2 | 13080.7768 | 4728.1784 | 6.0114 | 2.1729 | 716.4033 | 444.6187 | 0.32923 | 0.20433 | 12
4C | 2000-2499 | 2010s | 3 | 8578.0068 | 7579.044 | 3.9421 | 3.483 | 347.8594 | 369.3432 | 0.15986 | 0.16973 | 5
4C | 2000-2499 | 2010s | 4 | 16172.499 | 1391.3163 | 7.4322 | 0.63939 | 990.0284 | 465.9161 | 0.45498 | 0.21412 | 2
4C | 2000-2499 | 2010s | 5 | 15150.2209 |  | 6.9624 |  | 824.8863 |  | 0.37908 |  | 1
4C | 2000-2499 | 2010s | 6 | [8 empty] | 0
4C | 2000-2499 | 2010s | 7 | [8 empty] | 0
4C | 2000-2499 | 2010s | 8 | [8 empty] | 0
4C | 2000-2499 | 2010s | 9 | [8 empty] | 0
4C | 2000-2499 | 2010s | 10 | [8 empty] | 0
4C | 2500-2999 | <1940 | 1 | 24981.7765 |  | 9.3811 |  | 33.6648 |  | 0.012642 |  | 1
4C | 2500-2999 | <1940 | 2 | [8 empty] | 0
4C | 2500-2999 | <1940 | 3 | [8 empty] | 0
4C | 2500-2999 | <1940 | 4 | [8 empty] | 0
4C | 2500-2999 | <1940 | 5 | [8 empty] | 0
4C | 2500-2999 | <1940 | 6 | [8 empty] | 0
4C | 2500-2999 | <1940 | 7 | [8 empty] | 0
4C | 2500-2999 | <1940 | 8 | [8 empty] | 0
4C | 2500-2999 | <1940 | 9 | [8 empty] | 0
4C | 2500-2999 | <1940 | 10 | [8 empty] | 0
4C | 2500-2999 | 1940s | 1 | 6915.2492 |  | 2.5968 |  | 772.8741 |  | 0.29023 |  | 1
4C | 2500-2999 | 1940s | 2 | 13937.3208 | 7373.7801 | 5.2337 | 2.769 | 2030.797 | 1131.7577 | 0.7626 | 0.42499 | 2
4C | 2500-2999 | 1940s | 3 | 14495.3905 | 6761.8747 | 5.4433 | 2.5392 | 1767.7593 | 209.2021 | 0.66382 | 0.078559 | 2
4C | 2500-2999 | 1940s | 4 | 12285.8064 |  | 4.6135 |  | 2936.4318 |  | 1.1027 |  | 1
4C | 2500-2999 | 1940s | 5 | 24403.5421 |  | 9.1639 |  | 2324.3252 |  | 0.87282 |  | 1
4C | 2500-2999 | 1940s | 6 | [8 empty] | 0
4C | 2500-2999 | 1940s | 7 | [8 empty] | 0
4C | 2500-2999 | 1940s | 8 | [8 empty] | 0
4C | 2500-2999 | 1940s | 9 | [8 empty] | 0
4C | 2500-2999 | 1940s | 10 | [8 empty] | 0
4C | 2500-2999 | 1950s | 1 | [8 empty] | 0
4C | 2500-2999 | 1950s | 2 | 16785.0924 | 13196.9009 | 6.3031 | 4.9557 | 1142.3999 | 821.8988 | 0.42899 | 0.30864 | 3
4C | 2500-2999 | 1950s | 3 | [8 empty] | 0
4C | 2500-2999 | 1950s | 4 | [8 empty] | 0
4C | 2500-2999 | 1950s | 5 | [8 empty] | 0
4C | 2500-2999 | 1950s | 6 | 23864.2307 |  | 8.9614 |  | 248.6745 |  | 0.093381 |  | 1
4C | 2500-2999 | 1950s | 7 | [8 empty] | 0
4C | 2500-2999 | 1950s | 8 | [8 empty] | 0
4C | 2500-2999 | 1950s | 9 | [8 empty] | 0
4C | 2500-2999 | 1950s | 10 | [8 empty] | 0
4C | 2500-2999 | 1960s | 1 | 13445.014 | 6613.5945 | 5.0488 | 2.4835 | 1241.8077 | 483.0436 | 0.46632 | 0.18139 | 8
4C | 2500-2999 | 1960s | 2 | 10283.2105 | 6238.7059 | 3.8615 | 2.3427 | 831.5716 | 719.4338 | 0.31227 | 0.27016 | 5
4C | 2500-2999 | 1960s | 3 | 15387.1745 | 6375.4398 | 5.7781 | 2.3941 | 1585.4212 | 827.601 | 0.59535 | 0.31078 | 8
4C | 2500-2999 | 1960s | 4 | 43471.0785 |  | 16.3241 |  | 2313.9834 |  | 0.86894 |  | 1
4C | 2500-2999 | 1960s | 5 | 13518.4699 |  | 5.0764 |  | 1883.4042 |  | 0.70725 |  | 1
4C | 2500-2999 | 1960s | 6 | 20350.4902 | 11996.5952 | 7.6419 | 4.5049 | 2518.9308 | 43.0124 | 0.9459 | 0.016152 | 2
4C | 2500-2999 | 1960s | 7 | [8 empty] | 0
4C | 2500-2999 | 1960s | 8 | [8 empty] | 0
4C | 2500-2999 | 1960s | 9 | [8 empty] | 0
4C | 2500-2999 | 1960s | 10 | [8 empty] | 0
4C | 2500-2999 | 1970s | 1 | 16130.8942 | 9482.7296 | 6.0574 | 3.5609 | 855.429 | 552.5662 | 0.32123 | 0.2075 | 10
4C | 2500-2999 | 1970s | 2 | 24154.4607 | 13896.0813 | 9.0704 | 5.2182 | 1090.3559 | 978.739 | 0.40945 | 0.36753 | 12
4C | 2500-2999 | 1970s | 3 | 22696.5014 | 15850.9302 | 8.5229 | 5.9523 | 1038.2678 | 505.3481 | 0.38989 | 0.18977 | 4
4C | 2500-2999 | 1970s | 4 | 17769.574 | 5099.0268 | 6.6728 | 1.9148 | 584.2728 | 65.3456 | 0.2194 | 0.024538 | 2
4C | 2500-2999 | 1970s | 5 | [8 empty] | 0
4C | 2500-2999 | 1970s | 6 | [8 empty] | 0
4C | 2500-2999 | 1970s | 7 | [8 empty] | 0
4C | 2500-2999 | 1970s | 8 | [8 empty] | 0
4C | 2500-2999 | 1970s | 9 | [8 empty] | 0
4C | 2500-2999 | 1970s | 10 | [8 empty] | 0
4C | 2500-2999 | 1980s | 1 | 21614.1289 | 973.9963 | 8.1165 | 0.36575 | 685.3428 | 296.2882 | 0.25736 | 0.11126 | 2
4C | 2500-2999 | 1980s | 2 | 16759.3362 | 6881.1068 | 6.2934 | 2.584 | 1216.7352 | 742.0427 | 0.4569 | 0.27865 | 16
4C | 2500-2999 | 1980s | 3 | 12541.0119 | 7146.9896 | 4.7094 | 2.6838 | 710.0033 | 462.6967 | 0.26662 | 0.17375 | 5
4C | 2500-2999 | 1980s | 4 | 14247.193 | 831.4807 | 5.3501 | 0.31223 | 1513.0174 | 1877.8732 | 0.56816 | 0.70517 | 2
4C | 2500-2999 | 1980s | 5 | [8 empty] | 0
4C | 2500-2999 | 1980s | 6 | [8 empty] | 0
4C | 2500-2999 | 1980s | 7 | [8 empty] | 0
4C | 2500-2999 | 1980s | 8 | [8 empty] | 0
4C | 2500-2999 | 1980s | 9 | [8 empty] | 0
4C | 2500-2999 | 1980s | 10 | [8 empty] | 0
4C | 2500-2999 | 1990s | 1 | 17429.4616 | 9848.5471 | 6.545 | 3.6983 | 1101.3855 | 678.5662 | 0.41359 | 0.25481 | 15
4C | 2500-2999 | 1990s | 2 | 16132.2464 | 6722.6651 | 6.0579 | 2.5245 | 853.1181 | 759.6064 | 0.32036 | 0.28524 | 18
4C | 2500-2999 | 1990s | 3 | 13052.8104 | 7644.7681 | 4.9015 | 2.8707 | 1199.37 | 893.1623 | 0.45038 | 0.3354 | 5
4C | 2500-2999 | 1990s | 4 | 9079.3075 | 885.1721 | 3.4094 | 0.3324 | 1323.3446 | 599.5353 | 0.49694 | 0.22514 | 2
4C | 2500-2999 | 1990s | 5 | 12813.2979 | 5861.326 | 4.8116 | 2.201 | 1976.3117 | 1409.881 | 0.74214 | 0.52943 | 3
4C | 2500-2999 | 1990s | 6 | [8 empty] | 0
4C | 2500-2999 | 1990s | 7 | [8 empty] | 0
4C | 2500-2999 | 1990s | 8 | [8 empty] | 0
4C | 2500-2999 | 1990s | 9 | [8 empty] | 0
4C | 2500-2999 | 1990s | 10 | [8 empty] | 0
4C | 2500-2999 | 2000s | 1 | 8477.0694 | 3056.4216 | 3.1833 | 1.1477 | 697.6062 | 414.141 | 0.26196 | 0.15552 | 14
4C | 2500-2999 | 2000s | 2 | 12641.6641 | 6983.9477 | 4.7472 | 2.6226 | 934.4122 | 640.3097 | 0.35089 | 0.24045 | 20
4C | 2500-2999 | 2000s | 3 | 13648.6733 | 4582.9326 | 5.1253 | 1.721 | 1133.9129 | 886.0329 | 0.4258 | 0.33272 | 8
4C | 2500-2999 | 2000s | 4 | 8318.0428 | 649.4196 | 3.1236 | 0.24387 | 726.3655 | 465.0523 | 0.27276 | 0.17463 | 3
4C | 2500-2999 | 2000s | 5 | 18073.6214 | 7968.9982 | 6.7869 | 2.9925 | 1292.0637 | 764.5117 | 0.48519 | 0.28709 | 4
4C | 2500-2999 | 2000s | 6 | 17600.0993 |  | 6.6091 |  | 2268.148 |  | 0.85173 |  | 1
4C | 2500-2999 | 2000s | 7 | [8 empty] | 0
4C | 2500-2999 | 2000s | 8 | [8 empty] | 0
4C | 2500-2999 | 2000s | 9 | [8 empty] | 0
4C | 2500-2999 | 2000s | 10 | [8 empty] | 0
4C | 2500-2999 | 2010s | 1 | 13203.1362 | 7174.1727 | 4.958 | 2.694 | 534.3329 | 344.3438 | 0.20065 | 0.12931 | 3
4C | 2500-2999 | 2010s | 2 | 8954.5262 | 4880.7362 | 3.3626 | 1.8328 | 402.7934 | 157.1936 | 0.15126 | 0.059029 | 3
4C | 2500-2999 | 2010s | 3 | 12201.2636 | 5010.901 | 4.5818 | 1.8817 | 463.4173 | 105.0975 | 0.17402 | 0.039466 | 2
4C | 2500-2999 | 2010s | 4 | 32668.7776 |  | 12.2677 |  | 713.4264 |  | 0.2679 |  | 1
4C | 2500-2999 | 2010s | 5 | 12417.2703 |  | 4.6629 |  | 828.7802 |  | 0.31122 |  | 1
4C | 2500-2999 | 2010s | 6 | [8 empty] | 0
4C | 2500-2999 | 2010s | 7 | [8 empty] | 0
4C | 2500-2999 | 2010s | 8 | [8 empty] | 0
4C | 2500-2999 | 2010s | 9 | [8 empty] | 0
4C | 2500-2999 | 2010s | 10 | [8 empty] | 0
4C | 3000-3999 | <1940 | 1 | [8 empty] | 0
4C | 3000-3999 | <1940 | 2 | 29328.3096 | 3329.4537 | 8.8847 | 1.0086 | 1255.7076 | 42.2369 | 0.3804 | 0.012795 | 2
4C | 3000-3999 | <1940 | 3 | [8 empty] | 0
4C | 3000-3999 | <1940 | 4 | [8 empty] | 0
4C | 3000-3999 | <1940 | 5 | [8 empty] | 0
4C | 3000-3999 | <1940 | 6 | [8 empty] | 0
4C | 3000-3999 | <1940 | 7 | [8 empty] | 0
4C | 3000-3999 | <1940 | 8 | [8 empty] | 0
4C | 3000-3999 | <1940 | 9 | [8 empty] | 0
4C | 3000-3999 | <1940 | 10 | [8 empty] | 0
4C | 3000-3999 | 1940s | 1 | 14449.9487 | 6282.3187 | 4.3774 | 1.9032 | 1722.277 | 197.9212 | 0.52174 | 0.059958 | 2
4C | 3000-3999 | 1940s | 2 | 13683.3968 | 4916.3246 | 4.1452 | 1.4893 | 2584.3204 | 1657.2506 | 0.78289 | 0.50205 | 3
4C | 3000-3999 | 1940s | 3 | 19638.2837 |  | 5.9492 |  | 788.9009 |  | 0.23899 |  | 1
4C | 3000-3999 | 1940s | 4 | [8 empty] | 0
4C | 3000-3999 | 1940s | 5 | [8 empty] | 0
4C | 3000-3999 | 1940s | 6 | [8 empty] | 0
4C | 3000-3999 | 1940s | 7 | [8 empty] | 0
4C | 3000-3999 | 1940s | 8 | [8 empty] | 0
4C | 3000-3999 | 1940s | 9 | [8 empty] | 0
4C | 3000-3999 | 1940s | 10 | [8 empty] | 0
4C | 3000-3999 | 1950s | 1 | 22968.5007 | 18116.306 | 6.958 | 5.4881 | 1498.5682 | 849.1452 | 0.45397 | 0.25724 | 5
4C | 3000-3999 | 1950s | 2 | 19560.2532 | 9335.055 | 5.9256 | 2.8279 | 1074.2966 | 396.6584 | 0.32545 | 0.12016 | 4
4C | 3000-3999 | 1950s | 3 | 15431.7807 | 7475.2956 | 4.6749 | 2.2646 | 1082.863 | 424.3838 | 0.32804 | 0.12856 | 2
4C | 3000-3999 | 1950s | 4 | [8 empty] | 0
4C | 3000-3999 | 1950s | 5 | 14102.2416 |  | 4.2721 |  | 999.2771 |  | 0.30272 |  | 1
4C | 3000-3999 | 1950s | 6 | [8 empty] | 0
4C | 3000-3999 | 1950s | 7 | [8 empty] | 0
4C | 3000-3999 | 1950s | 8 | [8 empty] | 0
4C | 3000-3999 | 1950s | 9 | [8 empty] | 0
4C | 3000-3999 | 1950s | 10 | [8 empty] | 0
4C | 3000-3999 | 1960s | 1 | 8379.3555 | 2469.2029 | 2.5384 | 0.74802 | 629.6688 | 480.984 | 0.19075 | 0.14571 | 4
4C | 3000-3999 | 1960s | 2 | 20467.3705 | 16127.0983 | 6.2004 | 4.8855 | 703.7684 | 581.9358 | 0.2132 | 0.17629 | 8
4C | 3000-3999 | 1960s | 3 | 17951.4105 |  | 5.4382 |  | 1361.6882 |  | 0.41251 |  | 1
4C | 3000-3999 | 1960s | 4 | 26738.07 | 14924.3415 | 8.1 | 4.5212 | 2052.3232 | 382.5139 | 0.62173 | 0.11588 | 3
4C | 3000-3999 | 1960s | 5 | [8 empty] | 0
4C | 3000-3999 | 1960s | 6 | 23374.7165 |  | 7.0811 |  | 192.743 |  | 0.058389 |  | 1
4C | 3000-3999 | 1960s | 7 | [8 empty] | 0
4C | 3000-3999 | 1960s | 8 | [8 empty] | 0
4C | 3000-3999 | 1960s | 9 | [8 empty] | 0
4C | 3000-3999 | 1960s | 10 | [8 empty] | 0
4C | 3000-3999 | 1970s | 1 | 27907.6543 | 12522.1996 | 8.4543 | 3.7935 | 901.6937 | 846.1721 | 0.27316 | 0.25634 | 5
4C | 3000-3999 | 1970s | 2 | 34282.6844 | 14255.1905 | 10.3855 | 4.3184 | 1270.4995 | 1016.7718 | 0.38488 | 0.30802 | 3
4C | 3000-3999 | 1970s | 3 | 22402.0272 | 11978.3282 | 6.7864 | 3.6287 | 1491.4824 | 853.9253 | 0.45183 | 0.25869 | 4
4C | 3000-3999 | 1970s | 4 | 36339.0033 | 38383.5337 | 11.0085 | 11.6279 | 994.0003 | 607.5267 | 0.30112 | 0.18404 | 2
4C | 3000-3999 | 1970s | 5 | [8 empty] | 0
4C | 3000-3999 | 1970s | 6 | [8 empty] | 0
4C | 3000-3999 | 1970s | 7 | [8 empty] | 0
4C | 3000-3999 | 1970s | 8 | [8 empty] | 0
4C | 3000-3999 | 1970s | 9 | [8 empty] | 0
4C | 3000-3999 | 1970s | 10 | [8 empty] | 0
4C | 3000-3999 | 1980s | 1 | 12662.5038 | 4693.6076 | 3.836 | 1.4219 | 850.1696 | 62.1606 | 0.25755 | 0.018831 | 2
4C | 3000-3999 | 1980s | 2 | 14349.6163 | 7779.691 | 4.3471 | 2.3568 | 865.6177 | 721.5659 | 0.26223 | 0.21859 | 10
4C | 3000-3999 | 1980s | 3 | 8659.9577 |  | 2.6234 |  | 259.0598 |  | 0.078479 |  | 1
4C | 3000-3999 | 1980s | 4 | 12808.2305 |  | 3.8801 |  | 1931.4444 |  | 0.58511 |  | 1
4C | 3000-3999 | 1980s | 5 | [8 empty] | 0
4C | 3000-3999 | 1980s | 6 | [8 empty] | 0
4C | 3000-3999 | 1980s | 7 | [8 empty] | 0
4C | 3000-3999 | 1980s | 8 | [8 empty] | 0
4C | 3000-3999 | 1980s | 9 | [8 empty] | 0
4C | 3000-3999 | 1980s | 10 | [8 empty] | 0
4C | 3000-3999 | 1990s | 1 | 13391.82 | 7258.1496 | 4.0569 | 2.1988 | 1397.8756 | 822.1581 | 0.42347 | 0.24906 | 9
4C | 3000-3999 | 1990s | 2 | 10377.4218 | 4100.9799 | 3.1437 | 1.2423 | 875.4665 | 465.8656 | 0.26521 | 0.14113 | 18
4C | 3000-3999 | 1990s | 3 | 15507.5104 | 8165.2409 | 4.6978 | 2.4736 | 949.4395 | 772.774 | 0.28762 | 0.2341 | 6
4C | 3000-3999 | 1990s | 4 | 15768.063 | 5660.321 | 4.7768 | 1.7147 | 1344.8048 | 886.678 | 0.40739 | 0.26861 | 7
4C | 3000-3999 | 1990s | 5 | 14902.6552 |  | 4.5146 |  | 2355.0673 |  | 0.71344 |  | 1
4C | 3000-3999 | 1990s | 6 | [8 empty] | 0
4C | 3000-3999 | 1990s | 7 | [8 empty] | 0
4C | 3000-3999 | 1990s | 8 | [8 empty] | 0
4C | 3000-3999 | 1990s | 9 | [8 empty] | 0
4C | 3000-3999 | 1990s | 10 | [8 empty] | 0
4C | 3000-3999 | 2000s | 1 | 10103.2728 | 3059.5462 | 3.0607 | 0.92685 | 799.926 | 815.2048 | 0.24233 | 0.24696 | 7
4C | 3000-3999 | 2000s | 2 | 16991.1238 | 9877.2435 | 5.1473 | 2.9922 | 830.1437 | 473.5433 | 0.25148 | 0.14345 | 15
4C | 3000-3999 | 2000s | 3 | 15252.2613 | 7032.7057 | 4.6205 | 2.1305 | 932.165 | 548.149 | 0.28239 | 0.16606 | 15
4C | 3000-3999 | 2000s | 4 | 17108.3073 | 8101.7402 | 5.1828 | 2.4543 | 1053.2667 | 386.038 | 0.31908 | 0.11695 | 8
4C | 3000-3999 | 2000s | 5 | 13132.9019 | 7414.5991 | 3.9785 | 2.2462 | 1332.6818 | 1557.7313 | 0.40372 | 0.4719 | 3
4C | 3000-3999 | 2000s | 6 | 17793.4798 | 4045.8559 | 5.3903 | 1.2256 | 1271.7576 | 1664.5307 | 0.38526 | 0.50425 | 2
4C | 3000-3999 | 2000s | 7 | [8 empty] | 0
4C | 3000-3999 | 2000s | 8 | [8 empty] | 0
4C | 3000-3999 | 2000s | 9 | [8 empty] | 0
4C | 3000-3999 | 2000s | 10 | [8 empty] | 0
4C | 3000-3999 | 2010s | 1 | 14870.1216 | 5968.4838 | 4.5047 | 1.8081 | 633.0041 | 697.7106 | 0.19176 | 0.21136 | 2
4C | 3000-3999 | 2010s | 2 | 31816.399 | 24035.9416 | 9.6384 | 7.2814 | 1082.1758 | 748.7629 | 0.32783 | 0.22683 | 3
4C | 3000-3999 | 2010s | 3 | 8847.9515 | 2701.4918 | 2.6804 | 0.81839 | 1061.1878 | 790.1059 | 0.32147 | 0.23935 | 4
4C | 3000-3999 | 2010s | 4 | 15553.4293 | 7847.1146 | 4.7117 | 2.3772 | 853.0066 | 598.2989 | 0.25841 | 0.18125 | 3
4C | 3000-3999 | 2010s | 5 | 14635.4418 |  | 4.4336 |  | 1916.9117 |  | 0.58071 |  | 1
4C | 3000-3999 | 2010s | 6 | 17060.7031 | 11341.0424 | 5.1683 | 3.4356 | 791.9528 | 334.9672 | 0.23991 | 0.10147 | 3
4C | 3000-3999 | 2010s | 7 | [8 empty] | 0
4C | 3000-3999 | 2010s | 8 | [8 empty] | 0
4C | 3000-3999 | 2010s | 9 | [8 empty] | 0
4C | 3000-3999 | 2010s | 10 | [8 empty] | 0
5A | 500-749 | <1940 | 1 | 7463.4851 | 4909.6257 | 11.7907 | 7.7561 | 1039.888 | 553.4806 | 1.6428 | 0.87438 | 53
5A | 500-749 | <1940 | 2 | 7410.6567 | 3720.3641 | 11.7072 | 5.8774 | 983.9782 | 380.967 | 1.5545 | 0.60184 | 38
5A | 500-749 | <1940 | 3 | 9400.5592 | 3035.7152 | 14.8508 | 4.7958 | 1183.5869 | 453.8724 | 1.8698 | 0.71702 | 13
5A | 500-749 | <1940 | 4 | 8091.2103 | 1644.5339 | 12.7823 | 2.598 | 1044.3876 | 244.3206 | 1.6499 | 0.38597 | 9
5A | 500-749 | <1940 | 5 | [8 empty] | 0
5A | 500-749 | <1940 | 6 | [8 empty] | 0
5A | 500-749 | <1940 | 7 | 10561.1278 | 733.2682 | 16.6842 | 1.1584 | 1666.1033 | 1559.4505 | 2.6321 | 2.4636 | 2
5A | 500-749 | <1940 | 8 | [8 empty] | 0
5A | 500-749 | <1940 | 9 | [8 empty] | 0
5A | 500-749 | <1940 | 10 | [8 empty] | 0
5A | 500-749 | 1940s | 1 | 6046.929 | 2648.8576 | 9.5528 | 4.1846 | 953.3647 | 416.4599 | 1.5061 | 0.65791 | 21
5A | 500-749 | 1940s | 2 | 7312.7627 | 2254.6957 | 11.5525 | 3.5619 | 1208.863 | 707.4062 | 1.9097 | 1.1175 | 30
5A | 500-749 | 1940s | 3 | 8533.381 | 2185.1519 | 13.4809 | 3.4521 | 1287.2628 | 397.707 | 2.0336 | 0.62829 | 4
5A | 500-749 | 1940s | 4 | 8715.0788 | 2347.7977 | 13.7679 | 3.709 | 1208.0478 | 128.3943 | 1.9084 | 0.20283 | 3
5A | 500-749 | 1940s | 5 | 6584.3527 | 1168.5164 | 10.4018 | 1.846 | 1827.9052 | 897.7003 | 2.8877 | 1.4182 | 2
5A | 500-749 | 1940s | 6 | [8 empty] | 0
5A | 500-749 | 1940s | 7 | [8 empty] | 0
5A | 500-749 | 1940s | 8 | [8 empty] | 0
5A | 500-749 | 1940s | 9 | [8 empty] | 0
5A | 500-749 | 1940s | 10 | [8 empty] | 0
5A | 500-749 | 1950s | 1 | 6962.7512 | 4026.2085 | 10.9996 | 6.3605 | 928.2068 | 382.4904 | 1.4664 | 0.60425 | 61
5A | 500-749 | 1950s | 2 | 7200.0621 | 3234.1496 | 11.3745 | 5.1092 | 1096.4877 | 563.3467 | 1.7322 | 0.88996 | 49
5A | 500-749 | 1950s | 3 | 8836.0836 | 3880.085 | 13.9591 | 6.1297 | 1026.3148 | 374.5247 | 1.6214 | 0.59167 | 15
5A | 500-749 | 1950s | 4 | 10396.9145 | 3910.7742 | 16.4248 | 6.1782 | 1293.6356 | 674.6403 | 2.0437 | 1.0658 | 7
5A | 500-749 | 1950s | 5 | 6704.7296 |  | 10.592 |  | 1380.9288 |  | 2.1816 |  | 1
5A | 500-749 | 1950s | 6 | [8 empty] | 0
5A | 500-749 | 1950s | 7 | [8 empty] | 0
5A | 500-749 | 1950s | 8 | [8 empty] | 0
5A | 500-749 | 1950s | 9 | [8 empty] | 0
5A | 500-749 | 1950s | 10 | [8 empty] | 0
5A | 500-749 | 1960s | 1 | 5984.9434 | 2437.1877 | 9.4549 | 3.8502 | 941.3931 | 506.375 | 1.4872 | 0.79996 | 25
5A | 500-749 | 1960s | 2 | 5878.5178 | 1826.3121 | 9.2868 | 2.8852 | 930.25 | 488.4206 | 1.4696 | 0.7716 | 18
5A | 500-749 | 1960s | 3 | 6367.6439 | 1295.6019 | 10.0595 | 2.0468 | 1247.0626 | 475.0338 | 1.9701 | 0.75045 | 6
5A | 500-749 | 1960s | 4 | 9732.2599 | 682.6973 | 15.3748 | 1.0785 | 1552.5431 | 824.9905 | 2.4527 | 1.3033 | 3
5A | 500-749 | 1960s | 5 | 11791.0868 |  | 18.6273 |  | 1869.9681 |  | 2.9541 |  | 1
5A | 500-749 | 1960s | 6 | [8 empty] | 0
5A | 500-749 | 1960s | 7 | [8 empty] | 0
5A | 500-749 | 1960s | 8 | [8 empty] | 0
5A | 500-749 | 1960s | 9 | [8 empty] | 0
5A | 500-749 | 1960s | 10 | [8 empty] | 0
5A | 500-749 | 1970s | 1 | 6435.109 | 2378.5498 | 10.166 | 3.7576 | 892.4072 | 456.8696 | 1.4098 | 0.72175 | 30
5A | 500-749 | 1970s | 2 | 8940.2983 | 5071.6619 | 14.1237 | 8.0121 | 858.6823 | 270.0671 | 1.3565 | 0.42665 | 28
5A | 500-749 | 1970s | 3 | 8431.8644 | 3479.469 | 13.3205 | 5.4968 | 1120.1384 | 379.8395 | 1.7696 | 0.60006 | 6
5A | 500-749 | 1970s | 4 | 10938.5226 | 7527.7029 | 17.2804 | 11.8921 | 1077.0339 | 349.1913 | 1.7015 | 0.55165 | 6
5A | 500-749 | 1970s | 5 | 6948.3606 |  | 10.9769 |  | 639.4969 |  | 1.0103 |  | 1
5A | 500-749 | 1970s | 6 | [8 empty] | 0
5A | 500-749 | 1970s | 7 | [8 empty] | 0
5A | 500-749 | 1970s | 8 | [8 empty] | 0
5A | 500-749 | 1970s | 9 | [8 empty] | 0
5A | 500-749 | 1970s | 10 | [8 empty] | 0
5A | 500-749 | 1980s | 1 | 8634.9903 | 5332.4863 | 13.6414 | 8.4241 | 1153.5901 | 414.3815 | 1.8224 | 0.65463 | 8
5A | 500-749 | 1980s | 2 | 5973.2316 | 1446.5294 | 9.4364 | 2.2852 | 867.1477 | 358.3921 | 1.3699 | 0.56618 | 8
5A | 500-749 | 1980s | 3 | 5887.0528 | 1540.8416 | 9.3002 | 2.4342 | 1017.3063 | 389.0879 | 1.6071 | 0.61467 | 2
5A | 500-749 | 1980s | 4 | [8 empty] | 0
5A | 500-749 | 1980s | 5 | [8 empty] | 0
5A | 500-749 | 1980s | 6 | [8 empty] | 0
5A | 500-749 | 1980s | 7 | [8 empty] | 0
5A | 500-749 | 1980s | 8 | [8 empty] | 0
5A | 500-749 | 1980s | 9 | [8 empty] | 0
5A | 500-749 | 1980s | 10 | [8 empty] | 0
5A | 500-749 | 1990s | 1 | 6048.7565 | 2056.9124 | 9.5557 | 3.2495 | 817.511 | 304.5886 | 1.2915 | 0.48118 | 24
5A | 500-749 | 1990s | 2 | 7134.8052 | 2714.2356 | 11.2714 | 4.2879 | 875.2092 | 309.9161 | 1.3826 | 0.4896 | 15
5A | 500-749 | 1990s | 3 | 10130.2346 | 811.1224 | 16.0035 | 1.2814 | 1578.2481 | 392.6427 | 2.4933 | 0.62029 | 3
5A | 500-749 | 1990s | 4 | 6143.4465 |  | 9.7053 |  | 1250.3262 |  | 1.9752 |  | 1
5A | 500-749 | 1990s | 5 | [8 empty] | 0
5A | 500-749 | 1990s | 6 | [8 empty] | 0
5A | 500-749 | 1990s | 7 | [8 empty] | 0
5A | 500-749 | 1990s | 8 | [8 empty] | 0
5A | 500-749 | 1990s | 9 | [8 empty] | 0
5A | 500-749 | 1990s | 10 | [8 empty] | 0
5A | 500-749 | 2000s | 1 | 8669.85 |  | 13.6964 |  | 640.9271 |  | 1.0125 |  | 1
5A | 500-749 | 2000s | 2 | [8 empty] | 0
5A | 500-749 | 2000s | 3 | [8 empty] | 0
5A | 500-749 | 2000s | 4 | [8 empty] | 0
5A | 500-749 | 2000s | 5 | [8 empty] | 0
5A | 500-749 | 2000s | 6 | [8 empty] | 0
5A | 500-749 | 2000s | 7 | [8 empty] | 0
5A | 500-749 | 2000s | 8 | [8 empty] | 0
5A | 500-749 | 2000s | 9 | [8 empty] | 0
5A | 500-749 | 2000s | 10 | [8 empty] | 0
5A | 500-749 | 2010s | 1 | 6112.4469 | 133.2052 | 9.6563 | 0.21043 | 684.6834 | 160.2859 | 1.0816 | 0.25322 | 5
5A | 500-749 | 2010s | 2 | 5295.5469 | 754.3263 | 8.3658 | 1.1917 | 627.0572 | 213.3114 | 0.99061 | 0.33698 | 3
5A | 500-749 | 2010s | 3 | 11150.7852 |  | 17.6158 |  | 1376.9972 |  | 2.1754 |  | 1
5A | 500-749 | 2010s | 4 | [8 empty] | 0
5A | 500-749 | 2010s | 5 | [8 empty] | 0
5A | 500-749 | 2010s | 6 | [8 empty] | 0
5A | 500-749 | 2010s | 7 | [8 empty] | 0
5A | 500-749 | 2010s | 8 | [8 empty] | 0
5A | 500-749 | 2010s | 9 | [8 empty] | 0
5A | 500-749 | 2010s | 10 | [8 empty] | 0
5A | 750-999 | <1940 | 1 | 7994.5436 | 5268.2832 | 9.0334 | 5.9529 | 1177.0575 | 611.0797 | 1.33 | 0.69049 | 205
5A | 750-999 | <1940 | 2 | 8282.9092 | 5431.7175 | 9.3592 | 6.1375 | 1177.3302 | 561.8538 | 1.3303 | 0.63486 | 138
5A | 750-999 | <1940 | 3 | 8710.8694 | 4049.772 | 9.8428 | 4.576 | 1368.4814 | 625.736 | 1.5463 | 0.70705 | 40
5A | 750-999 | <1940 | 4 | 9937.4223 | 3531.8281 | 11.2287 | 3.9908 | 1512.7295 | 533.1158 | 1.7093 | 0.60239 | 23
5A | 750-999 | <1940 | 5 | 8648.9888 | 2852.6661 | 9.7729 | 3.2234 | 1264.0968 | 539.7884 | 1.4284 | 0.60993 | 4
5A | 750-999 | <1940 | 6 | 10197.66 | 766.6834 | 11.5228 | 0.86631 | 921.1631 | 207.756 | 1.0409 | 0.23475 | 2
5A | 750-999 | <1940 | 7 | [8 empty] | 0
5A | 750-999 | <1940 | 8 | [8 empty] | 0
5A | 750-999 | <1940 | 9 | [8 empty] | 0
5A | 750-999 | <1940 | 10 | [8 empty] | 0
5A | 750-999 | 1940s | 1 | 7273.3579 | 4109.8304 | 8.2185 | 4.6439 | 1020.6043 | 495.4435 | 1.1532 | 0.55982 | 183
5A | 750-999 | 1940s | 2 | 8643.5592 | 4836.5794 | 9.7667 | 5.4651 | 1203.5539 | 624.2599 | 1.3599 | 0.70538 | 135
5A | 750-999 | 1940s | 3 | 8656.726 | 3853.6799 | 9.7816 | 4.3544 | 1168.6611 | 518.0345 | 1.3205 | 0.58535 | 28
5A | 750-999 | 1940s | 4 | 9594.8474 | 4723.8294 | 10.8416 | 5.3377 | 1335.0007 | 691.8186 | 1.5085 | 0.78172 | 11
5A | 750-999 | 1940s | 5 | 18341.0712 | 17211.5223 | 20.7244 | 19.448 | 1756.2713 | 915.9076 | 1.9845 | 1.0349 | 6
5A | 750-999 | 1940s | 6 | 7959.718 | 1861.1917 | 8.994 | 2.103 | 1743.4528 | 368.3801 | 1.97 | 0.41625 | 2
5A | 750-999 | 1940s | 7 | [8 empty] | 0
5A | 750-999 | 1940s | 8 | 10610.455 |  | 11.9892 |  | 1684.3499 |  | 1.9032 |  | 1
5A | 750-999 | 1940s | 9 | [8 empty] | 0
5A | 750-999 | 1940s | 10 | [8 empty] | 0
5A | 750-999 | 1950s | 1 | 7181.7012 | 4189.6608 | 8.1149 | 4.7341 | 1046.7878 | 522.5515 | 1.1828 | 0.59045 | 371
5A | 750-999 | 1950s | 2 | 8480.3979 | 4647.4939 | 9.5824 | 5.2514 | 1170.1075 | 572.4263 | 1.3222 | 0.64681 | 280
5A | 750-999 | 1950s | 3 | 9459.7131 | 5044.3255 | 10.6889 | 5.6998 | 1475.8431 | 825.953 | 1.6676 | 0.93328 | 68
5A | 750-999 | 1950s | 4 | 11305.9994 | 7591.6041 | 12.7751 | 8.5781 | 1399.3711 | 598.5798 | 1.5812 | 0.67636 | 40
5A | 750-999 | 1950s | 5 | 8934.9869 | 1785.3954 | 10.096 | 2.0174 | 1578.6518 | 592.2192 | 1.7838 | 0.66917 | 12
5A | 750-999 | 1950s | 6 | 13252.7618 | 5757.7393 | 14.9749 | 6.5059 | 2054.3615 | 214.1691 | 2.3213 | 0.242 | 4
5A | 750-999 | 1950s | 7 | [8 empty] | 0
5A | 750-999 | 1950s | 8 | [8 empty] | 0
5A | 750-999 | 1950s | 9 | [8 empty] | 0
5A | 750-999 | 1950s | 10 | 24626.5099 |  | 27.8266 |  | 2110.9267 |  | 2.3852 |  | 1
5A | 750-999 | 1960s | 1 | 7540.8752 | 4470.1778 | 8.5208 | 5.051 | 1183.3471 | 551.6453 | 1.3371 | 0.62333 | 151
5A | 750-999 | 1960s | 2 | 8101.672 | 4614.6927 | 9.1544 | 5.2143 | 1138.5385 | 557.4969 | 1.2865 | 0.62994 | 112
5A | 750-999 | 1960s | 3 | 8569.9545 | 3036.0693 | 9.6836 | 3.4306 | 1545.5163 | 939.8776 | 1.7463 | 1.062 | 37
5A | 750-999 | 1960s | 4 | 10789.0406 | 5100.7489 | 12.191 | 5.7636 | 1134.5419 | 540.0858 | 1.282 | 0.61027 | 16
5A | 750-999 | 1960s | 5 | 12358.1685 | 5231.0429 | 13.964 | 5.9108 | 1675.9932 | 545.9725 | 1.8938 | 0.61692 | 6
5A | 750-999 | 1960s | 6 | 7947.8035 | 3523.0327 | 8.9806 | 3.9808 | 2065.4379 | 1722.9065 | 2.3338 | 1.9468 | 2
5A | 750-999 | 1960s | 7 | 15815.6529 |  | 17.8708 |  | 1658.0682 |  | 1.8735 |  | 1
5A | 750-999 | 1960s | 8 | [8 empty] | 0
5A | 750-999 | 1960s | 9 | [8 empty] | 0
5A | 750-999 | 1960s | 10 | [8 empty] | 0
5A | 750-999 | 1970s | 1 | 8191.5604 | 4797.5825 | 9.256 | 5.421 | 1042.5834 | 449.9316 | 1.1781 | 0.5084 | 136
5A | 750-999 | 1970s | 2 | 8577.7762 | 4857.1303 | 9.6924 | 5.4883 | 1058.5749 | 485.471 | 1.1961 | 0.54855 | 112
5A | 750-999 | 1970s | 3 | 9598.6834 | 4751.0801 | 10.846 | 5.3685 | 1327.2672 | 481.1643 | 1.4997 | 0.54369 | 30
5A | 750-999 | 1970s | 4 | 10374.5318 | 4749.0559 | 11.7226 | 5.3662 | 1450.5572 | 495.4198 | 1.639 | 0.5598 | 12
5A | 750-999 | 1970s | 5 | 10045.0436 | 694.8513 | 11.3503 | 0.78514 | 2525.0305 | 227.5082 | 2.8531 | 0.25707 | 2
5A | 750-999 | 1970s | 6 | 10731.4201 |  | 12.1259 |  | 1049.788 |  | 1.1862 |  | 1
5A | 750-999 | 1970s | 7 | 10638.0783 |  | 12.0204 |  | 1724.1072 |  | 1.9481 |  | 1
5A | 750-999 | 1970s | 8 | [8 empty] | 0
5A | 750-999 | 1970s | 9 | [8 empty] | 0
5A | 750-999 | 1970s | 10 | [8 empty] | 0
5A | 750-999 | 1980s | 1 | 9709.4598 | 5732.986 | 10.9711 | 6.478 | 982.7429 | 485.3039 | 1.1104 | 0.54837 | 63
5A | 750-999 | 1980s | 2 | 8730.0167 | 4966.6487 | 9.8644 | 5.612 | 1025.3266 | 455.0917 | 1.1586 | 0.51423 | 38
5A | 750-999 | 1980s | 3 | 11669.5742 | 6127.5236 | 13.186 | 6.9238 | 1131.6659 | 556.1112 | 1.2787 | 0.62837 | 9
5A | 750-999 | 1980s | 4 | 17586.7725 | 13204.3161 | 19.8721 | 14.9201 | 1758.1354 | 1300.1887 | 1.9866 | 1.4691 | 3
5A | 750-999 | 1980s | 5 | [8 empty] | 0
5A | 750-999 | 1980s | 6 | 11698.1106 |  | 13.2182 |  | 1454.5771 |  | 1.6436 |  | 1
5A | 750-999 | 1980s | 7 | [8 empty] | 0
5A | 750-999 | 1980s | 8 | [8 empty] | 0
5A | 750-999 | 1980s | 9 | [8 empty] | 0
5A | 750-999 | 1980s | 10 | [8 empty] | 0
5A | 750-999 | 1990s | 1 | 6924.6879 | 3491.5266 | 7.8245 | 3.9452 | 957.9607 | 387.7059 | 1.0824 | 0.43809 | 86
5A | 750-999 | 1990s | 2 | 8151.6981 | 3218.4816 | 9.211 | 3.6367 | 1151.9284 | 526.3812 | 1.3016 | 0.59478 | 54
5A | 750-999 | 1990s | 3 | 9529.3131 | 5618.8011 | 10.7676 | 6.3489 | 850.7929 | 354.6657 | 0.96135 | 0.40075 | 11
5A | 750-999 | 1990s | 4 | 8263.0896 | 2034.6397 | 9.3368 | 2.299 | 1264.4797 | 576.7375 | 1.4288 | 0.65168 | 6
5A | 750-999 | 1990s | 5 | 14003.186 | 5038.7103 | 15.8228 | 5.6935 | 2475.9666 | 1034.4121 | 2.7977 | 1.1688 | 3
5A | 750-999 | 1990s | 6 | [8 empty] | 0
5A | 750-999 | 1990s | 7 | [8 empty] | 0
5A | 750-999 | 1990s | 8 | [8 empty] | 0
5A | 750-999 | 1990s | 9 | [8 empty] | 0
5A | 750-999 | 1990s | 10 | [8 empty] | 0
5A | 750-999 | 2000s | 1 | 6767.5868 | 2732.56 | 7.647 | 3.0876 | 694.5834 | 246.5036 | 0.78484 | 0.27854 | 31
5A | 750-999 | 2000s | 2 | 7386.987 | 2917.5833 | 8.3469 | 3.2967 | 917.7523 | 381.883 | 1.037 | 0.43151 | 13
5A | 750-999 | 2000s | 3 | 6601.1803 | 765.5743 | 7.459 | 0.86506 | 888.4322 | 415.8938 | 1.0039 | 0.46994 | 3
5A | 750-999 | 2000s | 4 | 6827.4059 |  | 7.7146 |  | 1323.539 |  | 1.4955 |  | 1
5A | 750-999 | 2000s | 5 | [8 empty] | 0
5A | 750-999 | 2000s | 6 | [8 empty] | 0
5A | 750-999 | 2000s | 7 | [8 empty] | 0
5A | 750-999 | 2000s | 8 | [8 empty] | 0
5A | 750-999 | 2000s | 9 | [8 empty] | 0
5A | 750-999 | 2000s | 10 | [8 empty] | 0
5A | 750-999 | 2010s | 1 | 6717.659 | 2365.0164 | 7.5906 | 2.6723 | 775.2884 | 271.4203 | 0.87603 | 0.30669 | 21
5A | 750-999 | 2010s | 2 | 7631.5468 | 3517.2146 | 8.6232 | 3.9743 | 778.8564 | 292.274 | 0.88006 | 0.33025 | 13
5A | 750-999 | 2010s | 3 | 12794.5289 | 5880.1703 | 14.4571 | 6.6443 | 1215.7676 | 423.7461 | 1.3737 | 0.47881 | 6
5A | 750-999 | 2010s | 4 | [8 empty] | 0
5A | 750-999 | 2010s | 5 | 7252.4816 | 2529.1226 | 8.1949 | 2.8578 | 1188.5397 | 390.2972 | 1.343 | 0.44101 | 2
5A | 750-999 | 2010s | 6 | [8 empty] | 0
5A | 750-999 | 2010s | 7 | [8 empty] | 0
5A | 750-999 | 2010s | 8 | [8 empty] | 0
5A | 750-999 | 2010s | 9 | [8 empty] | 0
5A | 750-999 | 2010s | 10 | [8 empty] | 0
5A | 1000-1499 | <1940 | 1 | 8101.3382 | 4813.0297 | 6.6404 | 3.9451 | 1232.3801 | 607.5276 | 1.0101 | 0.49797 | 522
5A | 1000-1499 | <1940 | 2 | 9900.4868 | 6681.4106 | 8.1152 | 5.4766 | 1397.1159 | 690.1245 | 1.1452 | 0.56568 | 552
5A | 1000-1499 | <1940 | 3 | 9795.1013 | 5089.9558 | 8.0288 | 4.1721 | 1512.1782 | 711.3459 | 1.2395 | 0.58307 | 161
5A | 1000-1499 | <1940 | 4 | 11164.7226 | 7357.8242 | 9.1514 | 6.031 | 1524.3238 | 729.7418 | 1.2494 | 0.59815 | 73
5A | 1000-1499 | <1940 | 5 | 13921.8891 | 8663.3231 | 11.4114 | 7.1011 | 1717.367 | 756.2203 | 1.4077 | 0.61985 | 30
5A | 1000-1499 | <1940 | 6 | 9500.4907 | 3633.5539 | 7.7873 | 2.9783 | 1598.6457 | 872.2075 | 1.3104 | 0.71492 | 7
5A | 1000-1499 | <1940 | 7 | 10611.2857 | 100.2476 | 8.6978 | 0.08217 | 1227.3291 | 85.7986 | 1.006 | 0.070327 | 2
5A | 1000-1499 | <1940 | 8 | [8 empty] | 0
5A | 1000-1499 | <1940 | 9 | [8 empty] | 0
5A | 1000-1499 | <1940 | 10 | [8 empty] | 0
5A | 1000-1499 | 1940s | 1 | 8011.7594 | 4168.0907 | 6.567 | 3.4165 | 1213.8974 | 607.5567 | 0.995 | 0.498 | 423
5A | 1000-1499 | 1940s | 2 | 9145.3467 | 5182.3438 | 7.4962 | 4.2478 | 1289.7892 | 615.6864 | 1.0572 | 0.50466 | 393
5A | 1000-1499 | 1940s | 3 | 9891.7893 | 5829.6445 | 8.108 | 4.7784 | 1414.3446 | 638.3846 | 1.1593 | 0.52327 | 110
5A | 1000-1499 | 1940s | 4 | 10656.0878 | 4171.5172 | 8.7345 | 3.4193 | 1504.0748 | 708.6837 | 1.2328 | 0.58089 | 54
5A | 1000-1499 | 1940s | 5 | 11920.2589 | 4975.9083 | 9.7707 | 4.0786 | 1937.0087 | 955.4916 | 1.5877 | 0.78319 | 26
5A | 1000-1499 | 1940s | 6 | 21287.1682 | 14082.6626 | 17.4485 | 11.5432 | 1319.2472 | 594.3797 | 1.0814 | 0.4872 | 4
5A | 1000-1499 | 1940s | 7 | 15120.1353 | 3237.0276 | 12.3936 | 2.6533 | 2601.3865 | 740.5942 | 2.1323 | 0.60704 | 3
5A | 1000-1499 | 1940s | 8 | [8 empty] | 0
5A | 1000-1499 | 1940s | 9 | [8 empty] | 0
5A | 1000-1499 | 1940s | 10 | [8 empty] | 0
5A | 1000-1499 | 1950s | 1 | 7789.0341 | 4275.6362 | 6.3845 | 3.5046 | 1213.9426 | 654.5495 | 0.99503 | 0.53652 | 923
5A | 1000-1499 | 1950s | 2 | 8801.0639 | 4936.1528 | 7.214 | 4.046 | 1284.6331 | 651.6763 | 1.053 | 0.53416 | 845
5A | 1000-1499 | 1950s | 3 | 9762.8494 | 4992.8581 | 8.0023 | 4.0925 | 1411.609 | 679.6304 | 1.1571 | 0.55707 | 241
5A | 1000-1499 | 1950s | 4 | 10856.1399 | 6080.8967 | 8.8985 | 4.9843 | 1519.3011 | 684.428 | 1.2453 | 0.56101 | 128
5A | 1000-1499 | 1950s | 5 | 11413.7562 | 6069.8782 | 9.3555 | 4.9753 | 1779.1659 | 833.6645 | 1.4583 | 0.68333 | 39
5A | 1000-1499 | 1950s | 6 | 12011.725 | 6677.9284 | 9.8457 | 5.4737 | 1570.1797 | 503.8663 | 1.287 | 0.41301 | 12
5A | 1000-1499 | 1950s | 7 | 13197.0819 | 4839.7252 | 10.8173 | 3.967 | 2162.697 | 1444.8279 | 1.7727 | 1.1843 | 6
5A | 1000-1499 | 1950s | 8 | 28392.4758 |  | 23.2725 |  | 2438.1726 |  | 1.9985 |  | 1
5A | 1000-1499 | 1950s | 9 | [8 empty] | 0
5A | 1000-1499 | 1950s | 10 | [8 empty] | 0
5A | 1000-1499 | 1960s | 1 | 8156.5729 | 4809.3642 | 6.6857 | 3.9421 | 1251.8346 | 630.6143 | 1.0261 | 0.5169 | 571
5A | 1000-1499 | 1960s | 2 | 9314.9134 | 6139.2983 | 7.6352 | 5.0322 | 1254.1229 | 622.172 | 1.028 | 0.50998 | 641
5A | 1000-1499 | 1960s | 3 | 10901.4434 | 6199.185 | 8.9356 | 5.0813 | 1475.9712 | 679.5827 | 1.2098 | 0.55703 | 166
5A | 1000-1499 | 1960s | 4 | 11364.9874 | 7023.0307 | 9.3156 | 5.7566 | 1482.118 | 764.2511 | 1.2149 | 0.62644 | 89
5A | 1000-1499 | 1960s | 5 | 10908.0335 | 4278.1876 | 8.941 | 3.5067 | 1332.533 | 609.2028 | 1.0922 | 0.49935 | 28
5A | 1000-1499 | 1960s | 6 | 14385.0028 | 6055.7583 | 11.791 | 4.9637 | 1628.7969 | 764.4013 | 1.3351 | 0.62656 | 11
5A | 1000-1499 | 1960s | 7 | 12112.5303 |  | 9.9283 |  | 2645.5071 |  | 2.1684 |  | 1
5A | 1000-1499 | 1960s | 8 | [8 empty] | 0
5A | 1000-1499 | 1960s | 9 | 12245.8239 |  | 10.0376 |  | 1339.6871 |  | 1.0981 |  | 1
5A | 1000-1499 | 1960s | 10 | [8 empty] | 0
5A | 1000-1499 | 1970s | 1 | 9058.1005 | 5292.3271 | 7.4247 | 4.338 | 1132.1501 | 589.6109 | 0.92799 | 0.48329 | 554
5A | 1000-1499 | 1970s | 2 | 9733.1781 | 5897.1641 | 7.978 | 4.8337 | 1272.8639 | 627.8697 | 1.0433 | 0.51465 | 562
5A | 1000-1499 | 1970s | 3 | 10524.0041 | 5910.9703 | 8.6262 | 4.8451 | 1384.7168 | 623.6214 | 1.135 | 0.51117 | 143
5A | 1000-1499 | 1970s | 4 | 11303.7216 | 6447.3175 | 9.2653 | 5.2847 | 1528.2849 | 684.3543 | 1.2527 | 0.56095 | 92
5A | 1000-1499 | 1970s | 5 | 13406.4298 | 8204.699 | 10.9889 | 6.7252 | 1746.7676 | 635.7772 | 1.4318 | 0.52113 | 26
5A | 1000-1499 | 1970s | 6 | 11897.2707 | 4916.549 | 9.7519 | 4.03 | 1706.9045 | 709.385 | 1.3991 | 0.58146 | 11
5A | 1000-1499 | 1970s | 7 | 12314.2061 | 3586.8946 | 10.0936 | 2.9401 | 2018.5472 | 1054.1936 | 1.6545 | 0.86409 | 7
5A | 1000-1499 | 1970s | 8 | [8 empty] | 0
5A | 1000-1499 | 1970s | 9 | 17695.3268 |  | 14.5044 |  | 4474.8161 |  | 3.6679 |  | 1
5A | 1000-1499 | 1970s | 10 | [8 empty] | 0
5A | 1000-1499 | 1980s | 1 | 9176.1488 | 5438.3304 | 7.5214 | 4.4576 | 1124.8011 | 562.7864 | 0.92197 | 0.4613 | 245
5A | 1000-1499 | 1980s | 2 | 10098.2767 | 5601.3562 | 8.2773 | 4.5913 | 1301.5846 | 633.0695 | 1.0669 | 0.51891 | 259
5A | 1000-1499 | 1980s | 3 | 9649.3763 | 4222.1926 | 7.9093 | 3.4608 | 1373.5549 | 668.317 | 1.1259 | 0.5478 | 82
5A | 1000-1499 | 1980s | 4 | 12208.3318 | 6466.0233 | 10.0068 | 5.3 | 1524.0856 | 766.8054 | 1.2493 | 0.62853 | 40
5A | 1000-1499 | 1980s | 5 | 12328.4055 | 8076.3834 | 10.1053 | 6.62 | 1391.6498 | 539.7142 | 1.1407 | 0.44239 | 21
5A | 1000-1499 | 1980s | 6 | 6689.0952 |  | 5.4829 |  | 1152.3968 |  | 0.94459 |  | 1
5A | 1000-1499 | 1980s | 7 | 5990.575 |  | 4.9103 |  | 1040.9127 |  | 0.85321 |  | 1
5A | 1000-1499 | 1980s | 8 | [8 empty] | 0
5A | 1000-1499 | 1980s | 9 | [8 empty] | 0
5A | 1000-1499 | 1980s | 10 | [8 empty] | 0
5A | 1000-1499 | 1990s | 1 | 7755.6434 | 3864.8572 | 6.3571 | 3.1679 | 1120.7567 | 520.285 | 0.91865 | 0.42646 | 359
5A | 1000-1499 | 1990s | 2 | 9602.3032 | 5126.8448 | 7.8707 | 4.2023 | 1254.7392 | 533.0507 | 1.0285 | 0.43693 | 362
5A | 1000-1499 | 1990s | 3 | 10571.1466 | 5719.9189 | 8.6649 | 4.6885 | 1254.5362 | 506.2292 | 1.0283 | 0.41494 | 86
5A | 1000-1499 | 1990s | 4 | 10137.5044 | 4924.1194 | 8.3094 | 4.0362 | 1376.243 | 627.2013 | 1.1281 | 0.5141 | 41
5A | 1000-1499 | 1990s | 5 | 12426.866 | 5458.6975 | 10.186 | 4.4743 | 1676.5474 | 477.0751 | 1.3742 | 0.39105 | 19
5A | 1000-1499 | 1990s | 6 | 18575.784 | 5752.5743 | 15.2261 | 4.7152 | 1386.0115 | 258.4249 | 1.1361 | 0.21182 | 3
5A | 1000-1499 | 1990s | 7 | 12007.4628 | 3960.0896 | 9.8422 | 3.246 | 2144.1789 | 176.3173 | 1.7575 | 0.14452 | 3
5A | 1000-1499 | 1990s | 8 | [8 empty] | 0
5A | 1000-1499 | 1990s | 9 | 13388.6193 |  | 10.9743 |  | 1874.1907 |  | 1.5362 |  | 1
5A | 1000-1499 | 1990s | 10 | 15162.1646 |  | 12.428 |  | 1457.4647 |  | 1.1946 |  | 1
5A | 1000-1499 | 2000s | 1 | 7146.6677 | 3232.4873 | 5.8579 | 2.6496 | 832.5361 | 395.7021 | 0.68241 | 0.32435 | 230
5A | 1000-1499 | 2000s | 2 | 8446.3871 | 4064.8835 | 6.9233 | 3.3319 | 921.6412 | 395.6668 | 0.75544 | 0.32432 | 282
5A | 1000-1499 | 2000s | 3 | 9769.6895 | 4136.6424 | 8.0079 | 3.3907 | 1048.4992 | 347.006 | 0.85943 | 0.28443 | 56
5A | 1000-1499 | 2000s | 4 | 9192.0158 | 3783.6085 | 7.5344 | 3.1013 | 1101.8096 | 352.4821 | 0.90312 | 0.28892 | 41
5A | 1000-1499 | 2000s | 5 | 12131.1416 | 5414.8876 | 9.9436 | 4.4384 | 1352.4428 | 620.6861 | 1.1086 | 0.50876 | 15
5A | 1000-1499 | 2000s | 6 | 9777.3378 | 760.4205 | 8.0142 | 0.6233 | 1400.2171 | 609.0911 | 1.1477 | 0.49925 | 2
5A | 1000-1499 | 2000s | 7 | [8 empty] | 0
5A | 1000-1499 | 2000s | 8 | [8 empty] | 0
5A | 1000-1499 | 2000s | 9 | [8 empty] | 0
5A | 1000-1499 | 2000s | 10 | [8 empty] | 0
5A | 1000-1499 | 2010s | 1 | 8532.3399 | 3251.4441 | 6.9937 | 2.6651 | 981.0372 | 388.6485 | 0.80413 | 0.31856 | 37
5A | 1000-1499 | 2010s | 2 | 8686.5416 | 4021.1161 | 7.1201 | 3.296 | 935.4648 | 413.423 | 0.76677 | 0.33887 | 41
5A | 1000-1499 | 2010s | 3 | 8977.7979 | 4333.6112 | 7.3589 | 3.5521 | 924.8475 | 225.6975 | 0.75807 | 0.185 | 10
5A | 1000-1499 | 2010s | 4 | 14381.4077 | 12030.0388 | 11.788 | 9.8607 | 1084.1364 | 170.3724 | 0.88864 | 0.13965 | 2
5A | 1000-1499 | 2010s | 5 | 12518.5318 | 5599.943 | 10.2611 | 4.5901 | 1107.3981 | 87.0027 | 0.9077 | 0.071314 | 4
5A | 1000-1499 | 2010s | 6 | 20424.6689 |  | 16.7415 |  | 1618.1198 |  | 1.3263 |  | 1
5A | 1000-1499 | 2010s | 7 | [8 empty] | 0
5A | 1000-1499 | 2010s | 8 | [8 empty] | 0
5A | 1000-1499 | 2010s | 9 | [8 empty] | 0
5A | 1000-1499 | 2010s | 10 | [8 empty] | 0
5A | 1500-1999 | <1940 | 1 | 9969.0074 | 7345.5013 | 5.8988 | 4.3465 | 1571.0158 | 876.8421 | 0.9296 | 0.51884 | 427
5A | 1500-1999 | <1940 | 2 | 11552.8685 | 9316.0707 | 6.836 | 5.5125 | 1738.9074 | 922.6551 | 1.0289 | 0.54595 | 498
5A | 1500-1999 | <1940 | 3 | 11793.2433 | 7543.1413 | 6.9783 | 4.4634 | 1754.88 | 891.9043 | 1.0384 | 0.52775 | 172
5A | 1500-1999 | <1940 | 4 | 12103.2075 | 7135.5699 | 7.1617 | 4.2222 | 1698.6636 | 737.3894 | 1.0051 | 0.43633 | 92
5A | 1500-1999 | <1940 | 5 | 13213.4678 | 7352.4324 | 7.8186 | 4.3506 | 1993.555 | 812.9879 | 1.1796 | 0.48106 | 42
5A | 1500-1999 | <1940 | 6 | 12389.2173 | 4418.6572 | 7.3309 | 2.6146 | 2266.0634 | 1036.0644 | 1.3409 | 0.61306 | 9
5A | 1500-1999 | <1940 | 7 | [8 empty] | 0
5A | 1500-1999 | <1940 | 8 | 17488.9587 | 5087.6415 | 10.3485 | 3.0104 | 3195.0265 | 862.7476 | 1.8905 | 0.5105 | 3
5A | 1500-1999 | <1940 | 9 | [8 empty] | 0
5A | 1500-1999 | <1940 | 10 | [8 empty] | 0
5A | 1500-1999 | 1940s | 1 | 9630.1702 | 6408.0244 | 5.6983 | 3.7917 | 1511.1919 | 846.5369 | 0.8942 | 0.50091 | 234
5A | 1500-1999 | 1940s | 2 | 9729.5434 | 5267.0886 | 5.7571 | 3.1166 | 1475.4205 | 780.8638 | 0.87303 | 0.46205 | 271
5A | 1500-1999 | 1940s | 3 | 12052.8493 | 8396.8307 | 7.1319 | 4.9685 | 1646.2711 | 907.6548 | 0.97412 | 0.53707 | 107
5A | 1500-1999 | 1940s | 4 | 12181.2053 | 6199.9005 | 7.2078 | 3.6686 | 2050.659 | 1245.4651 | 1.2134 | 0.73696 | 61
5A | 1500-1999 | 1940s | 5 | 9680.2428 | 2475.0639 | 5.728 | 1.4645 | 1655.496 | 892.1217 | 0.97958 | 0.52788 | 14
5A | 1500-1999 | 1940s | 6 | 10011.96 | 1820.5706 | 5.9242 | 1.0773 | 1036.0138 | 174.7183 | 0.61303 | 0.10338 | 2
5A | 1500-1999 | 1940s | 7 | [8 empty] | 0
5A | 1500-1999 | 1940s | 8 | [8 empty] | 0
5A | 1500-1999 | 1940s | 9 | [8 empty] | 0
5A | 1500-1999 | 1940s | 10 | [8 empty] | 0
5A | 1500-1999 | 1950s | 1 | 8975.0039 | 5890.4537 | 5.3107 | 3.4855 | 1438.4034 | 791.1381 | 0.85113 | 0.46813 | 586
5A | 1500-1999 | 1950s | 2 | 9830.0873 | 5993.078 | 5.8166 | 3.5462 | 1485.4129 | 828.4386 | 0.87894 | 0.4902 | 676
5A | 1500-1999 | 1950s | 3 | 10595.9575 | 5466.2141 | 6.2698 | 3.2344 | 1597.7112 | 852.0177 | 0.94539 | 0.50415 | 241
5A | 1500-1999 | 1950s | 4 | 11932.9495 | 6642.9856 | 7.0609 | 3.9308 | 1620.913 | 683.7518 | 0.95912 | 0.40459 | 114
5A | 1500-1999 | 1950s | 5 | 13413.7687 | 8652.495 | 7.9371 | 5.1198 | 1618.0189 | 809.1299 | 0.95741 | 0.47878 | 43
5A | 1500-1999 | 1950s | 6 | 12396.4187 | 4690.0291 | 7.3352 | 2.7752 | 2008.8097 | 1200.6696 | 1.1886 | 0.71046 | 15
5A | 1500-1999 | 1950s | 7 | 11703.7594 | 5672.8983 | 6.9253 | 3.3567 | 1888.4103 | 1201.7569 | 1.1174 | 0.7111 | 8
5A | 1500-1999 | 1950s | 8 | [8 empty] | 0
5A | 1500-1999 | 1950s | 9 | [8 empty] | 0
5A | 1500-1999 | 1950s | 10 | [8 empty] | 0
5A | 1500-1999 | 1960s | 1 | 9734.2883 | 7094.6413 | 5.7599 | 4.198 | 1466.1504 | 767.9863 | 0.86754 | 0.45443 | 527
5A | 1500-1999 | 1960s | 2 | 11029.4674 | 8227.0416 | 6.5263 | 4.8681 | 1564.3882 | 836.7714 | 0.92567 | 0.49513 | 636
5A | 1500-1999 | 1960s | 3 | 10952.938 | 6485.7796 | 6.481 | 3.8377 | 1666.4997 | 834.5015 | 0.98609 | 0.49379 | 203
5A | 1500-1999 | 1960s | 4 | 12024.2244 | 6461.3551 | 7.1149 | 3.8233 | 1670.1606 | 858.6521 | 0.98826 | 0.50808 | 129
5A | 1500-1999 | 1960s | 5 | 12462.7151 | 6902.9324 | 7.3744 | 4.0846 | 1856.0081 | 828.2429 | 1.0982 | 0.49008 | 48
5A | 1500-1999 | 1960s | 6 | 14316.0122 | 7035.5993 | 8.471 | 4.1631 | 1687.6546 | 744.3522 | 0.99861 | 0.44045 | 20
5A | 1500-1999 | 1960s | 7 | 17529.2672 | 10965.9167 | 10.3723 | 6.4887 | 2059.8935 | 1296.7277 | 1.2189 | 0.76729 | 3
5A | 1500-1999 | 1960s | 8 | [8 empty] | 0
5A | 1500-1999 | 1960s | 9 | [8 empty] | 0
5A | 1500-1999 | 1960s | 10 | [8 empty] | 0
5A | 1500-1999 | 1970s | 1 | 10890.7598 | 8043.4888 | 6.4442 | 4.7595 | 1419.6036 | 783.097 | 0.84 | 0.46337 | 491
5A | 1500-1999 | 1970s | 2 | 11921.8443 | 8303.803 | 7.0543 | 4.9135 | 1428.7493 | 748.7287 | 0.84541 | 0.44303 | 609
5A | 1500-1999 | 1970s | 3 | 12340.3419 | 9006.3427 | 7.302 | 5.3292 | 1552.7777 | 814.4793 | 0.9188 | 0.48194 | 175
5A | 1500-1999 | 1970s | 4 | 12636.8367 | 7349.8534 | 7.4774 | 4.349 | 1692.1203 | 833.2005 | 1.0013 | 0.49302 | 111
5A | 1500-1999 | 1970s | 5 | 14842.9036 | 12644.1659 | 8.7828 | 7.4818 | 1776.3868 | 965.4358 | 1.0511 | 0.57126 | 34
5A | 1500-1999 | 1970s | 6 | 11381.9378 | 4279.2895 | 6.7349 | 2.5321 | 1609.3529 | 880.5122 | 0.95228 | 0.52101 | 10
5A | 1500-1999 | 1970s | 7 | [8 empty] | 0
5A | 1500-1999 | 1970s | 8 | 10993.2204 |  | 6.5049 |  | 1320.257 |  | 0.78122 |  | 1
5A | 1500-1999 | 1970s | 9 | [8 empty] | 0
5A | 1500-1999 | 1970s | 10 | [8 empty] | 0
5A | 1500-1999 | 1980s | 1 | 9911.7372 | 6366.0622 | 5.8649 | 3.7669 | 1359.6729 | 745.7001 | 0.80454 | 0.44124 | 334
5A | 1500-1999 | 1980s | 2 | 10615.5492 | 6294.6669 | 6.2814 | 3.7247 | 1350.5969 | 697.5793 | 0.79917 | 0.41277 | 425
5A | 1500-1999 | 1980s | 3 | 11185.4297 | 6537.8323 | 6.6186 | 3.8685 | 1458.5033 | 670.3493 | 0.86302 | 0.39666 | 127
5A | 1500-1999 | 1980s | 4 | 12253.544 | 5998.6629 | 7.2506 | 3.5495 | 1532.7019 | 672.5119 | 0.90692 | 0.39794 | 76
5A | 1500-1999 | 1980s | 5 | 11769.0278 | 4798.5526 | 6.9639 | 2.8394 | 1716.8565 | 980.7349 | 1.0159 | 0.58032 | 27
5A | 1500-1999 | 1980s | 6 | 17133.7832 | 11194.1394 | 10.1383 | 6.6238 | 1968.6863 | 677.0318 | 1.1649 | 0.40061 | 8
5A | 1500-1999 | 1980s | 7 | 7874.989 | 585.5195 | 4.6598 | 0.34646 | 1676.6687 | 77.5043 | 0.99211 | 0.045861 | 2
5A | 1500-1999 | 1980s | 8 | 10122.2119 |  | 5.9895 |  | 2101.9009 |  | 1.2437 |  | 1
5A | 1500-1999 | 1980s | 9 | [8 empty] | 0
5A | 1500-1999 | 1980s | 10 | [8 empty] | 0
5A | 1500-1999 | 1990s | 1 | 9097.6321 | 5417.588 | 5.3832 | 3.2057 | 1261.6785 | 630.2916 | 0.74656 | 0.37295 | 462
5A | 1500-1999 | 1990s | 2 | 10357.0536 | 6121.1302 | 6.1284 | 3.622 | 1341.5292 | 645.678 | 0.7938 | 0.38206 | 617
5A | 1500-1999 | 1990s | 3 | 10586.0746 | 5321.5495 | 6.2639 | 3.1488 | 1404.988 | 672.3214 | 0.83135 | 0.39782 | 198
5A | 1500-1999 | 1990s | 4 | 12405.5589 | 6666.0928 | 7.3406 | 3.9444 | 1589.6153 | 667.725 | 0.9406 | 0.3951 | 101
5A | 1500-1999 | 1990s | 5 | 11767.9017 | 5783.7476 | 6.9633 | 3.4223 | 1683.7452 | 758.0034 | 0.9963 | 0.44852 | 25
5A | 1500-1999 | 1990s | 6 | 13690.5183 | 7172.0589 | 8.1009 | 4.2438 | 1929.1213 | 863.06 | 1.1415 | 0.51069 | 7
5A | 1500-1999 | 1990s | 7 | 14503.3026 | 4529.7026 | 8.5818 | 2.6803 | 2730.0488 | 1252.4209 | 1.6154 | 0.74108 | 3
5A | 1500-1999 | 1990s | 8 | 12273.2187 | 7.5423 | 7.2623 | 0.0044629 | 1170.193 | 575.5595 | 0.69242 | 0.34057 | 2
5A | 1500-1999 | 1990s | 9 | [8 empty] | 0
5A | 1500-1999 | 1990s | 10 | [8 empty] | 0
5A | 1500-1999 | 2000s | 1 | 8949.9575 | 4921.3359 | 5.2958 | 2.912 | 955.1856 | 459.7035 | 0.5652 | 0.27201 | 356
5A | 1500-1999 | 2000s | 2 | 9386.49 | 4602.9847 | 5.5541 | 2.7237 | 1045.0184 | 486.8711 | 0.61835 | 0.28809 | 508
5A | 1500-1999 | 2000s | 3 | 10480.2848 | 5592.6409 | 6.2014 | 3.3093 | 1157.5504 | 549.2413 | 0.68494 | 0.32499 | 151
5A | 1500-1999 | 2000s | 4 | 10711.139 | 4454.1644 | 6.338 | 2.6356 | 1172.6686 | 512.8923 | 0.69389 | 0.30349 | 76
5A | 1500-1999 | 2000s | 5 | 12213.8673 | 6094.4061 | 7.2271 | 3.6062 | 1393.7438 | 521.6584 | 0.8247 | 0.30867 | 27
5A | 1500-1999 | 2000s | 6 | 12038.1671 | 4369.7171 | 7.1232 | 2.5856 | 1410.4444 | 297.1156 | 0.83458 | 0.17581 | 7
5A | 1500-1999 | 2000s | 7 | 10551.0027 |  | 6.2432 |  | 1470.1295 |  | 0.8699 |  | 1
5A | 1500-1999 | 2000s | 8 | [8 empty] | 0
5A | 1500-1999 | 2000s | 9 | [8 empty] | 0
5A | 1500-1999 | 2000s | 10 | [8 empty] | 0
5A | 1500-1999 | 2010s | 1 | 7587.3851 | 3243.0296 | 4.4896 | 1.919 | 838.3596 | 425.7542 | 0.49607 | 0.25193 | 62
5A | 1500-1999 | 2010s | 2 | 10201.1751 | 5155.9285 | 6.0362 | 3.0508 | 963.1935 | 441.655 | 0.56994 | 0.26133 | 68
5A | 1500-1999 | 2010s | 3 | 9024.4878 | 3621.6206 | 5.3399 | 2.143 | 902.2354 | 478.8348 | 0.53387 | 0.28333 | 30
5A | 1500-1999 | 2010s | 4 | 9458.5395 | 4231.5023 | 5.5968 | 2.5038 | 980.203 | 337.8537 | 0.58 | 0.19991 | 14
5A | 1500-1999 | 2010s | 5 | 14407.7097 | 6792.432 | 8.5253 | 4.0192 | 1117.7116 | 472.1005 | 0.66137 | 0.27935 | 4
5A | 1500-1999 | 2010s | 6 | [8 empty] | 0
5A | 1500-1999 | 2010s | 7 | [8 empty] | 0
5A | 1500-1999 | 2010s | 8 | [8 empty] | 0
5A | 1500-1999 | 2010s | 9 | [8 empty] | 0
5A | 1500-1999 | 2010s | 10 | [8 empty] | 0
5A | 2000-2499 | <1940 | 1 | 11187.1324 | 8596.1287 | 5.1411 | 3.9504 | 1680.9256 | 971.5405 | 0.77248 | 0.44648 | 232
5A | 2000-2499 | <1940 | 2 | 12038.662 | 9829.006 | 5.5325 | 4.517 | 1820.9951 | 1018.6826 | 0.83685 | 0.46814 | 300
5A | 2000-2499 | <1940 | 3 | 13238.5028 | 9903.4617 | 6.0839 | 4.5512 | 1936.3156 | 952.4707 | 0.88985 | 0.43772 | 114
5A | 2000-2499 | <1940 | 4 | 14857.0247 | 11387.3324 | 6.8277 | 5.2331 | 1781.596 | 776.2284 | 0.81875 | 0.35672 | 95
5A | 2000-2499 | <1940 | 5 | 13902.6595 | 5181.7713 | 6.3891 | 2.3813 | 2148.1713 | 1110.6079 | 0.98721 | 0.51039 | 41
5A | 2000-2499 | <1940 | 6 | 13644.4006 | 5334.8524 | 6.2704 | 2.4517 | 2335.5026 | 982.3683 | 1.0733 | 0.45146 | 20
5A | 2000-2499 | <1940 | 7 | [8 empty] | 0
5A | 2000-2499 | <1940 | 8 | [8 empty] | 0
5A | 2000-2499 | <1940 | 9 | [8 empty] | 0
5A | 2000-2499 | <1940 | 10 | [8 empty] | 0
5A | 2000-2499 | 1940s | 1 | 11291.4736 | 9749.6605 | 5.1891 | 4.4805 | 1682.3184 | 1068.6886 | 0.77312 | 0.49113 | 135
5A | 2000-2499 | 1940s | 2 | 11694.6835 | 7659.7764 | 5.3744 | 3.5201 | 1807.3379 | 970.9347 | 0.83058 | 0.4462 | 152
5A | 2000-2499 | 1940s | 3 | 12931.4178 | 6541.135 | 5.9427 | 3.006 | 1884.812 | 1144.2289 | 0.86618 | 0.52584 | 58
5A | 2000-2499 | 1940s | 4 | 10806.0591 | 4047.6256 | 4.966 | 1.8601 | 1600.0815 | 879.5274 | 0.73533 | 0.40419 | 41
5A | 2000-2499 | 1940s | 5 | 13231.5266 | 4273.9963 | 6.0807 | 1.9642 | 2017.0015 | 1042.0806 | 0.92693 | 0.4789 | 19
5A | 2000-2499 | 1940s | 6 | 15583.1656 | 4322.9245 | 7.1614 | 1.9866 | 1948.0098 | 681.7783 | 0.89523 | 0.31332 | 5
5A | 2000-2499 | 1940s | 7 | 14166.9083 |  | 6.5105 |  | 1559.3347 |  | 0.71661 |  | 1
5A | 2000-2499 | 1940s | 8 | [8 empty] | 0
5A | 2000-2499 | 1940s | 9 | [8 empty] | 0
5A | 2000-2499 | 1940s | 10 | [8 empty] | 0
5A | 2000-2499 | 1950s | 1 | 10079.1117 | 7138.4687 | 4.6319 | 3.2805 | 1581.1655 | 955.4508 | 0.72664 | 0.43909 | 290
5A | 2000-2499 | 1950s | 2 | 11024.404 | 7728.7193 | 5.0664 | 3.5518 | 1746.3456 | 950.7337 | 0.80255 | 0.43692 | 366
5A | 2000-2499 | 1950s | 3 | 11480.8874 | 6031.8331 | 5.2761 | 2.772 | 1817.0087 | 907.7385 | 0.83502 | 0.41716 | 152
5A | 2000-2499 | 1950s | 4 | 11213.5168 | 4321.3425 | 5.1533 | 1.9859 | 1822.836 | 883.8991 | 0.8377 | 0.4062 | 98
5A | 2000-2499 | 1950s | 5 | 12852.261 | 5983.4645 | 5.9064 | 2.7498 | 2090.7361 | 1073.7058 | 0.96082 | 0.49343 | 38
5A | 2000-2499 | 1950s | 6 | 16251.7051 | 12529.8294 | 7.4686 | 5.7582 | 2870.8436 | 1720.5116 | 1.3193 | 0.79068 | 9
5A | 2000-2499 | 1950s | 7 | [8 empty] | 0
5A | 2000-2499 | 1950s | 8 | [8 empty] | 0
5A | 2000-2499 | 1950s | 9 | [8 empty] | 0
5A | 2000-2499 | 1950s | 10 | [8 empty] | 0
5A | 2000-2499 | 1960s | 1 | 10936.3005 | 8351.9543 | 5.0259 | 3.8382 | 1661.0834 | 857.8881 | 0.76337 | 0.39425 | 334
5A | 2000-2499 | 1960s | 2 | 11537.4705 | 8170.4708 | 5.3021 | 3.7548 | 1660.6881 | 908.0141 | 0.76318 | 0.41729 | 448
5A | 2000-2499 | 1960s | 3 | 12569.7571 | 8145.0013 | 5.7765 | 3.7431 | 1821.9003 | 949.9758 | 0.83727 | 0.43657 | 170
5A | 2000-2499 | 1960s | 4 | 11984.4947 | 4378.4685 | 5.5076 | 2.0122 | 1919.6546 | 921.7728 | 0.88219 | 0.42361 | 112
5A | 2000-2499 | 1960s | 5 | 15057.5895 | 11277.5172 | 6.9198 | 5.1827 | 1751.2349 | 1128.1129 | 0.8048 | 0.51843 | 42
5A | 2000-2499 | 1960s | 6 | 15144.4645 | 9790.8296 | 6.9598 | 4.4995 | 1996.3921 | 1232.7687 | 0.91746 | 0.56653 | 15
5A | 2000-2499 | 1960s | 7 | [8 empty] | 0
5A | 2000-2499 | 1960s | 8 | 13119.5955 |  | 6.0292 |  | 3293.6814 |  | 1.5136 |  | 1
5A | 2000-2499 | 1960s | 9 | [8 empty] | 0
5A | 2000-2499 | 1960s | 10 | [8 empty] | 0
5A | 2000-2499 | 1970s | 1 | 11245.9842 | 8369.3898 | 5.1682 | 3.8462 | 1475.9278 | 918.9339 | 0.67828 | 0.4223 | 313
5A | 2000-2499 | 1970s | 2 | 12510.6019 | 9265.9584 | 5.7494 | 4.2583 | 1519.9804 | 779.1504 | 0.69852 | 0.35807 | 428
5A | 2000-2499 | 1970s | 3 | 13807.6519 | 8530.3537 | 6.3454 | 3.9202 | 1652.1627 | 922.3795 | 0.75927 | 0.42389 | 153
5A | 2000-2499 | 1970s | 4 | 14064.5306 | 9096.4842 | 6.4635 | 4.1804 | 1731.8025 | 810.3351 | 0.79587 | 0.3724 | 100
5A | 2000-2499 | 1970s | 5 | 15065.38 | 6923.083 | 6.9234 | 3.1816 | 2026.4237 | 909.4275 | 0.93126 | 0.41794 | 33
5A | 2000-2499 | 1970s | 6 | 14344.5806 | 5303.1412 | 6.5922 | 2.4371 | 1599.2563 | 906.1615 | 0.73495 | 0.41643 | 13
5A | 2000-2499 | 1970s | 7 | [8 empty] | 0
5A | 2000-2499 | 1970s | 8 | [8 empty] | 0
5A | 2000-2499 | 1970s | 9 | [8 empty] | 0
5A | 2000-2499 | 1970s | 10 | [8 empty] | 0
5A | 2000-2499 | 1980s | 1 | 10494.9243 | 7142.5406 | 4.823 | 3.2824 | 1365.2589 | 716.9676 | 0.62742 | 0.32949 | 281
5A | 2000-2499 | 1980s | 2 | 12100.9385 | 7883.0158 | 5.5611 | 3.6227 | 1466.7043 | 872.509 | 0.67404 | 0.40097 | 392
5A | 2000-2499 | 1980s | 3 | 13347.7608 | 7754.1973 | 6.1341 | 3.5635 | 1626.5389 | 775.3359 | 0.74749 | 0.35631 | 142
5A | 2000-2499 | 1980s | 4 | 14350.8065 | 8705.4972 | 6.595 | 4.0007 | 1700.1673 | 935.7808 | 0.78133 | 0.43005 | 93
5A | 2000-2499 | 1980s | 5 | 15487.164 | 7755.0304 | 7.1173 | 3.5639 | 1873.8938 | 1110.3912 | 0.86116 | 0.51029 | 34
5A | 2000-2499 | 1980s | 6 | 14903.8816 | 7722.6371 | 6.8492 | 3.549 | 2858.8688 | 1585.0959 | 1.3138 | 0.72844 | 7
5A | 2000-2499 | 1980s | 7 | 20004.696 |  | 9.1933 |  | 2377.5835 |  | 1.0926 |  | 1
5A | 2000-2499 | 1980s | 8 | [8 empty] | 0
5A | 2000-2499 | 1980s | 9 | [8 empty] | 0
5A | 2000-2499 | 1980s | 10 | [8 empty] | 0
5A | 2000-2499 | 1990s | 1 | 9779.8384 | 5869.0203 | 4.4944 | 2.6972 | 1330.5706 | 650.636 | 0.61148 | 0.29901 | 429
5A | 2000-2499 | 1990s | 2 | 10431.4423 | 5778.8822 | 4.7939 | 2.6557 | 1432.9142 | 744.5637 | 0.65851 | 0.34217 | 554
5A | 2000-2499 | 1990s | 3 | 12248.227 | 6274.671 | 5.6288 | 2.8836 | 1630.6039 | 852.6342 | 0.74936 | 0.39184 | 194
5A | 2000-2499 | 1990s | 4 | 12700.9474 | 7726.5318 | 5.8368 | 3.5508 | 1684.0282 | 915.8767 | 0.77391 | 0.4209 | 134
5A | 2000-2499 | 1990s | 5 | 12712.9436 | 6249.7648 | 5.8423 | 2.8721 | 1826.1367 | 1046.738 | 0.83922 | 0.48104 | 57
5A | 2000-2499 | 1990s | 6 | 13721.5215 | 5085.0478 | 6.3058 | 2.3369 | 1953.8949 | 779.3406 | 0.89793 | 0.35815 | 16
5A | 2000-2499 | 1990s | 7 | 10018.9663 | 588.4086 | 4.6043 | 0.27041 | 1380.5078 | 543.3553 | 0.63442 | 0.2497 | 2
5A | 2000-2499 | 1990s | 8 | [8 empty] | 0
5A | 2000-2499 | 1990s | 9 | [8 empty] | 0
5A | 2000-2499 | 1990s | 10 | [8 empty] | 0
5A | 2000-2499 | 2000s | 1 | 9243.9492 | 4584.143 | 4.2481 | 2.1067 | 992.513 | 469.4345 | 0.45612 | 0.21573 | 341
5A | 2000-2499 | 2000s | 2 | 10129.2437 | 5541.1862 | 4.655 | 2.5465 | 1079.7262 | 512.5281 | 0.4962 | 0.23554 | 524
5A | 2000-2499 | 2000s | 3 | 11090.3675 | 5184.2753 | 5.0967 | 2.3825 | 1283.6288 | 628.4827 | 0.5899 | 0.28882 | 170
5A | 2000-2499 | 2000s | 4 | 12677.8997 | 5781.2438 | 5.8262 | 2.6568 | 1327.5668 | 628.2508 | 0.6101 | 0.28872 | 141
5A | 2000-2499 | 2000s | 5 | 12367.1202 | 4529.9737 | 5.6834 | 2.0818 | 1550.2403 | 720.0503 | 0.71243 | 0.33091 | 52
5A | 2000-2499 | 2000s | 6 | 15370.729 | 5892.3424 | 7.0638 | 2.7079 | 1720.7888 | 661.286 | 0.7908 | 0.3039 | 15
5A | 2000-2499 | 2000s | 7 | 14731.1952 |  | 6.7699 |  | 1278.4028 |  | 0.5875 |  | 1
5A | 2000-2499 | 2000s | 8 | [8 empty] | 0
5A | 2000-2499 | 2000s | 9 | [8 empty] | 0
5A | 2000-2499 | 2000s | 10 | [8 empty] | 0
5A | 2000-2499 | 2010s | 1 | 9855.8794 | 5063.6269 | 4.5294 | 2.327 | 955.9851 | 443.9137 | 0.43933 | 0.204 | 60
5A | 2000-2499 | 2010s | 2 | 10295.1769 | 5597.4177 | 4.7312 | 2.5723 | 1030.412 | 461.7944 | 0.47353 | 0.21222 | 83
5A | 2000-2499 | 2010s | 3 | 11484.3897 | 6139.1191 | 5.2778 | 2.8213 | 1216.4912 | 752.3208 | 0.55905 | 0.34574 | 38
5A | 2000-2499 | 2010s | 4 | 10729.3896 | 4436.2685 | 4.9308 | 2.0387 | 1114.8185 | 499.5031 | 0.51232 | 0.22955 | 17
5A | 2000-2499 | 2010s | 5 | 14613.3297 | 8633.8513 | 6.7157 | 3.9678 | 1492.6872 | 571.5699 | 0.68598 | 0.26267 | 5
5A | 2000-2499 | 2010s | 6 | 10193.7032 |  | 4.6846 |  | 1270.9755 |  | 0.58409 |  | 1
5A | 2000-2499 | 2010s | 7 | [8 empty] | 0
5A | 2000-2499 | 2010s | 8 | 10724.4622 |  | 4.9285 |  | 2008.3191 |  | 0.92294 |  | 1
5A | 2000-2499 | 2010s | 9 | [8 empty] | 0
5A | 2000-2499 | 2010s | 10 | [8 empty] | 0
5A | 2500-2999 | <1940 | 1 | 13246.2048 | 12528.6697 | 4.9742 | 4.7047 | 1849.3438 | 1065.7302 | 0.69446 | 0.4002 | 95
5A | 2500-2999 | <1940 | 2 | 13430.8085 | 9691.3231 | 5.0435 | 3.6393 | 2074.0494 | 1055.2081 | 0.77884 | 0.39625 | 140
5A | 2500-2999 | <1940 | 3 | 15215.8888 | 12924.3747 | 5.7138 | 4.8533 | 2134.6256 | 1148.3429 | 0.80159 | 0.43122 | 60
5A | 2500-2999 | <1940 | 4 | 12210.5793 | 3236.0526 | 4.5853 | 1.2152 | 2348.5737 | 1179.559 | 0.88193 | 0.44294 | 47
5A | 2500-2999 | <1940 | 5 | 16399.9169 | 12879.1203 | 6.1584 | 4.8363 | 2661.1854 | 1336.1428 | 0.99932 | 0.50174 | 28
5A | 2500-2999 | <1940 | 6 | 13177.8751 | 3929.7399 | 4.9485 | 1.4757 | 3295.4158 | 1989.8379 | 1.2375 | 0.74722 | 6
5A | 2500-2999 | <1940 | 7 | [8 empty] | 0
5A | 2500-2999 | <1940 | 8 | [8 empty] | 0
5A | 2500-2999 | <1940 | 9 | [8 empty] | 0
5A | 2500-2999 | <1940 | 10 | [8 empty] | 0
5A | 2500-2999 | 1940s | 1 | 11255.5375 | 6136.7666 | 4.2266 | 2.3045 | 2029.4216 | 1324.2173 | 0.76208 | 0.49727 | 40
5A | 2500-2999 | 1940s | 2 | 11298.7885 | 5779.6123 | 4.2429 | 2.1703 | 1920.2378 | 1036.4351 | 0.72108 | 0.3892 | 45
5A | 2500-2999 | 1940s | 3 | 14838.3312 | 7839.0527 | 5.572 | 2.9437 | 2422.1067 | 1375.4367 | 0.90954 | 0.5165 | 23
5A | 2500-2999 | 1940s | 4 | 16159.2762 | 9689.9269 | 6.0681 | 3.6387 | 2564.0201 | 1802.4593 | 0.96283 | 0.67685 | 20
5A | 2500-2999 | 1940s | 5 | 18416.9742 | 7553.0765 | 6.9159 | 2.8363 | 2359.6459 | 958.6502 | 0.88609 | 0.35999 | 10
5A | 2500-2999 | 1940s | 6 | 12682.6145 | 5181.1192 | 4.7625 | 1.9456 | 2641.611 | 566.2112 | 0.99197 | 0.21262 | 3
5A | 2500-2999 | 1940s | 7 | [8 empty] | 0
5A | 2500-2999 | 1940s | 8 | [8 empty] | 0
5A | 2500-2999 | 1940s | 9 | [8 empty] | 0
5A | 2500-2999 | 1940s | 10 | [8 empty] | 0
5A | 2500-2999 | 1950s | 1 | 12396.7982 | 10183.6512 | 4.6552 | 3.8241 | 2076.3615 | 1270.0975 | 0.77971 | 0.47694 | 85
5A | 2500-2999 | 1950s | 2 | 12611.3136 | 9313.2381 | 4.7358 | 3.4973 | 2058.4988 | 1130.0117 | 0.773 | 0.42434 | 122
5A | 2500-2999 | 1950s | 3 | 13275.5206 | 8557.941 | 4.9852 | 3.2136 | 1892.7106 | 1042.1498 | 0.71074 | 0.39134 | 53
5A | 2500-2999 | 1950s | 4 | 13207.6467 | 5409.4615 | 4.9597 | 2.0313 | 2054.1201 | 1138.6693 | 0.77136 | 0.42759 | 44
5A | 2500-2999 | 1950s | 5 | 12803.5127 | 2633.0637 | 4.8079 | 0.98876 | 2406.963 | 1185.0235 | 0.90385 | 0.445 | 15
5A | 2500-2999 | 1950s | 6 | 15204.4229 | 4009.0907 | 5.7095 | 1.5055 | 1716.0706 | 596.0886 | 0.64441 | 0.22384 | 7
5A | 2500-2999 | 1950s | 7 | [8 empty] | 0
5A | 2500-2999 | 1950s | 8 | [8 empty] | 0
5A | 2500-2999 | 1950s | 9 | [8 empty] | 0
5A | 2500-2999 | 1950s | 10 | [8 empty] | 0
5A | 2500-2999 | 1960s | 1 | 11036.6361 | 7787.9668 | 4.1444 | 2.9245 | 1763.0879 | 1000.1667 | 0.66207 | 0.37558 | 110
5A | 2500-2999 | 1960s | 2 | 13711.5122 | 11578.4728 | 5.1489 | 4.3479 | 1998.9706 | 1128.8824 | 0.75065 | 0.42391 | 227
5A | 2500-2999 | 1960s | 3 | 13010.7387 | 8932.9224 | 4.8857 | 3.3545 | 1975.3811 | 1073.7262 | 0.74179 | 0.4032 | 84
5A | 2500-2999 | 1960s | 4 | 12833.1229 | 5817.7097 | 4.819 | 2.1846 | 2060.9692 | 1067.2357 | 0.77393 | 0.40076 | 67
5A | 2500-2999 | 1960s | 5 | 20340.1393 | 17502.9699 | 7.6381 | 6.5727 | 2039.1947 | 1113.8778 | 0.76575 | 0.41828 | 25
5A | 2500-2999 | 1960s | 6 | 18971.0789 | 15550.6417 | 7.124 | 5.8395 | 2494.3794 | 1382.364 | 0.93668 | 0.5191 | 9
5A | 2500-2999 | 1960s | 7 | 15395.5139 | 4705.9383 | 5.7813 | 1.7672 | 2335.7938 | 1476.1051 | 0.87713 | 0.5543 | 2
5A | 2500-2999 | 1960s | 8 | [8 empty] | 0
5A | 2500-2999 | 1960s | 9 | [8 empty] | 0
5A | 2500-2999 | 1960s | 10 | [8 empty] | 0
5A | 2500-2999 | 1970s | 1 | 12899.1114 | 9914.2922 | 4.8438 | 3.723 | 1662.028 | 937.5589 | 0.62412 | 0.35207 | 138
5A | 2500-2999 | 1970s | 2 | 14175.68 | 11090.122 | 5.3232 | 4.1645 | 1780.9782 | 1047.5478 | 0.66879 | 0.39337 | 180
5A | 2500-2999 | 1970s | 3 | 15243.1338 | 11548.2675 | 5.724 | 4.3366 | 1632.771 | 800.0226 | 0.61313 | 0.30042 | 87
5A | 2500-2999 | 1970s | 4 | 15600.3309 | 9815.7765 | 5.8582 | 3.686 | 1902.5015 | 1081.551 | 0.71442 | 0.40614 | 58
5A | 2500-2999 | 1970s | 5 | 19792.6555 | 18200.0985 | 7.4325 | 6.8344 | 1974.3083 | 1070.0588 | 0.74139 | 0.40182 | 23
5A | 2500-2999 | 1970s | 6 | 20897.8591 | 10610.8839 | 7.8475 | 3.9846 | 1695.33 | 445.6581 | 0.63662 | 0.16735 | 6
5A | 2500-2999 | 1970s | 7 | 15574.8908 | 4458.6804 | 5.8486 | 1.6743 | 2173.0325 | 166.6734 | 0.81601 | 0.062589 | 2
5A | 2500-2999 | 1970s | 8 | [8 empty] | 0
5A | 2500-2999 | 1970s | 9 | [8 empty] | 0
5A | 2500-2999 | 1970s | 10 | [8 empty] | 0
5A | 2500-2999 | 1980s | 1 | 12409.8215 | 9939.7008 | 4.6601 | 3.7325 | 1540.9269 | 873.3009 | 0.57864 | 0.32794 | 146
5A | 2500-2999 | 1980s | 2 | 13100.1086 | 9333.2164 | 4.9193 | 3.5048 | 1717.2892 | 898.0292 | 0.64487 | 0.33722 | 261
5A | 2500-2999 | 1980s | 3 | 14001.279 | 9544.8922 | 5.2577 | 3.5843 | 1945.8885 | 974.1453 | 0.73071 | 0.36581 | 98
5A | 2500-2999 | 1980s | 4 | 15182.6901 | 9652.839 | 5.7013 | 3.6248 | 1817.0168 | 934.3427 | 0.68232 | 0.35086 | 93
5A | 2500-2999 | 1980s | 5 | 14943.8385 | 7750.6911 | 5.6117 | 2.9105 | 2152.9815 | 909.5851 | 0.80848 | 0.34156 | 29
5A | 2500-2999 | 1980s | 6 | 17037.3612 | 10386.1273 | 6.3978 | 3.9002 | 2346.9241 | 976.4879 | 0.88131 | 0.36669 | 10
5A | 2500-2999 | 1980s | 7 | 16701.7224 | 3096.0233 | 6.2718 | 1.1626 | 2515.7722 | 1759.0178 | 0.94471 | 0.66054 | 3
5A | 2500-2999 | 1980s | 8 | [8 empty] | 0
5A | 2500-2999 | 1980s | 9 | [8 empty] | 0
5A | 2500-2999 | 1980s | 10 | [8 empty] | 0
5A | 2500-2999 | 1990s | 1 | 11290.784 | 7696.1957 | 4.2399 | 2.89 | 1683.5416 | 857.0659 | 0.6322 | 0.32184 | 195
5A | 2500-2999 | 1990s | 2 | 12110.0175 | 7678.8404 | 4.5475 | 2.8835 | 1695.8871 | 911.5824 | 0.63683 | 0.34231 | 356
5A | 2500-2999 | 1990s | 3 | 12264.8063 | 5827.4212 | 4.6056 | 2.1883 | 1725.1611 | 759.7636 | 0.64783 | 0.2853 | 134
5A | 2500-2999 | 1990s | 4 | 12244.5306 | 5828.5322 | 4.598 | 2.1887 | 1835.5191 | 909.8516 | 0.68927 | 0.34166 | 89
5A | 2500-2999 | 1990s | 5 | 13709.5207 | 7270.7169 | 5.1481 | 2.7303 | 2109.2685 | 860.6993 | 0.79206 | 0.32321 | 50
5A | 2500-2999 | 1990s | 6 | 13176.0724 | 4999.6106 | 4.9478 | 1.8774 | 1843.4755 | 793.0969 | 0.69226 | 0.29782 | 14
5A | 2500-2999 | 1990s | 7 | 8662.1017 |  | 3.2528 |  | 2714.51 |  | 1.0193 |  | 1
5A | 2500-2999 | 1990s | 8 | [8 empty] | 0
5A | 2500-2999 | 1990s | 9 | [8 empty] | 0
5A | 2500-2999 | 1990s | 10 | [8 empty] | 0
5A | 2500-2999 | 2000s | 1 | 10673.0505 | 6733.7431 | 4.0079 | 2.5286 | 1323.2239 | 650.0619 | 0.49689 | 0.24411 | 232
5A | 2500-2999 | 2000s | 2 | 11047.9147 | 6153.8545 | 4.1487 | 2.3109 | 1315.1907 | 640.1491 | 0.49388 | 0.24039 | 384
5A | 2500-2999 | 2000s | 3 | 12991.7294 | 8166.8327 | 4.8786 | 3.0668 | 1543.3047 | 718.873 | 0.57954 | 0.26995 | 142
5A | 2500-2999 | 2000s | 4 | 12400.0145 | 5455.528 | 4.6564 | 2.0486 | 1495.4518 | 715.1951 | 0.56157 | 0.26857 | 119
5A | 2500-2999 | 2000s | 5 | 13064.4199 | 5953.5744 | 4.9059 | 2.2357 | 1567.236 | 675.9218 | 0.58852 | 0.25382 | 55
5A | 2500-2999 | 2000s | 6 | 14602.6405 | 7729.2253 | 5.4835 | 2.9025 | 1790.8247 | 847.9818 | 0.67248 | 0.31843 | 14
5A | 2500-2999 | 2000s | 7 | 20618.4113 | 8715.1539 | 7.7426 | 3.2727 | 2018.232 | 428.6367 | 0.75788 | 0.16096 | 4
5A | 2500-2999 | 2000s | 8 | [8 empty] | 0
5A | 2500-2999 | 2000s | 9 | [8 empty] | 0
5A | 2500-2999 | 2000s | 10 | [8 empty] | 0
5A | 2500-2999 | 2010s | 1 | 12506.1854 | 7304.9926 | 4.6963 | 2.7431 | 1114.2446 | 612.6167 | 0.41842 | 0.23005 | 48
5A | 2500-2999 | 2010s | 2 | 11603.6249 | 5963.1678 | 4.3574 | 2.2393 | 1249.6371 | 594.447 | 0.46926 | 0.22322 | 92
5A | 2500-2999 | 2010s | 3 | 12576.3641 | 6976.1988 | 4.7226 | 2.6197 | 1335.804 | 472.9953 | 0.50162 | 0.17762 | 27
5A | 2500-2999 | 2010s | 4 | 13071.8944 | 7047.9704 | 4.9087 | 2.6466 | 1370.8261 | 700.1628 | 0.51477 | 0.26292 | 31
5A | 2500-2999 | 2010s | 5 | 14687.5317 | 5284.8144 | 5.5154 | 1.9845 | 1774.8357 | 917.8894 | 0.66648 | 0.34468 | 8
5A | 2500-2999 | 2010s | 6 | 22257.9603 | 14199.9363 | 8.3582 | 5.3323 | 2359.4085 | 698.9059 | 0.886 | 0.26245 | 2
5A | 2500-2999 | 2010s | 7 | 25518.5041 |  | 9.5826 |  | 1037.3492 |  | 0.38954 |  | 1
5A | 2500-2999 | 2010s | 8 | [8 empty] | 0
5A | 2500-2999 | 2010s | 9 | 19345.8679 |  | 7.2647 |  | 1503.2027 |  | 0.56448 |  | 1
5A | 2500-2999 | 2010s | 10 | [8 empty] | 0
5A | 3000-3999 | <1940 | 1 | 13921.1128 | 11312.7894 | 4.2172 | 3.4271 | 2166.639 | 1324.1439 | 0.65636 | 0.40113 | 97
5A | 3000-3999 | <1940 | 2 | 15404.5987 | 14139.5839 | 4.6666 | 4.2834 | 2122.8403 | 1143.2309 | 0.64309 | 0.34633 | 181
5A | 3000-3999 | <1940 | 3 | 16770.1191 | 13172.0822 | 5.0803 | 3.9903 | 2166.695 | 1265.4034 | 0.65638 | 0.38334 | 77
5A | 3000-3999 | <1940 | 4 | 15678.6441 | 9314.1007 | 4.7497 | 2.8216 | 2452.911 | 1479.299 | 0.74308 | 0.44814 | 57
5A | 3000-3999 | <1940 | 5 | 14428.35 | 3986.4952 | 4.3709 | 1.2077 | 2596.479 | 1539.726 | 0.78657 | 0.46644 | 22
5A | 3000-3999 | <1940 | 6 | 15568.2821 | 3438.1448 | 4.7162 | 1.0415 | 3228.6726 | 1944.1546 | 0.97809 | 0.58896 | 14
5A | 3000-3999 | <1940 | 7 | 18527.9566 | 2354.9852 | 5.6128 | 0.71342 | 2563.7 | 520.55 | 0.77664 | 0.15769 | 2
5A | 3000-3999 | <1940 | 8 | [8 empty] | 0
5A | 3000-3999 | <1940 | 9 | [8 empty] | 0
5A | 3000-3999 | <1940 | 10 | [8 empty] | 0
5A | 3000-3999 | 1940s | 1 | 14193.8396 | 12061.9044 | 4.2999 | 3.654 | 2389.3516 | 1085.93 | 0.72383 | 0.32897 | 21
5A | 3000-3999 | 1940s | 2 | 15730.4011 | 15637.9307 | 4.7653 | 4.7373 | 2244.8255 | 1396.2045 | 0.68004 | 0.42296 | 37
5A | 3000-3999 | 1940s | 3 | 17260.7387 | 15261.5265 | 5.2289 | 4.6233 | 2692.8517 | 1340.5391 | 0.81577 | 0.4061 | 21
5A | 3000-3999 | 1940s | 4 | 17162.6852 | 10816.6159 | 5.1992 | 3.2768 | 2839.9301 | 1367.3131 | 0.86032 | 0.41421 | 13
5A | 3000-3999 | 1940s | 5 | 18653.5314 | 9856.5485 | 5.6509 | 2.9859 | 2470.1496 | 1921.8827 | 0.7483 | 0.58221 | 5
5A | 3000-3999 | 1940s | 6 | 14130.1934 | 6696.0013 | 4.2806 | 2.0285 | 2623.5094 | 1119.1861 | 0.79476 | 0.33904 | 5
5A | 3000-3999 | 1940s | 7 | [8 empty] | 0
5A | 3000-3999 | 1940s | 8 | [8 empty] | 0
5A | 3000-3999 | 1940s | 9 | [8 empty] | 0
5A | 3000-3999 | 1940s | 10 | [8 empty] | 0
5A | 3000-3999 | 1950s | 1 | 11490.9091 | 7206.4825 | 3.481 | 2.1831 | 1879.0724 | 1135.3368 | 0.56924 | 0.34394 | 59
5A | 3000-3999 | 1950s | 2 | 12736.205 | 8971.1344 | 3.8583 | 2.7177 | 2044.2983 | 1073.5295 | 0.6193 | 0.32521 | 79
5A | 3000-3999 | 1950s | 3 | 16754.2961 | 14509.0826 | 5.0755 | 4.3954 | 2375.2591 | 1505.2853 | 0.71956 | 0.45601 | 35
5A | 3000-3999 | 1950s | 4 | 16315.6549 | 14104.8936 | 4.9426 | 4.2729 | 2251.8856 | 1207.8503 | 0.68218 | 0.3659 | 38
5A | 3000-3999 | 1950s | 5 | 15141.3664 | 5378.1251 | 4.5869 | 1.6292 | 2519.4587 | 1454.1621 | 0.76324 | 0.44052 | 19
5A | 3000-3999 | 1950s | 6 | 12687.1424 | 6631.9329 | 3.8434 | 2.0091 | 2221.6618 | 1418.6979 | 0.67303 | 0.42978 | 3
5A | 3000-3999 | 1950s | 7 | [8 empty] | 0
5A | 3000-3999 | 1950s | 8 | [8 empty] | 0
5A | 3000-3999 | 1950s | 9 | [8 empty] | 0
5A | 3000-3999 | 1950s | 10 | [8 empty] | 0
5A | 3000-3999 | 1960s | 1 | 12221.2484 | 9161.7995 | 3.7023 | 2.7755 | 2156.5608 | 1263.3051 | 0.65331 | 0.3827 | 103
5A | 3000-3999 | 1960s | 2 | 14702.0971 | 14075.5247 | 4.4538 | 4.264 | 2106.4473 | 1141.3243 | 0.63812 | 0.34575 | 181
5A | 3000-3999 | 1960s | 3 | 17148.7608 | 16364.4072 | 5.195 | 4.9574 | 1868.9083 | 966.543 | 0.56616 | 0.2928 | 62
5A | 3000-3999 | 1960s | 4 | 14474.2177 | 5478.0395 | 4.3848 | 1.6595 | 2401.4505 | 1223.0764 | 0.72749 | 0.37052 | 50
5A | 3000-3999 | 1960s | 5 | 16828.4445 | 11640.3578 | 5.098 | 3.5263 | 2225.9471 | 938.6277 | 0.67433 | 0.28435 | 22
5A | 3000-3999 | 1960s | 6 | 12727.3576 | 4572.4123 | 3.8556 | 1.3852 | 2198.4384 | 820.977 | 0.66599 | 0.24871 | 11
5A | 3000-3999 | 1960s | 7 | 11404.7993 | 1552.88 | 3.455 | 0.47043 | 2302.0968 | 391.1627 | 0.69739 | 0.1185 | 2
5A | 3000-3999 | 1960s | 8 | [8 empty] | 0
5A | 3000-3999 | 1960s | 9 | [8 empty] | 0
5A | 3000-3999 | 1960s | 10 | [8 empty] | 0
5A | 3000-3999 | 1970s | 1 | 16462.5245 | 14766.4977 | 4.9871 | 4.4733 | 1804.8577 | 1038.9024 | 0.54676 | 0.31472 | 90
5A | 3000-3999 | 1970s | 2 | 15216.1016 | 12796.6314 | 4.6095 | 3.8766 | 1977.0114 | 1104.7961 | 0.59891 | 0.33469 | 150
5A | 3000-3999 | 1970s | 3 | 15233.2878 | 9775.928 | 4.6147 | 2.9615 | 1950.2254 | 855.1292 | 0.5908 | 0.25905 | 64
5A | 3000-3999 | 1970s | 4 | 15677.8327 | 10420.8176 | 4.7494 | 3.1569 | 1998.6537 | 1113.5387 | 0.60547 | 0.33733 | 56
5A | 3000-3999 | 1970s | 5 | 15718.3687 | 9029.8383 | 4.7617 | 2.7355 | 2170.6816 | 1382.8659 | 0.65758 | 0.41892 | 19
5A | 3000-3999 | 1970s | 6 | 24666.2461 | 20868.7461 | 7.4724 | 6.3219 | 2371.1861 | 967.0993 | 0.71832 | 0.29297 | 7
5A | 3000-3999 | 1970s | 7 | 17739.29 | 5090.9687 | 5.3739 | 1.5423 | 5947.3105 | 1674.76 | 1.8017 | 0.50735 | 2
5A | 3000-3999 | 1970s | 8 | 9209.5618 |  | 2.7899 |  | 1880.6987 |  | 0.56974 |  | 1
5A | 3000-3999 | 1970s | 9 | [8 empty] | 0
5A | 3000-3999 | 1970s | 10 | [8 empty] | 0
5A | 3000-3999 | 1980s | 1 | 13289.4689 | 10112.0314 | 4.0259 | 3.0633 | 1822.9252 | 1071.7465 | 0.55223 | 0.32467 | 144
5A | 3000-3999 | 1980s | 2 | 16276.035 | 12999.4004 | 4.9306 | 3.938 | 2055.4029 | 1159.8552 | 0.62266 | 0.35136 | 239
5A | 3000-3999 | 1980s | 3 | 16570.8495 | 11991.7726 | 5.0199 | 3.6328 | 2240.2155 | 1232.0861 | 0.67865 | 0.37325 | 111
5A | 3000-3999 | 1980s | 4 | 16733.6135 | 12158.2802 | 5.0693 | 3.6832 | 2086.3197 | 1083.7174 | 0.63203 | 0.3283 | 83
5A | 3000-3999 | 1980s | 5 | 17757.3971 | 12448.1109 | 5.3794 | 3.771 | 2191.3722 | 1089.2421 | 0.66385 | 0.32997 | 32
5A | 3000-3999 | 1980s | 6 | 17816.5518 | 8850.86 | 5.3973 | 2.6813 | 1987.5969 | 891.9992 | 0.60212 | 0.27022 | 14
5A | 3000-3999 | 1980s | 7 | 47098.2315 |  | 14.2679 |  | 2814.418 |  | 0.8526 |  | 1
5A | 3000-3999 | 1980s | 8 | [8 empty] | 0
5A | 3000-3999 | 1980s | 9 | [8 empty] | 0
5A | 3000-3999 | 1980s | 10 | [8 empty] | 0
5A | 3000-3999 | 1990s | 1 | 12444.0306 | 8655.4623 | 3.7698 | 2.6221 | 1768.4355 | 1046.9525 | 0.53573 | 0.31716 | 200
5A | 3000-3999 | 1990s | 2 | 13301.3387 | 9091.5432 | 4.0295 | 2.7542 | 1830.3017 | 949.563 | 0.55447 | 0.28766 | 356
5A | 3000-3999 | 1990s | 3 | 13908.7442 | 8373.345 | 4.2135 | 2.5366 | 1995.7023 | 994.4055 | 0.60458 | 0.30124 | 138
5A | 3000-3999 | 1990s | 4 | 13838.2275 | 7732.5921 | 4.1921 | 2.3425 | 2097.7063 | 1026.9273 | 0.63548 | 0.3111 | 139
5A | 3000-3999 | 1990s | 5 | 15785.021 | 8268.6409 | 4.7819 | 2.5049 | 2206.3322 | 1235.8774 | 0.66838 | 0.37439 | 59
5A | 3000-3999 | 1990s | 6 | 16228.5908 | 6949.2182 | 4.9163 | 2.1052 | 2757.6451 | 1330.1742 | 0.8354 | 0.40296 | 23
5A | 3000-3999 | 1990s | 7 | [8 empty] | 0
5A | 3000-3999 | 1990s | 8 | [8 empty] | 0
5A | 3000-3999 | 1990s | 9 | [8 empty] | 0
5A | 3000-3999 | 1990s | 10 | [8 empty] | 0
5A | 3000-3999 | 2000s | 1 | 12054.3778 | 7146.6196 | 3.6517 | 2.165 | 1420.6682 | 713.8148 | 0.43038 | 0.21624 | 301
5A | 3000-3999 | 2000s | 2 | 11887.8873 | 6126.0608 | 3.6013 | 1.8558 | 1474.059 | 666.1337 | 0.44655 | 0.2018 | 426
5A | 3000-3999 | 2000s | 3 | 13121.7327 | 6919.3188 | 3.9751 | 2.0961 | 1527.3569 | 718.2459 | 0.4627 | 0.21758 | 220
5A | 3000-3999 | 2000s | 4 | 13977.2916 | 7480.1725 | 4.2343 | 2.266 | 1630.113 | 731.7401 | 0.49382 | 0.22167 | 193
5A | 3000-3999 | 2000s | 5 | 14998.9994 | 7354.7639 | 4.5438 | 2.228 | 1713.7593 | 703.5238 | 0.51916 | 0.21312 | 84
5A | 3000-3999 | 2000s | 6 | 17953.3465 | 8503.1674 | 5.4388 | 2.5759 | 1742.3936 | 569.4926 | 0.52784 | 0.17252 | 20
5A | 3000-3999 | 2000s | 7 | 14753.5121 | 4458.612 | 4.4694 | 1.3507 | 1645.9743 | 631.3458 | 0.49863 | 0.19126 | 5
5A | 3000-3999 | 2000s | 8 | [8 empty] | 0
5A | 3000-3999 | 2000s | 9 | [8 empty] | 0
5A | 3000-3999 | 2000s | 10 | 21244.9763 |  | 6.4359 |  | 2523.807 |  | 0.76456 |  | 1
5A | 3000-3999 | 2010s | 1 | 12663.3325 | 7743.3085 | 3.8362 | 2.3457 | 1121.8273 | 659.0032 | 0.33984 | 0.19964 | 53
5A | 3000-3999 | 2010s | 2 | 12976.201 | 9669.4484 | 3.931 | 2.9292 | 1337.99 | 737.166 | 0.40533 | 0.22332 | 80
5A | 3000-3999 | 2010s | 3 | 15734.2364 | 10026.6767 | 4.7665 | 3.0375 | 1401.5387 | 576.1363 | 0.42458 | 0.17453 | 33
5A | 3000-3999 | 2010s | 4 | 15324.9141 | 9468.7961 | 4.6425 | 2.8685 | 1627.9667 | 690.4539 | 0.49317 | 0.20917 | 42
5A | 3000-3999 | 2010s | 5 | 16218.8454 | 7872.1013 | 4.9133 | 2.3848 | 1582.8956 | 700.1902 | 0.47952 | 0.21211 | 14
5A | 3000-3999 | 2010s | 6 | 11266.892 | 1309.929 | 3.4132 | 0.39683 | 1791.1601 | 723.6112 | 0.54261 | 0.21921 | 2
5A | 3000-3999 | 2010s | 7 | 24923.8864 | 5437.1339 | 7.5504 | 1.6471 | 1108.8067 | 674.4833 | 0.3359 | 0.20433 | 2
5A | 3000-3999 | 2010s | 8 | [8 empty] | 0
5A | 3000-3999 | 2010s | 9 | [8 empty] | 0
5A | 3000-3999 | 2010s | 10 | [8 empty] | 0
5B | 500-749 | <1940 | 1 | 8412.4752 |  | 13.2899 |  | 1301.8638 |  | 2.0567 |  | 1
5B | 500-749 | <1940 | 2 | 6176.6335 |  | 9.7577 |  | 932.7205 |  | 1.4735 |  | 1
5B | 500-749 | <1940 | 3 | [8 empty] | 0
5B | 500-749 | <1940 | 4 | [8 empty] | 0
5B | 500-749 | <1940 | 5 | [8 empty] | 0
5B | 500-749 | <1940 | 6 | [8 empty] | 0
5B | 500-749 | <1940 | 7 | [8 empty] | 0
5B | 500-749 | <1940 | 8 | [8 empty] | 0
5B | 500-749 | <1940 | 9 | [8 empty] | 0
5B | 500-749 | <1940 | 10 | [8 empty] | 0
5B | 500-749 | 1940s | 1 | [8 empty] | 0
5B | 500-749 | 1940s | 2 | 17473.6046 |  | 27.6044 |  | 1298.0128 |  | 2.0506 |  | 1
5B | 500-749 | 1940s | 3 | [8 empty] | 0
5B | 500-749 | 1940s | 4 | [8 empty] | 0
5B | 500-749 | 1940s | 5 | [8 empty] | 0
5B | 500-749 | 1940s | 6 | [8 empty] | 0
5B | 500-749 | 1940s | 7 | [8 empty] | 0
5B | 500-749 | 1940s | 8 | [8 empty] | 0
5B | 500-749 | 1940s | 9 | [8 empty] | 0
5B | 500-749 | 1940s | 10 | [8 empty] | 0
5B | 500-749 | 1950s | 1 | 6580.09 | 2556.1669 | 10.3951 | 4.0382 | 733.9668 | 241.119 | 1.1595 | 0.38091 | 2
5B | 500-749 | 1950s | 2 | 12553.2986 | 4287.2719 | 19.8314 | 6.7729 | 790.2944 | 324.3036 | 1.2485 | 0.51233 | 6
5B | 500-749 | 1950s | 3 | [8 empty] | 0
5B | 500-749 | 1950s | 4 | 6053.8614 |  | 9.5638 |  | 950.9858 |  | 1.5023 |  | 1
5B | 500-749 | 1950s | 5 | [8 empty] | 0
5B | 500-749 | 1950s | 6 | [8 empty] | 0
5B | 500-749 | 1950s | 7 | [8 empty] | 0
5B | 500-749 | 1950s | 8 | [8 empty] | 0
5B | 500-749 | 1950s | 9 | [8 empty] | 0
5B | 500-749 | 1950s | 10 | [8 empty] | 0
5B | 500-749 | 1960s | 1 | 5826.0013 | 2028.0878 | 9.2038 | 3.2039 | 514.1832 | 200.5681 | 0.8123 | 0.31685 | 3
5B | 500-749 | 1960s | 2 | [8 empty] | 0
5B | 500-749 | 1960s | 3 | 9581.8049 |  | 15.1371 |  | 1280.4593 |  | 2.0228 |  | 1
5B | 500-749 | 1960s | 4 | [8 empty] | 0
5B | 500-749 | 1960s | 5 | [8 empty] | 0
5B | 500-749 | 1960s | 6 | 18389.1454 |  | 29.0508 |  | 1574.5252 |  | 2.4874 |  | 1
5B | 500-749 | 1960s | 7 | [8 empty] | 0
5B | 500-749 | 1960s | 8 | [8 empty] | 0
5B | 500-749 | 1960s | 9 | [8 empty] | 0
5B | 500-749 | 1960s | 10 | [8 empty] | 0
5B | 500-749 | 1970s | 1 | 7372.443 | 2574.2126 | 11.6468 | 4.0667 | 597.9343 | 115.4376 | 0.9446 | 0.18237 | 3
5B | 500-749 | 1970s | 2 | [8 empty] | 0
5B | 500-749 | 1970s | 3 | 7758.1922 | 1625.639 | 12.2562 | 2.5682 | 1270.7175 | 24.143 | 2.0075 | 0.038141 | 2
5B | 500-749 | 1970s | 4 | 6868.63 |  | 10.8509 |  | 704.4805 |  | 1.1129 |  | 1
5B | 500-749 | 1970s | 5 | 17797.8766 |  | 28.1167 |  | 1203.609 |  | 1.9014 |  | 1
5B | 500-749 | 1970s | 6 | [8 empty] | 0
5B | 500-749 | 1970s | 7 | [8 empty] | 0
5B | 500-749 | 1970s | 8 | [8 empty] | 0
5B | 500-749 | 1970s | 9 | [8 empty] | 0
5B | 500-749 | 1970s | 10 | [8 empty] | 0
5B | 500-749 | 1980s | 1 | 4772.5863 |  | 7.5396 |  | 951.7316 |  | 1.5035 |  | 1
5B | 500-749 | 1980s | 2 | 12892.856 |  | 20.3679 |  | 424.4607 |  | 0.67055 |  | 1
5B | 500-749 | 1980s | 3 | [8 empty] | 0
5B | 500-749 | 1980s | 4 | [8 empty] | 0
5B | 500-749 | 1980s | 5 | [8 empty] | 0
5B | 500-749 | 1980s | 6 | [8 empty] | 0
5B | 500-749 | 1980s | 7 | [8 empty] | 0
5B | 500-749 | 1980s | 8 | [8 empty] | 0
5B | 500-749 | 1980s | 9 | [8 empty] | 0
5B | 500-749 | 1980s | 10 | [8 empty] | 0
5B | 500-749 | 1990s | 1 | 8521.015 | 2304.959 | 13.4613 | 3.6413 | 808.255 | 110.7211 | 1.2769 | 0.17491 | 3
5B | 500-749 | 1990s | 2 | [8 empty] | 0
5B | 500-749 | 1990s | 3 | [8 empty] | 0
5B | 500-749 | 1990s | 4 | [8 empty] | 0
5B | 500-749 | 1990s | 5 | [8 empty] | 0
5B | 500-749 | 1990s | 6 | [8 empty] | 0
5B | 500-749 | 1990s | 7 | [8 empty] | 0
5B | 500-749 | 1990s | 8 | [8 empty] | 0
5B | 500-749 | 1990s | 9 | [8 empty] | 0
5B | 500-749 | 1990s | 10 | [8 empty] | 0
5B | 500-749 | 2000s | 1 | 4056.4246 | 1481.54 | 6.4083 | 2.3405 | 317.3496 | 200.6464 | 0.50134 | 0.31698 | 2
5B | 500-749 | 2000s | 2 | 8025.2515 | 521.9949 | 12.6781 | 0.82464 | 587.8869 | 356.6071 | 0.92873 | 0.56336 | 2
5B | 500-749 | 2000s | 3 | [8 empty] | 0
5B | 500-749 | 2000s | 4 | [8 empty] | 0
5B | 500-749 | 2000s | 5 | [8 empty] | 0
5B | 500-749 | 2000s | 6 | [8 empty] | 0
5B | 500-749 | 2000s | 7 | [8 empty] | 0
5B | 500-749 | 2000s | 8 | [8 empty] | 0
5B | 500-749 | 2000s | 9 | [8 empty] | 0
5B | 500-749 | 2000s | 10 | [8 empty] | 0
5B | 500-749 | 2010s | 1 | 6670.7469 | 457.9855 | 10.5383 | 0.72352 | 696.7302 | 42.5968 | 1.1007 | 0.067293 | 2
5B | 500-749 | 2010s | 2 | [8 empty] | 0
5B | 500-749 | 2010s | 3 | 6106.3361 |  | 9.6467 |  | 571.4148 |  | 0.90271 |  | 1
5B | 500-749 | 2010s | 4 | 9838.4599 |  | 15.5426 |  | 1293.6324 |  | 2.0437 |  | 1
5B | 500-749 | 2010s | 5 | 19811.0607 |  | 31.2971 |  | 1569.9092 |  | 2.4801 |  | 1
5B | 500-749 | 2010s | 6 | [8 empty] | 0
5B | 500-749 | 2010s | 7 | [8 empty] | 0
5B | 500-749 | 2010s | 8 | [8 empty] | 0
5B | 500-749 | 2010s | 9 | [8 empty] | 0
5B | 500-749 | 2010s | 10 | [8 empty] | 0
5B | 750-999 | <1940 | 1 | 6954.2384 | 1692.4328 | 7.8579 | 1.9124 | 903.5651 | 437.4729 | 1.021 | 0.49432 | 8
5B | 750-999 | <1940 | 2 | 8191.4681 | 1482.2594 | 9.2559 | 1.6749 | 1457.5071 | 575.563 | 1.6469 | 0.65035 | 9
5B | 750-999 | <1940 | 3 | 7905.0972 |  | 8.9323 |  | 714.3282 |  | 0.80715 |  | 1
5B | 750-999 | <1940 | 4 | [8 empty] | 0
5B | 750-999 | <1940 | 5 | [8 empty] | 0
5B | 750-999 | <1940 | 6 | [8 empty] | 0
5B | 750-999 | <1940 | 7 | [8 empty] | 0
5B | 750-999 | <1940 | 8 | [8 empty] | 0
5B | 750-999 | <1940 | 9 | [8 empty] | 0
5B | 750-999 | <1940 | 10 | [8 empty] | 0
5B | 750-999 | 1940s | 1 | 20576.5512 | 1985.8843 | 23.2503 | 2.2439 | 857.1732 | 99.6307 | 0.96856 | 0.11258 | 2
5B | 750-999 | 1940s | 2 | [8 empty] | 0
5B | 750-999 | 1940s | 3 | 7071.3989 | 734.7568 | 7.9903 | 0.83023 | 2218.3562 | 44.1257 | 2.5066 | 0.04986 | 2
5B | 750-999 | 1940s | 4 | [8 empty] | 0
5B | 750-999 | 1940s | 5 | [8 empty] | 0
5B | 750-999 | 1940s | 6 | [8 empty] | 0
5B | 750-999 | 1940s | 7 | [8 empty] | 0
5B | 750-999 | 1940s | 8 | [8 empty] | 0
5B | 750-999 | 1940s | 9 | [8 empty] | 0
5B | 750-999 | 1940s | 10 | [8 empty] | 0
5B | 750-999 | 1950s | 1 | 15460.4781 | 4768.8343 | 17.4695 | 5.3885 | 1176.5428 | 814.7368 | 1.3294 | 0.92061 | 8
5B | 750-999 | 1950s | 2 | 15802.1786 | 8403.9302 | 17.8556 | 9.496 | 1527.954 | 239.7817 | 1.7265 | 0.27094 | 3
5B | 750-999 | 1950s | 3 | 21506.9849 | 3356.0295 | 24.3017 | 3.7921 | 2040.2726 | 90.8068 | 2.3054 | 0.10261 | 2
5B | 750-999 | 1950s | 4 | 8071.1522 |  | 9.1199 |  | 1892.6434 |  | 2.1386 |  | 1
5B | 750-999 | 1950s | 5 | [8 empty] | 0
5B | 750-999 | 1950s | 6 | [8 empty] | 0
5B | 750-999 | 1950s | 7 | [8 empty] | 0
5B | 750-999 | 1950s | 8 | [8 empty] | 0
5B | 750-999 | 1950s | 9 | [8 empty] | 0
5B | 750-999 | 1950s | 10 | [8 empty] | 0
5B | 750-999 | 1960s | 1 | 10950.1204 | 7646.5821 | 12.373 | 8.6402 | 1743.5029 | 901.8092 | 1.9701 | 1.019 | 3
5B | 750-999 | 1960s | 2 | 6916.7116 | 2198.7989 | 7.8155 | 2.4845 | 1124.0491 | 627.373 | 1.2701 | 0.7089 | 5
5B | 750-999 | 1960s | 3 | 16805.8414 |  | 18.9897 |  | 2199.0978 |  | 2.4849 |  | 1
5B | 750-999 | 1960s | 4 | 7852.3202 | 1902.8996 | 8.8727 | 2.1502 | 894.8623 | 323.4775 | 1.0111 | 0.36551 | 2
5B | 750-999 | 1960s | 5 | [8 empty] | 0
5B | 750-999 | 1960s | 6 | [8 empty] | 0
5B | 750-999 | 1960s | 7 | [8 empty] | 0
5B | 750-999 | 1960s | 8 | [8 empty] | 0
5B | 750-999 | 1960s | 9 | [8 empty] | 0
5B | 750-999 | 1960s | 10 | [8 empty] | 0
5B | 750-999 | 1970s | 1 | 7733.9244 | 5189.3451 | 8.7389 | 5.8637 | 1230.9104 | 581.2351 | 1.3909 | 0.65676 | 15
5B | 750-999 | 1970s | 2 | 12238.5785 | 7288.5639 | 13.8289 | 8.2357 | 1228.932 | 510.0314 | 1.3886 | 0.57631 | 12
5B | 750-999 | 1970s | 3 | 9982.7688 | 1605.9011 | 11.28 | 1.8146 | 2005.8231 | 871.0278 | 2.2665 | 0.98421 | 6
5B | 750-999 | 1970s | 4 | 6818.1879 | 1861.8568 | 7.7042 | 2.1038 | 1018.4458 | 527.8365 | 1.1508 | 0.59643 | 2
5B | 750-999 | 1970s | 5 | [8 empty] | 0
5B | 750-999 | 1970s | 6 | [8 empty] | 0
5B | 750-999 | 1970s | 7 | [8 empty] | 0
5B | 750-999 | 1970s | 8 | [8 empty] | 0
5B | 750-999 | 1970s | 9 | [8 empty] | 0
5B | 750-999 | 1970s | 10 | [8 empty] | 0
5B | 750-999 | 1980s | 1 | 7409.7697 | 3218.3278 | 8.3726 | 3.6365 | 895.5715 | 385.2768 | 1.0119 | 0.43534 | 8
5B | 750-999 | 1980s | 2 | 8295.4396 | 2334.6482 | 9.3734 | 2.638 | 1363.5745 | 477.0287 | 1.5408 | 0.53902 | 4
5B | 750-999 | 1980s | 3 | 11773.1176 | 4880.0092 | 13.303 | 5.5141 | 1892.2475 | 196.6835 | 2.1381 | 0.22224 | 2
5B | 750-999 | 1980s | 4 | 6009.2805 | 2362.5514 | 6.7901 | 2.6695 | 609.562 | 426.6377 | 0.68877 | 0.48208 | 2
5B | 750-999 | 1980s | 5 | [8 empty] | 0
5B | 750-999 | 1980s | 6 | [8 empty] | 0
5B | 750-999 | 1980s | 7 | [8 empty] | 0
5B | 750-999 | 1980s | 8 | [8 empty] | 0
5B | 750-999 | 1980s | 9 | [8 empty] | 0
5B | 750-999 | 1980s | 10 | [8 empty] | 0
5B | 750-999 | 1990s | 1 | 5851.1834 | 3357.594 | 6.6115 | 3.7939 | 819.6625 | 367.448 | 0.92617 | 0.4152 | 11
5B | 750-999 | 1990s | 2 | 6481.8789 | 2453.7677 | 7.3242 | 2.7726 | 860.4565 | 591.5945 | 0.97227 | 0.66847 | 11
5B | 750-999 | 1990s | 3 | 6187.3783 |  | 6.9914 |  | 1345.1462 |  | 1.5199 |  | 1
5B | 750-999 | 1990s | 4 | 9655.829 | 1217.3448 | 10.9105 | 1.3755 | 1422.1867 | 620.5143 | 1.607 | 0.70115 | 3
5B | 750-999 | 1990s | 5 | 11223.82 |  | 12.6823 |  | 1826.8263 |  | 2.0642 |  | 1
5B | 750-999 | 1990s | 6 | [8 empty] | 0
5B | 750-999 | 1990s | 7 | [8 empty] | 0
5B | 750-999 | 1990s | 8 | [8 empty] | 0
5B | 750-999 | 1990s | 9 | [8 empty] | 0
5B | 750-999 | 1990s | 10 | [8 empty] | 0
5B | 750-999 | 2000s | 1 | 6557.731 | 1639.1374 | 7.4099 | 1.8521 | 855.7228 | 302.7322 | 0.96692 | 0.34207 | 6
5B | 750-999 | 2000s | 2 | 7275.5787 | 3469.7553 | 8.221 | 3.9206 | 627.8559 | 351.3694 | 0.70944 | 0.39703 | 7
5B | 750-999 | 2000s | 3 | 5131.8269 |  | 5.7987 |  | 762.5818 |  | 0.86167 |  | 1
5B | 750-999 | 2000s | 4 | [8 empty] | 0
5B | 750-999 | 2000s | 5 | [8 empty] | 0
5B | 750-999 | 2000s | 6 | 16859.8961 |  | 19.0507 |  | 1167.7775 |  | 1.3195 |  | 1
5B | 750-999 | 2000s | 7 | 13781.7716 |  | 15.5726 |  | 931.8145 |  | 1.0529 |  | 1
5B | 750-999 | 2000s | 8 | [8 empty] | 0
5B | 750-999 | 2000s | 9 | [8 empty] | 0
5B | 750-999 | 2000s | 10 | [8 empty] | 0
5B | 750-999 | 2010s | 1 | 6032.091 | 2060.9362 | 6.8159 | 2.3287 | 649.8577 | 193.1455 | 0.7343 | 0.21824 | 8
5B | 750-999 | 2010s | 2 | 6303.5119 | 2108.0358 | 7.1226 | 2.382 | 865.0535 | 364.3072 | 0.97746 | 0.41165 | 5
5B | 750-999 | 2010s | 3 | 8179.6952 | 744.253 | 9.2426 | 0.84096 | 1255.6628 | 319.4052 | 1.4188 | 0.36091 | 2
5B | 750-999 | 2010s | 4 | 7555.6924 | 4694.4724 | 8.5375 | 5.3045 | 580.4555 | 430.722 | 0.65588 | 0.48669 | 2
5B | 750-999 | 2010s | 5 | 8515.8656 |  | 9.6224 |  | 1574.333 |  | 1.7789 |  | 1
5B | 750-999 | 2010s | 6 | [8 empty] | 0
5B | 750-999 | 2010s | 7 | [8 empty] | 0
5B | 750-999 | 2010s | 8 | [8 empty] | 0
5B | 750-999 | 2010s | 9 | [8 empty] | 0
5B | 750-999 | 2010s | 10 | [8 empty] | 0
5B | 1000-1499 | <1940 | 1 | 7317.9862 | 2315.7252 | 5.9983 | 1.8981 | 1134.5409 | 386.5807 | 0.92995 | 0.31687 | 29
5B | 1000-1499 | <1940 | 2 | 8575.0447 | 2287.1552 | 7.0287 | 1.8747 | 1673.7014 | 751.116 | 1.3719 | 0.61567 | 20
5B | 1000-1499 | <1940 | 3 | 8963.2531 | 3793.82 | 7.3469 | 3.1097 | 1665.9055 | 798.6923 | 1.3655 | 0.65467 | 8
5B | 1000-1499 | <1940 | 4 | 7376.7296 | 1622.6967 | 6.0465 | 1.3301 | 1878.5579 | 1255.8547 | 1.5398 | 1.0294 | 3
5B | 1000-1499 | <1940 | 5 | 8384.4686 | 2489.5407 | 6.8725 | 2.0406 | 1372.5662 | 291.0132 | 1.1251 | 0.23854 | 2
5B | 1000-1499 | <1940 | 6 | [8 empty] | 0
5B | 1000-1499 | <1940 | 7 | [8 empty] | 0
5B | 1000-1499 | <1940 | 8 | [8 empty] | 0
5B | 1000-1499 | <1940 | 9 | [8 empty] | 0
5B | 1000-1499 | <1940 | 10 | [8 empty] | 0
5B | 1000-1499 | 1940s | 1 | 14960.2055 | 2579.9865 | 12.2625 | 2.1147 | 1483.589 | 785.6785 | 1.2161 | 0.644 | 4
5B | 1000-1499 | 1940s | 2 | 41203.6468 |  | 33.7735 |  | 561.0506 |  | 0.45988 |  | 1
5B | 1000-1499 | 1940s | 3 | 17328.4661 | 15990.5833 | 14.2037 | 13.107 | 998.2739 | 713.1131 | 0.81826 | 0.58452 | 2
5B | 1000-1499 | 1940s | 4 | [8 empty] | 0
5B | 1000-1499 | 1940s | 5 | [8 empty] | 0
5B | 1000-1499 | 1940s | 6 | [8 empty] | 0
5B | 1000-1499 | 1940s | 7 | [8 empty] | 0
5B | 1000-1499 | 1940s | 8 | [8 empty] | 0
5B | 1000-1499 | 1940s | 9 | [8 empty] | 0
5B | 1000-1499 | 1940s | 10 | [8 empty] | 0
5B | 1000-1499 | 1950s | 1 | 14782.4808 | 5798.416 | 12.1168 | 4.7528 | 1139.5312 | 497.5933 | 0.93404 | 0.40786 | 29
5B | 1000-1499 | 1950s | 2 | 15867.7008 | 5579.8103 | 13.0063 | 4.5736 | 1145.0986 | 553.8448 | 0.93861 | 0.45397 | 22
5B | 1000-1499 | 1950s | 3 | 14385.7948 | 6115.7367 | 11.7916 | 5.0129 | 1201.0374 | 569.5433 | 0.98446 | 0.46684 | 13
5B | 1000-1499 | 1950s | 4 | 22926.3061 | 7139.0675 | 18.7921 | 5.8517 | 1663.2074 | 737.4546 | 1.3633 | 0.60447 | 6
5B | 1000-1499 | 1950s | 5 | 19157.283 | 6996.3186 | 15.7027 | 5.7347 | 1003.1827 | 706.4253 | 0.82228 | 0.57904 | 3
5B | 1000-1499 | 1950s | 6 | 28795.7555 | 3879.3273 | 23.6031 | 3.1798 | 1373.1171 | 363.7735 | 1.1255 | 0.29818 | 3
5B | 1000-1499 | 1950s | 7 | [8 empty] | 0
5B | 1000-1499 | 1950s | 8 | [8 empty] | 0
5B | 1000-1499 | 1950s | 9 | [8 empty] | 0
5B | 1000-1499 | 1950s | 10 | [8 empty] | 0
5B | 1000-1499 | 1960s | 1 | 8615.1414 | 5339.0081 | 7.0616 | 4.3762 | 1093.2863 | 621.3686 | 0.89614 | 0.50932 | 26
5B | 1000-1499 | 1960s | 2 | 8944.6614 | 2978.951 | 7.3317 | 2.4418 | 1324.4816 | 935.1866 | 1.0856 | 0.76655 | 27
5B | 1000-1499 | 1960s | 3 | 9797.6536 | 1985.1803 | 8.0309 | 1.6272 | 1604.7754 | 365.6425 | 1.3154 | 0.29971 | 5
5B | 1000-1499 | 1960s | 4 | 12101.3418 | 863.3247 | 9.9191 | 0.70764 | 1388.0016 | 260.5682 | 1.1377 | 0.21358 | 2
5B | 1000-1499 | 1960s | 5 | [8 empty] | 0
5B | 1000-1499 | 1960s | 6 | 21135.5707 |  | 17.3242 |  | 994.8396 |  | 0.81544 |  | 1
5B | 1000-1499 | 1960s | 7 | 19276.3486 |  | 15.8003 |  | 1624.5504 |  | 1.3316 |  | 1
5B | 1000-1499 | 1960s | 8 | [8 empty] | 0
5B | 1000-1499 | 1960s | 9 | [8 empty] | 0
5B | 1000-1499 | 1960s | 10 | [8 empty] | 0
5B | 1000-1499 | 1970s | 1 | 9072.3468 | 5315.9627 | 7.4363 | 4.3573 | 1131.7685 | 510.5009 | 0.92768 | 0.41844 | 57
5B | 1000-1499 | 1970s | 2 | 10884.3155 | 6685.0329 | 8.9216 | 5.4795 | 1221.2034 | 626.7812 | 1.001 | 0.51376 | 78
5B | 1000-1499 | 1970s | 3 | 10759.5697 | 4321.8715 | 8.8193 | 3.5425 | 1282.3319 | 573.765 | 1.0511 | 0.4703 | 13
5B | 1000-1499 | 1970s | 4 | 18964.3016 | 8750.5531 | 15.5445 | 7.1726 | 1841.8615 | 733.984 | 1.5097 | 0.60163 | 8
5B | 1000-1499 | 1970s | 5 | 12326.4579 | 5203.9654 | 10.1037 | 4.2655 | 1568.6745 | 951.7844 | 1.2858 | 0.78015 | 5
5B | 1000-1499 | 1970s | 6 | 26707.7337 |  | 21.8916 |  | 1677.9326 |  | 1.3754 |  | 1
5B | 1000-1499 | 1970s | 7 | [8 empty] | 0
5B | 1000-1499 | 1970s | 8 | [8 empty] | 0
5B | 1000-1499 | 1970s | 9 | [8 empty] | 0
5B | 1000-1499 | 1970s | 10 | [8 empty] | 0
5B | 1000-1499 | 1980s | 1 | 9198.2258 | 6775.8523 | 7.5395 | 5.554 | 1141.5091 | 652.7709 | 0.93566 | 0.53506 | 69
5B | 1000-1499 | 1980s | 2 | 9597.3873 | 4547.0531 | 7.8667 | 3.7271 | 1184.9131 | 625.5655 | 0.97124 | 0.51276 | 83
5B | 1000-1499 | 1980s | 3 | 10121.3108 | 5096.6165 | 8.2962 | 4.1776 | 1192.488 | 423.1844 | 0.97745 | 0.34687 | 18
5B | 1000-1499 | 1980s | 4 | 10335.3175 | 5246.1606 | 8.4716 | 4.3001 | 1532.0004 | 784.4939 | 1.2557 | 0.64303 | 16
5B | 1000-1499 | 1980s | 5 | 24606.7776 | 2853.5467 | 20.1695 | 2.339 | 2114.6604 | 888.8603 | 1.7333 | 0.72857 | 2
5B | 1000-1499 | 1980s | 6 | 14231.5059 | 7841.2379 | 11.6652 | 6.4272 | 1917.9574 | 1372.0312 | 1.5721 | 1.1246 | 2
5B | 1000-1499 | 1980s | 7 | [8 empty] | 0
5B | 1000-1499 | 1980s | 8 | [8 empty] | 0
5B | 1000-1499 | 1980s | 9 | [8 empty] | 0
5B | 1000-1499 | 1980s | 10 | [8 empty] | 0
5B | 1000-1499 | 1990s | 1 | 8061.0432 | 4628.3851 | 6.6074 | 3.7938 | 1044.9803 | 533.8646 | 0.85654 | 0.43759 | 111
5B | 1000-1499 | 1990s | 2 | 8294.5009 | 3392.8424 | 6.7988 | 2.781 | 1204.5907 | 596.8288 | 0.98737 | 0.4892 | 124
5B | 1000-1499 | 1990s | 3 | 10977.5054 | 5271.9455 | 8.998 | 4.3213 | 1146.0232 | 582.0921 | 0.93936 | 0.47712 | 38
5B | 1000-1499 | 1990s | 4 | 10458.4262 | 3699.3727 | 8.5725 | 3.0323 | 1482.9815 | 768.4711 | 1.2156 | 0.62989 | 23
5B | 1000-1499 | 1990s | 5 | 10537.209 | 4059.0995 | 8.6371 | 3.3271 | 1134.8576 | 575.9213 | 0.93021 | 0.47207 | 7
5B | 1000-1499 | 1990s | 6 | 16467.2642 | 10315.9475 | 13.4978 | 8.4557 | 2373.6935 | 725.2942 | 1.9457 | 0.5945 | 4
5B | 1000-1499 | 1990s | 7 | 24924.5429 |  | 20.43 |  | 728.1267 |  | 0.59683 |  | 1
5B | 1000-1499 | 1990s | 8 | 10806.3893 |  | 8.8577 |  | 3353.7964 |  | 2.749 |  | 1
5B | 1000-1499 | 1990s | 9 | [8 empty] | 0
5B | 1000-1499 | 1990s | 10 | [8 empty] | 0
5B | 1000-1499 | 2000s | 1 | 7670.0722 | 3169.9896 | 6.2869 | 2.5984 | 898.0574 | 499.1957 | 0.73611 | 0.40918 | 104
5B | 1000-1499 | 2000s | 2 | 8521.6247 | 3524.7881 | 6.9849 | 2.8892 | 912.8974 | 446.6908 | 0.74828 | 0.36614 | 138
5B | 1000-1499 | 2000s | 3 | 8240.6855 | 3864.2963 | 6.7547 | 3.1675 | 984.4188 | 445.904 | 0.8069 | 0.3655 | 37
5B | 1000-1499 | 2000s | 4 | 9409.7848 | 3838.3832 | 7.7129 | 3.1462 | 1126.3562 | 376.2384 | 0.92324 | 0.30839 | 19
5B | 1000-1499 | 2000s | 5 | 9577.6858 | 3085.3756 | 7.8506 | 2.529 | 803.9209 | 269.1953 | 0.65895 | 0.22065 | 7
5B | 1000-1499 | 2000s | 6 | 15617.1238 | 8916.8961 | 12.8009 | 7.3089 | 1593.8218 | 234.8529 | 1.3064 | 0.1925 | 3
5B | 1000-1499 | 2000s | 7 | 8049.7064 | 2570.2993 | 6.5981 | 2.1068 | 1699.5423 | 715.4468 | 1.3931 | 0.58643 | 2
5B | 1000-1499 | 2000s | 8 | [8 empty] | 0
5B | 1000-1499 | 2000s | 9 | [8 empty] | 0
5B | 1000-1499 | 2000s | 10 | [8 empty] | 0
5B | 1000-1499 | 2010s | 1 | 7702.408 | 3221.6426 | 6.3134 | 2.6407 | 792.9805 | 297.1293 | 0.64998 | 0.24355 | 13
5B | 1000-1499 | 2010s | 2 | 7786.5869 | 3156.6196 | 6.3824 | 2.5874 | 1050.2685 | 548.2484 | 0.86088 | 0.44938 | 22
5B | 1000-1499 | 2010s | 3 | 7490.5758 | 2687.1645 | 6.1398 | 2.2026 | 854.0988 | 282.8091 | 0.70008 | 0.23181 | 6
5B | 1000-1499 | 2010s | 4 | 7117.6643 |  | 5.8342 |  | 744.1093 |  | 0.60993 |  | 1
5B | 1000-1499 | 2010s | 5 | 14608.1037 | 5347.8614 | 11.9739 | 4.3835 | 1255.8789 | 767.8715 | 1.0294 | 0.6294 | 3
5B | 1000-1499 | 2010s | 6 | [8 empty] | 0
5B | 1000-1499 | 2010s | 7 | [8 empty] | 0
5B | 1000-1499 | 2010s | 8 | [8 empty] | 0
5B | 1000-1499 | 2010s | 9 | [8 empty] | 0
5B | 1000-1499 | 2010s | 10 | [8 empty] | 0
5B | 1500-1999 | <1940 | 1 | 8323.4904 | 2693.2962 | 4.9251 | 1.5937 | 1860.7087 | 1182.169 | 1.101 | 0.69951 | 16
5B | 1500-1999 | <1940 | 2 | 9645.6872 | 2731.4281 | 5.7075 | 1.6162 | 1610.445 | 606.3826 | 0.95293 | 0.35881 | 8
5B | 1500-1999 | <1940 | 3 | 10151.0384 | 2143.7453 | 6.0065 | 1.2685 | 610.2517 | 269.6823 | 0.3611 | 0.15958 | 2
5B | 1500-1999 | <1940 | 4 | [8 empty] | 0
5B | 1500-1999 | <1940 | 5 | 12524.7594 | 4962.8443 | 7.4111 | 2.9366 | 1946.5398 | 1031.257 | 1.1518 | 0.61021 | 3
5B | 1500-1999 | <1940 | 6 | [8 empty] | 0
5B | 1500-1999 | <1940 | 7 | [8 empty] | 0
5B | 1500-1999 | <1940 | 8 | [8 empty] | 0
5B | 1500-1999 | <1940 | 9 | [8 empty] | 0
5B | 1500-1999 | <1940 | 10 | [8 empty] | 0
5B | 1500-1999 | 1940s | 1 | 15529.4586 | 13013.3499 | 9.189 | 7.7002 | 990.537 | 203.6221 | 0.58612 | 0.12049 | 2
5B | 1500-1999 | 1940s | 2 | 26813.251 | 5131.3755 | 15.8658 | 3.0363 | 2128.2121 | 616.4883 | 1.2593 | 0.36479 | 2
5B | 1500-1999 | 1940s | 3 | 9673.8204 |  | 5.7242 |  | 3761.6052 |  | 2.2258 |  | 1
5B | 1500-1999 | 1940s | 4 | [8 empty] | 0
5B | 1500-1999 | 1940s | 5 | [8 empty] | 0
5B | 1500-1999 | 1940s | 6 | [8 empty] | 0
5B | 1500-1999 | 1940s | 7 | [8 empty] | 0
5B | 1500-1999 | 1940s | 8 | [8 empty] | 0
5B | 1500-1999 | 1940s | 9 | [8 empty] | 0
5B | 1500-1999 | 1940s | 10 | [8 empty] | 0
5B | 1500-1999 | 1950s | 1 | 14548.4971 | 8427.6094 | 8.6086 | 4.9868 | 2005.5699 | 1852.9511 | 1.1867 | 1.0964 | 12
5B | 1500-1999 | 1950s | 2 | 21438.7858 | 8536.838 | 12.6857 | 5.0514 | 1458.909 | 798.1229 | 0.86326 | 0.47226 | 15
5B | 1500-1999 | 1950s | 3 | 24271.6605 | 6776.3472 | 14.3619 | 4.0097 | 1388.6472 | 874.1206 | 0.82168 | 0.51723 | 7
5B | 1500-1999 | 1950s | 4 | 20539.2986 |  | 12.1534 |  | 3143.3157 |  | 1.86 |  | 1
5B | 1500-1999 | 1950s | 5 | 33833.5278 | 14272.5275 | 20.0198 | 8.4453 | 1479.3858 | 296.4844 | 0.87538 | 0.17543 | 2
5B | 1500-1999 | 1950s | 6 | [8 empty] | 0
5B | 1500-1999 | 1950s | 7 | [8 empty] | 0
5B | 1500-1999 | 1950s | 8 | [8 empty] | 0
5B | 1500-1999 | 1950s | 9 | [8 empty] | 0
5B | 1500-1999 | 1950s | 10 | [8 empty] | 0
5B | 1500-1999 | 1960s | 1 | 7971.3759 | 2227.2725 | 4.7168 | 1.3179 | 1311.7904 | 595.2908 | 0.77621 | 0.35224 | 25
5B | 1500-1999 | 1960s | 2 | 9279.8072 | 5398.5535 | 5.491 | 3.1944 | 1313.8535 | 597.9385 | 0.77743 | 0.35381 | 26
5B | 1500-1999 | 1960s | 3 | 8981.8758 | 3064.597 | 5.3147 | 1.8134 | 1505.6817 | 634.5867 | 0.89094 | 0.3755 | 11
5B | 1500-1999 | 1960s | 4 | 11395.0059 | 4967.0265 | 6.7426 | 2.9391 | 2191.521 | 2081.6555 | 1.2968 | 1.2317 | 6
5B | 1500-1999 | 1960s | 5 | 13827.175 |  | 8.1818 |  | 2210.6191 |  | 1.3081 |  | 1
5B | 1500-1999 | 1960s | 6 | 14203.7315 |  | 8.4046 |  | 1291.2928 |  | 0.76408 |  | 1
5B | 1500-1999 | 1960s | 7 | [8 empty] | 0
5B | 1500-1999 | 1960s | 8 | [8 empty] | 0
5B | 1500-1999 | 1960s | 9 | [8 empty] | 0
5B | 1500-1999 | 1960s | 10 | [8 empty] | 0
5B | 1500-1999 | 1970s | 1 | 11194.5937 | 9727.7696 | 6.624 | 5.7561 | 1291.5718 | 824.0044 | 0.76424 | 0.48758 | 56
5B | 1500-1999 | 1970s | 2 | 12104.2005 | 8264.5312 | 7.1622 | 4.8903 | 1238.3962 | 781.9986 | 0.73278 | 0.46272 | 81
5B | 1500-1999 | 1970s | 3 | 14373.2816 | 9910.9144 | 8.5049 | 5.8644 | 1482.8986 | 760.4268 | 0.87745 | 0.44996 | 16
5B | 1500-1999 | 1970s | 4 | 12442.36 | 6226.9226 | 7.3623 | 3.6846 | 1268.046 | 608.1211 | 0.75032 | 0.35983 | 19
5B | 1500-1999 | 1970s | 5 | 12909.6191 | 5131.6731 | 7.6388 | 3.0365 | 1824.7465 | 1346.6059 | 1.0797 | 0.79681 | 7
5B | 1500-1999 | 1970s | 6 | [8 empty] | 0
5B | 1500-1999 | 1970s | 7 | [8 empty] | 0
5B | 1500-1999 | 1970s | 8 | [8 empty] | 0
5B | 1500-1999 | 1970s | 9 | [8 empty] | 0
5B | 1500-1999 | 1970s | 10 | [8 empty] | 0
5B | 1500-1999 | 1980s | 1 | 11351.1239 | 7819.5499 | 6.7166 | 4.627 | 1452.2645 | 739.4966 | 0.85933 | 0.43757 | 57
5B | 1500-1999 | 1980s | 2 | 10232.451 | 6146.6788 | 6.0547 | 3.6371 | 1269.2162 | 732.3201 | 0.75102 | 0.43333 | 81
5B | 1500-1999 | 1980s | 3 | 13366.019 | 7626.4381 | 7.9089 | 4.5127 | 1399.1183 | 793.6731 | 0.82788 | 0.46963 | 17
5B | 1500-1999 | 1980s | 4 | 14232.6108 | 7347.7541 | 8.4217 | 4.3478 | 1369.178 | 585.9575 | 0.81016 | 0.34672 | 15
5B | 1500-1999 | 1980s | 5 | 9794.5446 | 2399.172 | 5.7956 | 1.4196 | 1802.0368 | 1043.3782 | 1.0663 | 0.61738 | 7
5B | 1500-1999 | 1980s | 6 | 12932.479 | 1435.2481 | 7.6524 | 0.84926 | 2549.9743 | 799.107 | 1.5089 | 0.47284 | 3
5B | 1500-1999 | 1980s | 7 | [8 empty] | 0
5B | 1500-1999 | 1980s | 8 | [8 empty] | 0
5B | 1500-1999 | 1980s | 9 | [8 empty] | 0
5B | 1500-1999 | 1980s | 10 | [8 empty] | 0
5B | 1500-1999 | 1990s | 1 | 9801.3391 | 5725.3389 | 5.7996 | 3.3878 | 1242.7564 | 1028.7791 | 0.73536 | 0.60875 | 110
5B | 1500-1999 | 1990s | 2 | 10069.3785 | 5224.0502 | 5.9582 | 3.0912 | 1322.3613 | 689.8682 | 0.78246 | 0.40821 | 130
5B | 1500-1999 | 1990s | 3 | 11349.7436 | 4877.1241 | 6.7158 | 2.8859 | 1474.2216 | 925.3224 | 0.87232 | 0.54753 | 43
5B | 1500-1999 | 1990s | 4 | 11657.2295 | 5206.0444 | 6.8978 | 3.0805 | 1512.5477 | 716.3774 | 0.895 | 0.42389 | 27
5B | 1500-1999 | 1990s | 5 | 20695.9444 | 17188.5259 | 12.2461 | 10.1707 | 1976.7133 | 1112.1566 | 1.1697 | 0.65808 | 7
5B | 1500-1999 | 1990s | 6 | 18213.0924 | 11005.1665 | 10.777 | 6.5119 | 2049.2687 | 955.8439 | 1.2126 | 0.56559 | 2
5B | 1500-1999 | 1990s | 7 | 25312.3135 |  | 14.9777 |  | 2964.6357 |  | 1.7542 |  | 1
5B | 1500-1999 | 1990s | 8 | [8 empty] | 0
5B | 1500-1999 | 1990s | 9 | [8 empty] | 0
5B | 1500-1999 | 1990s | 10 | [8 empty] | 0
5B | 1500-1999 | 2000s | 1 | 8104.3451 | 3340.1731 | 4.7955 | 1.9764 | 1019.1959 | 635.8084 | 0.60307 | 0.37622 | 159
5B | 1500-1999 | 2000s | 2 | 10178.3535 | 4532.9392 | 6.0227 | 2.6822 | 1100.8088 | 586.0445 | 0.65137 | 0.34677 | 188
5B | 1500-1999 | 2000s | 3 | 10465.1424 | 4329.0478 | 6.1924 | 2.5616 | 1104.907 | 498 | 0.65379 | 0.29467 | 64
5B | 1500-1999 | 2000s | 4 | 13124.92 | 8544.8304 | 7.7662 | 5.0561 | 1138.6202 | 621.0633 | 0.67374 | 0.36749 | 38
5B | 1500-1999 | 2000s | 5 | 12788.6589 | 5142.1684 | 7.5673 | 3.0427 | 1113.8567 | 338.2015 | 0.65909 | 0.20012 | 16
5B | 1500-1999 | 2000s | 6 | 15874.2283 | 9824.7766 | 9.393 | 5.8135 | 1300.3669 | 1094.099 | 0.76945 | 0.6474 | 5
5B | 1500-1999 | 2000s | 7 | 26509.4966 |  | 15.6861 |  | 971.0767 |  | 0.5746 |  | 1
5B | 1500-1999 | 2000s | 8 | [8 empty] | 0
5B | 1500-1999 | 2000s | 9 | [8 empty] | 0
5B | 1500-1999 | 2000s | 10 | [8 empty] | 0
5B | 1500-1999 | 2010s | 1 | 8554.795 | 3860.7394 | 5.062 | 2.2845 | 938.7727 | 562.0664 | 0.55549 | 0.33258 | 35
5B | 1500-1999 | 2010s | 2 | 10465.7929 | 4668.408 | 6.1928 | 2.7624 | 1113.6498 | 570.4643 | 0.65896 | 0.33755 | 34
5B | 1500-1999 | 2010s | 3 | 9522.846 | 3330.5327 | 5.6348 | 1.9707 | 1227.4486 | 759.8693 | 0.7263 | 0.44963 | 12
5B | 1500-1999 | 2010s | 4 | 11226.7939 | 6971.6809 | 6.6431 | 4.1253 | 1081.3784 | 550.6899 | 0.63987 | 0.32585 | 11
5B | 1500-1999 | 2010s | 5 | 12168.7444 | 7217.6465 | 7.2004 | 4.2708 | 1163.8885 | 626.1306 | 0.68869 | 0.37049 | 4
5B | 1500-1999 | 2010s | 6 | [8 empty] | 0
5B | 1500-1999 | 2010s | 7 | [8 empty] | 0
5B | 1500-1999 | 2010s | 8 | [8 empty] | 0
5B | 1500-1999 | 2010s | 9 | [8 empty] | 0
5B | 1500-1999 | 2010s | 10 | [8 empty] | 0
5B | 2000-2499 | <1940 | 1 | 9158.4188 | 2353.9924 | 4.2088 | 1.0818 | 1681.7806 | 1166.6691 | 0.77288 | 0.53615 | 8
5B | 2000-2499 | <1940 | 2 | 8935.3595 | 2379.6799 | 4.1063 | 1.0936 | 1699.2593 | 798.3137 | 0.78091 | 0.36687 | 7
5B | 2000-2499 | <1940 | 3 | 8057.2935 | 1549.483 | 3.7028 | 0.71208 | 1050.3448 | 452.1855 | 0.4827 | 0.20781 | 3
5B | 2000-2499 | <1940 | 4 | 10532.0421 | 2355.7177 | 4.8401 | 1.0826 | 1188.3208 | 715.2981 | 0.5461 | 0.32872 | 3
5B | 2000-2499 | <1940 | 5 | [8 empty] | 0
5B | 2000-2499 | <1940 | 6 | [8 empty] | 0
5B | 2000-2499 | <1940 | 7 | [8 empty] | 0
5B | 2000-2499 | <1940 | 8 | [8 empty] | 0
5B | 2000-2499 | <1940 | 9 | [8 empty] | 0
5B | 2000-2499 | <1940 | 10 | [8 empty] | 0
5B | 2000-2499 | 1940s | 1 | 23268.4896 | 19177.6062 | 10.6932 | 8.8132 | 1516.8973 | 352.3625 | 0.6971 | 0.16193 | 3
5B | 2000-2499 | 1940s | 2 | [8 empty] | 0
5B | 2000-2499 | 1940s | 3 | [8 empty] | 0
5B | 2000-2499 | 1940s | 4 | [8 empty] | 0
5B | 2000-2499 | 1940s | 5 | [8 empty] | 0
5B | 2000-2499 | 1940s | 6 | [8 empty] | 0
5B | 2000-2499 | 1940s | 7 | [8 empty] | 0
5B | 2000-2499 | 1940s | 8 | [8 empty] | 0
5B | 2000-2499 | 1940s | 9 | [8 empty] | 0
5B | 2000-2499 | 1940s | 10 | [8 empty] | 0
5B | 2000-2499 | 1950s | 1 | 19660.1698 | 16034.3053 | 9.035 | 7.3687 | 2336.5226 | 1119.1136 | 1.0738 | 0.5143 | 4
5B | 2000-2499 | 1950s | 2 | 25903.6013 | 7831.4641 | 11.9042 | 3.599 | 1488.662 | 498.5192 | 0.68413 | 0.2291 | 10
5B | 2000-2499 | 1950s | 3 | 24786.001 | 12419.9196 | 11.3906 | 5.7077 | 1573.978 | 665.5916 | 0.72334 | 0.30588 | 3
5B | 2000-2499 | 1950s | 4 | 30556.8379 | 14839.1092 | 14.0427 | 6.8194 | 1633.3266 | 849.6555 | 0.75061 | 0.39047 | 8
5B | 2000-2499 | 1950s | 5 | [8 empty] | 0
5B | 2000-2499 | 1950s | 6 | [8 empty] | 0
5B | 2000-2499 | 1950s | 7 | [8 empty] | 0
5B | 2000-2499 | 1950s | 8 | [8 empty] | 0
5B | 2000-2499 | 1950s | 9 | [8 empty] | 0
5B | 2000-2499 | 1950s | 10 | [8 empty] | 0
5B | 2000-2499 | 1960s | 1 | 10602.9259 | 8401.072 | 4.8727 | 3.8608 | 1467.5857 | 661.0814 | 0.67444 | 0.30381 | 15
5B | 2000-2499 | 1960s | 2 | 10167.8356 | 5000.0839 | 4.6727 | 2.2978 | 1603.2604 | 816.1228 | 0.73679 | 0.37506 | 18
5B | 2000-2499 | 1960s | 3 | 11454.7322 | 3275.7535 | 5.2641 | 1.5054 | 2002.7688 | 1221.7585 | 0.92039 | 0.56147 | 10
5B | 2000-2499 | 1960s | 4 | 10456.704 | 2666.5062 | 4.8055 | 1.2254 | 2408.6673 | 1109.5214 | 1.1069 | 0.50989 | 8
5B | 2000-2499 | 1960s | 5 | 26085.2438 |  | 11.9877 |  | 1520.9188 |  | 0.69895 |  | 1
5B | 2000-2499 | 1960s | 6 | [8 empty] | 0
5B | 2000-2499 | 1960s | 7 | [8 empty] | 0
5B | 2000-2499 | 1960s | 8 | 15284.6226 |  | 7.0242 |  | 1607.5124 |  | 0.73875 |  | 1
5B | 2000-2499 | 1960s | 9 | [8 empty] | 0
5B | 2000-2499 | 1960s | 10 | [8 empty] | 0
5B | 2000-2499 | 1970s | 1 | 11076.8184 | 6613.8497 | 5.0904 | 3.0395 | 1830.6736 | 1114.5908 | 0.8413 | 0.51222 | 33
5B | 2000-2499 | 1970s | 2 | 13376.8894 | 11033.4476 | 6.1475 | 5.0705 | 1446.753 | 813.5725 | 0.66487 | 0.37388 | 74
5B | 2000-2499 | 1970s | 3 | 10586.5197 | 6040.9415 | 4.8651 | 2.7762 | 1464.6546 | 737.7055 | 0.67309 | 0.33902 | 23
5B | 2000-2499 | 1970s | 4 | 16328.2966 | 8002.6202 | 7.5038 | 3.6777 | 1584.0218 | 555.4565 | 0.72795 | 0.25526 | 12
5B | 2000-2499 | 1970s | 5 | 15705.0294 | 7065.9819 | 7.2174 | 3.2472 | 1996.3928 | 2072.0552 | 0.91746 | 0.95223 | 7
5B | 2000-2499 | 1970s | 6 | 24980.9386 | 15558.5573 | 11.4802 | 7.1501 | 2623.3125 | 1770.5299 | 1.2056 | 0.81366 | 2
5B | 2000-2499 | 1970s | 7 | 15083.8813 |  | 6.9319 |  | 1888.6153 |  | 0.86793 |  | 1
5B | 2000-2499 | 1970s | 8 | [8 empty] | 0
5B | 2000-2499 | 1970s | 9 | [8 empty] | 0
5B | 2000-2499 | 1970s | 10 | [8 empty] | 0
5B | 2000-2499 | 1980s | 1 | 11433.7027 | 8674.4361 | 5.2545 | 3.9864 | 1313.2448 | 743.1369 | 0.60351 | 0.34152 | 54
5B | 2000-2499 | 1980s | 2 | 11619.2436 | 9995.4734 | 5.3397 | 4.5935 | 1414.7015 | 930.8535 | 0.65014 | 0.42778 | 66
5B | 2000-2499 | 1980s | 3 | 11791.7104 | 4932.1068 | 5.419 | 2.2666 | 1518.3992 | 846.7112 | 0.69779 | 0.38911 | 19
5B | 2000-2499 | 1980s | 4 | 14644.0469 | 10384.5709 | 6.7298 | 4.7723 | 1541.6895 | 741.4787 | 0.7085 | 0.34075 | 16
5B | 2000-2499 | 1980s | 5 | 22519.0519 | 12081.4859 | 10.3488 | 5.5522 | 1530.6827 | 664.3535 | 0.70344 | 0.30531 | 5
5B | 2000-2499 | 1980s | 6 | 25753.4925 | 16989.2686 | 11.8352 | 7.8076 | 2207.7713 | 1196.9842 | 1.0146 | 0.55008 | 3
5B | 2000-2499 | 1980s | 7 | [8 empty] | 0
5B | 2000-2499 | 1980s | 8 | 11912.774 |  | 5.4746 |  | 1092.4425 |  | 0.50204 |  | 1
5B | 2000-2499 | 1980s | 9 | [8 empty] | 0
5B | 2000-2499 | 1980s | 10 | [8 empty] | 0
5B | 2000-2499 | 1990s | 1 | 9617.3909 | 6025.1786 | 4.4198 | 2.7689 | 1309.2763 | 774.101 | 0.60169 | 0.35574 | 53
5B | 2000-2499 | 1990s | 2 | 10561.5783 | 5964.8037 | 4.8537 | 2.7412 | 1293.2611 | 675.4751 | 0.59433 | 0.31042 | 96
5B | 2000-2499 | 1990s | 3 | 13581.8441 | 7551.6282 | 6.2417 | 3.4704 | 1255.088 | 767.5686 | 0.57679 | 0.35274 | 24
5B | 2000-2499 | 1990s | 4 | 12171.1878 | 6296.952 | 5.5934 | 2.8938 | 1563.9083 | 711.0165 | 0.71871 | 0.32675 | 17
5B | 2000-2499 | 1990s | 5 | 14307.3542 | 5556.4342 | 6.5751 | 2.5535 | 1569.9997 | 751.6934 | 0.72151 | 0.34545 | 5
5B | 2000-2499 | 1990s | 6 | 10561.2386 | 1773.1939 | 4.8535 | 0.81489 | 1275.42 | 555.2539 | 0.58613 | 0.25517 | 4
5B | 2000-2499 | 1990s | 7 | 12185.6818 |  | 5.6 |  | 3089.1554 |  | 1.4196 |  | 1
5B | 2000-2499 | 1990s | 8 | [8 empty] | 0
5B | 2000-2499 | 1990s | 9 | [8 empty] | 0
5B | 2000-2499 | 1990s | 10 | [8 empty] | 0
5B | 2000-2499 | 2000s | 1 | 9696.1398 | 5013.991 | 4.4559 | 2.3042 | 1007.0899 | 514.0963 | 0.46282 | 0.23626 | 129
5B | 2000-2499 | 2000s | 2 | 10178.3874 | 5262.8404 | 4.6776 | 2.4186 | 1179.3401 | 761.7177 | 0.54198 | 0.35005 | 178
5B | 2000-2499 | 2000s | 3 | 10992.7895 | 4312.0538 | 5.0518 | 1.9816 | 1200.2811 | 798.0839 | 0.5516 | 0.36677 | 52
5B | 2000-2499 | 2000s | 4 | 12826.3993 | 5430.5833 | 5.8945 | 2.4957 | 1358.0453 | 630.2391 | 0.6241 | 0.28963 | 40
5B | 2000-2499 | 2000s | 5 | 13016.649 | 5769.6546 | 5.9819 | 2.6515 | 1311.8562 | 480.0551 | 0.60288 | 0.22061 | 25
5B | 2000-2499 | 2000s | 6 | 13390.8473 | 4195.6197 | 6.1539 | 1.9281 | 1511.0457 | 875.0275 | 0.69441 | 0.40213 | 8
5B | 2000-2499 | 2000s | 7 | 18729.0236 | 10096.9059 | 8.6071 | 4.6401 | 1325.337 | 9.0033 | 0.60907 | 0.0041376 | 2
5B | 2000-2499 | 2000s | 8 | [8 empty] | 0
5B | 2000-2499 | 2000s | 9 | [8 empty] | 0
5B | 2000-2499 | 2000s | 10 | [8 empty] | 0
5B | 2000-2499 | 2010s | 1 | 10771.5205 | 6911.0096 | 4.9501 | 3.176 | 893.1722 | 500.1246 | 0.41047 | 0.22984 | 13
5B | 2000-2499 | 2010s | 2 | 9973.1794 | 5111.7859 | 4.5833 | 2.3492 | 1042.53 | 566.8154 | 0.4791 | 0.26049 | 39
5B | 2000-2499 | 2010s | 3 | 11908.3832 | 5255.3605 | 5.4726 | 2.4151 | 1245.3387 | 654.9569 | 0.57231 | 0.30099 | 14
5B | 2000-2499 | 2010s | 4 | 13182.7247 | 8636.8727 | 6.0582 | 3.9692 | 1532.54 | 783.727 | 0.70429 | 0.36017 | 8
5B | 2000-2499 | 2010s | 5 | 9657.0391 | 3476.4304 | 4.438 | 1.5976 | 1596.6138 | 910.4257 | 0.73374 | 0.41839 | 6
5B | 2000-2499 | 2010s | 6 | 7354.0454 | 490.6285 | 3.3796 | 0.22547 | 534.4649 | 174.8861 | 0.24562 | 0.08037 | 2
5B | 2000-2499 | 2010s | 7 | [8 empty] | 0
5B | 2000-2499 | 2010s | 8 | [8 empty] | 0
5B | 2000-2499 | 2010s | 9 | [8 empty] | 0
5B | 2000-2499 | 2010s | 10 | [8 empty] | 0
5B | 2500-2999 | <1940 | 1 | 9006.3771 | 2046.1524 | 3.382 | 0.76836 | 1059.9531 | 256.1944 | 0.39803 | 0.096205 | 3
5B | 2500-2999 | <1940 | 2 | 10911.5745 | 3241.5057 | 4.0975 | 1.2172 | 2193.6031 | 1269.5517 | 0.82373 | 0.47674 | 9
5B | 2500-2999 | <1940 | 3 | 9874.4789 | 565.8111 | 3.708 | 0.21247 | 2406.5967 | 1042.5044 | 0.90372 | 0.39148 | 2
5B | 2500-2999 | <1940 | 4 | 11870.867 | 2252.0138 | 4.4577 | 0.84567 | 1933.9336 | 1070.5685 | 0.72622 | 0.40202 | 4
5B | 2500-2999 | <1940 | 5 | [8 empty] | 0
5B | 2500-2999 | <1940 | 6 | [8 empty] | 0
5B | 2500-2999 | <1940 | 7 | [8 empty] | 0
5B | 2500-2999 | <1940 | 8 | [8 empty] | 0
5B | 2500-2999 | <1940 | 9 | [8 empty] | 0
5B | 2500-2999 | <1940 | 10 | [8 empty] | 0
5B | 2500-2999 | 1940s | 1 | [8 empty] | 0
5B | 2500-2999 | 1940s | 2 | [8 empty] | 0
5B | 2500-2999 | 1940s | 3 | [8 empty] | 0
5B | 2500-2999 | 1940s | 4 | [8 empty] | 0
5B | 2500-2999 | 1940s | 5 | [8 empty] | 0
5B | 2500-2999 | 1940s | 6 | [8 empty] | 0
5B | 2500-2999 | 1940s | 7 | [8 empty] | 0
5B | 2500-2999 | 1940s | 8 | [8 empty] | 0
5B | 2500-2999 | 1940s | 9 | [8 empty] | 0
5B | 2500-2999 | 1940s | 10 | [8 empty] | 0
5B | 2500-2999 | 1950s | 1 | 54201.8344 |  | 20.3537 |  | 1426.8513 |  | 0.53581 |  | 1
5B | 2500-2999 | 1950s | 2 | [8 empty] | 0
5B | 2500-2999 | 1950s | 3 | [8 empty] | 0
5B | 2500-2999 | 1950s | 4 | [8 empty] | 0
5B | 2500-2999 | 1950s | 5 | [8 empty] | 0
5B | 2500-2999 | 1950s | 6 | [8 empty] | 0
5B | 2500-2999 | 1950s | 7 | [8 empty] | 0
5B | 2500-2999 | 1950s | 8 | [8 empty] | 0
5B | 2500-2999 | 1950s | 9 | [8 empty] | 0
5B | 2500-2999 | 1950s | 10 | [8 empty] | 0
5B | 2500-2999 | 1960s | 1 | 11129.3327 | 4335.0301 | 4.1792 | 1.6279 | 2735.9173 | 1503.4718 | 1.0274 | 0.56458 | 10
5B | 2500-2999 | 1960s | 2 | 11392.1703 | 9578.3024 | 4.2779 | 3.5968 | 1900.5059 | 802.6673 | 0.71367 | 0.30141 | 14
5B | 2500-2999 | 1960s | 3 | 19569.7553 | 16644.1857 | 7.3488 | 6.2502 | 3531.7259 | 3255.8346 | 1.3262 | 1.2226 | 5
5B | 2500-2999 | 1960s | 4 | 9766.8865 | 1454.7212 | 3.6676 | 0.54627 | 1679.1368 | 928.1408 | 0.63054 | 0.34853 | 3
5B | 2500-2999 | 1960s | 5 | 17986.85 |  | 6.7544 |  | 3947.3787 |  | 1.4823 |  | 1
5B | 2500-2999 | 1960s | 6 | [8 empty] | 0
5B | 2500-2999 | 1960s | 7 | [8 empty] | 0
5B | 2500-2999 | 1960s | 8 | [8 empty] | 0
5B | 2500-2999 | 1960s | 9 | [8 empty] | 0
5B | 2500-2999 | 1960s | 10 | [8 empty] | 0
5B | 2500-2999 | 1970s | 1 | 13185.3662 | 9492.7067 | 4.9513 | 3.5647 | 1061.487 | 577.6566 | 0.39861 | 0.21692 | 19
5B | 2500-2999 | 1970s | 2 | 13993.178 | 11434.0088 | 5.2547 | 4.2937 | 1566.2453 | 1107.3509 | 0.58815 | 0.41583 | 31
5B | 2500-2999 | 1970s | 3 | 16393.2079 | 11212.8579 | 6.1559 | 4.2106 | 1812.87 | 558.1972 | 0.68076 | 0.20961 | 15
5B | 2500-2999 | 1970s | 4 | 12317.0994 | 5578.6327 | 4.6253 | 2.0949 | 1601.6325 | 892.4105 | 0.60144 | 0.33511 | 9
5B | 2500-2999 | 1970s | 5 | 15350.1779 | 12838.534 | 5.7642 | 4.8211 | 2093.3223 | 870.8633 | 0.78608 | 0.32702 | 5
5B | 2500-2999 | 1970s | 6 | 11265.6432 | 3556.4287 | 4.2304 | 1.3355 | 1756.338 | 912.7104 | 0.65953 | 0.34274 | 3
5B | 2500-2999 | 1970s | 7 | [8 empty] | 0
5B | 2500-2999 | 1970s | 8 | [8 empty] | 0
5B | 2500-2999 | 1970s | 9 | [8 empty] | 0
5B | 2500-2999 | 1970s | 10 | [8 empty] | 0
5B | 2500-2999 | 1980s | 1 | 11341.4433 | 9842.4427 | 4.2589 | 3.696 | 1355.909 | 1000.1582 | 0.50917 | 0.37558 | 27
5B | 2500-2999 | 1980s | 2 | 14304.2424 | 9237.8055 | 5.3715 | 3.4689 | 1477.5415 | 864.9014 | 0.55484 | 0.32478 | 43
5B | 2500-2999 | 1980s | 3 | 17033.0011 | 10375.8631 | 6.3962 | 3.8963 | 1607.2284 | 844.1498 | 0.60354 | 0.31699 | 10
5B | 2500-2999 | 1980s | 4 | 16705.3707 | 11190.4806 | 6.2731 | 4.2022 | 2341.0458 | 2153.9444 | 0.8791 | 0.80884 | 11
5B | 2500-2999 | 1980s | 5 | 15815.5481 | 7942.3029 | 5.939 | 2.9825 | 1160.8272 | 489.9427 | 0.43591 | 0.18398 | 5
5B | 2500-2999 | 1980s | 6 | 16090.0018 |  | 6.0421 |  | 814.9953 |  | 0.30604 |  | 1
5B | 2500-2999 | 1980s | 7 | [8 empty] | 0
5B | 2500-2999 | 1980s | 8 | [8 empty] | 0
5B | 2500-2999 | 1980s | 9 | [8 empty] | 0
5B | 2500-2999 | 1980s | 10 | [8 empty] | 0
5B | 2500-2999 | 1990s | 1 | 9858.0193 | 4739.53 | 3.7018 | 1.7798 | 1517.032 | 854.7621 | 0.56967 | 0.32098 | 39
5B | 2500-2999 | 1990s | 2 | 14011.4829 | 10515.4639 | 5.2615 | 3.9487 | 1616.2699 | 898.1106 | 0.60694 | 0.33726 | 50
5B | 2500-2999 | 1990s | 3 | 13826.3993 | 12959.3407 | 5.192 | 4.8664 | 1682.3499 | 1193.6928 | 0.63175 | 0.44825 | 19
5B | 2500-2999 | 1990s | 4 | 13977.3116 | 6473.7409 | 5.2487 | 2.431 | 1789.4144 | 1505.2709 | 0.67195 | 0.56525 | 14
5B | 2500-2999 | 1990s | 5 | 15362.2351 | 8875.6228 | 5.7688 | 3.3329 | 2095.1327 | 1173.9603 | 0.78676 | 0.44084 | 9
5B | 2500-2999 | 1990s | 6 | 20191.8486 | 9490.7331 | 7.5824 | 3.5639 | 1771.5255 | 452.9013 | 0.66524 | 0.17007 | 4
5B | 2500-2999 | 1990s | 7 | [8 empty] | 0
5B | 2500-2999 | 1990s | 8 | [8 empty] | 0
5B | 2500-2999 | 1990s | 9 | [8 empty] | 0
5B | 2500-2999 | 1990s | 10 | [8 empty] | 0
5B | 2500-2999 | 2000s | 1 | 10952.6927 | 6791.9118 | 4.1129 | 2.5505 | 1257.8531 | 720.9913 | 0.47234 | 0.27074 | 81
5B | 2500-2999 | 2000s | 2 | 11558.0943 | 6263.7416 | 4.3403 | 2.3521 | 1243.3767 | 699.8571 | 0.46691 | 0.26281 | 125
5B | 2500-2999 | 2000s | 3 | 15185.2629 | 8464.1633 | 5.7023 | 3.1784 | 1658.6969 | 1076.1939 | 0.62287 | 0.40413 | 37
5B | 2500-2999 | 2000s | 4 | 13203.659 | 5843.9969 | 4.9582 | 2.1945 | 1389.7205 | 591.6634 | 0.52186 | 0.22218 | 43
5B | 2500-2999 | 2000s | 5 | 17286.2311 | 7544.8196 | 6.4913 | 2.8332 | 1421.7035 | 708.0497 | 0.53387 | 0.26588 | 13
5B | 2500-2999 | 2000s | 6 | 19742.9551 | 7550.1353 | 7.4138 | 2.8352 | 2645.32 | 108.7629 | 0.99336 | 0.040842 | 3
5B | 2500-2999 | 2000s | 7 | 17666.8588 | 16589.8901 | 6.6342 | 6.2298 | 1741.3776 | 295.6002 | 0.65392 | 0.111 | 4
5B | 2500-2999 | 2000s | 8 | [8 empty] | 0
5B | 2500-2999 | 2000s | 9 | [8 empty] | 0
5B | 2500-2999 | 2000s | 10 | [8 empty] | 0
5B | 2500-2999 | 2010s | 1 | 12566.9162 | 6823.9242 | 4.7191 | 2.5625 | 1127.6624 | 706.6896 | 0.42346 | 0.26537 | 15
5B | 2500-2999 | 2010s | 2 | 10736.2651 | 5818.7405 | 4.0316 | 2.185 | 1269.3639 | 705.5329 | 0.47667 | 0.26494 | 14
5B | 2500-2999 | 2010s | 3 | 9009.7781 | 4865.3864 | 3.3833 | 1.827 | 1210.1856 | 248.2398 | 0.45444 | 0.093218 | 6
5B | 2500-2999 | 2010s | 4 | 13897.2197 | 10086.3624 | 5.2186 | 3.7876 | 1041.3156 | 786.603 | 0.39103 | 0.29538 | 7
5B | 2500-2999 | 2010s | 5 | 19684.8262 |  | 7.392 |  | 1449.7105 |  | 0.54439 |  | 1
5B | 2500-2999 | 2010s | 6 | [8 empty] | 0
5B | 2500-2999 | 2010s | 7 | [8 empty] | 0
5B | 2500-2999 | 2010s | 8 | [8 empty] | 0
5B | 2500-2999 | 2010s | 9 | [8 empty] | 0
5B | 2500-2999 | 2010s | 10 | [8 empty] | 0
5B | 3000-3999 | <1940 | 1 | 11542.666 |  | 3.4967 |  | 2183.4346 |  | 0.66145 |  | 1
5B | 3000-3999 | <1940 | 2 | 13801.8554 | 5471.9464 | 4.1811 | 1.6577 | 1754.5666 | 367.9537 | 0.53153 | 0.11147 | 3
5B | 3000-3999 | <1940 | 3 | 12637.1737 |  | 3.8283 |  | 2004.1296 |  | 0.60713 |  | 1
5B | 3000-3999 | <1940 | 4 | 10584.7488 |  | 3.2065 |  | 1813.6277 |  | 0.54942 |  | 1
5B | 3000-3999 | <1940 | 5 | 13575.2309 | 301.3241 | 4.1125 | 0.091283 | 2030.2965 | 901.9431 | 0.61505 | 0.27323 | 2
5B | 3000-3999 | <1940 | 6 | [8 empty] | 0
5B | 3000-3999 | <1940 | 7 | [8 empty] | 0
5B | 3000-3999 | <1940 | 8 | [8 empty] | 0
5B | 3000-3999 | <1940 | 9 | [8 empty] | 0
5B | 3000-3999 | <1940 | 10 | [8 empty] | 0
5B | 3000-3999 | 1940s | 1 | [8 empty] | 0
5B | 3000-3999 | 1940s | 2 | [8 empty] | 0
5B | 3000-3999 | 1940s | 3 | [8 empty] | 0
5B | 3000-3999 | 1940s | 4 | [8 empty] | 0
5B | 3000-3999 | 1940s | 5 | [8 empty] | 0
5B | 3000-3999 | 1940s | 6 | [8 empty] | 0
5B | 3000-3999 | 1940s | 7 | [8 empty] | 0
5B | 3000-3999 | 1940s | 8 | [8 empty] | 0
5B | 3000-3999 | 1940s | 9 | [8 empty] | 0
5B | 3000-3999 | 1940s | 10 | [8 empty] | 0
5B | 3000-3999 | 1950s | 1 | 32233.2492 | 1292.9724 | 9.7647 | 0.39169 | 1512.0235 | 871.2273 | 0.45805 | 0.26393 | 2
5B | 3000-3999 | 1950s | 2 | [8 empty] | 0
5B | 3000-3999 | 1950s | 3 | 27875.0654 |  | 8.4444 |  | 2298.1455 |  | 0.6962 |  | 1
5B | 3000-3999 | 1950s | 4 | 18710.6615 |  | 5.6682 |  | 1052.463 |  | 0.31883 |  | 1
5B | 3000-3999 | 1950s | 5 | [8 empty] | 0
5B | 3000-3999 | 1950s | 6 | 42165.9833 |  | 12.7737 |  | 2512.9054 |  | 0.76126 |  | 1
5B | 3000-3999 | 1950s | 7 | [8 empty] | 0
5B | 3000-3999 | 1950s | 8 | [8 empty] | 0
5B | 3000-3999 | 1950s | 9 | [8 empty] | 0
5B | 3000-3999 | 1950s | 10 | [8 empty] | 0
5B | 3000-3999 | 1960s | 1 | 10269.0815 | 3916.536 | 3.1109 | 1.1865 | 2672.2578 | 2579.2904 | 0.80953 | 0.78137 | 4
5B | 3000-3999 | 1960s | 2 | 15333.6257 | 7899.2324 | 4.6451 | 2.393 | 2556.3456 | 1108.6739 | 0.77442 | 0.33586 | 5
5B | 3000-3999 | 1960s | 3 | 9516.9237 | 3575.4244 | 2.883 | 1.0831 | 1252.5957 | 713.1233 | 0.37946 | 0.21603 | 2
5B | 3000-3999 | 1960s | 4 | 14853.7327 | 5752.2463 | 4.4998 | 1.7426 | 2425.0079 | 1609.3214 | 0.73463 | 0.48753 | 4
5B | 3000-3999 | 1960s | 5 | [8 empty] | 0
5B | 3000-3999 | 1960s | 6 | [8 empty] | 0
5B | 3000-3999 | 1960s | 7 | [8 empty] | 0
5B | 3000-3999 | 1960s | 8 | [8 empty] | 0
5B | 3000-3999 | 1960s | 9 | [8 empty] | 0
5B | 3000-3999 | 1960s | 10 | [8 empty] | 0
5B | 3000-3999 | 1970s | 1 | 14630.3039 | 10576.5723 | 4.4321 | 3.2041 | 2512.0386 | 1454.9797 | 0.76099 | 0.44077 | 12
5B | 3000-3999 | 1970s | 2 | 17199.0208 | 11726.7737 | 5.2102 | 3.5525 | 1664.0714 | 1167.0714 | 0.50411 | 0.35355 | 18
5B | 3000-3999 | 1970s | 3 | 17128.6962 | 11773.1831 | 5.1889 | 3.5666 | 2105.4075 | 1017.4666 | 0.63781 | 0.30823 | 9
5B | 3000-3999 | 1970s | 4 | 13138.4176 | 5550.7568 | 3.9801 | 1.6815 | 2555.1603 | 1610.3912 | 0.77406 | 0.48785 | 8
5B | 3000-3999 | 1970s | 5 | 18823.8382 | 8901.7619 | 5.7025 | 2.6967 | 2888.7058 | 1374.1851 | 0.8751 | 0.41629 | 4
5B | 3000-3999 | 1970s | 6 | 11791.8482 |  | 3.5722 |  | 1755.5497 |  | 0.53182 |  | 1
5B | 3000-3999 | 1970s | 7 | 16135.487 |  | 4.8881 |  | 3684.9519 |  | 1.1163 |  | 1
5B | 3000-3999 | 1970s | 8 | [8 empty] | 0
5B | 3000-3999 | 1970s | 9 | [8 empty] | 0
5B | 3000-3999 | 1970s | 10 | [8 empty] | 0
5B | 3000-3999 | 1980s | 1 | 16612.9572 | 13842.6245 | 5.0327 | 4.1935 | 2492.1109 | 2158.681 | 0.75496 | 0.65395 | 16
5B | 3000-3999 | 1980s | 2 | 13696.5747 | 9125.7964 | 4.1492 | 2.7646 | 2086.1685 | 1138.5433 | 0.63198 | 0.34491 | 36
5B | 3000-3999 | 1980s | 3 | 15101.7262 | 9585.7067 | 4.5749 | 2.9039 | 1731.0092 | 887.6099 | 0.52439 | 0.26889 | 24
5B | 3000-3999 | 1980s | 4 | 15276.9527 | 7592.345 | 4.628 | 2.3 | 2070.0947 | 1043.3409 | 0.62711 | 0.31607 | 14
5B | 3000-3999 | 1980s | 5 | 19828.3402 | 17155.6883 | 6.0068 | 5.1971 | 1711.3202 | 432.212 | 0.51842 | 0.13093 | 3
5B | 3000-3999 | 1980s | 6 | 37273.4009 | 26374.0608 | 11.2915 | 7.9897 | 2595.9624 | 90.883 | 0.78642 | 0.027532 | 2
5B | 3000-3999 | 1980s | 7 | [8 empty] | 0
5B | 3000-3999 | 1980s | 8 | [8 empty] | 0
5B | 3000-3999 | 1980s | 9 | [8 empty] | 0
5B | 3000-3999 | 1980s | 10 | [8 empty] | 0
5B | 3000-3999 | 1990s | 1 | 11143.7303 | 4589.879 | 3.3759 | 1.3905 | 2066.5044 | 984.5472 | 0.62602 | 0.29826 | 26
5B | 3000-3999 | 1990s | 2 | 13112.0313 | 8101.088 | 3.9721 | 2.4541 | 1864.0625 | 1733.5484 | 0.5647 | 0.52516 | 62
5B | 3000-3999 | 1990s | 3 | 14668.6314 | 8329.2903 | 4.4437 | 2.5233 | 2227.4035 | 1025.897 | 0.67477 | 0.31078 | 21
5B | 3000-3999 | 1990s | 4 | 15094.0066 | 8572.7519 | 4.5726 | 2.597 | 1511.7475 | 669.9765 | 0.45797 | 0.20296 | 21
5B | 3000-3999 | 1990s | 5 | 16730.4288 | 7417.7934 | 5.0683 | 2.2471 | 2236.3475 | 837.032 | 0.67748 | 0.25357 | 11
5B | 3000-3999 | 1990s | 6 | 15532.5426 | 4014.9707 | 4.7054 | 1.2163 | 1915.2078 | 921.6368 | 0.58019 | 0.2792 | 5
5B | 3000-3999 | 1990s | 7 | 23922.4903 | 20067.3764 | 7.247 | 6.0792 | 1230.5038 | 232.4392 | 0.37277 | 0.070415 | 2
5B | 3000-3999 | 1990s | 8 | [8 empty] | 0
5B | 3000-3999 | 1990s | 9 | [8 empty] | 0
5B | 3000-3999 | 1990s | 10 | [8 empty] | 0
5B | 3000-3999 | 2000s | 1 | 10497.8093 | 6025.9541 | 3.1802 | 1.8255 | 1393.9951 | 756.3695 | 0.42229 | 0.22913 | 59
5B | 3000-3999 | 2000s | 2 | 12101.3092 | 6094.6438 | 3.666 | 1.8463 | 1590.0612 | 902.7246 | 0.48169 | 0.27347 | 118
5B | 3000-3999 | 2000s | 3 | 12636.206 | 5944.898 | 3.828 | 1.8009 | 1378.4213 | 721.6881 | 0.41758 | 0.21863 | 51
5B | 3000-3999 | 2000s | 4 | 14523.6709 | 6238.8568 | 4.3998 | 1.89 | 1796.7636 | 790.9126 | 0.54431 | 0.2396 | 40
5B | 3000-3999 | 2000s | 5 | 13888.3329 | 5945.6553 | 4.2073 | 1.8012 | 1673.8666 | 847.2333 | 0.50708 | 0.25666 | 14
5B | 3000-3999 | 2000s | 6 | 17353.6815 | 5911.2346 | 5.2571 | 1.7907 | 924.9663 | 347.9311 | 0.28021 | 0.1054 | 5
5B | 3000-3999 | 2000s | 7 | 12079.2922 | 3159.9885 | 3.6593 | 0.95728 | 1956.0237 | 653.3017 | 0.59255 | 0.19791 | 5
5B | 3000-3999 | 2000s | 8 | 16627.4645 |  | 5.0371 |  | 1976.5788 |  | 0.59878 |  | 1
5B | 3000-3999 | 2000s | 9 | [8 empty] | 0
5B | 3000-3999 | 2000s | 10 | 16384.3201 |  | 4.9634 |  | 1414.5168 |  | 0.42851 |  | 1
5B | 3000-3999 | 2010s | 1 | 12471.1503 | 6461.6423 | 3.778 | 1.9575 | 1656.1752 | 856.2135 | 0.50172 | 0.25938 | 15
5B | 3000-3999 | 2010s | 2 | 11172.2657 | 5483.7421 | 3.3845 | 1.6612 | 1306.668 | 881.8755 | 0.39584 | 0.26715 | 39
5B | 3000-3999 | 2010s | 3 | 12623.2117 | 5586.5528 | 3.8241 | 1.6924 | 1677.1043 | 765.7784 | 0.50806 | 0.23198 | 11
5B | 3000-3999 | 2010s | 4 | 16466.6225 | 8939.6383 | 4.9884 | 2.7082 | 1602.4764 | 755.6812 | 0.48545 | 0.22892 | 12
5B | 3000-3999 | 2010s | 5 | 16872.9557 | 10064.7365 | 5.1115 | 3.049 | 2110.8516 | 488.1868 | 0.63946 | 0.14789 | 5
5B | 3000-3999 | 2010s | 6 | 23678.7237 | 9442.075 | 7.1732 | 2.8604 | 2335.943 | 516.1178 | 0.70765 | 0.15635 | 4
5B | 3000-3999 | 2010s | 7 | [8 empty] | 0
5B | 3000-3999 | 2010s | 8 | [8 empty] | 0
5B | 3000-3999 | 2010s | 9 | [8 empty] | 0
5B | 3000-3999 | 2010s | 10 | [8 empty] | 0
6A | 500-749 | <1940 | 1 | 7311.5022 | 4117.8636 | 11.5506 | 6.5053 | 865.4365 | 508.8003 | 1.3672 | 0.80379 | 18
6A | 500-749 | <1940 | 2 | 7377.457 | 2691.0761 | 11.6548 | 4.2513 | 640.8335 | 275.1388 | 1.0124 | 0.43466 | 9
6A | 500-749 | <1940 | 3 | 15919.3013 | 17466.7428 | 25.149 | 27.5936 | 1493.6111 | 922.6948 | 2.3596 | 1.4577 | 3
6A | 500-749 | <1940 | 4 | 7781.7721 | 1159.7891 | 12.2935 | 1.8322 | 1058.9408 | 447.5326 | 1.6729 | 0.707 | 2
6A | 500-749 | <1940 | 5 | [8 empty] | 0
6A | 500-749 | <1940 | 6 | [8 empty] | 0
6A | 500-749 | <1940 | 7 | 22027.9239 |  | 34.7992 |  | 1165.6425 |  | 1.8415 |  | 1
6A | 500-749 | <1940 | 8 | 21612.6457 |  | 34.1432 |  | 1560.2132 |  | 2.4648 |  | 1
6A | 500-749 | <1940 | 9 | [8 empty] | 0
6A | 500-749 | <1940 | 10 | [8 empty] | 0
6A | 500-749 | 1940s | 1 | 3949.7136 | 718.8799 | 6.2397 | 1.1357 | 514.6941 | 125.3624 | 0.8131 | 0.19804 | 3
6A | 500-749 | 1940s | 2 | 7356.6881 | 1483.5794 | 11.6219 | 2.3437 | 695.5873 | 205.7237 | 1.0989 | 0.325 | 4
6A | 500-749 | 1940s | 3 | 5737.5731 |  | 9.0641 |  | 499.6995 |  | 0.78941 |  | 1
6A | 500-749 | 1940s | 4 | 6232.5494 |  | 9.846 |  | 985.071 |  | 1.5562 |  | 1
6A | 500-749 | 1940s | 5 | [8 empty] | 0
6A | 500-749 | 1940s | 6 | [8 empty] | 0
6A | 500-749 | 1940s | 7 | [8 empty] | 0
6A | 500-749 | 1940s | 8 | [8 empty] | 0
6A | 500-749 | 1940s | 9 | [8 empty] | 0
6A | 500-749 | 1940s | 10 | [8 empty] | 0
6A | 500-749 | 1950s | 1 | 5813.139 | 1159.2001 | 9.1835 | 1.8313 | 727.1347 | 178.8858 | 1.1487 | 0.2826 | 6
6A | 500-749 | 1950s | 2 | 12746.7778 | 9637.8984 | 20.1371 | 15.2257 | 1193.3474 | 415.4359 | 1.8852 | 0.6563 | 5
6A | 500-749 | 1950s | 3 | 6955.0687 | 1727.3037 | 10.9875 | 2.7288 | 493.851 | 125.7633 | 0.78018 | 0.19868 | 2
6A | 500-749 | 1950s | 4 | 6989.7716 |  | 11.0423 |  | 479.7444 |  | 0.75789 |  | 1
6A | 500-749 | 1950s | 5 | [8 empty] | 0
6A | 500-749 | 1950s | 6 | [8 empty] | 0
6A | 500-749 | 1950s | 7 | [8 empty] | 0
6A | 500-749 | 1950s | 8 | [8 empty] | 0
6A | 500-749 | 1950s | 9 | [8 empty] | 0
6A | 500-749 | 1950s | 10 | [8 empty] | 0
6A | 500-749 | 1960s | 1 | 5963.8061 | 1582.0373 | 9.4215 | 2.4993 | 613.8676 | 245.8504 | 0.96978 | 0.38839 | 9
6A | 500-749 | 1960s | 2 | 9507.2527 | 6700.5721 | 15.0194 | 10.5854 | 713.0078 | 258.6593 | 1.1264 | 0.40862 | 8
6A | 500-749 | 1960s | 3 | 7410.5795 | 1535.1546 | 11.7071 | 2.4252 | 670.9233 | 143.5488 | 1.0599 | 0.22678 | 3
6A | 500-749 | 1960s | 4 | [8 empty] | 0
6A | 500-749 | 1960s | 5 | [8 empty] | 0
6A | 500-749 | 1960s | 6 | [8 empty] | 0
6A | 500-749 | 1960s | 7 | [8 empty] | 0
6A | 500-749 | 1960s | 8 | [8 empty] | 0
6A | 500-749 | 1960s | 9 | [8 empty] | 0
6A | 500-749 | 1960s | 10 | [8 empty] | 0
6A | 500-749 | 1970s | 1 | 5559.8524 | 2030.5848 | 8.7833 | 3.2079 | 816.8485 | 385.5703 | 1.2904 | 0.60912 | 5
6A | 500-749 | 1970s | 2 | 8863.3222 | 7525.2265 | 14.0021 | 11.8882 | 626.3777 | 281.0464 | 0.98954 | 0.44399 | 10
6A | 500-749 | 1970s | 3 | 11946.6254 | 8711.272 | 18.873 | 13.7619 | 1294.5285 | 671.3726 | 2.0451 | 1.0606 | 3
6A | 500-749 | 1970s | 4 | 4733.9942 |  | 7.4787 |  | 467.3153 |  | 0.73825 |  | 1
6A | 500-749 | 1970s | 5 | [8 empty] | 0
6A | 500-749 | 1970s | 6 | [8 empty] | 0
6A | 500-749 | 1970s | 7 | [8 empty] | 0
6A | 500-749 | 1970s | 8 | [8 empty] | 0
6A | 500-749 | 1970s | 9 | [8 empty] | 0
6A | 500-749 | 1970s | 10 | [8 empty] | 0
6A | 500-749 | 1980s | 1 | 4281.1534 | 232.8673 | 6.7633 | 0.36788 | 524.4206 | 81.1858 | 0.82847 | 0.12826 | 2
6A | 500-749 | 1980s | 2 | 5730.2954 | 116.1858 | 9.0526 | 0.18355 | 454.5265 | 113.6862 | 0.71805 | 0.1796 | 3
6A | 500-749 | 1980s | 3 | 4432.5858 |  | 7.0025 |  | 483.6014 |  | 0.76398 |  | 1
6A | 500-749 | 1980s | 4 | 20328.3487 |  | 32.1143 |  | 1769.2004 |  | 2.7949 |  | 1
6A | 500-749 | 1980s | 5 | [8 empty] | 0
6A | 500-749 | 1980s | 6 | [8 empty] | 0
6A | 500-749 | 1980s | 7 | [8 empty] | 0
6A | 500-749 | 1980s | 8 | [8 empty] | 0
6A | 500-749 | 1980s | 9 | [8 empty] | 0
6A | 500-749 | 1980s | 10 | [8 empty] | 0
6A | 500-749 | 1990s | 1 | 5368.9762 | 1008.3622 | 8.4818 | 1.593 | 686.2165 | 354.8601 | 1.0841 | 0.5606 | 5
6A | 500-749 | 1990s | 2 | 5185.0939 | 637.7866 | 8.1913 | 1.0076 | 917.3504 | 211.6704 | 1.4492 | 0.33439 | 2
6A | 500-749 | 1990s | 3 | 12000.4429 |  | 18.958 |  | 539.6297 |  | 0.8525 |  | 1
6A | 500-749 | 1990s | 4 | [8 empty] | 0
6A | 500-749 | 1990s | 5 | 12079.4633 |  | 19.0829 |  | 1592.4528 |  | 2.5157 |  | 1
6A | 500-749 | 1990s | 6 | [8 empty] | 0
6A | 500-749 | 1990s | 7 | [8 empty] | 0
6A | 500-749 | 1990s | 8 | [8 empty] | 0
6A | 500-749 | 1990s | 9 | [8 empty] | 0
6A | 500-749 | 1990s | 10 | [8 empty] | 0
6A | 500-749 | 2000s | 1 | [8 empty] | 0
6A | 500-749 | 2000s | 2 | [8 empty] | 0
6A | 500-749 | 2000s | 3 | [8 empty] | 0
6A | 500-749 | 2000s | 4 | [8 empty] | 0
6A | 500-749 | 2000s | 5 | [8 empty] | 0
6A | 500-749 | 2000s | 6 | [8 empty] | 0
6A | 500-749 | 2000s | 7 | [8 empty] | 0
6A | 500-749 | 2000s | 8 | [8 empty] | 0
6A | 500-749 | 2000s | 9 | [8 empty] | 0
6A | 500-749 | 2000s | 10 | [8 empty] | 0
6A | 500-749 | 2010s | 1 | 11365.5275 | 4553.3512 | 17.955 | 7.1933 | 722.1395 | 419.8124 | 1.1408 | 0.66321 | 3
6A | 500-749 | 2010s | 2 | [8 empty] | 0
6A | 500-749 | 2010s | 3 | [8 empty] | 0
6A | 500-749 | 2010s | 4 | [8 empty] | 0
6A | 500-749 | 2010s | 5 | [8 empty] | 0
6A | 500-749 | 2010s | 6 | [8 empty] | 0
6A | 500-749 | 2010s | 7 | [8 empty] | 0
6A | 500-749 | 2010s | 8 | [8 empty] | 0
6A | 500-749 | 2010s | 9 | [8 empty] | 0
6A | 500-749 | 2010s | 10 | [8 empty] | 0
6A | 750-999 | <1940 | 1 | 7344.127 | 3004.9671 | 8.2984 | 3.3954 | 999.036 | 416.5891 | 1.1289 | 0.47072 | 40
6A | 750-999 | <1940 | 2 | 8772.7824 | 6054.2767 | 9.9127 | 6.841 | 977.1769 | 462.5697 | 1.1042 | 0.52268 | 42
6A | 750-999 | <1940 | 3 | 10553.7327 | 7422.0582 | 11.9251 | 8.3865 | 973.8765 | 639.9231 | 1.1004 | 0.72308 | 15
6A | 750-999 | <1940 | 4 | 8406.8741 | 106.9836 | 9.4993 | 0.12089 | 1275.2935 | 251.0283 | 1.441 | 0.28365 | 2
6A | 750-999 | <1940 | 5 | 14094.4464 |  | 15.9259 |  | 3958.5912 |  | 4.473 |  | 1
6A | 750-999 | <1940 | 6 | [8 empty] | 0
6A | 750-999 | <1940 | 7 | [8 empty] | 0
6A | 750-999 | <1940 | 8 | [8 empty] | 0
6A | 750-999 | <1940 | 9 | [8 empty] | 0
6A | 750-999 | <1940 | 10 | [8 empty] | 0
6A | 750-999 | 1940s | 1 | 7395.2783 | 5465.2828 | 8.3562 | 6.1755 | 751.763 | 353.7621 | 0.84945 | 0.39973 | 39
6A | 750-999 | 1940s | 2 | 9848.37 | 6488.745 | 11.1281 | 7.3319 | 956.9567 | 433.4261 | 1.0813 | 0.48975 | 37
6A | 750-999 | 1940s | 3 | 7661.6898 | 2423.5901 | 8.6573 | 2.7385 | 905.627 | 464.7637 | 1.0233 | 0.52516 | 4
6A | 750-999 | 1940s | 4 | 8792.5611 | 1230.2123 | 9.9351 | 1.3901 | 969.2219 | 412.2399 | 1.0952 | 0.46581 | 4
6A | 750-999 | 1940s | 5 | [8 empty] | 0
6A | 750-999 | 1940s | 6 | [8 empty] | 0
6A | 750-999 | 1940s | 7 | 25058.0558 |  | 28.3142 |  | 1902.2293 |  | 2.1494 |  | 1
6A | 750-999 | 1940s | 8 | [8 empty] | 0
6A | 750-999 | 1940s | 9 | [8 empty] | 0
6A | 750-999 | 1940s | 10 | [8 empty] | 0
6A | 750-999 | 1950s | 1 | 8021.6552 | 5069.4746 | 9.064 | 5.7282 | 801.8744 | 364.6811 | 0.90607 | 0.41207 | 74
6A | 750-999 | 1950s | 2 | 9340.0755 | 6348.3386 | 10.5538 | 7.1733 | 867.0727 | 471.981 | 0.97974 | 0.53331 | 57
6A | 750-999 | 1950s | 3 | 11026.9755 | 8932.2854 | 12.4599 | 10.093 | 1098.651 | 390.5331 | 1.2414 | 0.44128 | 7
6A | 750-999 | 1950s | 4 | 13477.0915 | 10471.4187 | 15.2284 | 11.8321 | 1227.3754 | 603.0173 | 1.3869 | 0.68138 | 9
6A | 750-999 | 1950s | 5 | 11440.4103 |  | 12.927 |  | 2489.8853 |  | 2.8134 |  | 1
6A | 750-999 | 1950s | 6 | [8 empty] | 0
6A | 750-999 | 1950s | 7 | [8 empty] | 0
6A | 750-999 | 1950s | 8 | [8 empty] | 0
6A | 750-999 | 1950s | 9 | [8 empty] | 0
6A | 750-999 | 1950s | 10 | [8 empty] | 0
6A | 750-999 | 1960s | 1 | 7937.7545 | 4856.487 | 8.9692 | 5.4876 | 757.7567 | 443.4741 | 0.85622 | 0.5011 | 35
6A | 750-999 | 1960s | 2 | 8957.0439 | 4775.1861 | 10.121 | 5.3957 | 830.319 | 280.3367 | 0.93821 | 0.31676 | 15
6A | 750-999 | 1960s | 3 | 7336.8708 | 1662.298 | 8.2902 | 1.8783 | 997.9488 | 243.7541 | 1.1276 | 0.27543 | 6
6A | 750-999 | 1960s | 4 | 18775.5468 | 12440.6714 | 21.2153 | 14.0573 | 992.8724 | 679.6941 | 1.1219 | 0.76802 | 2
6A | 750-999 | 1960s | 5 | [8 empty] | 0
6A | 750-999 | 1960s | 6 | [8 empty] | 0
6A | 750-999 | 1960s | 7 | [8 empty] | 0
6A | 750-999 | 1960s | 8 | [8 empty] | 0
6A | 750-999 | 1960s | 9 | [8 empty] | 0
6A | 750-999 | 1960s | 10 | [8 empty] | 0
6A | 750-999 | 1970s | 1 | 7020.9088 | 3788.7882 | 7.9332 | 4.2811 | 725.7613 | 260.4293 | 0.82007 | 0.29427 | 36
6A | 750-999 | 1970s | 2 | 7736.301 | 2986.726 | 8.7416 | 3.3748 | 810.4347 | 447.9451 | 0.91575 | 0.50615 | 35
6A | 750-999 | 1970s | 3 | 8762.8647 | 2604.2608 | 9.9015 | 2.9427 | 833.3888 | 578.5016 | 0.94168 | 0.65367 | 7
6A | 750-999 | 1970s | 4 | 9335.7126 | 2630.1869 | 10.5488 | 2.972 | 1058.0684 | 577.269 | 1.1956 | 0.65228 | 6
6A | 750-999 | 1970s | 5 | 6418.0048 | 2344.7532 | 7.252 | 2.6494 | 976.4892 | 120.4217 | 1.1034 | 0.13607 | 2
6A | 750-999 | 1970s | 6 | [8 empty] | 0
6A | 750-999 | 1970s | 7 | [8 empty] | 0
6A | 750-999 | 1970s | 8 | [8 empty] | 0
6A | 750-999 | 1970s | 9 | [8 empty] | 0
6A | 750-999 | 1970s | 10 | [8 empty] | 0
6A | 750-999 | 1980s | 1 | 5312.6588 | 1702.2279 | 6.003 | 1.9234 | 622.4346 | 512.4053 | 0.70332 | 0.57899 | 21
6A | 750-999 | 1980s | 2 | 6933.1881 | 2320.2209 | 7.8341 | 2.6217 | 712.7671 | 426.9243 | 0.80539 | 0.4824 | 15
6A | 750-999 | 1980s | 3 | 9096.8526 | 5397.0699 | 10.2789 | 6.0984 | 744.5791 | 331.0717 | 0.84133 | 0.37409 | 5
6A | 750-999 | 1980s | 4 | 8050.6581 | 1193.4646 | 9.0968 | 1.3485 | 1238.7809 | 195.8909 | 1.3998 | 0.22135 | 3
6A | 750-999 | 1980s | 5 | 11955.1766 |  | 13.5087 |  | 2023.4674 |  | 2.2864 |  | 1
6A | 750-999 | 1980s | 6 | [8 empty] | 0
6A | 750-999 | 1980s | 7 | [8 empty] | 0
6A | 750-999 | 1980s | 8 | [8 empty] | 0
6A | 750-999 | 1980s | 9 | [8 empty] | 0
6A | 750-999 | 1980s | 10 | [8 empty] | 0
6A | 750-999 | 1990s | 1 | 6261.7746 | 1721.5163 | 7.0755 | 1.9452 | 694.8556 | 269.7993 | 0.78515 | 0.30486 | 15
6A | 750-999 | 1990s | 2 | 7395.1434 | 2758.6283 | 8.3561 | 3.1171 | 652.6527 | 308.5225 | 0.73746 | 0.34861 | 15
6A | 750-999 | 1990s | 3 | 9986.9043 | 325.5781 | 11.2846 | 0.36788 | 893.5964 | 542.8174 | 1.0097 | 0.61335 | 2
6A | 750-999 | 1990s | 4 | 7499.0057 | 3124.9276 | 8.4735 | 3.531 | 962.0666 | 115.5574 | 1.0871 | 0.13057 | 2
6A | 750-999 | 1990s | 5 | [8 empty] | 0
6A | 750-999 | 1990s | 6 | [8 empty] | 0
6A | 750-999 | 1990s | 7 | [8 empty] | 0
6A | 750-999 | 1990s | 8 | [8 empty] | 0
6A | 750-999 | 1990s | 9 | [8 empty] | 0
6A | 750-999 | 1990s | 10 | [8 empty] | 0
6A | 750-999 | 2000s | 1 | 5986.0824 | 1407.2621 | 6.7639 | 1.5901 | 515.8892 | 125.1982 | 0.58293 | 0.14147 | 4
6A | 750-999 | 2000s | 2 | 5495.1887 | 1118.9967 | 6.2093 | 1.2644 | 681.862 | 159.8395 | 0.77047 | 0.18061 | 5
6A | 750-999 | 2000s | 3 | [8 empty] | 0
6A | 750-999 | 2000s | 4 | [8 empty] | 0
6A | 750-999 | 2000s | 5 | [8 empty] | 0
6A | 750-999 | 2000s | 6 | [8 empty] | 0
6A | 750-999 | 2000s | 7 | [8 empty] | 0
6A | 750-999 | 2000s | 8 | [8 empty] | 0
6A | 750-999 | 2000s | 9 | [8 empty] | 0
6A | 750-999 | 2000s | 10 | [8 empty] | 0
6A | 750-999 | 2010s | 1 | 3878.4932 |  | 4.3825 |  | 754.3161 |  | 0.85233 |  | 1
6A | 750-999 | 2010s | 2 | 5590.374 | 1595.8886 | 6.3168 | 1.8033 | 860.8468 | 509.1924 | 0.97271 | 0.57536 | 3
6A | 750-999 | 2010s | 3 | [8 empty] | 0
6A | 750-999 | 2010s | 4 | [8 empty] | 0
6A | 750-999 | 2010s | 5 | [8 empty] | 0
6A | 750-999 | 2010s | 6 | [8 empty] | 0
6A | 750-999 | 2010s | 7 | [8 empty] | 0
6A | 750-999 | 2010s | 8 | [8 empty] | 0
6A | 750-999 | 2010s | 9 | [8 empty] | 0
6A | 750-999 | 2010s | 10 | [8 empty] | 0
6A | 1000-1499 | <1940 | 1 | 8013.1093 | 4056.5415 | 6.5681 | 3.325 | 959.0397 | 466.4181 | 0.7861 | 0.38231 | 141
6A | 1000-1499 | <1940 | 2 | 8963.6773 | 5153.6463 | 7.3473 | 4.2243 | 974.6045 | 485.7164 | 0.79886 | 0.39813 | 162
6A | 1000-1499 | <1940 | 3 | 10192.9656 | 5905.5205 | 8.3549 | 4.8406 | 1095.7428 | 457.5301 | 0.89815 | 0.37502 | 41
6A | 1000-1499 | <1940 | 4 | 9990.5669 | 5162.5613 | 8.189 | 4.2316 | 1077.0503 | 471.7473 | 0.88283 | 0.38668 | 22
6A | 1000-1499 | <1940 | 5 | 9254.06 | 3943.5952 | 7.5853 | 3.2325 | 990.0814 | 346.6025 | 0.81154 | 0.2841 | 6
6A | 1000-1499 | <1940 | 6 | 9998.828 |  | 8.1958 |  | 1604.8182 |  | 1.3154 |  | 1
6A | 1000-1499 | <1940 | 7 | [8 empty] | 0
6A | 1000-1499 | <1940 | 8 | [8 empty] | 0
6A | 1000-1499 | <1940 | 9 | [8 empty] | 0
6A | 1000-1499 | <1940 | 10 | [8 empty] | 0
6A | 1000-1499 | 1940s | 1 | 8012.9212 | 4748.56 | 6.568 | 3.8923 | 871.3877 | 454.5025 | 0.71425 | 0.37254 | 53
6A | 1000-1499 | 1940s | 2 | 8919.6418 | 5162.7198 | 7.3112 | 4.2317 | 814.8502 | 421.9806 | 0.66791 | 0.34589 | 70
6A | 1000-1499 | 1940s | 3 | 8088.6926 | 1993.0811 | 6.6301 | 1.6337 | 909.8503 | 406.4067 | 0.74578 | 0.33312 | 18
6A | 1000-1499 | 1940s | 4 | 16969.7418 | 12197.529 | 13.9096 | 9.998 | 1003.5651 | 299.637 | 0.82259 | 0.2456 | 9
6A | 1000-1499 | 1940s | 5 | 28020.0561 | 24258.7652 | 22.9673 | 19.8842 | 1736.011 | 994.2249 | 1.423 | 0.81494 | 4
6A | 1000-1499 | 1940s | 6 | 26459.624 | 5186.3065 | 21.6882 | 4.2511 | 1242.6256 | 447.6271 | 1.0185 | 0.36691 | 2
6A | 1000-1499 | 1940s | 7 | [8 empty] | 0
6A | 1000-1499 | 1940s | 8 | [8 empty] | 0
6A | 1000-1499 | 1940s | 9 | [8 empty] | 0
6A | 1000-1499 | 1940s | 10 | [8 empty] | 0
6A | 1000-1499 | 1950s | 1 | 7521.0671 | 4116.0083 | 6.1648 | 3.3738 | 879.5061 | 480.1071 | 0.72091 | 0.39353 | 125
6A | 1000-1499 | 1950s | 2 | 9474.5993 | 6260.5167 | 7.7661 | 5.1316 | 869.3101 | 417.4244 | 0.71255 | 0.34215 | 125
6A | 1000-1499 | 1950s | 3 | 12184.7534 | 9190.2709 | 9.9875 | 7.533 | 942.5132 | 369.0708 | 0.77255 | 0.30252 | 26
6A | 1000-1499 | 1950s | 4 | 11144.0873 | 6711.8775 | 9.1345 | 5.5015 | 1058.7383 | 408.3765 | 0.86782 | 0.33473 | 20
6A | 1000-1499 | 1950s | 5 | 11631.6881 | 6667.6479 | 9.5342 | 5.4653 | 1111.024 | 267.1419 | 0.91068 | 0.21897 | 10
6A | 1000-1499 | 1950s | 6 | 16286.5769 |  | 13.3497 |  | 2267.4979 |  | 1.8586 |  | 1
6A | 1000-1499 | 1950s | 7 | 8449.1339 |  | 6.9255 |  | 1376.9336 |  | 1.1286 |  | 1
6A | 1000-1499 | 1950s | 8 | [8 empty] | 0
6A | 1000-1499 | 1950s | 9 | [8 empty] | 0
6A | 1000-1499 | 1950s | 10 | [8 empty] | 0
6A | 1000-1499 | 1960s | 1 | 8532.7068 | 7498.4727 | 6.994 | 6.1463 | 810.7034 | 395.4167 | 0.66451 | 0.32411 | 85
6A | 1000-1499 | 1960s | 2 | 8850.6194 | 6122.2961 | 7.2546 | 5.0183 | 840.8553 | 429.7958 | 0.68923 | 0.35229 | 123
6A | 1000-1499 | 1960s | 3 | 11129.492 | 7147.4499 | 9.1225 | 5.8586 | 986.7735 | 416.358 | 0.80883 | 0.34128 | 28
6A | 1000-1499 | 1960s | 4 | 12684.6998 | 7174.971 | 10.3973 | 5.8811 | 1177.7304 | 770.377 | 0.96535 | 0.63146 | 17
6A | 1000-1499 | 1960s | 5 | 6761.9036 |  | 5.5425 |  | 694.0156 |  | 0.56887 |  | 1
6A | 1000-1499 | 1960s | 6 | 8567.7387 |  | 7.0227 |  | 597.2302 |  | 0.48953 |  | 1
6A | 1000-1499 | 1960s | 7 | [8 empty] | 0
6A | 1000-1499 | 1960s | 8 | 9971.4711 |  | 8.1733 |  | 994.2942 |  | 0.815 |  | 1
6A | 1000-1499 | 1960s | 9 | [8 empty] | 0
6A | 1000-1499 | 1960s | 10 | [8 empty] | 0
6A | 1000-1499 | 1970s | 1 | 8955.3183 | 6238.2281 | 7.3404 | 5.1133 | 876.0507 | 420.7944 | 0.71807 | 0.34491 | 152
6A | 1000-1499 | 1970s | 2 | 8708.3277 | 4270.5476 | 7.138 | 3.5004 | 935.9802 | 512.9899 | 0.7672 | 0.42048 | 166
6A | 1000-1499 | 1970s | 3 | 10004.0224 | 5008.3959 | 8.2 | 4.1052 | 880.329 | 467.367 | 0.72158 | 0.38309 | 39
6A | 1000-1499 | 1970s | 4 | 16667.1557 | 14477.9217 | 13.6616 | 11.8671 | 840.7296 | 392.7773 | 0.68912 | 0.32195 | 13
6A | 1000-1499 | 1970s | 5 | 12901.3048 | 5178.8207 | 10.5748 | 4.2449 | 1109.8255 | 601.8027 | 0.90969 | 0.49328 | 8
6A | 1000-1499 | 1970s | 6 | 23493.0164 | 12199.0917 | 19.2566 | 9.9993 | 1294.1529 | 337.7084 | 1.0608 | 0.27681 | 4
6A | 1000-1499 | 1970s | 7 | 27576.989 |  | 22.6041 |  | 1527.3658 |  | 1.2519 |  | 1
6A | 1000-1499 | 1970s | 8 | [8 empty] | 0
6A | 1000-1499 | 1970s | 9 | [8 empty] | 0
6A | 1000-1499 | 1970s | 10 | [8 empty] | 0
6A | 1000-1499 | 1980s | 1 | 7308.8528 | 3948.163 | 5.9909 | 3.2362 | 811.3713 | 380.8586 | 0.66506 | 0.31218 | 79
6A | 1000-1499 | 1980s | 2 | 8151.5432 | 3527.4414 | 6.6816 | 2.8913 | 865.8379 | 406.8169 | 0.7097 | 0.33346 | 92
6A | 1000-1499 | 1980s | 3 | 8941.5316 | 2641.138 | 7.3291 | 2.1649 | 961.382 | 445.8719 | 0.78802 | 0.36547 | 20
6A | 1000-1499 | 1980s | 4 | 11880.7464 | 6101.2081 | 9.7383 | 5.001 | 1086.0928 | 541.6238 | 0.89024 | 0.44395 | 20
6A | 1000-1499 | 1980s | 5 | 13858.2859 | 3027.6463 | 11.3593 | 2.4817 | 796.8058 | 265.2717 | 0.65312 | 0.21744 | 4
6A | 1000-1499 | 1980s | 6 | [8 empty] | 0
6A | 1000-1499 | 1980s | 7 | 10174.4373 |  | 8.3397 |  | 1480.5236 |  | 1.2135 |  | 1
6A | 1000-1499 | 1980s | 8 | [8 empty] | 0
6A | 1000-1499 | 1980s | 9 | [8 empty] | 0
6A | 1000-1499 | 1980s | 10 | [8 empty] | 0
6A | 1000-1499 | 1990s | 1 | 6694.0066 | 3133.9228 | 5.4869 | 2.5688 | 789.8259 | 382.6703 | 0.6474 | 0.31366 | 84
6A | 1000-1499 | 1990s | 2 | 8530.4997 | 3518.7967 | 6.9922 | 2.8843 | 951.6871 | 449.1243 | 0.78007 | 0.36813 | 108
6A | 1000-1499 | 1990s | 3 | 9760.2595 | 4204.4932 | 8.0002 | 3.4463 | 912.3072 | 376.4607 | 0.74779 | 0.30857 | 28
6A | 1000-1499 | 1990s | 4 | 11816.0598 | 3937.8547 | 9.6853 | 3.2277 | 1345.2773 | 615.915 | 1.1027 | 0.50485 | 11
6A | 1000-1499 | 1990s | 5 | 11532.9576 | 4711.3132 | 9.4532 | 3.8617 | 1137.1319 | 773.8987 | 0.93208 | 0.63434 | 7
6A | 1000-1499 | 1990s | 6 | [8 empty] | 0
6A | 1000-1499 | 1990s | 7 | [8 empty] | 0
6A | 1000-1499 | 1990s | 8 | [8 empty] | 0
6A | 1000-1499 | 1990s | 9 | [8 empty] | 0
6A | 1000-1499 | 1990s | 10 | [8 empty] | 0
6A | 1000-1499 | 2000s | 1 | 7075.0249 | 3276.5889 | 5.7992 | 2.6857 | 600.347 | 248.037 | 0.49209 | 0.20331 | 83
6A | 1000-1499 | 2000s | 2 | 9468.9715 | 4643.8992 | 7.7615 | 3.8065 | 664.9691 | 280.8131 | 0.54506 | 0.23017 | 95
6A | 1000-1499 | 2000s | 3 | 8033.6024 | 3882.1571 | 6.5849 | 3.1821 | 737.279 | 364.2703 | 0.60433 | 0.29858 | 19
6A | 1000-1499 | 2000s | 4 | 10496.3749 | 4761.3486 | 8.6036 | 3.9027 | 782.0206 | 256.9639 | 0.641 | 0.21063 | 15
6A | 1000-1499 | 2000s | 5 | 9206.5436 | 3520.0744 | 7.5463 | 2.8853 | 1231.4314 | 157.6928 | 1.0094 | 0.12926 | 2
6A | 1000-1499 | 2000s | 6 | [8 empty] | 0
6A | 1000-1499 | 2000s | 7 | [8 empty] | 0
6A | 1000-1499 | 2000s | 8 | [8 empty] | 0
6A | 1000-1499 | 2000s | 9 | [8 empty] | 0
6A | 1000-1499 | 2000s | 10 | [8 empty] | 0
6A | 1000-1499 | 2010s | 1 | 12271.3808 | 10136.7227 | 10.0585 | 8.3088 | 599.1975 | 172.6588 | 0.49115 | 0.14152 | 10
6A | 1000-1499 | 2010s | 2 | 9810.6841 | 6339.9448 | 8.0415 | 5.1967 | 721.9387 | 242.2604 | 0.59175 | 0.19857 | 17
6A | 1000-1499 | 2010s | 3 | 10286.8848 | 4603.9595 | 8.4319 | 3.7737 | 625.7592 | 448.9655 | 0.51292 | 0.368 | 3
6A | 1000-1499 | 2010s | 4 | 9800.1543 | 711.3163 | 8.0329 | 0.58305 | 773.7576 | 29.5892 | 0.63423 | 0.024253 | 2
6A | 1000-1499 | 2010s | 5 | 12920.3801 |  | 10.5905 |  | 1220.4139 |  | 1.0003 |  | 1
6A | 1000-1499 | 2010s | 6 | [8 empty] | 0
6A | 1000-1499 | 2010s | 7 | [8 empty] | 0
6A | 1000-1499 | 2010s | 8 | [8 empty] | 0
6A | 1000-1499 | 2010s | 9 | [8 empty] | 0
6A | 1000-1499 | 2010s | 10 | [8 empty] | 0
6A | 1500-1999 | <1940 | 1 | 9919.2553 | 7647.871 | 5.8694 | 4.5254 | 1191.9319 | 683.1784 | 0.70529 | 0.40425 | 124
6A | 1500-1999 | <1940 | 2 | 10843.7924 | 9026.4961 | 6.4164 | 5.3411 | 1138.2467 | 612.0215 | 0.67352 | 0.36214 | 156
6A | 1500-1999 | <1940 | 3 | 9683.1769 | 2983.7075 | 5.7297 | 1.7655 | 1097.0776 | 626.4152 | 0.64916 | 0.37066 | 48
6A | 1500-1999 | <1940 | 4 | 16000.0304 | 11755.6738 | 9.4675 | 6.956 | 1332.2984 | 599.3475 | 0.78834 | 0.35464 | 36
6A | 1500-1999 | <1940 | 5 | 13095.6963 | 7478.469 | 7.7489 | 4.4251 | 1345.0779 | 674.5906 | 0.7959 | 0.39917 | 9
6A | 1500-1999 | <1940 | 6 | 41683.4838 |  | 24.6648 |  | 1845.5943 |  | 1.0921 |  | 1
6A | 1500-1999 | <1940 | 7 | 17994.6774 |  | 10.6477 |  | 1633.2124 |  | 0.9664 |  | 1
6A | 1500-1999 | <1940 | 8 | [8 empty] | 0
6A | 1500-1999 | <1940 | 9 | [8 empty] | 0
6A | 1500-1999 | <1940 | 10 | [8 empty] | 0
6A | 1500-1999 | 1940s | 1 | 13214.6404 | 11485.8419 | 7.8193 | 6.7964 | 1066.5923 | 617.8253 | 0.63112 | 0.36558 | 58
6A | 1500-1999 | 1940s | 2 | 9606.0609 | 5184.5771 | 5.6841 | 3.0678 | 1114.303 | 633.4905 | 0.65935 | 0.37485 | 57
6A | 1500-1999 | 1940s | 3 | 19024.8423 | 19883.6354 | 11.2573 | 11.7655 | 1649.8122 | 628.6968 | 0.97622 | 0.37201 | 10
6A | 1500-1999 | 1940s | 4 | 13200.631 | 7091.871 | 7.811 | 4.1964 | 941.2231 | 349.7866 | 0.55694 | 0.20697 | 8
6A | 1500-1999 | 1940s | 5 | 42394.7695 | 46415.1149 | 25.0857 | 27.4646 | 860.9551 | 648.5778 | 0.50944 | 0.38377 | 2
6A | 1500-1999 | 1940s | 6 | [8 empty] | 0
6A | 1500-1999 | 1940s | 7 | [8 empty] | 0
6A | 1500-1999 | 1940s | 8 | [8 empty] | 0
6A | 1500-1999 | 1940s | 9 | [8 empty] | 0
6A | 1500-1999 | 1940s | 10 | [8 empty] | 0
6A | 1500-1999 | 1950s | 1 | 9922.94 | 7322.7775 | 5.8716 | 4.333 | 1035.7654 | 501.1607 | 0.61288 | 0.29654 | 97
6A | 1500-1999 | 1950s | 2 | 10053.7668 | 6973.8284 | 5.949 | 4.1265 | 1024.3928 | 557.2663 | 0.60615 | 0.32974 | 106
6A | 1500-1999 | 1950s | 3 | 11905.2693 | 8530.1888 | 7.0445 | 5.0474 | 1249.3965 | 603.1761 | 0.73929 | 0.35691 | 32
6A | 1500-1999 | 1950s | 4 | 11053.8072 | 4706.1731 | 6.5407 | 2.7847 | 1115.7836 | 566.8184 | 0.66023 | 0.3354 | 20
6A | 1500-1999 | 1950s | 5 | 11555.4815 | 1269.5941 | 6.8376 | 0.75124 | 1165.0762 | 602.6536 | 0.68939 | 0.3566 | 5
6A | 1500-1999 | 1950s | 6 | [8 empty] | 0
6A | 1500-1999 | 1950s | 7 | 12548.1946 |  | 7.425 |  | 1659.8663 |  | 0.98217 |  | 1
6A | 1500-1999 | 1950s | 8 | [8 empty] | 0
6A | 1500-1999 | 1950s | 9 | [8 empty] | 0
6A | 1500-1999 | 1950s | 10 | [8 empty] | 0
6A | 1500-1999 | 1960s | 1 | 9442.1278 | 6920.4017 | 5.5871 | 4.0949 | 939.0938 | 477.8732 | 0.55568 | 0.28277 | 112
6A | 1500-1999 | 1960s | 2 | 11654.5787 | 8887.9504 | 6.8962 | 5.2591 | 1011.3111 | 526.2033 | 0.59841 | 0.31136 | 118
6A | 1500-1999 | 1960s | 3 | 10243.6497 | 5841.7865 | 6.0613 | 3.4567 | 984.2272 | 637.1571 | 0.58238 | 0.37702 | 34
6A | 1500-1999 | 1960s | 4 | 14080.7815 | 6188.6001 | 8.3318 | 3.6619 | 1252.5717 | 453.0666 | 0.74117 | 0.26809 | 15
6A | 1500-1999 | 1960s | 5 | 20883.9634 | 19452.8283 | 12.3574 | 11.5105 | 1748.0317 | 1363.9342 | 1.0343 | 0.80706 | 4
6A | 1500-1999 | 1960s | 6 | 19289.4656 | 8891.8303 | 11.4139 | 5.2614 | 1198.8584 | 672.4639 | 0.70938 | 0.39791 | 3
6A | 1500-1999 | 1960s | 7 | 13587.4827 | 2833.8151 | 8.0399 | 1.6768 | 1540.4128 | 499.273 | 0.91149 | 0.29543 | 2
6A | 1500-1999 | 1960s | 8 | [8 empty] | 0
6A | 1500-1999 | 1960s | 9 | [8 empty] | 0
6A | 1500-1999 | 1960s | 10 | [8 empty] | 0
6A | 1500-1999 | 1970s | 1 | 9964.8057 | 7878.4759 | 5.8963 | 4.6618 | 1016.0767 | 509.1614 | 0.60123 | 0.30128 | 128
6A | 1500-1999 | 1970s | 2 | 10370.7929 | 7338.7782 | 6.1366 | 4.3425 | 946.6329 | 531.7089 | 0.56014 | 0.31462 | 195
6A | 1500-1999 | 1970s | 3 | 11750.2367 | 6533.6666 | 6.9528 | 3.8661 | 1131.0121 | 586.1044 | 0.66924 | 0.34681 | 45
6A | 1500-1999 | 1970s | 4 | 11408.5497 | 4021.0367 | 6.7506 | 2.3793 | 1193.1348 | 793.124 | 0.706 | 0.4693 | 25
6A | 1500-1999 | 1970s | 5 | 16162.0568 | 7951.6141 | 9.5633 | 4.7051 | 1431.4024 | 462.9015 | 0.84698 | 0.27391 | 8
6A | 1500-1999 | 1970s | 6 | 14997.6637 | 4132.5655 | 8.8744 | 2.4453 | 1130.0364 | 493.3241 | 0.66866 | 0.29191 | 5
6A | 1500-1999 | 1970s | 7 | 18596.129 |  | 11.0036 |  | 2157.1744 |  | 1.2764 |  | 1
6A | 1500-1999 | 1970s | 8 | [8 empty] | 0
6A | 1500-1999 | 1970s | 9 | [8 empty] | 0
6A | 1500-1999 | 1970s | 10 | [8 empty] | 0
6A | 1500-1999 | 1980s | 1 | 10787.7364 | 8267.9083 | 6.3833 | 4.8923 | 903.945 | 422.0172 | 0.53488 | 0.24971 | 77
6A | 1500-1999 | 1980s | 2 | 9986.2437 | 5541.8516 | 5.909 | 3.2792 | 922.5242 | 481.642 | 0.54587 | 0.285 | 122
6A | 1500-1999 | 1980s | 3 | 9460.9198 | 5188.3641 | 5.5982 | 3.07 | 1032.4637 | 630.6539 | 0.61093 | 0.37317 | 41
6A | 1500-1999 | 1980s | 4 | 14177.7624 | 8621.3098 | 8.3892 | 5.1014 | 1052.4128 | 429.698 | 0.62273 | 0.25426 | 17
6A | 1500-1999 | 1980s | 5 | 11767.6314 | 7910.2929 | 6.9631 | 4.6806 | 1413.8168 | 542.1899 | 0.83658 | 0.32082 | 4
6A | 1500-1999 | 1980s | 6 | 17708.3497 | 5867.417 | 10.4783 | 3.4718 | 1242.7615 | 164.4723 | 0.73536 | 0.097321 | 3
6A | 1500-1999 | 1980s | 7 | [8 empty] | 0
6A | 1500-1999 | 1980s | 8 | [8 empty] | 0
6A | 1500-1999 | 1980s | 9 | [8 empty] | 0
6A | 1500-1999 | 1980s | 10 | [8 empty] | 0
6A | 1500-1999 | 1990s | 1 | 8292.2821 | 4945.6021 | 4.9067 | 2.9264 | 761.576 | 369.248 | 0.45064 | 0.21849 | 99
6A | 1500-1999 | 1990s | 2 | 8601.8005 | 3331.52 | 5.0898 | 1.9713 | 831.0779 | 413.5984 | 0.49176 | 0.24473 | 144
6A | 1500-1999 | 1990s | 3 | 11326.2042 | 9117.1686 | 6.7019 | 5.3948 | 1168.372 | 432.8321 | 0.69134 | 0.25611 | 22
6A | 1500-1999 | 1990s | 4 | 10355.2473 | 4008.0994 | 6.1274 | 2.3717 | 1033.1127 | 359.7692 | 0.61131 | 0.21288 | 21
6A | 1500-1999 | 1990s | 5 | 10464.696 | 2480.7744 | 6.1921 | 1.4679 | 1234.3664 | 401.332 | 0.73039 | 0.23747 | 6
6A | 1500-1999 | 1990s | 6 | 19999.9936 | 17123.4706 | 11.8343 | 10.1322 | 973.9274 | 376.8417 | 0.57629 | 0.22298 | 2
6A | 1500-1999 | 1990s | 7 | [8 empty] | 0
6A | 1500-1999 | 1990s | 8 | [8 empty] | 0
6A | 1500-1999 | 1990s | 9 | [8 empty] | 0
6A | 1500-1999 | 1990s | 10 | [8 empty] | 0
6A | 1500-1999 | 2000s | 1 | 8117.1181 | 4717.095 | 4.803 | 2.7912 | 659.2334 | 346.3139 | 0.39008 | 0.20492 | 79
6A | 1500-1999 | 2000s | 2 | 9126.4957 | 4784.6092 | 5.4003 | 2.8311 | 697.3932 | 346.5805 | 0.41266 | 0.20508 | 124
6A | 1500-1999 | 2000s | 3 | 12121.5953 | 7165.024 | 7.1725 | 4.2397 | 847.8946 | 341.2007 | 0.50171 | 0.20189 | 32
6A | 1500-1999 | 2000s | 4 | 12978.1985 | 6265.6528 | 7.6794 | 3.7075 | 948.6484 | 554.5445 | 0.56133 | 0.32813 | 15
6A | 1500-1999 | 2000s | 5 | 10325.8981 | 2949.8766 | 6.11 | 1.7455 | 1148.8034 | 365.0695 | 0.67977 | 0.21602 | 4
6A | 1500-1999 | 2000s | 6 | 10429.5221 |  | 6.1713 |  | 1666.8469 |  | 0.9863 |  | 1
6A | 1500-1999 | 2000s | 7 | [8 empty] | 0
6A | 1500-1999 | 2000s | 8 | [8 empty] | 0
6A | 1500-1999 | 2000s | 9 | [8 empty] | 0
6A | 1500-1999 | 2000s | 10 | [8 empty] | 0
6A | 1500-1999 | 2010s | 1 | 12494.3039 | 10868.3449 | 7.3931 | 6.431 | 639.0527 | 406.5646 | 0.37814 | 0.24057 | 16
6A | 1500-1999 | 2010s | 2 | 8958.4117 | 4733.7377 | 5.3008 | 2.801 | 679.0335 | 328.2041 | 0.40179 | 0.1942 | 28
6A | 1500-1999 | 2010s | 3 | 9499.3565 | 5472.3615 | 5.6209 | 3.2381 | 738.7488 | 315.0748 | 0.43713 | 0.18643 | 9
6A | 1500-1999 | 2010s | 4 | 9687.3597 | 3987.6935 | 5.7322 | 2.3596 | 798.9994 | 403.0948 | 0.47278 | 0.23852 | 6
6A | 1500-1999 | 2010s | 5 | 7356.1384 | 3222.4413 | 4.3527 | 1.9068 | 483.7039 | 373.3374 | 0.28622 | 0.22091 | 2
6A | 1500-1999 | 2010s | 6 | [8 empty] | 0
6A | 1500-1999 | 2010s | 7 | [8 empty] | 0
6A | 1500-1999 | 2010s | 8 | [8 empty] | 0
6A | 1500-1999 | 2010s | 9 | [8 empty] | 0
6A | 1500-1999 | 2010s | 10 | [8 empty] | 0
6A | 2000-2499 | <1940 | 1 | 9558.3588 | 7868.2031 | 4.3926 | 3.6159 | 1311.0298 | 825.5 | 0.6025 | 0.37937 | 80
6A | 2000-2499 | <1940 | 2 | 10605.0896 | 6779.5893 | 4.8737 | 3.1156 | 1326.9767 | 712.0721 | 0.60982 | 0.32724 | 99
6A | 2000-2499 | <1940 | 3 | 15404.501 | 12567.8359 | 7.0793 | 5.7757 | 1487.4673 | 632.8367 | 0.68358 | 0.29083 | 29
6A | 2000-2499 | <1940 | 4 | 14567.0156 | 8925.9088 | 6.6944 | 4.102 | 1381.3567 | 688.5177 | 0.63481 | 0.31641 | 20
6A | 2000-2499 | <1940 | 5 | 21505.5512 | 15108.076 | 9.8831 | 6.943 | 1654.4916 | 962.2488 | 0.76034 | 0.44221 | 6
6A | 2000-2499 | <1940 | 6 | 17469.4929 | 6811.1101 | 8.0283 | 3.1301 | 1198.0272 | 713.5599 | 0.55056 | 0.32792 | 3
6A | 2000-2499 | <1940 | 7 | [8 empty] | 0
6A | 2000-2499 | <1940 | 8 | [8 empty] | 0
6A | 2000-2499 | <1940 | 9 | [8 empty] | 0
6A | 2000-2499 | <1940 | 10 | [8 empty] | 0
6A | 2000-2499 | 1940s | 1 | 10191.3359 | 6548.765 | 4.6835 | 3.0095 | 1283.293 | 767.3304 | 0.58975 | 0.35263 | 20
6A | 2000-2499 | 1940s | 2 | 13462.3403 | 13810.3866 | 6.1867 | 6.3467 | 1071.534 | 588.9004 | 0.49243 | 0.27063 | 28
6A | 2000-2499 | 1940s | 3 | 10774.0644 | 2355.113 | 4.9513 | 1.0823 | 1353.935 | 640.2776 | 0.62221 | 0.29425 | 6
6A | 2000-2499 | 1940s | 4 | 11663.3804 | 1776.5361 | 5.36 | 0.81642 | 1505.8996 | 499.6308 | 0.69205 | 0.22961 | 7
6A | 2000-2499 | 1940s | 5 | 6980.3053 |  | 3.2079 |  | 1246.9798 |  | 0.57306 |  | 1
6A | 2000-2499 | 1940s | 6 | [8 empty] | 0
6A | 2000-2499 | 1940s | 7 | [8 empty] | 0
6A | 2000-2499 | 1940s | 8 | [8 empty] | 0
6A | 2000-2499 | 1940s | 9 | [8 empty] | 0
6A | 2000-2499 | 1940s | 10 | [8 empty] | 0
6A | 2000-2499 | 1950s | 1 | 9398.8932 | 3967.4914 | 4.3193 | 1.8233 | 1204.1979 | 536.4075 | 0.5534 | 0.24651 | 50
6A | 2000-2499 | 1950s | 2 | 11902.6038 | 9086.2773 | 5.4699 | 4.1757 | 1113.0631 | 526.4615 | 0.51152 | 0.24194 | 67
6A | 2000-2499 | 1950s | 3 | 9090.4147 | 3408.1191 | 4.1776 | 1.5662 | 1224.794 | 891.4063 | 0.56286 | 0.40965 | 16
6A | 2000-2499 | 1950s | 4 | 12007.0915 | 6501.9909 | 5.518 | 2.988 | 1233.337 | 652.2948 | 0.56679 | 0.29977 | 15
6A | 2000-2499 | 1950s | 5 | 12066.7666 | 8710.7181 | 5.5454 | 4.0031 | 1472.181 | 957.1775 | 0.67655 | 0.43988 | 3
6A | 2000-2499 | 1950s | 6 | 14443.8713 | 1374.6977 | 6.6378 | 0.63175 | 715.8108 | 435.6681 | 0.32896 | 0.20022 | 2
6A | 2000-2499 | 1950s | 7 | [8 empty] | 0
6A | 2000-2499 | 1950s | 8 | [8 empty] | 0
6A | 2000-2499 | 1950s | 9 | [8 empty] | 0
6A | 2000-2499 | 1950s | 10 | [8 empty] | 0
6A | 2000-2499 | 1960s | 1 | 9256.5918 | 6742.0512 | 4.2539 | 3.0984 | 1101.0002 | 560.5417 | 0.50597 | 0.2576 | 55
6A | 2000-2499 | 1960s | 2 | 12225.9009 | 10095.6835 | 5.6185 | 4.6396 | 1062.7048 | 539.4474 | 0.48838 | 0.24791 | 99
6A | 2000-2499 | 1960s | 3 | 13045.755 | 6913.6153 | 5.9953 | 3.1772 | 1270.0835 | 688.7987 | 0.58368 | 0.31654 | 31
6A | 2000-2499 | 1960s | 4 | 13169.1854 | 10762.5886 | 6.052 | 4.946 | 1094.2189 | 512.2788 | 0.50286 | 0.23542 | 20
6A | 2000-2499 | 1960s | 5 | 12694.1 | 5094.4678 | 5.8337 | 2.3412 | 1380.6189 | 466.6636 | 0.63448 | 0.21446 | 8
6A | 2000-2499 | 1960s | 6 | [8 empty] | 0
6A | 2000-2499 | 1960s | 7 | [8 empty] | 0
6A | 2000-2499 | 1960s | 8 | [8 empty] | 0
6A | 2000-2499 | 1960s | 9 | [8 empty] | 0
6A | 2000-2499 | 1960s | 10 | [8 empty] | 0
6A | 2000-2499 | 1970s | 1 | 12075.1537 | 11162.2505 | 5.5492 | 5.1297 | 1009.3867 | 509.9025 | 0.46387 | 0.23433 | 77
6A | 2000-2499 | 1970s | 2 | 11432.0933 | 8413.0483 | 5.2537 | 3.8663 | 998.5909 | 524.8553 | 0.45891 | 0.2412 | 121
6A | 2000-2499 | 1970s | 3 | 11822.4416 | 9401.8297 | 5.4331 | 4.3207 | 1160.5092 | 587.2656 | 0.53332 | 0.26988 | 46
6A | 2000-2499 | 1970s | 4 | 12152.5451 | 5655.8724 | 5.5848 | 2.5992 | 1276.0018 | 677.5208 | 0.5864 | 0.31136 | 24
6A | 2000-2499 | 1970s | 5 | 16742.2196 | 12214.5687 | 7.694 | 5.6133 | 1307.4696 | 411.5678 | 0.60086 | 0.18914 | 9
6A | 2000-2499 | 1970s | 6 | 17861.1112 | 4310.494 | 8.2082 | 1.9809 | 1493.2626 | 838.7492 | 0.68624 | 0.38545 | 3
6A | 2000-2499 | 1970s | 7 | [8 empty] | 0
6A | 2000-2499 | 1970s | 8 | [8 empty] | 0
6A | 2000-2499 | 1970s | 9 | [8 empty] | 0
6A | 2000-2499 | 1970s | 10 | [8 empty] | 0
6A | 2000-2499 | 1980s | 1 | 8979.593 | 5261.3155 | 4.1267 | 2.4179 | 1077.0936 | 731.8601 | 0.49499 | 0.33633 | 79
6A | 2000-2499 | 1980s | 2 | 10470.585 | 6877.1555 | 4.8118 | 3.1605 | 991.9633 | 534.3902 | 0.45587 | 0.24558 | 135
6A | 2000-2499 | 1980s | 3 | 13045.7724 | 6768.6734 | 5.9953 | 3.1106 | 1066.9772 | 524.546 | 0.49034 | 0.24106 | 37
6A | 2000-2499 | 1980s | 4 | 13943.9302 | 8508.4034 | 6.4081 | 3.9101 | 1221.435 | 699.1559 | 0.56132 | 0.3213 | 24
6A | 2000-2499 | 1980s | 5 | 10996.589 | 3935.3283 | 5.0536 | 1.8085 | 1462.2473 | 795.8838 | 0.67199 | 0.36576 | 16
6A | 2000-2499 | 1980s | 6 | 15264.9414 | 5153.126 | 7.0151 | 2.3682 | 1918.5203 | 1103.8417 | 0.88167 | 0.50728 | 5
6A | 2000-2499 | 1980s | 7 | [8 empty] | 0
6A | 2000-2499 | 1980s | 8 | [8 empty] | 0
6A | 2000-2499 | 1980s | 9 | [8 empty] | 0
6A | 2000-2499 | 1980s | 10 | [8 empty] | 0
6A | 2000-2499 | 1990s | 1 | 8270.0699 | 4945.1265 | 3.8006 | 2.2726 | 831.2867 | 510.747 | 0.38203 | 0.23472 | 77
6A | 2000-2499 | 1990s | 2 | 9439.3786 | 3917.1575 | 4.3379 | 1.8002 | 935.4807 | 545.4527 | 0.42991 | 0.25067 | 161
6A | 2000-2499 | 1990s | 3 | 11461.7879 | 6650.6 | 5.2674 | 3.0563 | 1000.5629 | 541.8609 | 0.45982 | 0.24902 | 38
6A | 2000-2499 | 1990s | 4 | 10131.6604 | 2504.23 | 4.6561 | 1.1508 | 1113.6913 | 617.981 | 0.51181 | 0.284 | 29
6A | 2000-2499 | 1990s | 5 | 12439.5669 | 6028.5084 | 5.7167 | 2.7705 | 1229.0322 | 626.606 | 0.56481 | 0.28796 | 13
6A | 2000-2499 | 1990s | 6 | 16080.9927 | 800.1419 | 7.3902 | 0.36771 | 1793.1452 | 553.2152 | 0.82406 | 0.25423 | 3
6A | 2000-2499 | 1990s | 7 | [8 empty] | 0
6A | 2000-2499 | 1990s | 8 | [8 empty] | 0
6A | 2000-2499 | 1990s | 9 | [8 empty] | 0
6A | 2000-2499 | 1990s | 10 | [8 empty] | 0
6A | 2000-2499 | 2000s | 1 | 9488.3084 | 5820.427 | 4.3604 | 2.6748 | 758.4109 | 381.7066 | 0.34853 | 0.17542 | 124
6A | 2000-2499 | 2000s | 2 | 11553.8974 | 7569.3305 | 5.3097 | 3.4786 | 821.1231 | 425.8573 | 0.37735 | 0.19571 | 169
6A | 2000-2499 | 2000s | 3 | 10287.5263 | 5242.7241 | 4.7277 | 2.4093 | 866.8879 | 450.177 | 0.39839 | 0.20688 | 40
6A | 2000-2499 | 2000s | 4 | 11881.6368 | 6990.8849 | 5.4603 | 3.2127 | 924.502 | 346.2284 | 0.42486 | 0.15911 | 43
6A | 2000-2499 | 2000s | 5 | 12159.7432 | 5228.2001 | 5.5881 | 2.4027 | 1368.6135 | 511.2285 | 0.62896 | 0.23494 | 16
6A | 2000-2499 | 2000s | 6 | 9952.7163 |  | 4.5739 |  | 1140.3319 |  | 0.52405 |  | 1
6A | 2000-2499 | 2000s | 7 | 19358.1528 | 7621.1126 | 8.8962 | 3.5023 | 1234.4016 | 682.4072 | 0.56728 | 0.31361 | 2
6A | 2000-2499 | 2000s | 8 | [8 empty] | 0
6A | 2000-2499 | 2000s | 9 | [8 empty] | 0
6A | 2000-2499 | 2000s | 10 | [8 empty] | 0
6A | 2000-2499 | 2010s | 1 | 11033.2286 | 8832.604 | 5.0704 | 4.0591 | 964.7038 | 468.9444 | 0.44334 | 0.21551 | 15
6A | 2000-2499 | 2010s | 2 | 13757.925 | 7733.5434 | 6.3226 | 3.554 | 955.8113 | 410.56 | 0.43925 | 0.18868 | 21
6A | 2000-2499 | 2010s | 3 | 8987.8459 | 3762.1401 | 4.1304 | 1.7289 | 717.844 | 177.6782 | 0.32989 | 0.081654 | 8
6A | 2000-2499 | 2010s | 4 | 16834.5058 | 15740.6409 | 7.7364 | 7.2338 | 1101.5261 | 299.425 | 0.50622 | 0.1376 | 9
6A | 2000-2499 | 2010s | 5 | 18096.3534 |  | 8.3163 |  | 640.8531 |  | 0.29451 |  | 1
6A | 2000-2499 | 2010s | 6 | 9137.3855 |  | 4.1992 |  | 891.1226 |  | 0.40952 |  | 1
6A | 2000-2499 | 2010s | 7 | [8 empty] | 0
6A | 2000-2499 | 2010s | 8 | [8 empty] | 0
6A | 2000-2499 | 2010s | 9 | [8 empty] | 0
6A | 2000-2499 | 2010s | 10 | [8 empty] | 0
6A | 2500-2999 | <1940 | 1 | 10452.0661 | 8021.4887 | 3.9249 | 3.0122 | 1428.4448 | 922.588 | 0.5364 | 0.34645 | 27
6A | 2500-2999 | <1940 | 2 | 11502.4481 | 10923.9447 | 4.3194 | 4.1021 | 1299.8022 | 672.2639 | 0.4881 | 0.25245 | 59
6A | 2500-2999 | <1940 | 3 | 11002.1353 | 3468.0012 | 4.1315 | 1.3023 | 1381.9457 | 663.8918 | 0.51894 | 0.2493 | 16
6A | 2500-2999 | <1940 | 4 | 11309.4142 | 3165.5517 | 4.2469 | 1.1887 | 1618.7538 | 943.6028 | 0.60787 | 0.35434 | 19
6A | 2500-2999 | <1940 | 5 | 14819.3877 | 5738.3285 | 5.5649 | 2.1548 | 1537.4069 | 899.9814 | 0.57732 | 0.33796 | 7
6A | 2500-2999 | <1940 | 6 | 14763.375 | 5920.4095 | 5.5439 | 2.2232 | 822.1745 | 65.0306 | 0.30874 | 0.02442 | 2
6A | 2500-2999 | <1940 | 7 | [8 empty] | 0
6A | 2500-2999 | <1940 | 8 | [8 empty] | 0
6A | 2500-2999 | <1940 | 9 | [8 empty] | 0
6A | 2500-2999 | <1940 | 10 | [8 empty] | 0
6A | 2500-2999 | 1940s | 1 | 14578.5774 | 15596.8737 | 5.4745 | 5.8569 | 1453.2485 | 631.8793 | 0.54572 | 0.23728 | 8
6A | 2500-2999 | 1940s | 2 | 13411.1398 | 10377.6258 | 5.0361 | 3.897 | 1693.925 | 498.7905 | 0.6361 | 0.1873 | 9
6A | 2500-2999 | 1940s | 3 | [8 empty] | 0
6A | 2500-2999 | 1940s | 4 | 6966.9585 | 846.287 | 2.6162 | 0.31779 | 759.1876 | 3.0581 | 0.28509 | 0.0011484 | 2
6A | 2500-2999 | 1940s | 5 | [8 empty] | 0
6A | 2500-2999 | 1940s | 6 | 15507.7976 | 2841.7264 | 5.8234 | 1.0671 | 1621.4595 | 42.4417 | 0.60888 | 0.015938 | 2
6A | 2500-2999 | 1940s | 7 | [8 empty] | 0
6A | 2500-2999 | 1940s | 8 | [8 empty] | 0
6A | 2500-2999 | 1940s | 9 | [8 empty] | 0
6A | 2500-2999 | 1940s | 10 | [8 empty] | 0
6A | 2500-2999 | 1950s | 1 | 14223.8178 | 9995.4218 | 5.3413 | 3.7534 | 1365.1426 | 690.1589 | 0.51263 | 0.25917 | 19
6A | 2500-2999 | 1950s | 2 | 12821.9012 | 11040.5257 | 4.8148 | 4.1459 | 1203.6828 | 585.006 | 0.452 | 0.21968 | 25
6A | 2500-2999 | 1950s | 3 | 25904.6001 | 23564.1278 | 9.7276 | 8.8487 | 881.3186 | 361.424 | 0.33095 | 0.13572 | 5
6A | 2500-2999 | 1950s | 4 | 10095.9601 | 3784.1328 | 3.7912 | 1.421 | 1433.4427 | 495.0922 | 0.53828 | 0.18592 | 6
6A | 2500-2999 | 1950s | 5 | 12270.8834 | 2168.8731 | 4.6079 | 0.81445 | 1342.4325 | 989.4613 | 0.50411 | 0.37156 | 3
6A | 2500-2999 | 1950s | 6 | 16437.1849 | 1490.2761 | 6.1724 | 0.55962 | 1854.2021 | 93.5315 | 0.69628 | 0.035123 | 2
6A | 2500-2999 | 1950s | 7 | [8 empty] | 0
6A | 2500-2999 | 1950s | 8 | [8 empty] | 0
6A | 2500-2999 | 1950s | 9 | [8 empty] | 0
6A | 2500-2999 | 1950s | 10 | [8 empty] | 0
6A | 2500-2999 | 1960s | 1 | 14471.5757 | 18146.8204 | 5.4343 | 6.8144 | 1124.1963 | 581.822 | 0.42215 | 0.21848 | 30
6A | 2500-2999 | 1960s | 2 | 13476.27 | 9423.0318 | 5.0606 | 3.5385 | 1092.6579 | 434.9834 | 0.41031 | 0.16334 | 28
6A | 2500-2999 | 1960s | 3 | 12858.5445 | 7664.8242 | 4.8286 | 2.8783 | 997.0572 | 586.3064 | 0.37441 | 0.22017 | 10
6A | 2500-2999 | 1960s | 4 | 15170.2796 | 8719.8388 | 5.6967 | 3.2744 | 1541.286 | 808.8871 | 0.57878 | 0.30375 | 17
6A | 2500-2999 | 1960s | 5 | 16856.9427 | 15995.251 | 6.3301 | 6.0065 | 1278.3401 | 233.7733 | 0.48004 | 0.087786 | 5
6A | 2500-2999 | 1960s | 6 | 9925.2473 |  | 3.7271 |  | 1078.8312 |  | 0.40512 |  | 1
6A | 2500-2999 | 1960s | 7 | [8 empty] | 0
6A | 2500-2999 | 1960s | 8 | [8 empty] | 0
6A | 2500-2999 | 1960s | 9 | [8 empty] | 0
6A | 2500-2999 | 1960s | 10 | [8 empty] | 0
6A | 2500-2999 | 1970s | 1 | 14163.139 | 12933.9317 | 5.3185 | 4.8569 | 1049.1652 | 740.56 | 0.39398 | 0.27809 | 28
6A | 2500-2999 | 1970s | 2 | 12918.8421 | 12616.6347 | 4.8512 | 4.7378 | 1109.0947 | 603.0165 | 0.41648 | 0.22644 | 60
6A | 2500-2999 | 1970s | 3 | 15097.9321 | 11957.8407 | 5.6695 | 4.4904 | 1395.6908 | 1064.7121 | 0.5241 | 0.39982 | 18
6A | 2500-2999 | 1970s | 4 | 14256.9931 | 8612.5269 | 5.3537 | 3.2341 | 1467.8535 | 816.803 | 0.5512 | 0.30672 | 16
6A | 2500-2999 | 1970s | 5 | 18180.0079 | 17636.2717 | 6.8269 | 6.6227 | 1367.6561 | 534.6857 | 0.51358 | 0.20078 | 7
6A | 2500-2999 | 1970s | 6 | [8 empty] | 0
6A | 2500-2999 | 1970s | 7 | 15127.656 |  | 5.6807 |  | 488.254 |  | 0.18335 |  | 1
6A | 2500-2999 | 1970s | 8 | [8 empty] | 0
6A | 2500-2999 | 1970s | 9 | [8 empty] | 0
6A | 2500-2999 | 1970s | 10 | [8 empty] | 0
6A | 2500-2999 | 1980s | 1 | 9025.9431 | 7297.5588 | 3.3894 | 2.7404 | 956.5955 | 493.826 | 0.35922 | 0.18544 | 37
6A | 2500-2999 | 1980s | 2 | 11436.5518 | 12076.3962 | 4.2946 | 4.5349 | 1328.0781 | 767.743 | 0.49872 | 0.2883 | 52
6A | 2500-2999 | 1980s | 3 | 12805.0436 | 7529.7175 | 4.8085 | 2.8275 | 1057.1707 | 369.07 | 0.39698 | 0.13859 | 14
6A | 2500-2999 | 1980s | 4 | 13202.1116 | 3794.6745 | 4.9576 | 1.425 | 1493.3759 | 801.4133 | 0.56079 | 0.30094 | 18
6A | 2500-2999 | 1980s | 5 | 18096.3895 | 8517.3949 | 6.7955 | 3.1984 | 1487.6736 | 818.4316 | 0.55865 | 0.30733 | 5
6A | 2500-2999 | 1980s | 6 | 12482.9533 | 47.2331 | 4.6876 | 0.017737 | 802.2732 | 599.1283 | 0.30127 | 0.22498 | 2
6A | 2500-2999 | 1980s | 7 | [8 empty] | 0
6A | 2500-2999 | 1980s | 8 | [8 empty] | 0
6A | 2500-2999 | 1980s | 9 | [8 empty] | 0
6A | 2500-2999 | 1980s | 10 | [8 empty] | 0
6A | 2500-2999 | 1990s | 1 | 9503.4869 | 4872.6063 | 3.5687 | 1.8297 | 1011.5 | 637.1034 | 0.37983 | 0.23924 | 49
6A | 2500-2999 | 1990s | 2 | 9998.3364 | 3335.8264 | 3.7545 | 1.2527 | 1236.9301 | 776.2174 | 0.46449 | 0.29148 | 86
6A | 2500-2999 | 1990s | 3 | 11047.7533 | 4005.3228 | 4.1486 | 1.5041 | 1181.5864 | 583.7791 | 0.44371 | 0.21922 | 31
6A | 2500-2999 | 1990s | 4 | 11476.3247 | 3675.9611 | 4.3095 | 1.3804 | 1445.3218 | 881.9926 | 0.54274 | 0.3312 | 17
6A | 2500-2999 | 1990s | 5 | 11422.8083 | 2712.3397 | 4.2895 | 1.0185 | 1470.6838 | 695.1004 | 0.55227 | 0.26102 | 6
6A | 2500-2999 | 1990s | 6 | 11533.4051 | 2759.0555 | 4.331 | 1.0361 | 939.0517 | 400.7863 | 0.35263 | 0.1505 | 3
6A | 2500-2999 | 1990s | 7 | [8 empty] | 0
6A | 2500-2999 | 1990s | 8 | [8 empty] | 0
6A | 2500-2999 | 1990s | 9 | [8 empty] | 0
6A | 2500-2999 | 1990s | 10 | [8 empty] | 0
6A | 2500-2999 | 2000s | 1 | 9067.9223 | 4745.9755 | 3.4052 | 1.7822 | 812.2666 | 408.5639 | 0.30502 | 0.15342 | 52
6A | 2500-2999 | 2000s | 2 | 11321.6711 | 7063.7011 | 4.2515 | 2.6525 | 1105.3766 | 524.7246 | 0.41509 | 0.19704 | 90
6A | 2500-2999 | 2000s | 3 | 11444.136 | 5504.9518 | 4.2975 | 2.0672 | 1053.1389 | 488.9385 | 0.39547 | 0.1836 | 24
6A | 2500-2999 | 2000s | 4 | 15872.3125 | 10139.8678 | 5.9603 | 3.8077 | 1078.284 | 406.3814 | 0.40491 | 0.1526 | 21
6A | 2500-2999 | 2000s | 5 | 11471.2305 | 3241.3709 | 4.3076 | 1.2172 | 781.9687 | 221.3842 | 0.29364 | 0.083133 | 9
6A | 2500-2999 | 2000s | 6 | 26976.2409 | 15742.1059 | 10.13 | 5.9114 | 1119.4355 | 371.8724 | 0.42037 | 0.13964 | 3
6A | 2500-2999 | 2000s | 7 | [8 empty] | 0
6A | 2500-2999 | 2000s | 8 | [8 empty] | 0
6A | 2500-2999 | 2000s | 9 | [8 empty] | 0
6A | 2500-2999 | 2000s | 10 | [8 empty] | 0
6A | 2500-2999 | 2010s | 1 | 13225.0462 | 8513.8693 | 4.9662 | 3.1971 | 868.0707 | 305.1506 | 0.32597 | 0.11459 | 10
6A | 2500-2999 | 2010s | 2 | 12916.3024 | 8496.3892 | 4.8503 | 3.1905 | 999.3405 | 705.1743 | 0.37527 | 0.2648 | 28
6A | 2500-2999 | 2010s | 3 | 19828.0352 | 13162.7015 | 7.4458 | 4.9428 | 1121.6967 | 604.1379 | 0.42122 | 0.22686 | 11
6A | 2500-2999 | 2010s | 4 | 16100.4203 | 10793.6095 | 6.046 | 4.0532 | 1123.2574 | 524.8698 | 0.4218 | 0.1971 | 13
6A | 2500-2999 | 2010s | 5 | 14221.4621 | 3004.4309 | 5.3404 | 1.1282 | 967.7673 | 300.3818 | 0.36341 | 0.1128 | 3
6A | 2500-2999 | 2010s | 6 | 11100.2923 | 1875.178 | 4.1683 | 0.70416 | 829.4094 | 75.1093 | 0.31146 | 0.028205 | 4
6A | 2500-2999 | 2010s | 7 | [8 empty] | 0
6A | 2500-2999 | 2010s | 8 | [8 empty] | 0
6A | 2500-2999 | 2010s | 9 | [8 empty] | 0
6A | 2500-2999 | 2010s | 10 | [8 empty] | 0
6A | 3000-3999 | <1940 | 1 | 10535.3862 | 3079.6003 | 3.1916 | 0.93293 | 1429.022 | 820.7125 | 0.43291 | 0.24863 | 29
6A | 3000-3999 | <1940 | 2 | 14382.1989 | 11403.1689 | 4.3569 | 3.4545 | 1371.1684 | 674.5185 | 0.41538 | 0.20434 | 51
6A | 3000-3999 | <1940 | 3 | 15613.0714 | 11711.2431 | 4.7298 | 3.5478 | 1615.8398 | 687.1282 | 0.4895 | 0.20816 | 23
6A | 3000-3999 | <1940 | 4 | 12702.4085 | 2423.3042 | 3.848 | 0.73411 | 1279.5634 | 688.0878 | 0.38763 | 0.20845 | 14
6A | 3000-3999 | <1940 | 5 | 21996.1708 | 22783.0552 | 6.6635 | 6.9019 | 2087.1973 | 762.0424 | 0.63229 | 0.23085 | 8
6A | 3000-3999 | <1940 | 6 | 20874.6889 | 7628.4255 | 6.3237 | 2.3109 | 2640.6186 | 1454.0512 | 0.79995 | 0.44049 | 4
6A | 3000-3999 | <1940 | 7 | [8 empty] | 0
6A | 3000-3999 | <1940 | 8 | [8 empty] | 0
6A | 3000-3999 | <1940 | 9 | [8 empty] | 0
6A | 3000-3999 | <1940 | 10 | [8 empty] | 0
6A | 3000-3999 | 1940s | 1 | 8314.7495 | 2687.9654 | 2.5189 | 0.81429 | 1734.0626 | 1277.5077 | 0.52531 | 0.38701 | 3
6A | 3000-3999 | 1940s | 2 | 17194.1766 | 15905.1299 | 5.2088 | 4.8183 | 1880.7621 | 1109.3339 | 0.56976 | 0.33606 | 11
6A | 3000-3999 | 1940s | 3 | 7796.4568 |  | 2.3618 |  | 1188.1455 |  | 0.35994 |  | 1
6A | 3000-3999 | 1940s | 4 | 14323.705 | 4013.5865 | 4.3392 | 1.2159 | 1864.1161 | 1225.5485 | 0.56471 | 0.37127 | 3
6A | 3000-3999 | 1940s | 5 | [8 empty] | 0
6A | 3000-3999 | 1940s | 6 | [8 empty] | 0
6A | 3000-3999 | 1940s | 7 | [8 empty] | 0
6A | 3000-3999 | 1940s | 8 | [8 empty] | 0
6A | 3000-3999 | 1940s | 9 | [8 empty] | 0
6A | 3000-3999 | 1940s | 10 | [8 empty] | 0
6A | 3000-3999 | 1950s | 1 | 15865.9911 | 11770.1399 | 4.8064 | 3.5656 | 1536.4209 | 331.2434 | 0.46544 | 0.10035 | 6
6A | 3000-3999 | 1950s | 2 | 13311.3135 | 13498.666 | 4.0325 | 4.0893 | 1512.5642 | 729.9879 | 0.45821 | 0.22114 | 23
6A | 3000-3999 | 1950s | 3 | 11319.4457 | 4855.1941 | 3.4291 | 1.4708 | 1417.4263 | 803.3878 | 0.42939 | 0.24338 | 11
6A | 3000-3999 | 1950s | 4 | 13288.1421 | 9479.2986 | 4.0255 | 2.8716 | 1524.5003 | 896.8351 | 0.46183 | 0.27169 | 4
6A | 3000-3999 | 1950s | 5 | 37613.7684 | 35388.2643 | 11.3947 | 10.7205 | 739.3995 | 233.6006 | 0.22399 | 0.070767 | 2
6A | 3000-3999 | 1950s | 6 | [8 empty] | 0
6A | 3000-3999 | 1950s | 7 | [8 empty] | 0
6A | 3000-3999 | 1950s | 8 | [8 empty] | 0
6A | 3000-3999 | 1950s | 9 | [8 empty] | 0
6A | 3000-3999 | 1950s | 10 | [8 empty] | 0
6A | 3000-3999 | 1960s | 1 | 15355.5536 | 17641.1384 | 4.6518 | 5.3442 | 1095.7974 | 739.6952 | 0.33196 | 0.22408 | 12
6A | 3000-3999 | 1960s | 2 | 15297.0976 | 14188.2484 | 4.6341 | 4.2982 | 1284.3529 | 640.1044 | 0.38908 | 0.19391 | 34
6A | 3000-3999 | 1960s | 3 | 15184.0812 | 12665.2299 | 4.5998 | 3.8368 | 1295.2785 | 666.6963 | 0.39239 | 0.20197 | 13
6A | 3000-3999 | 1960s | 4 | 13762.0919 | 5942.7416 | 4.1691 | 1.8003 | 1252.7351 | 352.0306 | 0.3795 | 0.10664 | 6
6A | 3000-3999 | 1960s | 5 | 10853.9041 | 3085.7362 | 3.2881 | 0.93479 | 836.3114 | 363.0503 | 0.25335 | 0.10998 | 3
6A | 3000-3999 | 1960s | 6 | 13790.7508 |  | 4.1777 |  | 700.9924 |  | 0.21236 |  | 1
6A | 3000-3999 | 1960s | 7 | [8 empty] | 0
6A | 3000-3999 | 1960s | 8 | [8 empty] | 0
6A | 3000-3999 | 1960s | 9 | [8 empty] | 0
6A | 3000-3999 | 1960s | 10 | [8 empty] | 0
6A | 3000-3999 | 1970s | 1 | 13407.3537 | 13476.7538 | 4.0616 | 4.0826 | 1312.5938 | 787.1034 | 0.39764 | 0.23844 | 22
6A | 3000-3999 | 1970s | 2 | 12276.066 | 8529.721 | 3.7189 | 2.584 | 1244.0762 | 617.3218 | 0.37688 | 0.18701 | 38
6A | 3000-3999 | 1970s | 3 | 14222.6825 | 15274.9464 | 4.3086 | 4.6274 | 1029.1585 | 499.5957 | 0.31177 | 0.15135 | 18
6A | 3000-3999 | 1970s | 4 | 11838.9692 | 3784.7563 | 3.5865 | 1.1465 | 1505.4412 | 1080.5142 | 0.45606 | 0.32733 | 16
6A | 3000-3999 | 1970s | 5 | 15500.2537 | 4016.7522 | 4.6956 | 1.2168 | 1548.5402 | 171.6511 | 0.46911 | 0.052 | 4
6A | 3000-3999 | 1970s | 6 | 9348.9485 | 492.9976 | 2.8322 | 0.14935 | 1308.5291 | 488.7228 | 0.3964 | 0.14805 | 2
6A | 3000-3999 | 1970s | 7 | [8 empty] | 0
6A | 3000-3999 | 1970s | 8 | [8 empty] | 0
6A | 3000-3999 | 1970s | 9 | [8 empty] | 0
6A | 3000-3999 | 1970s | 10 | [8 empty] | 0
6A | 3000-3999 | 1980s | 1 | 11179.6874 | 4989.1011 | 3.3868 | 1.5114 | 1266.6883 | 629.8234 | 0.38373 | 0.1908 | 51
6A | 3000-3999 | 1980s | 2 | 12099.8019 | 6796.7551 | 3.6655 | 2.059 | 1315.3797 | 753.8635 | 0.39848 | 0.22837 | 89
6A | 3000-3999 | 1980s | 3 | 12542.3886 | 6335.8131 | 3.7996 | 1.9194 | 1413.2629 | 721.4839 | 0.42813 | 0.21857 | 35
6A | 3000-3999 | 1980s | 4 | 12574.3029 | 4182.3341 | 3.8092 | 1.267 | 1896.6922 | 1344.62 | 0.57458 | 0.40734 | 19
6A | 3000-3999 | 1980s | 5 | 16175.4358 | 11025.9657 | 4.9002 | 3.3402 | 1410.6408 | 721.2832 | 0.42734 | 0.2185 | 13
6A | 3000-3999 | 1980s | 6 | 31318.5775 | 36738.9632 | 9.4876 | 11.1296 | 2024.839 | 967.7308 | 0.6134 | 0.29316 | 4
6A | 3000-3999 | 1980s | 7 | 12586.3488 |  | 3.8129 |  | 2623.1768 |  | 0.79466 |  | 1
6A | 3000-3999 | 1980s | 8 | [8 empty] | 0
6A | 3000-3999 | 1980s | 9 | [8 empty] | 0
6A | 3000-3999 | 1980s | 10 | [8 empty] | 0
6A | 3000-3999 | 1990s | 1 | 9878.8103 | 6119.79 | 2.9927 | 1.8539 | 1033.6755 | 638.8663 | 0.31314 | 0.19354 | 38
6A | 3000-3999 | 1990s | 2 | 11037.4393 | 5292.4455 | 3.3437 | 1.6033 | 1165.0673 | 632.8812 | 0.35294 | 0.19172 | 91
6A | 3000-3999 | 1990s | 3 | 13827.1353 | 10152.4004 | 4.1888 | 3.0756 | 1362.784 | 702.5918 | 0.41284 | 0.21284 | 36
6A | 3000-3999 | 1990s | 4 | 15348.291 | 13405.3017 | 4.6496 | 4.061 | 1451.8206 | 829.4129 | 0.43981 | 0.25126 | 25
6A | 3000-3999 | 1990s | 5 | 15034.0861 | 6656.6422 | 4.5544 | 2.0166 | 1391.7439 | 713.5556 | 0.42161 | 0.21616 | 6
6A | 3000-3999 | 1990s | 6 | 15019.138 | 2913.1145 | 4.5499 | 0.88249 | 2114.1491 | 575.0532 | 0.64046 | 0.17421 | 2
6A | 3000-3999 | 1990s | 7 | [8 empty] | 0
6A | 3000-3999 | 1990s | 8 | [8 empty] | 0
6A | 3000-3999 | 1990s | 9 | [8 empty] | 0
6A | 3000-3999 | 1990s | 10 | [8 empty] | 0
6A | 3000-3999 | 2000s | 1 | 12947.8381 | 9626.1433 | 3.9224 | 2.9161 | 1007.0988 | 574.8992 | 0.30509 | 0.17416 | 65
6A | 3000-3999 | 2000s | 2 | 12673.8001 | 8330.0474 | 3.8394 | 2.5235 | 1025.3838 | 537.6303 | 0.31063 | 0.16287 | 150
6A | 3000-3999 | 2000s | 3 | 18057.2959 | 12980.6623 | 5.4703 | 3.9323 | 1111.0608 | 516.2731 | 0.33658 | 0.1564 | 44
6A | 3000-3999 | 2000s | 4 | 16856.3652 | 12847.8246 | 5.1064 | 3.8921 | 1328.9609 | 605.7901 | 0.40259 | 0.18352 | 48
6A | 3000-3999 | 2000s | 5 | 16892.5405 | 10112.2858 | 5.1174 | 3.0634 | 1602.8609 | 987.391 | 0.48557 | 0.29912 | 17
6A | 3000-3999 | 2000s | 6 | 25200.1485 | 22537.3669 | 7.6341 | 6.8274 | 1250.1671 | 249.4434 | 0.37872 | 0.075566 | 6
6A | 3000-3999 | 2000s | 7 | [8 empty] | 0
6A | 3000-3999 | 2000s | 8 | [8 empty] | 0
6A | 3000-3999 | 2000s | 9 | [8 empty] | 0
6A | 3000-3999 | 2000s | 10 | [8 empty] | 0
6A | 3000-3999 | 2010s | 1 | 13112.9782 | 8828.7809 | 3.9724 | 2.6746 | 913.3278 | 576.71 | 0.27668 | 0.17471 | 19
6A | 3000-3999 | 2010s | 2 | 18883.8467 | 19356.2761 | 5.7206 | 5.8638 | 1427.7561 | 592.0299 | 0.43252 | 0.17935 | 18
6A | 3000-3999 | 2010s | 3 | 12295.6995 | 6646.0002 | 3.7248 | 2.0133 | 1277.3138 | 709.46 | 0.38695 | 0.21492 | 14
6A | 3000-3999 | 2010s | 4 | 22075.9088 | 18528.3012 | 6.6876 | 5.6129 | 1521.3139 | 766.9339 | 0.46086 | 0.23233 | 7
6A | 3000-3999 | 2010s | 5 | 23905.1429 | 19865.4151 | 7.2418 | 6.018 | 1114.9523 | 503.4637 | 0.33776 | 0.15252 | 4
6A | 3000-3999 | 2010s | 6 | 14766.5762 |  | 4.4734 |  | 1431.5072 |  | 0.43366 |  | 1
6A | 3000-3999 | 2010s | 7 | [8 empty] | 0
6A | 3000-3999 | 2010s | 8 | [8 empty] | 0
6A | 3000-3999 | 2010s | 9 | [8 empty] | 0
6A | 3000-3999 | 2010s | 10 | [8 empty] | 0
6B | 500-749 | <1940 | 1 | 6062.1168 | 1584.8925 | 9.5768 | 2.5038 | 846.636 | 446.8489 | 1.3375 | 0.70592 | 2
6B | 500-749 | <1940 | 2 | 6576.7758 | 758.7979 | 10.3899 | 1.1987 | 631.6429 | 122.97 | 0.99786 | 0.19427 | 2
6B | 500-749 | <1940 | 3 | [8 empty] | 0
6B | 500-749 | <1940 | 4 | 12199.1751 |  | 19.272 |  | 1037.8911 |  | 1.6396 |  | 1
6B | 500-749 | <1940 | 5 | [8 empty] | 0
6B | 500-749 | <1940 | 6 | [8 empty] | 0
6B | 500-749 | <1940 | 7 | [8 empty] | 0
6B | 500-749 | <1940 | 8 | [8 empty] | 0
6B | 500-749 | <1940 | 9 | [8 empty] | 0
6B | 500-749 | <1940 | 10 | [8 empty] | 0
6B | 500-749 | 1940s | 1 | 8275.8768 | 6590.5627 | 13.0741 | 10.4116 | 567.9664 | 150.6627 | 0.89726 | 0.23801 | 3
6B | 500-749 | 1940s | 2 | [8 empty] | 0
6B | 500-749 | 1940s | 3 | [8 empty] | 0
6B | 500-749 | 1940s | 4 | [8 empty] | 0
6B | 500-749 | 1940s | 5 | [8 empty] | 0
6B | 500-749 | 1940s | 6 | [8 empty] | 0
6B | 500-749 | 1940s | 7 | [8 empty] | 0
6B | 500-749 | 1940s | 8 | [8 empty] | 0
6B | 500-749 | 1940s | 9 | [8 empty] | 0
6B | 500-749 | 1940s | 10 | [8 empty] | 0
6B | 500-749 | 1950s | 1 | [8 empty] | 0
6B | 500-749 | 1950s | 2 | 7140.3053 |  | 11.2801 |  | 1511.5771 |  | 2.388 |  | 1
6B | 500-749 | 1950s | 3 | [8 empty] | 0
6B | 500-749 | 1950s | 4 | [8 empty] | 0
6B | 500-749 | 1950s | 5 | [8 empty] | 0
6B | 500-749 | 1950s | 6 | [8 empty] | 0
6B | 500-749 | 1950s | 7 | [8 empty] | 0
6B | 500-749 | 1950s | 8 | [8 empty] | 0
6B | 500-749 | 1950s | 9 | [8 empty] | 0
6B | 500-749 | 1950s | 10 | [8 empty] | 0
6B | 500-749 | 1960s | 1 | 7201.2798 |  | 11.3764 |  | 516.734 |  | 0.81633 |  | 1
6B | 500-749 | 1960s | 2 | [8 empty] | 0
6B | 500-749 | 1960s | 3 | [8 empty] | 0
6B | 500-749 | 1960s | 4 | [8 empty] | 0
6B | 500-749 | 1960s | 5 | 10162.7638 |  | 16.0549 |  | 2264.9628 |  | 3.5781 |  | 1
6B | 500-749 | 1960s | 6 | [8 empty] | 0
6B | 500-749 | 1960s | 7 | [8 empty] | 0
6B | 500-749 | 1960s | 8 | [8 empty] | 0
6B | 500-749 | 1960s | 9 | [8 empty] | 0
6B | 500-749 | 1960s | 10 | [8 empty] | 0
6B | 500-749 | 1970s | 1 | 4132.7184 |  | 6.5288 |  | 171.8297 |  | 0.27145 |  | 1
6B | 500-749 | 1970s | 2 | [8 empty] | 0
6B | 500-749 | 1970s | 3 | [8 empty] | 0
6B | 500-749 | 1970s | 4 | [8 empty] | 0
6B | 500-749 | 1970s | 5 | [8 empty] | 0
6B | 500-749 | 1970s | 6 | [8 empty] | 0
6B | 500-749 | 1970s | 7 | [8 empty] | 0
6B | 500-749 | 1970s | 8 | [8 empty] | 0
6B | 500-749 | 1970s | 9 | [8 empty] | 0
6B | 500-749 | 1970s | 10 | [8 empty] | 0
6B | 500-749 | 1980s | 1 | [8 empty] | 0
6B | 500-749 | 1980s | 2 | [8 empty] | 0
6B | 500-749 | 1980s | 3 | [8 empty] | 0
6B | 500-749 | 1980s | 4 | [8 empty] | 0
6B | 500-749 | 1980s | 5 | [8 empty] | 0
6B | 500-749 | 1980s | 6 | [8 empty] | 0
6B | 500-749 | 1980s | 7 | [8 empty] | 0
6B | 500-749 | 1980s | 8 | [8 empty] | 0
6B | 500-749 | 1980s | 9 | [8 empty] | 0
6B | 500-749 | 1980s | 10 | [8 empty] | 0
6B | 500-749 | 1990s | 1 | [8 empty] | 0
6B | 500-749 | 1990s | 2 | [8 empty] | 0
6B | 500-749 | 1990s | 3 | [8 empty] | 0
6B | 500-749 | 1990s | 4 | [8 empty] | 0
6B | 500-749 | 1990s | 5 | [8 empty] | 0
6B | 500-749 | 1990s | 6 | [8 empty] | 0
6B | 500-749 | 1990s | 7 | [8 empty] | 0
6B | 500-749 | 1990s | 8 | [8 empty] | 0
6B | 500-749 | 1990s | 9 | [8 empty] | 0
6B | 500-749 | 1990s | 10 | [8 empty] | 0
6B | 500-749 | 2000s | 1 | [8 empty] | 0
6B | 500-749 | 2000s | 2 | [8 empty] | 0
6B | 500-749 | 2000s | 3 | [8 empty] | 0
6B | 500-749 | 2000s | 4 | [8 empty] | 0
6B | 500-749 | 2000s | 5 | [8 empty] | 0
6B | 500-749 | 2000s | 6 | [8 empty] | 0
6B | 500-749 | 2000s | 7 | [8 empty] | 0
6B | 500-749 | 2000s | 8 | [8 empty] | 0
6B | 500-749 | 2000s | 9 | [8 empty] | 0
6B | 500-749 | 2000s | 10 | [8 empty] | 0
6B | 500-749 | 2010s | 1 | [8 empty] | 0
6B | 500-749 | 2010s | 2 | [8 empty] | 0
6B | 500-749 | 2010s | 3 | [8 empty] | 0
6B | 500-749 | 2010s | 4 | [8 empty] | 0
6B | 500-749 | 2010s | 5 | [8 empty] | 0
6B | 500-749 | 2010s | 6 | [8 empty] | 0
6B | 500-749 | 2010s | 7 | [8 empty] | 0
6B | 500-749 | 2010s | 8 | [8 empty] | 0
6B | 500-749 | 2010s | 9 | [8 empty] | 0
6B | 500-749 | 2010s | 10 | [8 empty] | 0
6B | 750-999 | <1940 | 1 | 9702.1061 | 7668.0568 | 10.9628 | 8.6645 | 568.9872 | 372.1878 | 0.64292 | 0.42055 | 2
6B | 750-999 | <1940 | 2 | 16188.7372 | 11816.7342 | 18.2924 | 13.3522 | 731.0117 | 256.0537 | 0.826 | 0.28933 | 5
6B | 750-999 | <1940 | 3 | 5491.6844 | 306.0349 | 6.2053 | 0.3458 | 734.38 | 276.0744 | 0.82981 | 0.31195 | 2
6B | 750-999 | <1940 | 4 | [8 empty] | 0
6B | 750-999 | <1940 | 5 | [8 empty] | 0
6B | 750-999 | <1940 | 6 | [8 empty] | 0
6B | 750-999 | <1940 | 7 | [8 empty] | 0
6B | 750-999 | <1940 | 8 | [8 empty] | 0
6B | 750-999 | <1940 | 9 | [8 empty] | 0
6B | 750-999 | <1940 | 10 | [8 empty] | 0
6B | 750-999 | 1940s | 1 | 6077.2882 | 1311.513 | 6.867 | 1.4819 | 464.5558 | 131.8154 | 0.52492 | 0.14894 | 2
6B | 750-999 | 1940s | 2 | 7762.245 |  | 8.7709 |  | 454.0512 |  | 0.51305 |  | 1
6B | 750-999 | 1940s | 3 | [8 empty] | 0
6B | 750-999 | 1940s | 4 | [8 empty] | 0
6B | 750-999 | 1940s | 5 | [8 empty] | 0
6B | 750-999 | 1940s | 6 | [8 empty] | 0
6B | 750-999 | 1940s | 7 | [8 empty] | 0
6B | 750-999 | 1940s | 8 | [8 empty] | 0
6B | 750-999 | 1940s | 9 | [8 empty] | 0
6B | 750-999 | 1940s | 10 | [8 empty] | 0
6B | 750-999 | 1950s | 1 | 10507.7026 | 7167.3507 | 11.8731 | 8.0987 | 956.0392 | 564.0029 | 1.0803 | 0.63729 | 8
6B | 750-999 | 1950s | 2 | 6276.2 | 1558.3534 | 7.0918 | 1.7609 | 524.9804 | 205.767 | 0.5932 | 0.23251 | 3
6B | 750-999 | 1950s | 3 | 8726.2058 |  | 9.8601 |  | 1348.9276 |  | 1.5242 |  | 1
6B | 750-999 | 1950s | 4 | [8 empty] | 0
6B | 750-999 | 1950s | 5 | [8 empty] | 0
6B | 750-999 | 1950s | 6 | [8 empty] | 0
6B | 750-999 | 1950s | 7 | [8 empty] | 0
6B | 750-999 | 1950s | 8 | [8 empty] | 0
6B | 750-999 | 1950s | 9 | [8 empty] | 0
6B | 750-999 | 1950s | 10 | [8 empty] | 0
6B | 750-999 | 1960s | 1 | 10684.275 | 3932.1059 | 12.0726 | 4.4431 | 735.4614 | 121.9391 | 0.83103 | 0.13778 | 2
6B | 750-999 | 1960s | 2 | 6435.6328 | 1045.6931 | 7.2719 | 1.1816 | 1147.3074 | 835.258 | 1.2964 | 0.94379 | 3
6B | 750-999 | 1960s | 3 | [8 empty] | 0
6B | 750-999 | 1960s | 4 | [8 empty] | 0
6B | 750-999 | 1960s | 5 | [8 empty] | 0
6B | 750-999 | 1960s | 6 | [8 empty] | 0
6B | 750-999 | 1960s | 7 | [8 empty] | 0
6B | 750-999 | 1960s | 8 | [8 empty] | 0
6B | 750-999 | 1960s | 9 | [8 empty] | 0
6B | 750-999 | 1960s | 10 | [8 empty] | 0
6B | 750-999 | 1970s | 1 | 5369.9069 | 1526.9206 | 6.0677 | 1.7253 | 553.8529 | 207.8853 | 0.62582 | 0.2349 | 9
6B | 750-999 | 1970s | 2 | 7440.3617 | 2252.0827 | 8.4072 | 2.5447 | 396.7017 | 189.7507 | 0.44825 | 0.21441 | 3
6B | 750-999 | 1970s | 3 | [8 empty] | 0
6B | 750-999 | 1970s | 4 | [8 empty] | 0
6B | 750-999 | 1970s | 5 | [8 empty] | 0
6B | 750-999 | 1970s | 6 | [8 empty] | 0
6B | 750-999 | 1970s | 7 | [8 empty] | 0
6B | 750-999 | 1970s | 8 | [8 empty] | 0
6B | 750-999 | 1970s | 9 | [8 empty] | 0
6B | 750-999 | 1970s | 10 | [8 empty] | 0
6B | 750-999 | 1980s | 1 | 9704.2147 | 8453.637 | 10.9652 | 9.5521 | 789.5972 | 152.9609 | 0.8922 | 0.17284 | 3
6B | 750-999 | 1980s | 2 | [8 empty] | 0
6B | 750-999 | 1980s | 3 | [8 empty] | 0
6B | 750-999 | 1980s | 4 | [8 empty] | 0
6B | 750-999 | 1980s | 5 | [8 empty] | 0
6B | 750-999 | 1980s | 6 | [8 empty] | 0
6B | 750-999 | 1980s | 7 | [8 empty] | 0
6B | 750-999 | 1980s | 8 | [8 empty] | 0
6B | 750-999 | 1980s | 9 | [8 empty] | 0
6B | 750-999 | 1980s | 10 | [8 empty] | 0
6B | 750-999 | 1990s | 1 | 4601.5826 | 537.4411 | 5.1995 | 0.60728 | 709.6387 | 20.5881 | 0.80185 | 0.023263 | 3
6B | 750-999 | 1990s | 2 | 6206.1653 |  | 7.0126 |  | 1222.1402 |  | 1.3809 |  | 1
6B | 750-999 | 1990s | 3 | 3877.7868 |  | 4.3817 |  | 373.3907 |  | 0.42191 |  | 1
6B | 750-999 | 1990s | 4 | [8 empty] | 0
6B | 750-999 | 1990s | 5 | [8 empty] | 0
6B | 750-999 | 1990s | 6 | [8 empty] | 0
6B | 750-999 | 1990s | 7 | [8 empty] | 0
6B | 750-999 | 1990s | 8 | [8 empty] | 0
6B | 750-999 | 1990s | 9 | [8 empty] | 0
6B | 750-999 | 1990s | 10 | [8 empty] | 0
6B | 750-999 | 2000s | 1 | 9319.0801 | 7090.6886 | 10.53 | 8.0121 | 352.2138 | 26.1415 | 0.39798 | 0.029538 | 2
6B | 750-999 | 2000s | 2 | [8 empty] | 0
6B | 750-999 | 2000s | 3 | [8 empty] | 0
6B | 750-999 | 2000s | 4 | [8 empty] | 0
6B | 750-999 | 2000s | 5 | [8 empty] | 0
6B | 750-999 | 2000s | 6 | [8 empty] | 0
6B | 750-999 | 2000s | 7 | [8 empty] | 0
6B | 750-999 | 2000s | 8 | [8 empty] | 0
6B | 750-999 | 2000s | 9 | [8 empty] | 0
6B | 750-999 | 2000s | 10 | [8 empty] | 0
6B | 750-999 | 2010s | 1 | 3718.8561 |  | 4.2021 |  | 257.0609 |  | 0.29046 |  | 1
6B | 750-999 | 2010s | 2 | 8683.6238 | 1336.6703 | 9.812 | 1.5104 | 715.6249 | 286.1615 | 0.80862 | 0.32335 | 2
6B | 750-999 | 2010s | 3 | [8 empty] | 0
6B | 750-999 | 2010s | 4 | [8 empty] | 0
6B | 750-999 | 2010s | 5 | [8 empty] | 0
6B | 750-999 | 2010s | 6 | [8 empty] | 0
6B | 750-999 | 2010s | 7 | [8 empty] | 0
6B | 750-999 | 2010s | 8 | [8 empty] | 0
6B | 750-999 | 2010s | 9 | [8 empty] | 0
6B | 750-999 | 2010s | 10 | [8 empty] | 0
6B | 1000-1499 | <1940 | 1 | 7689.9409 | 4052.0486 | 6.3032 | 3.3214 | 945.2974 | 561.7745 | 0.77483 | 0.46047 | 17
6B | 1000-1499 | <1940 | 2 | 12743.8132 | 15148.3525 | 10.4457 | 12.4167 | 1099.3905 | 566.4019 | 0.90114 | 0.46426 | 16
6B | 1000-1499 | <1940 | 3 | 7247.6074 | 1573.2613 | 5.9407 | 1.2896 | 730.7277 | 440.3051 | 0.59896 | 0.36091 | 5
6B | 1000-1499 | <1940 | 4 | 22447.2097 | 21585.3628 | 18.3994 | 17.6929 | 502.7131 | 281.0873 | 0.41206 | 0.2304 | 2
6B | 1000-1499 | <1940 | 5 | 17823.1147 | 13588.4021 | 14.6091 | 11.138 | 1093.7103 | 257.2987 | 0.89648 | 0.2109 | 3
6B | 1000-1499 | <1940 | 6 | [8 empty] | 0
6B | 1000-1499 | <1940 | 7 | [8 empty] | 0
6B | 1000-1499 | <1940 | 8 | [8 empty] | 0
6B | 1000-1499 | <1940 | 9 | [8 empty] | 0
6B | 1000-1499 | <1940 | 10 | [8 empty] | 0
6B | 1000-1499 | 1940s | 1 | 8843.0405 | 5824.9986 | 7.2484 | 4.7746 | 1025.9858 | 836.8694 | 0.84097 | 0.68596 | 12
6B | 1000-1499 | 1940s | 2 | 8537.8133 | 3396.0286 | 6.9982 | 2.7836 | 953.6999 | 495.218 | 0.78172 | 0.40592 | 15
6B | 1000-1499 | 1940s | 3 | 12417.659 |  | 10.1784 |  | 471.5154 |  | 0.38649 |  | 1
6B | 1000-1499 | 1940s | 4 | 20392.9242 | 12554.9736 | 16.7155 | 10.291 | 1074.1537 | 546.8545 | 0.88045 | 0.44824 | 3
6B | 1000-1499 | 1940s | 5 | 7484.8969 |  | 6.1352 |  | 1392.7284 |  | 1.1416 |  | 1
6B | 1000-1499 | 1940s | 6 | [8 empty] | 0
6B | 1000-1499 | 1940s | 7 | [8 empty] | 0
6B | 1000-1499 | 1940s | 8 | [8 empty] | 0
6B | 1000-1499 | 1940s | 9 | [8 empty] | 0
6B | 1000-1499 | 1940s | 10 | [8 empty] | 0
6B | 1000-1499 | 1950s | 1 | 9312.2978 | 7482.6435 | 7.633 | 6.1333 | 539.9222 | 574.9455 | 0.44256 | 0.47127 | 16
6B | 1000-1499 | 1950s | 2 | 10891.3406 | 7058.0031 | 8.9273 | 5.7852 | 895.1775 | 287.931 | 0.73375 | 0.23601 | 15
6B | 1000-1499 | 1950s | 3 | 13257.9187 | 10466.1127 | 10.8671 | 8.5788 | 838.4772 | 344.661 | 0.68728 | 0.28251 | 3
6B | 1000-1499 | 1950s | 4 | 6584.3852 | 2413.6227 | 5.397 | 1.9784 | 534.9549 | 165.1472 | 0.43849 | 0.13537 | 2
6B | 1000-1499 | 1950s | 5 | [8 empty] | 0
6B | 1000-1499 | 1950s | 6 | [8 empty] | 0
6B | 1000-1499 | 1950s | 7 | [8 empty] | 0
6B | 1000-1499 | 1950s | 8 | [8 empty] | 0
6B | 1000-1499 | 1950s | 9 | [8 empty] | 0
6B | 1000-1499 | 1950s | 10 | [8 empty] | 0
6B | 1000-1499 | 1960s | 1 | 10992.001 | 8686.9774 | 9.0098 | 7.1205 | 667.6396 | 486.9513 | 0.54725 | 0.39914 | 12
6B | 1000-1499 | 1960s | 2 | 6903.5605 | 1981.6524 | 5.6587 | 1.6243 | 783.6046 | 509.6845 | 0.6423 | 0.41777 | 13
6B | 1000-1499 | 1960s | 3 | 6905.3461 | 1150.859 | 5.6601 | 0.94333 | 980.0967 | 110.0378 | 0.80336 | 0.090195 | 3
6B | 1000-1499 | 1960s | 4 | 23522.1254 | 20778.2212 | 19.2804 | 17.0313 | 1164.086 | 631.5097 | 0.95417 | 0.51763 | 2
6B | 1000-1499 | 1960s | 5 | 8272.808 | 782.8789 | 6.781 | 0.6417 | 606.4599 | 45.7416 | 0.4971 | 0.037493 | 2
6B | 1000-1499 | 1960s | 6 | [8 empty] | 0
6B | 1000-1499 | 1960s | 7 | [8 empty] | 0
6B | 1000-1499 | 1960s | 8 | [8 empty] | 0
6B | 1000-1499 | 1960s | 9 | [8 empty] | 0
6B | 1000-1499 | 1960s | 10 | [8 empty] | 0
6B | 1000-1499 | 1970s | 1 | 9755.2828 | 8459.0245 | 7.9961 | 6.9336 | 591.3185 | 249.679 | 0.48469 | 0.20465 | 17
6B | 1000-1499 | 1970s | 2 | 10476.7313 | 7310.0203 | 8.5875 | 5.9918 | 948.8606 | 543.9485 | 0.77775 | 0.44586 | 19
6B | 1000-1499 | 1970s | 3 | 15653.5762 | 9980.6515 | 12.8308 | 8.1809 | 807.0532 | 352.739 | 0.66152 | 0.28913 | 4
6B | 1000-1499 | 1970s | 4 | 12542.8318 | 7211.5609 | 10.281 | 5.9111 | 1259.2803 | 512.0934 | 1.0322 | 0.41975 | 3
6B | 1000-1499 | 1970s | 5 | 11506.7377 | 5366.2913 | 9.4318 | 4.3986 | 1393.6484 | 585.6932 | 1.1423 | 0.48008 | 4
6B | 1000-1499 | 1970s | 6 | 8547.9679 |  | 7.0065 |  | 1606.7329 |  | 1.317 |  | 1
6B | 1000-1499 | 1970s | 7 | [8 empty] | 0
6B | 1000-1499 | 1970s | 8 | [8 empty] | 0
6B | 1000-1499 | 1970s | 9 | [8 empty] | 0
6B | 1000-1499 | 1970s | 10 | [8 empty] | 0
6B | 1000-1499 | 1980s | 1 | 10043.0166 | 7114.8249 | 8.232 | 5.8318 | 601.0622 | 245.5196 | 0.49267 | 0.20125 | 21
6B | 1000-1499 | 1980s | 2 | 10057.7054 | 6437.7321 | 8.244 | 5.2768 | 903.4918 | 549.4954 | 0.74057 | 0.45041 | 18
6B | 1000-1499 | 1980s | 3 | 9526.2386 | 1871.006 | 7.8084 | 1.5336 | 1232.8588 | 657.0746 | 1.0105 | 0.53859 | 5
6B | 1000-1499 | 1980s | 4 | 10313.414 | 3969.1669 | 8.4536 | 3.2534 | 1148.9398 | 1102.1397 | 0.94175 | 0.90339 | 3
6B | 1000-1499 | 1980s | 5 | [8 empty] | 0
6B | 1000-1499 | 1980s | 6 | [8 empty] | 0
6B | 1000-1499 | 1980s | 7 | 9753.2906 |  | 7.9945 |  | 544.2999 |  | 0.44615 |  | 1
6B | 1000-1499 | 1980s | 8 | [8 empty] | 0
6B | 1000-1499 | 1980s | 9 | [8 empty] | 0
6B | 1000-1499 | 1980s | 10 | [8 empty] | 0
6B | 1000-1499 | 1990s | 1 | 7048.2673 | 3061.2803 | 5.7773 | 2.5092 | 611.5935 | 254.5702 | 0.50131 | 0.20866 | 13
6B | 1000-1499 | 1990s | 2 | 8237.4193 | 3972.8082 | 6.752 | 3.2564 | 830.1539 | 555.627 | 0.68045 | 0.45543 | 21
6B | 1000-1499 | 1990s | 3 | 8537.0697 | 2594.4247 | 6.9976 | 2.1266 | 984.1072 | 298.5026 | 0.80665 | 0.24467 | 4
6B | 1000-1499 | 1990s | 4 | 9108.8558 | 1984.0646 | 7.4663 | 1.6263 | 1093.669 | 222.1325 | 0.89645 | 0.18208 | 3
6B | 1000-1499 | 1990s | 5 | 5911.0612 |  | 4.8451 |  | 812.9841 |  | 0.66638 |  | 1
6B | 1000-1499 | 1990s | 6 | 14187.725 |  | 11.6293 |  | 2231.6278 |  | 1.8292 |  | 1
6B | 1000-1499 | 1990s | 7 | [8 empty] | 0
6B | 1000-1499 | 1990s | 8 | [8 empty] | 0
6B | 1000-1499 | 1990s | 9 | [8 empty] | 0
6B | 1000-1499 | 1990s | 10 | [8 empty] | 0
6B | 1000-1499 | 2000s | 1 | 7920.5109 | 4367.3358 | 6.4922 | 3.5798 | 509.9309 | 192.6351 | 0.41798 | 0.1579 | 24
6B | 1000-1499 | 2000s | 2 | 9530.6296 | 5518.0586 | 7.812 | 4.523 | 507.3236 | 278.4821 | 0.41584 | 0.22826 | 15
6B | 1000-1499 | 2000s | 3 | 10760.7376 | 4749.7253 | 8.8203 | 3.8932 | 615.357 | 364.7182 | 0.50439 | 0.29895 | 6
6B | 1000-1499 | 2000s | 4 | 6948.092 | 2968.9605 | 5.6952 | 2.4336 | 910.0295 | 719.3089 | 0.74593 | 0.5896 | 2
6B | 1000-1499 | 2000s | 5 | 15098.4359 | 6788.4302 | 12.3758 | 5.5643 | 648.2657 | 293.8547 | 0.53137 | 0.24086 | 4
6B | 1000-1499 | 2000s | 6 | 9347.5824 | 3086.8892 | 7.662 | 2.5302 | 1135.7047 | 436.2506 | 0.93091 | 0.35758 | 3
6B | 1000-1499 | 2000s | 7 | [8 empty] | 0
6B | 1000-1499 | 2000s | 8 | [8 empty] | 0
6B | 1000-1499 | 2000s | 9 | [8 empty] | 0
6B | 1000-1499 | 2000s | 10 | [8 empty] | 0
6B | 1000-1499 | 2010s | 1 | 8194.2297 | 4171.1416 | 6.7166 | 3.419 | 592.2947 | 189.7654 | 0.48549 | 0.15555 | 6
6B | 1000-1499 | 2010s | 2 | 11483.1302 | 7042.0244 | 9.4124 | 5.7722 | 609.5436 | 376.3082 | 0.49963 | 0.30845 | 4
6B | 1000-1499 | 2010s | 3 | [8 empty] | 0
6B | 1000-1499 | 2010s | 4 | 6147.5305 |  | 5.039 |  | 816.5009 |  | 0.66926 |  | 1
6B | 1000-1499 | 2010s | 5 | [8 empty] | 0
6B | 1000-1499 | 2010s | 6 | [8 empty] | 0
6B | 1000-1499 | 2010s | 7 | [8 empty] | 0
6B | 1000-1499 | 2010s | 8 | [8 empty] | 0
6B | 1000-1499 | 2010s | 9 | [8 empty] | 0
6B | 1000-1499 | 2010s | 10 | [8 empty] | 0
6B | 1500-1999 | <1940 | 1 | 7418.4024 | 1069.4588 | 4.3896 | 0.63282 | 1102.8044 | 654.2582 | 0.65255 | 0.38714 | 11
6B | 1500-1999 | <1940 | 2 | 19639.889 | 17340.0692 | 11.6212 | 10.2604 | 1215.4321 | 435.2899 | 0.71919 | 0.25757 | 9
6B | 1500-1999 | <1940 | 3 | 10691.9408 | 2156.2126 | 6.3266 | 1.2759 | 1554.3859 | 240.2013 | 0.91975 | 0.14213 | 3
6B | 1500-1999 | <1940 | 4 | 12490.3776 | 6082.4967 | 7.3908 | 3.5991 | 1563.0821 | 974.6647 | 0.9249 | 0.57672 | 3
6B | 1500-1999 | <1940 | 5 | [8 empty] | 0
6B | 1500-1999 | <1940 | 6 | 10625.5214 |  | 6.2873 |  | 1827.0067 |  | 1.0811 |  | 1
6B | 1500-1999 | <1940 | 7 | [8 empty] | 0
6B | 1500-1999 | <1940 | 8 | [8 empty] | 0
6B | 1500-1999 | <1940 | 9 | [8 empty] | 0
6B | 1500-1999 | <1940 | 10 | [8 empty] | 0
6B | 1500-1999 | 1940s | 1 | 16351.7747 | 16886.3454 | 9.6756 | 9.9919 | 876.271 | 324.9476 | 0.5185 | 0.19228 | 7
6B | 1500-1999 | 1940s | 2 | 10019.6458 | 7417.975 | 5.9288 | 4.3893 | 921.1985 | 385.3165 | 0.54509 | 0.228 | 9
6B | 1500-1999 | 1940s | 3 | 10198.0206 | 2998.0193 | 6.0343 | 1.774 | 877.3079 | 171.8282 | 0.51912 | 0.10167 | 5
6B | 1500-1999 | 1940s | 4 | 14295.5906 |  | 8.4589 |  | 1676.2565 |  | 0.99187 |  | 1
6B | 1500-1999 | 1940s | 5 | 28254.6976 |  | 16.7188 |  | 498.5074 |  | 0.29497 |  | 1
6B | 1500-1999 | 1940s | 6 | [8 empty] | 0
6B | 1500-1999 | 1940s | 7 | [8 empty] | 0
6B | 1500-1999 | 1940s | 8 | [8 empty] | 0
6B | 1500-1999 | 1940s | 9 | [8 empty] | 0
6B | 1500-1999 | 1940s | 10 | [8 empty] | 0
6B | 1500-1999 | 1950s | 1 | 7226.5365 | 1872.8853 | 4.2761 | 1.1082 | 1089.1076 | 421.2369 | 0.64444 | 0.24925 | 16
6B | 1500-1999 | 1950s | 2 | 15689.8429 | 15046.5851 | 9.2839 | 8.9033 | 834.2728 | 479.6985 | 0.49365 | 0.28385 | 17
6B | 1500-1999 | 1950s | 3 | 11541.2666 | 5187.427 | 6.8292 | 3.0695 | 1630.6325 | 1883.1792 | 0.96487 | 1.1143 | 5
6B | 1500-1999 | 1950s | 4 | 11265.1183 | 2077.5526 | 6.6658 | 1.2293 | 1025.2748 | 354.6122 | 0.60667 | 0.20983 | 3
6B | 1500-1999 | 1950s | 5 | 8652.8786 |  | 5.12 |  | 471.9874 |  | 0.27928 |  | 1
6B | 1500-1999 | 1950s | 6 | [8 empty] | 0
6B | 1500-1999 | 1950s | 7 | 5050.808 |  | 2.9886 |  | 734.833 |  | 0.43481 |  | 1
6B | 1500-1999 | 1950s | 8 | [8 empty] | 0
6B | 1500-1999 | 1950s | 9 | [8 empty] | 0
6B | 1500-1999 | 1950s | 10 | [8 empty] | 0
6B | 1500-1999 | 1960s | 1 | 17963.4933 | 15524.6208 | 10.6293 | 9.1862 | 944.8443 | 549.0846 | 0.55908 | 0.3249 | 12
6B | 1500-1999 | 1960s | 2 | 9359.8463 | 2659.7197 | 5.5384 | 1.5738 | 1223.1336 | 763.6048 | 0.72375 | 0.45184 | 16
6B | 1500-1999 | 1960s | 3 | 12059.3044 | 7949.6714 | 7.1357 | 4.7039 | 676.3992 | 316.0003 | 0.40024 | 0.18698 | 6
6B | 1500-1999 | 1960s | 4 | 14122.9555 | 2874.9895 | 8.3568 | 1.7012 | 1256.0146 | 474.5761 | 0.7432 | 0.28081 | 4
6B | 1500-1999 | 1960s | 5 | [8 empty] | 0
6B | 1500-1999 | 1960s | 6 | 15103.2745 |  | 8.9368 |  | 2581.7853 |  | 1.5277 |  | 1
6B | 1500-1999 | 1960s | 7 | [8 empty] | 0
6B | 1500-1999 | 1960s | 8 | [8 empty] | 0
6B | 1500-1999 | 1960s | 9 | [8 empty] | 0
6B | 1500-1999 | 1960s | 10 | [8 empty] | 0
6B | 1500-1999 | 1970s | 1 | 11511.0195 | 9931.4911 | 6.8113 | 5.8766 | 797.1737 | 381.6374 | 0.4717 | 0.22582 | 21
6B | 1500-1999 | 1970s | 2 | 10456.4232 | 7764.6806 | 6.1872 | 4.5945 | 780.8485 | 456.6127 | 0.46204 | 0.27019 | 25
6B | 1500-1999 | 1970s | 3 | 13294.4987 | 10235.2282 | 7.8666 | 6.0563 | 1011.5954 | 514.8247 | 0.59858 | 0.30463 | 9
6B | 1500-1999 | 1970s | 4 | 9717.3251 | 2224.8046 | 5.7499 | 1.3165 | 1048.7636 | 507.4454 | 0.62057 | 0.30026 | 6
6B | 1500-1999 | 1970s | 5 | 15190.6611 | 6356.5099 | 8.9886 | 3.7612 | 952.3303 | 365.5872 | 0.56351 | 0.21632 | 2
6B | 1500-1999 | 1970s | 6 | 24801.3846 | 20477.5942 | 14.6754 | 12.1169 | 768.504 | 32.6664 | 0.45474 | 0.019329 | 2
6B | 1500-1999 | 1970s | 7 | [8 empty] | 0
6B | 1500-1999 | 1970s | 8 | [8 empty] | 0
6B | 1500-1999 | 1970s | 9 | [8 empty] | 0
6B | 1500-1999 | 1970s | 10 | [8 empty] | 0
6B | 1500-1999 | 1980s | 1 | 8275.393 | 4722.9299 | 4.8967 | 2.7946 | 917.2981 | 625.1905 | 0.54278 | 0.36994 | 16
6B | 1500-1999 | 1980s | 2 | 10718.3134 | 7693.7847 | 6.3422 | 4.5525 | 1171.1604 | 1006.4203 | 0.69299 | 0.59551 | 25
6B | 1500-1999 | 1980s | 3 | 10009.8209 | 6485.2416 | 5.923 | 3.8374 | 1413.8074 | 536.8062 | 0.83657 | 0.31764 | 5
6B | 1500-1999 | 1980s | 4 | [8 empty] | 0
6B | 1500-1999 | 1980s | 5 | 8308.4667 |  | 4.9163 |  | 1156.1156 |  | 0.68409 |  | 1
6B | 1500-1999 | 1980s | 6 | [8 empty] | 0
6B | 1500-1999 | 1980s | 7 | [8 empty] | 0
6B | 1500-1999 | 1980s | 8 | [8 empty] | 0
6B | 1500-1999 | 1980s | 9 | [8 empty] | 0
6B | 1500-1999 | 1980s | 10 | [8 empty] | 0
6B | 1500-1999 | 1990s | 1 | 7807.0795 | 3285.0761 | 4.6196 | 1.9438 | 983.6126 | 689.0592 | 0.58202 | 0.40773 | 16
6B | 1500-1999 | 1990s | 2 | 10129.1909 | 5934.6935 | 5.9936 | 3.5117 | 839.9775 | 601.9743 | 0.49703 | 0.3562 | 31
6B | 1500-1999 | 1990s | 3 | 9106.6072 | 1804.8906 | 5.3885 | 1.068 | 1536.615 | 1252.9315 | 0.90924 | 0.74138 | 4
6B | 1500-1999 | 1990s | 4 | 7012.2134 | 1970.2087 | 4.1492 | 1.1658 | 656.1212 | 291.2165 | 0.38824 | 0.17232 | 6
6B | 1500-1999 | 1990s | 5 | [8 empty] | 0
6B | 1500-1999 | 1990s | 6 | 11205.6494 | 6812.6485 | 6.6306 | 4.0312 | 915.0333 | 321.9373 | 0.54144 | 0.1905 | 2
6B | 1500-1999 | 1990s | 7 | [8 empty] | 0
6B | 1500-1999 | 1990s | 8 | [8 empty] | 0
6B | 1500-1999 | 1990s | 9 | [8 empty] | 0
6B | 1500-1999 | 1990s | 10 | [8 empty] | 0
6B | 1500-1999 | 2000s | 1 | 7125.9832 | 4255.94 | 4.2166 | 2.5183 | 621.9377 | 329.9365 | 0.36801 | 0.19523 | 27
6B | 1500-1999 | 2000s | 2 | 10281.1591 | 5130.1962 | 6.0835 | 3.0356 | 928.3421 | 664.9831 | 0.54931 | 0.39348 | 34
6B | 1500-1999 | 2000s | 3 | 8821.7987 | 3387.2139 | 5.22 | 2.0043 | 727.6351 | 341.0946 | 0.43055 | 0.20183 | 9
6B | 1500-1999 | 2000s | 4 | 14859.2756 | 9514.4094 | 8.7925 | 5.6298 | 708.2257 | 255.5351 | 0.41907 | 0.1512 | 6
6B | 1500-1999 | 2000s | 5 | 17884.3438 | 15840.2992 | 10.5825 | 9.373 | 705.6805 | 362.7892 | 0.41756 | 0.21467 | 2
6B | 1500-1999 | 2000s | 6 | [8 empty] | 0
6B | 1500-1999 | 2000s | 7 | [8 empty] | 0
6B | 1500-1999 | 2000s | 8 | [8 empty] | 0
6B | 1500-1999 | 2000s | 9 | [8 empty] | 0
6B | 1500-1999 | 2000s | 10 | [8 empty] | 0
6B | 1500-1999 | 2010s | 1 | 10500.9586 | 6792.4267 | 6.2136 | 4.0192 | 454.976 | 232.3099 | 0.26922 | 0.13746 | 8
6B | 1500-1999 | 2010s | 2 | 9112.7026 | 5630.3453 | 5.3921 | 3.3316 | 741.3064 | 425.4648 | 0.43864 | 0.25175 | 10
6B | 1500-1999 | 2010s | 3 | 10081.2974 | 156.9795 | 5.9653 | 0.092887 | 938.1894 | 460.2363 | 0.55514 | 0.27233 | 2
6B | 1500-1999 | 2010s | 4 | 11118.9751 | 4864.7899 | 6.5793 | 2.8786 | 845.7276 | 388.5432 | 0.50043 | 0.22991 | 3
6B | 1500-1999 | 2010s | 5 | 25430.4433 |  | 15.0476 |  | 551.9018 |  | 0.32657 |  | 1
6B | 1500-1999 | 2010s | 6 | [8 empty] | 0
6B | 1500-1999 | 2010s | 7 | [8 empty] | 0
6B | 1500-1999 | 2010s | 8 | [8 empty] | 0
6B | 1500-1999 | 2010s | 9 | [8 empty] | 0
6B | 1500-1999 | 2010s | 10 | [8 empty] | 0
6B | 2000-2499 | <1940 | 1 | 9409.6154 | 2549.954 | 4.3243 | 1.1719 | 1391.1327 | 570.9235 | 0.63931 | 0.26237 | 3
6B | 2000-2499 | <1940 | 2 | 9870.9305 | 2201.7164 | 4.5363 | 1.0118 | 1208.5091 | 712.0131 | 0.55538 | 0.32721 | 10
6B | 2000-2499 | <1940 | 3 | 9719.631 | 2893.0565 | 4.4667 | 1.3295 | 1498.3543 | 270.8744 | 0.68858 | 0.12448 | 5
6B | 2000-2499 | <1940 | 4 | 10351.7452 | 5080.8902 | 4.7572 | 2.335 | 1528.8777 | 929.4663 | 0.70261 | 0.42714 | 3
6B | 2000-2499 | <1940 | 5 | 8491.4956 |  | 3.9023 |  | 1012.701 |  | 0.4654 |  | 1
6B | 2000-2499 | <1940 | 6 | [8 empty] | 0
6B | 2000-2499 | <1940 | 7 | [8 empty] | 0
6B | 2000-2499 | <1940 | 8 | [8 empty] | 0
6B | 2000-2499 | <1940 | 9 | [8 empty] | 0
6B | 2000-2499 | <1940 | 10 | [8 empty] | 0
6B | 2000-2499 | 1940s | 1 | 8821.3799 | 2649.8107 | 4.0539 | 1.2177 | 1243.3017 | 941.4876 | 0.57137 | 0.43267 | 5
6B | 2000-2499 | 1940s | 2 | 6694.0603 | 948.1772 | 3.0763 | 0.43574 | 610.9592 | 175.3767 | 0.28077 | 0.080596 | 3
6B | 2000-2499 | 1940s | 3 | 24632.7697 | 24859.2805 | 11.3202 | 11.4243 | 1141.6205 | 295.9081 | 0.52464 | 0.13599 | 2
6B | 2000-2499 | 1940s | 4 | [8 empty] | 0
6B | 2000-2499 | 1940s | 5 | [8 empty] | 0
6B | 2000-2499 | 1940s | 6 | [8 empty] | 0
6B | 2000-2499 | 1940s | 7 | [8 empty] | 0
6B | 2000-2499 | 1940s | 8 | [8 empty] | 0
6B | 2000-2499 | 1940s | 9 | [8 empty] | 0
6B | 2000-2499 | 1940s | 10 | [8 empty] | 0
6B | 2000-2499 | 1950s | 1 | 10754.3656 | 5213.6721 | 4.9423 | 2.396 | 1330.2082 | 386.0786 | 0.61131 | 0.17743 | 8
6B | 2000-2499 | 1950s | 2 | 15385.8511 | 19791.8647 | 7.0707 | 9.0955 | 1234.058 | 846.0789 | 0.56712 | 0.38882 | 10
6B | 2000-2499 | 1950s | 3 | 9227.5673 | 1648.0534 | 4.2406 | 0.75738 | 1594.7367 | 1461.6646 | 0.73288 | 0.67172 | 3
6B | 2000-2499 | 1950s | 4 | 10268.5864 | 3825.3414 | 4.719 | 1.758 | 1315.9416 | 527.7003 | 0.60475 | 0.24251 | 2
6B | 2000-2499 | 1950s | 5 | 20668.7146 |  | 9.4985 |  | 1216.3746 |  | 0.559 |  | 1
6B | 2000-2499 | 1950s | 6 | [8 empty] | 0
6B | 2000-2499 | 1950s | 7 | [8 empty] | 0
6B | 2000-2499 | 1950s | 8 | [8 empty] | 0
6B | 2000-2499 | 1950s | 9 | [8 empty] | 0
6B | 2000-2499 | 1950s | 10 | [8 empty] | 0
6B | 2000-2499 | 1960s | 1 | 19829.3208 | 20365.1294 | 9.1127 | 9.359 | 1466.8773 | 580.5181 | 0.67412 | 0.26678 | 7
6B | 2000-2499 | 1960s | 2 | 12243.6 | 13653.2848 | 5.6267 | 6.2745 | 1018.8745 | 506.2276 | 0.46823 | 0.23264 | 9
6B | 2000-2499 | 1960s | 3 | 17653.6789 | 12992.6104 | 8.1129 | 5.9709 | 880.2167 | 146.9868 | 0.40451 | 0.067549 | 3
6B | 2000-2499 | 1960s | 4 | 10075.376 | 4161.5009 | 4.6302 | 1.9125 | 1153.9241 | 428.5529 | 0.5303 | 0.19695 | 6
6B | 2000-2499 | 1960s | 5 | 22527.7061 |  | 10.3528 |  | 2022.216 |  | 0.92933 |  | 1
6B | 2000-2499 | 1960s | 6 | [8 empty] | 0
6B | 2000-2499 | 1960s | 7 | [8 empty] | 0
6B | 2000-2499 | 1960s | 8 | [8 empty] | 0
6B | 2000-2499 | 1960s | 9 | [8 empty] | 0
6B | 2000-2499 | 1960s | 10 | [8 empty] | 0
6B | 2000-2499 | 1970s | 1 | 12725.6502 | 10970.7196 | 5.8482 | 5.0417 | 880.829 | 634.9608 | 0.40479 | 0.2918 | 26
6B | 2000-2499 | 1970s | 2 | 8969.4967 | 2039.1577 | 4.122 | 0.93711 | 926.2829 | 367.9249 | 0.42568 | 0.16908 | 15
6B | 2000-2499 | 1970s | 3 | 15654.5486 | 15009.2302 | 7.1942 | 6.8976 | 856.7362 | 358.4881 | 0.39372 | 0.16475 | 10
6B | 2000-2499 | 1970s | 4 | 14029.3115 | 10174.5703 | 6.4473 | 4.6758 | 1081.0091 | 299.3274 | 0.49679 | 0.13756 | 9
6B | 2000-2499 | 1970s | 5 | 15334.0994 | 10826.5594 | 7.0469 | 4.9754 | 553.3538 | 555.677 | 0.2543 | 0.25537 | 2
6B | 2000-2499 | 1970s | 6 | 14811.0851 | 5667.0175 | 6.8066 | 2.6043 | 773.4527 | 35.4121 | 0.35545 | 0.016274 | 2
6B | 2000-2499 | 1970s | 7 | [8 empty] | 0
6B | 2000-2499 | 1970s | 8 | [8 empty] | 0
6B | 2000-2499 | 1970s | 9 | [8 empty] | 0
6B | 2000-2499 | 1970s | 10 | [8 empty] | 0
6B | 2000-2499 | 1980s | 1 | 9915.9878 | 6329.4898 | 4.557 | 2.9088 | 766.5555 | 309.0658 | 0.35228 | 0.14203 | 15
6B | 2000-2499 | 1980s | 2 | 12413.3202 | 9489.1166 | 5.7047 | 4.3608 | 728.0906 | 541.5432 | 0.3346 | 0.24887 | 18
6B | 2000-2499 | 1980s | 3 | 24923.7042 | 12204.4058 | 11.4539 | 5.6086 | 757.461 | 291.0945 | 0.3481 | 0.13378 | 4
6B | 2000-2499 | 1980s | 4 | [8 empty] | 0
6B | 2000-2499 | 1980s | 5 | 14612.2459 |  | 6.7152 |  | 1759.6903 |  | 0.80868 |  | 1
6B | 2000-2499 | 1980s | 6 | [8 empty] | 0
6B | 2000-2499 | 1980s | 7 | [8 empty] | 0
6B | 2000-2499 | 1980s | 8 | [8 empty] | 0
6B | 2000-2499 | 1980s | 9 | [8 empty] | 0
6B | 2000-2499 | 1980s | 10 | [8 empty] | 0
6B | 2000-2499 | 1990s | 1 | 7651.265 | 4596.4243 | 3.5162 | 2.1123 | 498.7291 | 280.0258 | 0.2292 | 0.12869 | 14
6B | 2000-2499 | 1990s | 2 | 9916.3013 | 6476.8064 | 4.5571 | 2.9765 | 714.5508 | 399.8375 | 0.32838 | 0.18375 | 17
6B | 2000-2499 | 1990s | 3 | 11346.3282 | 8660.3725 | 5.2143 | 3.98 | 1005.1547 | 162.3228 | 0.46193 | 0.074597 | 6
6B | 2000-2499 | 1990s | 4 | 10947.064 | 2697.1985 | 5.0308 | 1.2395 | 1178.4214 | 502.3651 | 0.54155 | 0.23087 | 3
6B | 2000-2499 | 1990s | 5 | 19221.1042 |  | 8.8332 |  | 972.2696 |  | 0.44682 |  | 1
6B | 2000-2499 | 1990s | 6 | [8 empty] | 0
6B | 2000-2499 | 1990s | 7 | [8 empty] | 0
6B | 2000-2499 | 1990s | 8 | [8 empty] | 0
6B | 2000-2499 | 1990s | 9 | [8 empty] | 0
6B | 2000-2499 | 1990s | 10 | [8 empty] | 0
6B | 2000-2499 | 2000s | 1 | 10660.7344 | 6946.4983 | 4.8992 | 3.1923 | 704.1539 | 345.0214 | 0.3236 | 0.15856 | 32
6B | 2000-2499 | 2000s | 2 | 12221.6368 | 6924.2039 | 5.6166 | 3.1821 | 678.999 | 388.3182 | 0.31204 | 0.17846 | 34
6B | 2000-2499 | 2000s | 3 | 13391.3534 | 7876.2121 | 6.1541 | 3.6196 | 807.2878 | 391.0213 | 0.371 | 0.1797 | 7
6B | 2000-2499 | 2000s | 4 | 10990.2966 | 4033.871 | 5.0507 | 1.8538 | 1034.3802 | 649.3344 | 0.47536 | 0.29841 | 8
6B | 2000-2499 | 2000s | 5 | 13126.9814 |  | 6.0326 |  | 846.2533 |  | 0.3889 |  | 1
6B | 2000-2499 | 2000s | 6 | 8750.9742 | 2337.0224 | 4.0216 | 1.074 | 878.3013 | 26.8374 | 0.40363 | 0.012333 | 2
6B | 2000-2499 | 2000s | 7 | 10064.2481 |  | 4.6251 |  | 302.4912 |  | 0.13901 |  | 1
6B | 2000-2499 | 2000s | 8 | [8 empty] | 0
6B | 2000-2499 | 2000s | 9 | [8 empty] | 0
6B | 2000-2499 | 2000s | 10 | [8 empty] | 0
6B | 2000-2499 | 2010s | 1 | 16921.5229 | 18145.1227 | 7.7764 | 8.3388 | 396.8388 | 47.3807 | 0.18237 | 0.021774 | 2
6B | 2000-2499 | 2010s | 2 | 13153.0271 | 9517.6025 | 6.0446 | 4.3739 | 455.8293 | 252.8262 | 0.20948 | 0.11619 | 3
6B | 2000-2499 | 2010s | 3 | 14437.1304 | 12385.428 | 6.6347 | 5.6918 | 700.5401 | 245.689 | 0.32194 | 0.11291 | 3
6B | 2000-2499 | 2010s | 4 | 9233.8191 | 1581.9033 | 4.2435 | 0.72698 | 498.5922 | 255.7507 | 0.22913 | 0.11753 | 2
6B | 2000-2499 | 2010s | 5 | [8 empty] | 0
6B | 2000-2499 | 2010s | 6 | 15836.389 |  | 7.2778 |  | 961.0887 |  | 0.44168 |  | 1
6B | 2000-2499 | 2010s | 7 | [8 empty] | 0
6B | 2000-2499 | 2010s | 8 | [8 empty] | 0
6B | 2000-2499 | 2010s | 9 | [8 empty] | 0
6B | 2000-2499 | 2010s | 10 | [8 empty] | 0
6B | 2500-2999 | <1940 | 1 | 9978.7383 | 1330.634 | 3.7472 | 0.49967 | 1497.5121 | 1393.119 | 0.56234 | 0.52314 | 2
6B | 2500-2999 | <1940 | 2 | 17965.3654 | 22074.6013 | 6.7463 | 8.2894 | 1277.0042 | 656.3997 | 0.47954 | 0.24649 | 5
6B | 2500-2999 | <1940 | 3 | 11971.8029 | 3015.8506 | 4.4956 | 1.1325 | 1311.7434 | 485.5213 | 0.49258 | 0.18232 | 2
6B | 2500-2999 | <1940 | 4 | 7676.7046 |  | 2.8827 |  | 741.1452 |  | 0.27831 |  | 1
6B | 2500-2999 | <1940 | 5 | [8 empty] | 0
6B | 2500-2999 | <1940 | 6 | 11942.6605 |  | 4.4847 |  | 891.9624 |  | 0.33495 |  | 1
6B | 2500-2999 | <1940 | 7 | [8 empty] | 0
6B | 2500-2999 | <1940 | 8 | [8 empty] | 0
6B | 2500-2999 | <1940 | 9 | [8 empty] | 0
6B | 2500-2999 | <1940 | 10 | [8 empty] | 0
6B | 2500-2999 | 1940s | 1 | 8601.5851 |  | 3.23 |  | 769.7672 |  | 0.28906 |  | 1
6B | 2500-2999 | 1940s | 2 | [8 empty] | 0
6B | 2500-2999 | 1940s | 3 | 12595.0943 |  | 4.7297 |  | 1725.8892 |  | 0.6481 |  | 1
6B | 2500-2999 | 1940s | 4 | [8 empty] | 0
6B | 2500-2999 | 1940s | 5 | [8 empty] | 0
6B | 2500-2999 | 1940s | 6 | [8 empty] | 0
6B | 2500-2999 | 1940s | 7 | [8 empty] | 0
6B | 2500-2999 | 1940s | 8 | [8 empty] | 0
6B | 2500-2999 | 1940s | 9 | [8 empty] | 0
6B | 2500-2999 | 1940s | 10 | [8 empty] | 0
6B | 2500-2999 | 1950s | 1 | 8893.6912 |  | 3.3397 |  | 532.6211 |  | 0.20001 |  | 1
6B | 2500-2999 | 1950s | 2 | 9229.2567 | 1423.9176 | 3.4657 | 0.5347 | 1172.6836 | 255.4441 | 0.44036 | 0.095923 | 2
6B | 2500-2999 | 1950s | 3 | [8 empty] | 0
6B | 2500-2999 | 1950s | 4 | [8 empty] | 0
6B | 2500-2999 | 1950s | 5 | [8 empty] | 0
6B | 2500-2999 | 1950s | 6 | [8 empty] | 0
6B | 2500-2999 | 1950s | 7 | [8 empty] | 0
6B | 2500-2999 | 1950s | 8 | [8 empty] | 0
6B | 2500-2999 | 1950s | 9 | [8 empty] | 0
6B | 2500-2999 | 1950s | 10 | [8 empty] | 0
6B | 2500-2999 | 1960s | 1 | 22797.3351 | 19899.1978 | 8.5608 | 7.4725 | 3844.4059 | 5133.8636 | 1.4436 | 1.9278 | 3
6B | 2500-2999 | 1960s | 2 | 13018.8256 | 12112.0209 | 4.8888 | 4.5483 | 842.3364 | 476.0787 | 0.31631 | 0.17878 | 4
6B | 2500-2999 | 1960s | 3 | 66810.2311 |  | 25.0883 |  | 367.5805 |  | 0.13803 |  | 1
6B | 2500-2999 | 1960s | 4 | 7457.8692 |  | 2.8006 |  | 152.3517 |  | 0.057211 |  | 1
6B | 2500-2999 | 1960s | 5 | [8 empty] | 0
6B | 2500-2999 | 1960s | 6 | 6540.7669 |  | 2.4562 |  | 690.5248 |  | 0.2593 |  | 1
6B | 2500-2999 | 1960s | 7 | [8 empty] | 0
6B | 2500-2999 | 1960s | 8 | [8 empty] | 0
6B | 2500-2999 | 1960s | 9 | [8 empty] | 0
6B | 2500-2999 | 1960s | 10 | [8 empty] | 0
6B | 2500-2999 | 1970s | 1 | 16314.4673 | 18750.4832 | 6.1263 | 7.0411 | 1038.2564 | 513.5119 | 0.38988 | 0.19283 | 10
6B | 2500-2999 | 1970s | 2 | 12300.6124 | 9473.7311 | 4.6191 | 3.5575 | 1114.4361 | 762.4642 | 0.41849 | 0.28632 | 15
6B | 2500-2999 | 1970s | 3 | 30101.0236 | 18809.3529 | 11.3034 | 7.0632 | 1184.3276 | 754.7491 | 0.44473 | 0.28342 | 5
6B | 2500-2999 | 1970s | 4 | 13782.2794 | 8696.0478 | 5.1755 | 3.2655 | 1177.6333 | 888.0189 | 0.44222 | 0.33347 | 7
6B | 2500-2999 | 1970s | 5 | 8764.6005 | 4111.5957 | 3.2913 | 1.544 | 707.9045 | 431.7896 | 0.26583 | 0.16214 | 3
6B | 2500-2999 | 1970s | 6 | [8 empty] | 0
6B | 2500-2999 | 1970s | 7 | [8 empty] | 0
6B | 2500-2999 | 1970s | 8 | [8 empty] | 0
6B | 2500-2999 | 1970s | 9 | [8 empty] | 0
6B | 2500-2999 | 1970s | 10 | [8 empty] | 0
6B | 2500-2999 | 1980s | 1 | 9333.1972 | 2098.6885 | 3.5048 | 0.78809 | 1154.471 | 537.9553 | 0.43352 | 0.20201 | 7
6B | 2500-2999 | 1980s | 2 | 12561.3029 | 7894.9669 | 4.717 | 2.9647 | 1288.7746 | 701.0455 | 0.48396 | 0.26325 | 7
6B | 2500-2999 | 1980s | 3 | 20966.8643 | 14933.0732 | 7.8734 | 5.6076 | 1574.4613 | 787.8136 | 0.59124 | 0.29584 | 4
6B | 2500-2999 | 1980s | 4 | 31255.2421 |  | 11.7369 |  | 1395.1724 |  | 0.52391 |  | 1
6B | 2500-2999 | 1980s | 5 | 7984.8208 |  | 2.9984 |  | 1236.2493 |  | 0.46423 |  | 1
6B | 2500-2999 | 1980s | 6 | [8 empty] | 0
6B | 2500-2999 | 1980s | 7 | [8 empty] | 0
6B | 2500-2999 | 1980s | 8 | [8 empty] | 0
6B | 2500-2999 | 1980s | 9 | [8 empty] | 0
6B | 2500-2999 | 1980s | 10 | [8 empty] | 0
6B | 2500-2999 | 1990s | 1 | 6972.8319 | 1632.9272 | 2.6184 | 0.61319 | 1204.6079 | 750.5743 | 0.45235 | 0.28185 | 5
6B | 2500-2999 | 1990s | 2 | 9667.7496 | 4479.7194 | 3.6304 | 1.6822 | 761.8715 | 491.0426 | 0.2861 | 0.18439 | 11
6B | 2500-2999 | 1990s | 3 | 12781.9066 | 6113.8492 | 4.7998 | 2.2959 | 1998.4374 | 2484.7304 | 0.75045 | 0.93306 | 4
6B | 2500-2999 | 1990s | 4 | 14985.4208 | 5174.8287 | 5.6273 | 1.9432 | 996.0991 | 463.4171 | 0.37405 | 0.17402 | 4
6B | 2500-2999 | 1990s | 5 | 25017.0981 | 19148.8931 | 9.3943 | 7.1907 | 1206.0831 | 526.1598 | 0.4529 | 0.19758 | 3
6B | 2500-2999 | 1990s | 6 | 10838.2365 |  | 4.0699 |  | 1464.7282 |  | 0.55003 |  | 1
6B | 2500-2999 | 1990s | 7 | [8 empty] | 0
6B | 2500-2999 | 1990s | 8 | [8 empty] | 0
6B | 2500-2999 | 1990s | 9 | [8 empty] | 0
6B | 2500-2999 | 1990s | 10 | [8 empty] | 0
6B | 2500-2999 | 2000s | 1 | 10524.3182 | 9323.3588 | 3.9521 | 3.5011 | 717.5586 | 531.8105 | 0.26945 | 0.1997 | 14
6B | 2500-2999 | 2000s | 2 | 10483.6884 | 5388.8643 | 3.9368 | 2.0236 | 766.4577 | 349.2241 | 0.28782 | 0.13114 | 26
6B | 2500-2999 | 2000s | 3 | 11707.6343 | 7380.9529 | 4.3964 | 2.7717 | 1074.0239 | 802.161 | 0.40331 | 0.30122 | 10
6B | 2500-2999 | 2000s | 4 | 11917.6689 | 9917.2239 | 4.4753 | 3.7241 | 856.5837 | 195.2863 | 0.32166 | 0.073333 | 7
6B | 2500-2999 | 2000s | 5 | 18421.5373 |  | 6.9176 |  | 3064.5426 |  | 1.1508 |  | 1
6B | 2500-2999 | 2000s | 6 | [8 empty] | 0
6B | 2500-2999 | 2000s | 7 | [8 empty] | 0
6B | 2500-2999 | 2000s | 8 | [8 empty] | 0
6B | 2500-2999 | 2000s | 9 | [8 empty] | 0
6B | 2500-2999 | 2000s | 10 | [8 empty] | 0
6B | 2500-2999 | 2010s | 1 | 10532.3564 | 8660.201 | 3.9551 | 3.252 | 426.7245 | 177.7539 | 0.16024 | 0.066749 | 3
6B | 2500-2999 | 2010s | 2 | 19060.7204 | 15587.6324 | 7.1576 | 5.8534 | 599.2637 | 496.9471 | 0.22503 | 0.18661 | 6
6B | 2500-2999 | 2010s | 3 | 8553.5374 |  | 3.212 |  | 590.581 |  | 0.22177 |  | 1
6B | 2500-2999 | 2010s | 4 | 16523.9772 | 15002.702 | 6.205 | 5.6338 | 430.6833 | 280.8889 | 0.16173 | 0.10548 | 2
6B | 2500-2999 | 2010s | 5 | [8 empty] | 0
6B | 2500-2999 | 2010s | 6 | [8 empty] | 0
6B | 2500-2999 | 2010s | 7 | 8148.0854 |  | 3.0597 |  | 618.3283 |  | 0.23219 |  | 1
6B | 2500-2999 | 2010s | 8 | [8 empty] | 0
6B | 2500-2999 | 2010s | 9 | [8 empty] | 0
6B | 2500-2999 | 2010s | 10 | [8 empty] | 0
6B | 3000-3999 | <1940 | 1 | [8 empty] | 0
6B | 3000-3999 | <1940 | 2 | 9163.0731 |  | 2.7758 |  | 689.1897 |  | 0.20878 |  | 1
6B | 3000-3999 | <1940 | 3 | [8 empty] | 0
6B | 3000-3999 | <1940 | 4 | 75606.4479 |  | 22.9041 |  | 1834.3694 |  | 0.5557 |  | 1
6B | 3000-3999 | <1940 | 5 | [8 empty] | 0
6B | 3000-3999 | <1940 | 6 | [8 empty] | 0
6B | 3000-3999 | <1940 | 7 | [8 empty] | 0
6B | 3000-3999 | <1940 | 8 | [8 empty] | 0
6B | 3000-3999 | <1940 | 9 | [8 empty] | 0
6B | 3000-3999 | <1940 | 10 | [8 empty] | 0
6B | 3000-3999 | 1940s | 1 | [8 empty] | 0
6B | 3000-3999 | 1940s | 2 | 14351.4224 |  | 4.3476 |  | 1823.509 |  | 0.55241 |  | 1
6B | 3000-3999 | 1940s | 3 | 11485.0927 |  | 3.4793 |  | 1099.4793 |  | 0.33307 |  | 1
6B | 3000-3999 | 1940s | 4 | 11567.2082 |  | 3.5042 |  | 2174.2409 |  | 0.65866 |  | 1
6B | 3000-3999 | 1940s | 5 | [8 empty] | 0
6B | 3000-3999 | 1940s | 6 | [8 empty] | 0
6B | 3000-3999 | 1940s | 7 | 18515.2055 |  | 5.609 |  | 595.3142 |  | 0.18034 |  | 1
6B | 3000-3999 | 1940s | 8 | [8 empty] | 0
6B | 3000-3999 | 1940s | 9 | [8 empty] | 0
6B | 3000-3999 | 1940s | 10 | [8 empty] | 0
6B | 3000-3999 | 1950s | 1 | [8 empty] | 0
6B | 3000-3999 | 1950s | 2 | 12725.4925 | 3611.9751 | 3.855 | 1.0942 | 2160.0097 | 1098.3964 | 0.65435 | 0.33275 | 2
6B | 3000-3999 | 1950s | 3 | [8 empty] | 0
6B | 3000-3999 | 1950s | 4 | [8 empty] | 0
6B | 3000-3999 | 1950s | 5 | [8 empty] | 0
6B | 3000-3999 | 1950s | 6 | 55667.9895 |  | 16.864 |  | 988.3682 |  | 0.29941 |  | 1
6B | 3000-3999 | 1950s | 7 | 31500.4458 |  | 9.5427 |  | 1108.0027 |  | 0.33566 |  | 1
6B | 3000-3999 | 1950s | 8 | [8 empty] | 0
6B | 3000-3999 | 1950s | 9 | [8 empty] | 0
6B | 3000-3999 | 1950s | 10 | [8 empty] | 0
6B | 3000-3999 | 1960s | 1 | 8933.7489 | 2167.0902 | 2.7064 | 0.6565 | 1231.1491 | 170.4069 | 0.37296 | 0.051623 | 2
6B | 3000-3999 | 1960s | 2 | 10078.167 | 3912.4379 | 3.0531 | 1.1852 | 1135.5896 | 164.5866 | 0.34401 | 0.04986 | 2
6B | 3000-3999 | 1960s | 3 | 8856.6769 |  | 2.683 |  | 1407.5059 |  | 0.42639 |  | 1
6B | 3000-3999 | 1960s | 4 | [8 empty] | 0
6B | 3000-3999 | 1960s | 5 | [8 empty] | 0
6B | 3000-3999 | 1960s | 6 | 11211.7203 |  | 3.3965 |  | 1541.6888 |  | 0.46704 |  | 1
6B | 3000-3999 | 1960s | 7 | [8 empty] | 0
6B | 3000-3999 | 1960s | 8 | [8 empty] | 0
6B | 3000-3999 | 1960s | 9 | [8 empty] | 0
6B | 3000-3999 | 1960s | 10 | [8 empty] | 0
6B | 3000-3999 | 1970s | 1 | 13614.6365 | 10948.0842 | 4.1244 | 3.3166 | 1605.1389 | 1173.3861 | 0.48626 | 0.35546 | 8
6B | 3000-3999 | 1970s | 2 | 26240.5395 | 18684.652 | 7.9493 | 5.6603 | 1250.8231 | 308.1456 | 0.37892 | 0.093349 | 7
6B | 3000-3999 | 1970s | 3 | 13843.2629 | 8247.6455 | 4.1937 | 2.4985 | 1999.8492 | 1906.4797 | 0.60583 | 0.57755 | 2
6B | 3000-3999 | 1970s | 4 | 13940.7417 | 1426.1512 | 4.2232 | 0.43204 | 1934.9231 | 1095.2297 | 0.58616 | 0.33179 | 3
6B | 3000-3999 | 1970s | 5 | 10358.2238 | 578.7018 | 3.1379 | 0.17531 | 1085.9753 | 331.8262 | 0.32898 | 0.10052 | 4
6B | 3000-3999 | 1970s | 6 | [8 empty] | 0
6B | 3000-3999 | 1970s | 7 | [8 empty] | 0
6B | 3000-3999 | 1970s | 8 | [8 empty] | 0
6B | 3000-3999 | 1970s | 9 | [8 empty] | 0
6B | 3000-3999 | 1970s | 10 | [8 empty] | 0
6B | 3000-3999 | 1980s | 1 | 22181.7221 | 23890.029 | 6.7197 | 7.2372 | 1244.2219 | 1076.3463 | 0.37692 | 0.32607 | 5
6B | 3000-3999 | 1980s | 2 | 9469.3703 | 1660.0339 | 2.8686 | 0.50289 | 888.4019 | 645.5156 | 0.26913 | 0.19555 | 8
6B | 3000-3999 | 1980s | 3 | 9480.9234 | 2131.7517 | 2.8721 | 0.64579 | 1102.4854 | 693.3357 | 0.33399 | 0.21004 | 5
6B | 3000-3999 | 1980s | 4 | 14654.8112 |  | 4.4395 |  | 911.6222 |  | 0.27617 |  | 1
6B | 3000-3999 | 1980s | 5 | 9833.0808 | 1961.6907 | 2.9788 | 0.59427 | 2574.7356 | 2446.1139 | 0.77999 | 0.74102 | 3
6B | 3000-3999 | 1980s | 6 | [8 empty] | 0
6B | 3000-3999 | 1980s | 7 | [8 empty] | 0
6B | 3000-3999 | 1980s | 8 | [8 empty] | 0
6B | 3000-3999 | 1980s | 9 | [8 empty] | 0
6B | 3000-3999 | 1980s | 10 | [8 empty] | 0
6B | 3000-3999 | 1990s | 1 | 7404.5322 | 2479.1338 | 2.2431 | 0.75103 | 727.4388 | 186.4323 | 0.22037 | 0.056478 | 5
6B | 3000-3999 | 1990s | 2 | 14609.5652 | 7666.7581 | 4.4258 | 2.3226 | 822.2961 | 432.7314 | 0.24911 | 0.13109 | 11
6B | 3000-3999 | 1990s | 3 | 10678.6195 | 4637.2805 | 3.235 | 1.4048 | 1134.6 | 657.083 | 0.34371 | 0.19906 | 7
6B | 3000-3999 | 1990s | 4 | 10245.5865 | 937.7123 | 3.1038 | 0.28407 | 1606.9271 | 696.3198 | 0.4868 | 0.21094 | 4
6B | 3000-3999 | 1990s | 5 | 13553.1257 |  | 4.1058 |  | 1722.9592 |  | 0.52195 |  | 1
6B | 3000-3999 | 1990s | 6 | 18483.0761 |  | 5.5992 |  | 4350.1504 |  | 1.3178 |  | 1
6B | 3000-3999 | 1990s | 7 | [8 empty] | 0
6B | 3000-3999 | 1990s | 8 | [8 empty] | 0
6B | 3000-3999 | 1990s | 9 | [8 empty] | 0
6B | 3000-3999 | 1990s | 10 | [8 empty] | 0
6B | 3000-3999 | 2000s | 1 | 11318.984 | 10443.3258 | 3.429 | 3.1637 | 807.3838 | 472.9734 | 0.24459 | 0.14328 | 14
6B | 3000-3999 | 2000s | 2 | 14719.4826 | 11890.198 | 4.4591 | 3.602 | 944.9068 | 664.3049 | 0.28625 | 0.20124 | 26
6B | 3000-3999 | 2000s | 3 | 11409.5811 | 5658.0952 | 3.4564 | 1.7141 | 794.5379 | 347.0951 | 0.2407 | 0.10515 | 8
6B | 3000-3999 | 2000s | 4 | 17962.4111 | 4230.7348 | 5.4415 | 1.2817 | 2464.0266 | 2272.5646 | 0.74645 | 0.68845 | 3
6B | 3000-3999 | 2000s | 5 | 8681.363 | 2503.1745 | 2.6299 | 0.75831 | 822.3887 | 132.8412 | 0.24913 | 0.040243 | 2
6B | 3000-3999 | 2000s | 6 | 22467.5859 | 23481.093 | 6.8063 | 7.1133 | 554.1854 | 326.1394 | 0.16788 | 0.0988 | 2
6B | 3000-3999 | 2000s | 7 | 17739.1673 |  | 5.3739 |  | 747.3468 |  | 0.2264 |  | 1
6B | 3000-3999 | 2000s | 8 | [8 empty] | 0
6B | 3000-3999 | 2000s | 9 | [8 empty] | 0
6B | 3000-3999 | 2000s | 10 | [8 empty] | 0
6B | 3000-3999 | 2010s | 1 | 8555.4975 | 510.5014 | 2.5918 | 0.15465 | 505.0935 | 253.9006 | 0.15301 | 0.076916 | 5
6B | 3000-3999 | 2010s | 2 | 22307.7533 | 16710.1759 | 6.7579 | 5.0622 | 839.4699 | 415.2994 | 0.25431 | 0.12581 | 9
6B | 3000-3999 | 2010s | 3 | 17261.605 | 13877.9348 | 5.2292 | 4.2042 | 602.3319 | 243.5859 | 0.18247 | 0.073792 | 3
6B | 3000-3999 | 2010s | 4 | 8694.785 |  | 2.634 |  | 622.5636 |  | 0.1886 |  | 1
6B | 3000-3999 | 2010s | 5 | 10404.2166 |  | 3.1518 |  | 1039.2481 |  | 0.31483 |  | 1
6B | 3000-3999 | 2010s | 6 | [8 empty] | 0
6B | 3000-3999 | 2010s | 7 | [8 empty] | 0
6B | 3000-3999 | 2010s | 8 | [8 empty] | 0
6B | 3000-3999 | 2010s | 9 | [8 empty] | 0
6B | 3000-3999 | 2010s | 10 | [8 empty] | 0
7A | 500-749 | <1940 | 1 | [8 empty] | 0
7A | 500-749 | <1940 | 2 | [8 empty] | 0
7A | 500-749 | <1940 | 3 | [8 empty] | 0
7A | 500-749 | <1940 | 4 | [8 empty] | 0
7A | 500-749 | <1940 | 5 | [8 empty] | 0
7A | 500-749 | <1940 | 6 | [8 empty] | 0
7A | 500-749 | <1940 | 7 | [8 empty] | 0
7A | 500-749 | <1940 | 8 | [8 empty] | 0
7A | 500-749 | <1940 | 9 | [8 empty] | 0
7A | 500-749 | <1940 | 10 | [8 empty] | 0
7A | 500-749 | 1940s | 1 | [8 empty] | 0
7A | 500-749 | 1940s | 2 | [8 empty] | 0
7A | 500-749 | 1940s | 3 | [8 empty] | 0
7A | 500-749 | 1940s | 4 | [8 empty] | 0
7A | 500-749 | 1940s | 5 | [8 empty] | 0
7A | 500-749 | 1940s | 6 | [8 empty] | 0
7A | 500-749 | 1940s | 7 | [8 empty] | 0
7A | 500-749 | 1940s | 8 | [8 empty] | 0
7A | 500-749 | 1940s | 9 | [8 empty] | 0
7A | 500-749 | 1940s | 10 | [8 empty] | 0
7A | 500-749 | 1950s | 1 | 4799.6107 |  | 7.5823 |  | 749.226 |  | 1.1836 |  | 1
7A | 500-749 | 1950s | 2 | 5856.0533 |  | 9.2513 |  | 622.2446 |  | 0.98301 |  | 1
7A | 500-749 | 1950s | 3 | [8 empty] | 0
7A | 500-749 | 1950s | 4 | [8 empty] | 0
7A | 500-749 | 1950s | 5 | [8 empty] | 0
7A | 500-749 | 1950s | 6 | [8 empty] | 0
7A | 500-749 | 1950s | 7 | [8 empty] | 0
7A | 500-749 | 1950s | 8 | [8 empty] | 0
7A | 500-749 | 1950s | 9 | [8 empty] | 0
7A | 500-749 | 1950s | 10 | [8 empty] | 0
7A | 500-749 | 1960s | 1 | [8 empty] | 0
7A | 500-749 | 1960s | 2 | [8 empty] | 0
7A | 500-749 | 1960s | 3 | [8 empty] | 0
7A | 500-749 | 1960s | 4 | [8 empty] | 0
7A | 500-749 | 1960s | 5 | [8 empty] | 0
7A | 500-749 | 1960s | 6 | [8 empty] | 0
7A | 500-749 | 1960s | 7 | [8 empty] | 0
7A | 500-749 | 1960s | 8 | [8 empty] | 0
7A | 500-749 | 1960s | 9 | [8 empty] | 0
7A | 500-749 | 1960s | 10 | [8 empty] | 0
7A | 500-749 | 1970s | 1 | [8 empty] | 0
7A | 500-749 | 1970s | 2 | [8 empty] | 0
7A | 500-749 | 1970s | 3 | [8 empty] | 0
7A | 500-749 | 1970s | 4 | [8 empty] | 0
7A | 500-749 | 1970s | 5 | [8 empty] | 0
7A | 500-749 | 1970s | 6 | [8 empty] | 0
7A | 500-749 | 1970s | 7 | [8 empty] | 0
7A | 500-749 | 1970s | 8 | [8 empty] | 0
7A | 500-749 | 1970s | 9 | [8 empty] | 0
7A | 500-749 | 1970s | 10 | [8 empty] | 0
7A | 500-749 | 1980s | 1 | [8 empty] | 0
7A | 500-749 | 1980s | 2 | [8 empty] | 0
7A | 500-749 | 1980s | 3 | [8 empty] | 0
7A | 500-749 | 1980s | 4 | [8 empty] | 0
7A | 500-749 | 1980s | 5 | [8 empty] | 0
7A | 500-749 | 1980s | 6 | [8 empty] | 0
7A | 500-749 | 1980s | 7 | [8 empty] | 0
7A | 500-749 | 1980s | 8 | [8 empty] | 0
7A | 500-749 | 1980s | 9 | [8 empty] | 0
7A | 500-749 | 1980s | 10 | [8 empty] | 0
7A | 500-749 | 1990s | 1 | 6890.7886 |  | 10.8859 |  | 962.1313 |  | 1.52 |  | 1
7A | 500-749 | 1990s | 2 | [8 empty] | 0
7A | 500-749 | 1990s | 3 | [8 empty] | 0
7A | 500-749 | 1990s | 4 | [8 empty] | 0
7A | 500-749 | 1990s | 5 | [8 empty] | 0
7A | 500-749 | 1990s | 6 | [8 empty] | 0
7A | 500-749 | 1990s | 7 | [8 empty] | 0
7A | 500-749 | 1990s | 8 | [8 empty] | 0
7A | 500-749 | 1990s | 9 | [8 empty] | 0
7A | 500-749 | 1990s | 10 | [8 empty] | 0
7A | 500-749 | 2000s | 1 | [8 empty] | 0
7A | 500-749 | 2000s | 2 | [8 empty] | 0
7A | 500-749 | 2000s | 3 | [8 empty] | 0
7A | 500-749 | 2000s | 4 | [8 empty] | 0
7A | 500-749 | 2000s | 5 | [8 empty] | 0
7A | 500-749 | 2000s | 6 | [8 empty] | 0
7A | 500-749 | 2000s | 7 | [8 empty] | 0
7A | 500-749 | 2000s | 8 | [8 empty] | 0
7A | 500-749 | 2000s | 9 | [8 empty] | 0
7A | 500-749 | 2000s | 10 | [8 empty] | 0
7A | 500-749 | 2010s | 1 | [8 empty] | 0
7A | 500-749 | 2010s | 2 | 8859.4186 |  | 13.9959 |  | 626.3402 |  | 0.98948 |  | 1
7A | 500-749 | 2010s | 3 | [8 empty] | 0
7A | 500-749 | 2010s | 4 | [8 empty] | 0
7A | 500-749 | 2010s | 5 | [8 empty] | 0
7A | 500-749 | 2010s | 6 | [8 empty] | 0
7A | 500-749 | 2010s | 7 | [8 empty] | 0
7A | 500-749 | 2010s | 8 | [8 empty] | 0
7A | 500-749 | 2010s | 9 | [8 empty] | 0
7A | 500-749 | 2010s | 10 | [8 empty] | 0
7A | 750-999 | <1940 | 1 | [8 empty] | 0
7A | 750-999 | <1940 | 2 | 5714.276 |  | 6.4568 |  | 201.1009 |  | 0.22723 |  | 1
7A | 750-999 | <1940 | 3 | [8 empty] | 0
7A | 750-999 | <1940 | 4 | [8 empty] | 0
7A | 750-999 | <1940 | 5 | [8 empty] | 0
7A | 750-999 | <1940 | 6 | [8 empty] | 0
7A | 750-999 | <1940 | 7 | [8 empty] | 0
7A | 750-999 | <1940 | 8 | [8 empty] | 0
7A | 750-999 | <1940 | 9 | [8 empty] | 0
7A | 750-999 | <1940 | 10 | [8 empty] | 0
7A | 750-999 | 1940s | 1 | 5158.1436 | 1013.7093 | 5.8284 | 1.1454 | 418.814 | 316.6011 | 0.47324 | 0.35774 | 2
7A | 750-999 | 1940s | 2 | 35601.6264 | 12524.0008 | 40.2278 | 14.1514 | 637.1961 | 34.2108 | 0.72 | 0.038656 | 2
7A | 750-999 | 1940s | 3 | [8 empty] | 0
7A | 750-999 | 1940s | 4 | 9482.4089 |  | 10.7146 |  | 780.038 |  | 0.8814 |  | 1
7A | 750-999 | 1940s | 5 | [8 empty] | 0
7A | 750-999 | 1940s | 6 | [8 empty] | 0
7A | 750-999 | 1940s | 7 | [8 empty] | 0
7A | 750-999 | 1940s | 8 | [8 empty] | 0
7A | 750-999 | 1940s | 9 | [8 empty] | 0
7A | 750-999 | 1940s | 10 | [8 empty] | 0
7A | 750-999 | 1950s | 1 | 6333.8529 | 1504.4056 | 7.1569 | 1.6999 | 712.8611 | 326.8868 | 0.80549 | 0.36936 | 7
7A | 750-999 | 1950s | 2 | 8248.0607 | 2476.3387 | 9.3198 | 2.7981 | 752.0513 | 270.2064 | 0.84978 | 0.30532 | 10
7A | 750-999 | 1950s | 3 | [8 empty] | 0
7A | 750-999 | 1950s | 4 | [8 empty] | 0
7A | 750-999 | 1950s | 5 | 6994.9045 |  | 7.9038 |  | 463.4914 |  | 0.52372 |  | 1
7A | 750-999 | 1950s | 6 | [8 empty] | 0
7A | 750-999 | 1950s | 7 | [8 empty] | 0
7A | 750-999 | 1950s | 8 | [8 empty] | 0
7A | 750-999 | 1950s | 9 | [8 empty] | 0
7A | 750-999 | 1950s | 10 | [8 empty] | 0
7A | 750-999 | 1960s | 1 | 5822.6783 | 1128.0231 | 6.5793 | 1.2746 | 593.368 | 57.5184 | 0.67047 | 0.064993 | 2
7A | 750-999 | 1960s | 2 | 10612.4125 | 4579.1253 | 11.9914 | 5.1742 | 952.6036 | 415.4589 | 1.0764 | 0.46945 | 2
7A | 750-999 | 1960s | 3 | [8 empty] | 0
7A | 750-999 | 1960s | 4 | [8 empty] | 0
7A | 750-999 | 1960s | 5 | [8 empty] | 0
7A | 750-999 | 1960s | 6 | [8 empty] | 0
7A | 750-999 | 1960s | 7 | [8 empty] | 0
7A | 750-999 | 1960s | 8 | [8 empty] | 0
7A | 750-999 | 1960s | 9 | [8 empty] | 0
7A | 750-999 | 1960s | 10 | [8 empty] | 0
7A | 750-999 | 1970s | 1 | 11558.3314 | 4547.0696 | 13.0603 | 5.1379 | 876.3791 | 253.4263 | 0.99026 | 0.28636 | 3
7A | 750-999 | 1970s | 2 | 10449.0539 | 6596.8706 | 11.8068 | 7.4541 | 718.3962 | 357.6189 | 0.81175 | 0.40409 | 3
7A | 750-999 | 1970s | 3 | 24426.7528 |  | 27.6009 |  | 849.0173 |  | 0.95934 |  | 1
7A | 750-999 | 1970s | 4 | 8673.8403 |  | 9.8009 |  | 1122.8237 |  | 1.2687 |  | 1
7A | 750-999 | 1970s | 5 | [8 empty] | 0
7A | 750-999 | 1970s | 6 | [8 empty] | 0
7A | 750-999 | 1970s | 7 | [8 empty] | 0
7A | 750-999 | 1970s | 8 | [8 empty] | 0
7A | 750-999 | 1970s | 9 | [8 empty] | 0
7A | 750-999 | 1970s | 10 | [8 empty] | 0
7A | 750-999 | 1980s | 1 | [8 empty] | 0
7A | 750-999 | 1980s | 2 | 8717.5234 | 2019.9502 | 9.8503 | 2.2824 | 993.1633 | 646.3754 | 1.1222 | 0.73037 | 2
7A | 750-999 | 1980s | 3 | [8 empty] | 0
7A | 750-999 | 1980s | 4 | [8 empty] | 0
7A | 750-999 | 1980s | 5 | [8 empty] | 0
7A | 750-999 | 1980s | 6 | [8 empty] | 0
7A | 750-999 | 1980s | 7 | [8 empty] | 0
7A | 750-999 | 1980s | 8 | [8 empty] | 0
7A | 750-999 | 1980s | 9 | [8 empty] | 0
7A | 750-999 | 1980s | 10 | [8 empty] | 0
7A | 750-999 | 1990s | 1 | 4673.7495 |  | 5.2811 |  | 423.6193 |  | 0.47867 |  | 1
7A | 750-999 | 1990s | 2 | 9036.8927 |  | 10.2112 |  | 782.7089 |  | 0.88442 |  | 1
7A | 750-999 | 1990s | 3 | [8 empty] | 0
7A | 750-999 | 1990s | 4 | [8 empty] | 0
7A | 750-999 | 1990s | 5 | [8 empty] | 0
7A | 750-999 | 1990s | 6 | [8 empty] | 0
7A | 750-999 | 1990s | 7 | [8 empty] | 0
7A | 750-999 | 1990s | 8 | [8 empty] | 0
7A | 750-999 | 1990s | 9 | [8 empty] | 0
7A | 750-999 | 1990s | 10 | [8 empty] | 0
7A | 750-999 | 2000s | 1 | [8 empty] | 0
7A | 750-999 | 2000s | 2 | [8 empty] | 0
7A | 750-999 | 2000s | 3 | [8 empty] | 0
7A | 750-999 | 2000s | 4 | [8 empty] | 0
7A | 750-999 | 2000s | 5 | [8 empty] | 0
7A | 750-999 | 2000s | 6 | [8 empty] | 0
7A | 750-999 | 2000s | 7 | [8 empty] | 0
7A | 750-999 | 2000s | 8 | [8 empty] | 0
7A | 750-999 | 2000s | 9 | [8 empty] | 0
7A | 750-999 | 2000s | 10 | [8 empty] | 0
7A | 750-999 | 2010s | 1 | [8 empty] | 0
7A | 750-999 | 2010s | 2 | [8 empty] | 0
7A | 750-999 | 2010s | 3 | [8 empty] | 0
7A | 750-999 | 2010s | 4 | [8 empty] | 0
7A | 750-999 | 2010s | 5 | [8 empty] | 0
7A | 750-999 | 2010s | 6 | [8 empty] | 0
7A | 750-999 | 2010s | 7 | [8 empty] | 0
7A | 750-999 | 2010s | 8 | [8 empty] | 0
7A | 750-999 | 2010s | 9 | [8 empty] | 0
7A | 750-999 | 2010s | 10 | [8 empty] | 0
7A | 1000-1499 | <1940 | 1 | 7686.4515 | 1074.3099 | 6.3004 | 0.88058 | 963.2379 | 427.5994 | 0.78954 | 0.35049 | 7
7A | 1000-1499 | <1940 | 2 | 18312.646 | 15634.1946 | 15.0104 | 12.8149 | 1157.8239 | 294.3034 | 0.94904 | 0.24123 | 5
7A | 1000-1499 | <1940 | 3 | 5903.5886 |  | 4.839 |  | 738.802 |  | 0.60558 |  | 1
7A | 1000-1499 | <1940 | 4 | 9090.8566 | 2961.369 | 7.4515 | 2.4274 | 657.3524 | 279.711 | 0.53881 | 0.22927 | 2
7A | 1000-1499 | <1940 | 5 | 14420.0113 |  | 11.8197 |  | 1311.1314 |  | 1.0747 |  | 1
7A | 1000-1499 | <1940 | 6 | [8 empty] | 0
7A | 1000-1499 | <1940 | 7 | [8 empty] | 0
7A | 1000-1499 | <1940 | 8 | [8 empty] | 0
7A | 1000-1499 | <1940 | 9 | [8 empty] | 0
7A | 1000-1499 | <1940 | 10 | [8 empty] | 0
7A | 1000-1499 | 1940s | 1 | 8209.4892 | 2301.1053 | 6.7291 | 1.8862 | 555.4876 | 291.8244 | 0.45532 | 0.2392 | 5
7A | 1000-1499 | 1940s | 2 | 17964.4756 | 18552.0367 | 14.725 | 15.2066 | 711.3641 | 272.178 | 0.58309 | 0.2231 | 7
7A | 1000-1499 | 1940s | 3 | 16664.849 |  | 13.6597 |  | 985.1229 |  | 0.80748 |  | 1
7A | 1000-1499 | 1940s | 4 | [8 empty] | 0
7A | 1000-1499 | 1940s | 5 | [8 empty] | 0
7A | 1000-1499 | 1940s | 6 | [8 empty] | 0
7A | 1000-1499 | 1940s | 7 | [8 empty] | 0
7A | 1000-1499 | 1940s | 8 | [8 empty] | 0
7A | 1000-1499 | 1940s | 9 | [8 empty] | 0
7A | 1000-1499 | 1940s | 10 | [8 empty] | 0
7A | 1000-1499 | 1950s | 1 | 6269.6449 | 1749.3467 | 5.1391 | 1.4339 | 794.3578 | 294.0819 | 0.65111 | 0.24105 | 7
7A | 1000-1499 | 1950s | 2 | 16644.1187 | 12236.8376 | 13.6427 | 10.0302 | 818.6239 | 391.5431 | 0.671 | 0.32094 | 16
7A | 1000-1499 | 1950s | 3 | 16355.1323 | 9953.5024 | 13.4058 | 8.1586 | 802.3658 | 455.9913 | 0.65768 | 0.37376 | 3
7A | 1000-1499 | 1950s | 4 | 8614.3696 | 958.9471 | 7.061 | 0.78602 | 1135.5223 | 337.8944 | 0.93076 | 0.27696 | 3
7A | 1000-1499 | 1950s | 5 | 6131.3499 |  | 5.0257 |  | 992.3893 |  | 0.81343 |  | 1
7A | 1000-1499 | 1950s | 6 | [8 empty] | 0
7A | 1000-1499 | 1950s | 7 | [8 empty] | 0
7A | 1000-1499 | 1950s | 8 | [8 empty] | 0
7A | 1000-1499 | 1950s | 9 | [8 empty] | 0
7A | 1000-1499 | 1950s | 10 | [8 empty] | 0
7A | 1000-1499 | 1960s | 1 | 15035.7261 | 10746.6658 | 12.3244 | 8.8087 | 843.3383 | 303.0937 | 0.69126 | 0.24844 | 5
7A | 1000-1499 | 1960s | 2 | 13490.3381 | 10439.7177 | 11.0577 | 8.5571 | 710.5586 | 262.3429 | 0.58243 | 0.21504 | 6
7A | 1000-1499 | 1960s | 3 | [8 empty] | 0
7A | 1000-1499 | 1960s | 4 | [8 empty] | 0
7A | 1000-1499 | 1960s | 5 | [8 empty] | 0
7A | 1000-1499 | 1960s | 6 | [8 empty] | 0
7A | 1000-1499 | 1960s | 7 | [8 empty] | 0
7A | 1000-1499 | 1960s | 8 | [8 empty] | 0
7A | 1000-1499 | 1960s | 9 | [8 empty] | 0
7A | 1000-1499 | 1960s | 10 | [8 empty] | 0
7A | 1000-1499 | 1970s | 1 | 14687.2839 | 10212.0614 | 12.0388 | 8.3705 | 589.1333 | 407.2103 | 0.4829 | 0.33378 | 7
7A | 1000-1499 | 1970s | 2 | 9316.2835 | 1466.4258 | 7.6363 | 1.202 | 829.9751 | 531.3485 | 0.68031 | 0.43553 | 7
7A | 1000-1499 | 1970s | 3 | 19658.4074 | 8678.6473 | 16.1134 | 7.1136 | 744.0318 | 232.2924 | 0.60986 | 0.1904 | 5
7A | 1000-1499 | 1970s | 4 | [8 empty] | 0
7A | 1000-1499 | 1970s | 5 | [8 empty] | 0
7A | 1000-1499 | 1970s | 6 | [8 empty] | 0
7A | 1000-1499 | 1970s | 7 | [8 empty] | 0
7A | 1000-1499 | 1970s | 8 | [8 empty] | 0
7A | 1000-1499 | 1970s | 9 | [8 empty] | 0
7A | 1000-1499 | 1970s | 10 | [8 empty] | 0
7A | 1000-1499 | 1980s | 1 | 6637.169 | 1450.7786 | 5.4403 | 1.1892 | 427.3489 | 80.054 | 0.35029 | 0.065618 | 2
7A | 1000-1499 | 1980s | 2 | 7558.9202 | 2990.7706 | 6.1958 | 2.4515 | 875.9434 | 606.4095 | 0.71799 | 0.49706 | 4
7A | 1000-1499 | 1980s | 3 | 7937.0919 |  | 6.5058 |  | 975.6189 |  | 0.79969 |  | 1
7A | 1000-1499 | 1980s | 4 | [8 empty] | 0
7A | 1000-1499 | 1980s | 5 | 10145.9741 |  | 8.3164 |  | 1352.0526 |  | 1.1082 |  | 1
7A | 1000-1499 | 1980s | 6 | [8 empty] | 0
7A | 1000-1499 | 1980s | 7 | [8 empty] | 0
7A | 1000-1499 | 1980s | 8 | [8 empty] | 0
7A | 1000-1499 | 1980s | 9 | [8 empty] | 0
7A | 1000-1499 | 1980s | 10 | [8 empty] | 0
7A | 1000-1499 | 1990s | 1 | 11524.5213 | 8744.8911 | 9.4463 | 7.1679 | 858.5324 | 407.6488 | 0.70372 | 0.33414 | 11
7A | 1000-1499 | 1990s | 2 | 6220.0432 | 1242.8668 | 5.0984 | 1.0187 | 793.8524 | 271.4018 | 0.6507 | 0.22246 | 7
7A | 1000-1499 | 1990s | 3 | 9357.3995 | 1265.1539 | 7.67 | 1.037 | 1496.5439 | 519.7569 | 1.2267 | 0.42603 | 3
7A | 1000-1499 | 1990s | 4 | [8 empty] | 0
7A | 1000-1499 | 1990s | 5 | 17092.6672 |  | 14.0104 |  | 709.0391 |  | 0.58118 |  | 1
7A | 1000-1499 | 1990s | 6 | [8 empty] | 0
7A | 1000-1499 | 1990s | 7 | [8 empty] | 0
7A | 1000-1499 | 1990s | 8 | [8 empty] | 0
7A | 1000-1499 | 1990s | 9 | [8 empty] | 0
7A | 1000-1499 | 1990s | 10 | [8 empty] | 0
7A | 1000-1499 | 2000s | 1 | 6377.3954 | 2015.625 | 5.2274 | 1.6522 | 499.2498 | 319.2585 | 0.40922 | 0.26169 | 9
7A | 1000-1499 | 2000s | 2 | 7811.8202 | 1956.3127 | 6.4031 | 1.6035 | 671.4458 | 119.0673 | 0.55037 | 0.097596 | 4
7A | 1000-1499 | 2000s | 3 | [8 empty] | 0
7A | 1000-1499 | 2000s | 4 | [8 empty] | 0
7A | 1000-1499 | 2000s | 5 | [8 empty] | 0
7A | 1000-1499 | 2000s | 6 | [8 empty] | 0
7A | 1000-1499 | 2000s | 7 | [8 empty] | 0
7A | 1000-1499 | 2000s | 8 | [8 empty] | 0
7A | 1000-1499 | 2000s | 9 | [8 empty] | 0
7A | 1000-1499 | 2000s | 10 | [8 empty] | 0
7A | 1000-1499 | 2010s | 1 | 8042.2072 | 1042.4724 | 6.592 | 0.85449 | 567.6719 | 93.1792 | 0.4653 | 0.076376 | 2
7A | 1000-1499 | 2010s | 2 | 15336.2937 |  | 12.5707 |  | 1130.9877 |  | 0.92704 |  | 1
7A | 1000-1499 | 2010s | 3 | 5802.8996 |  | 4.7565 |  | 1162.9249 |  | 0.95322 |  | 1
7A | 1000-1499 | 2010s | 4 | [8 empty] | 0
7A | 1000-1499 | 2010s | 5 | [8 empty] | 0
7A | 1000-1499 | 2010s | 6 | [8 empty] | 0
7A | 1000-1499 | 2010s | 7 | [8 empty] | 0
7A | 1000-1499 | 2010s | 8 | [8 empty] | 0
7A | 1000-1499 | 2010s | 9 | [8 empty] | 0
7A | 1000-1499 | 2010s | 10 | [8 empty] | 0
7A | 1500-1999 | <1940 | 1 | 13210.9735 | 11612.9368 | 7.8171 | 6.8716 | 922.4093 | 250.8703 | 0.5458 | 0.14844 | 5
7A | 1500-1999 | <1940 | 2 | 9878.2225 | 3054.1375 | 5.8451 | 1.8072 | 671.8822 | 234.084 | 0.39756 | 0.13851 | 5
7A | 1500-1999 | <1940 | 3 | [8 empty] | 0
7A | 1500-1999 | <1940 | 4 | [8 empty] | 0
7A | 1500-1999 | <1940 | 5 | 17004.6438 |  | 10.0619 |  | 981.914 |  | 0.58101 |  | 1
7A | 1500-1999 | <1940 | 6 | [8 empty] | 0
7A | 1500-1999 | <1940 | 7 | [8 empty] | 0
7A | 1500-1999 | <1940 | 8 | [8 empty] | 0
7A | 1500-1999 | <1940 | 9 | [8 empty] | 0
7A | 1500-1999 | <1940 | 10 | [8 empty] | 0
7A | 1500-1999 | 1940s | 1 | 45595.6834 |  | 26.9797 |  | 1427.228 |  | 0.84451 |  | 1
7A | 1500-1999 | 1940s | 2 | 13552.7595 | 12995.0869 | 8.0194 | 7.6894 | 869.0481 | 365.706 | 0.51423 | 0.21639 | 5
7A | 1500-1999 | 1940s | 3 | 8077.2211 | 3540.3347 | 4.7794 | 2.0949 | 527.7558 | 124.7092 | 0.31228 | 0.073792 | 3
7A | 1500-1999 | 1940s | 4 | [8 empty] | 0
7A | 1500-1999 | 1940s | 5 | 38810.8889 |  | 22.965 |  | 1215.7129 |  | 0.71936 |  | 1
7A | 1500-1999 | 1940s | 6 | [8 empty] | 0
7A | 1500-1999 | 1940s | 7 | [8 empty] | 0
7A | 1500-1999 | 1940s | 8 | [8 empty] | 0
7A | 1500-1999 | 1940s | 9 | [8 empty] | 0
7A | 1500-1999 | 1940s | 10 | [8 empty] | 0
7A | 1500-1999 | 1950s | 1 | 19463.7489 | 21361.7284 | 11.517 | 12.6401 | 1176.3006 | 564.2371 | 0.69604 | 0.33387 | 4
7A | 1500-1999 | 1950s | 2 | 11543.4398 | 7392.7399 | 6.8304 | 4.3744 | 908.9578 | 532.0821 | 0.53784 | 0.31484 | 12
7A | 1500-1999 | 1950s | 3 | 11051.5322 |  | 6.5394 |  | 376.8981 |  | 0.22302 |  | 1
7A | 1500-1999 | 1950s | 4 | 14404.6363 |  | 8.5235 |  | 2887.1792 |  | 1.7084 |  | 1
7A | 1500-1999 | 1950s | 5 | [8 empty] | 0
7A | 1500-1999 | 1950s | 6 | [8 empty] | 0
7A | 1500-1999 | 1950s | 7 | [8 empty] | 0
7A | 1500-1999 | 1950s | 8 | [8 empty] | 0
7A | 1500-1999 | 1950s | 9 | [8 empty] | 0
7A | 1500-1999 | 1950s | 10 | [8 empty] | 0
7A | 1500-1999 | 1960s | 1 | 16640.2831 | 9046.6966 | 9.8463 | 5.3531 | 1086.2625 | 380.2499 | 0.64276 | 0.225 | 4
7A | 1500-1999 | 1960s | 2 | 18932.7631 | 15208.3034 | 11.2028 | 8.999 | 1016.0567 | 630.2472 | 0.60122 | 0.37293 | 5
7A | 1500-1999 | 1960s | 3 | 49511.3506 |  | 29.2967 |  | 1199.2137 |  | 0.70959 |  | 1
7A | 1500-1999 | 1960s | 4 | [8 empty] | 0
7A | 1500-1999 | 1960s | 5 | [8 empty] | 0
7A | 1500-1999 | 1960s | 6 | [8 empty] | 0
7A | 1500-1999 | 1960s | 7 | [8 empty] | 0
7A | 1500-1999 | 1960s | 8 | [8 empty] | 0
7A | 1500-1999 | 1960s | 9 | [8 empty] | 0
7A | 1500-1999 | 1960s | 10 | [8 empty] | 0
7A | 1500-1999 | 1970s | 1 | 15959.7905 | 11696.5889 | 9.4437 | 6.9211 | 686.194 | 364.7755 | 0.40603 | 0.21584 | 10
7A | 1500-1999 | 1970s | 2 | 13929.0109 | 10881.8024 | 8.242 | 6.4389 | 580.3928 | 251.2084 | 0.34343 | 0.14864 | 11
7A | 1500-1999 | 1970s | 3 | 41274.6049 | 17619.4763 | 24.4228 | 10.4257 | 1074.0422 | 135.4293 | 0.63553 | 0.080136 | 3
7A | 1500-1999 | 1970s | 4 | [8 empty] | 0
7A | 1500-1999 | 1970s | 5 | 13186.6674 |  | 7.8028 |  | 1375.2137 |  | 0.81374 |  | 1
7A | 1500-1999 | 1970s | 6 | [8 empty] | 0
7A | 1500-1999 | 1970s | 7 | [8 empty] | 0
7A | 1500-1999 | 1970s | 8 | [8 empty] | 0
7A | 1500-1999 | 1970s | 9 | [8 empty] | 0
7A | 1500-1999 | 1970s | 10 | [8 empty] | 0
7A | 1500-1999 | 1980s | 1 | 19850.4049 | 20548.9748 | 11.7458 | 12.1592 | 844.632 | 264.0799 | 0.49978 | 0.15626 | 4
7A | 1500-1999 | 1980s | 2 | 11532.0082 | 8388.8306 | 6.8237 | 4.9638 | 771.5708 | 344.4352 | 0.45655 | 0.20381 | 6
7A | 1500-1999 | 1980s | 3 | 23762.314 | 22113.291 | 14.0605 | 13.0848 | 1216.49 | 79.7058 | 0.71982 | 0.047163 | 2
7A | 1500-1999 | 1980s | 4 | 27306.8643 |  | 16.1579 |  | 1139.2511 |  | 0.67411 |  | 1
7A | 1500-1999 | 1980s | 5 | [8 empty] | 0
7A | 1500-1999 | 1980s | 6 | 11438.8647 |  | 6.7686 |  | 645.5798 |  | 0.382 |  | 1
7A | 1500-1999 | 1980s | 7 | [8 empty] | 0
7A | 1500-1999 | 1980s | 8 | [8 empty] | 0
7A | 1500-1999 | 1980s | 9 | [8 empty] | 0
7A | 1500-1999 | 1980s | 10 | [8 empty] | 0
7A | 1500-1999 | 1990s | 1 | 7342.1336 | 1989.0583 | 4.3445 | 1.177 | 849.5831 | 279.5531 | 0.50271 | 0.16542 | 7
7A | 1500-1999 | 1990s | 2 | 9119.1588 | 3070.5827 | 5.396 | 1.8169 | 1036.9857 | 290.5719 | 0.6136 | 0.17194 | 9
7A | 1500-1999 | 1990s | 3 | 5236.7899 |  | 3.0987 |  | 492.1355 |  | 0.2912 |  | 1
7A | 1500-1999 | 1990s | 4 | 13508.725 | 7050.6736 | 7.9933 | 4.172 | 1160.5195 | 511.8585 | 0.6867 | 0.30287 | 3
7A | 1500-1999 | 1990s | 5 | [8 empty] | 0
7A | 1500-1999 | 1990s | 6 | [8 empty] | 0
7A | 1500-1999 | 1990s | 7 | [8 empty] | 0
7A | 1500-1999 | 1990s | 8 | [8 empty] | 0
7A | 1500-1999 | 1990s | 9 | [8 empty] | 0
7A | 1500-1999 | 1990s | 10 | [8 empty] | 0
7A | 1500-1999 | 2000s | 1 | 6132.282 | 1372.3964 | 3.6286 | 0.81207 | 504.9698 | 262.2337 | 0.2988 | 0.15517 | 7
7A | 1500-1999 | 2000s | 2 | 7578.6266 | 1916.4207 | 4.4844 | 1.134 | 557.8823 | 245.495 | 0.33011 | 0.14526 | 9
7A | 1500-1999 | 2000s | 3 | 8506.6765 | 2593.1787 | 5.0335 | 1.5344 | 410.9324 | 140.4222 | 0.24316 | 0.08309 | 2
7A | 1500-1999 | 2000s | 4 | 10754.5515 | 394.7774 | 6.3636 | 0.2336 | 779.0281 | 184.2703 | 0.46096 | 0.10904 | 2
7A | 1500-1999 | 2000s | 5 | 8205.0232 |  | 4.855 |  | 890.8338 |  | 0.52712 |  | 1
7A | 1500-1999 | 2000s | 6 | [8 empty] | 0
7A | 1500-1999 | 2000s | 7 | [8 empty] | 0
7A | 1500-1999 | 2000s | 8 | [8 empty] | 0
7A | 1500-1999 | 2000s | 9 | [8 empty] | 0
7A | 1500-1999 | 2000s | 10 | [8 empty] | 0
7A | 1500-1999 | 2010s | 1 | 7468.4433 |  | 4.4192 |  | 944.6227 |  | 0.55895 |  | 1
7A | 1500-1999 | 2010s | 2 | 9411.3287 | 1923.4523 | 5.5688 | 1.1381 | 392.803 | 235.1226 | 0.23243 | 0.13913 | 4
7A | 1500-1999 | 2010s | 3 | [8 empty] | 0
7A | 1500-1999 | 2010s | 4 | [8 empty] | 0
7A | 1500-1999 | 2010s | 5 | 13786.4145 |  | 8.1576 |  | 944.4851 |  | 0.55887 |  | 1
7A | 1500-1999 | 2010s | 6 | [8 empty] | 0
7A | 1500-1999 | 2010s | 7 | [8 empty] | 0
7A | 1500-1999 | 2010s | 8 | [8 empty] | 0
7A | 1500-1999 | 2010s | 9 | [8 empty] | 0
7A | 1500-1999 | 2010s | 10 | [8 empty] | 0
7A | 2000-2499 | <1940 | 1 | 43663.5291 | 50647.6788 | 20.066 | 23.2756 | 761.2519 | 81.1669 | 0.34984 | 0.037301 | 2
7A | 2000-2499 | <1940 | 2 | 21263.6789 | 24199.7936 | 9.7719 | 11.1212 | 1447.6142 | 614.7202 | 0.66526 | 0.2825 | 4
7A | 2000-2499 | <1940 | 3 | [8 empty] | 0
7A | 2000-2499 | <1940 | 4 | 10162.6384 |  | 4.6703 |  | 613.2803 |  | 0.28184 |  | 1
7A | 2000-2499 | <1940 | 5 | [8 empty] | 0
7A | 2000-2499 | <1940 | 6 | 12896.1879 |  | 5.9266 |  | 1258.7767 |  | 0.57848 |  | 1
7A | 2000-2499 | <1940 | 7 | [8 empty] | 0
7A | 2000-2499 | <1940 | 8 | [8 empty] | 0
7A | 2000-2499 | <1940 | 9 | [8 empty] | 0
7A | 2000-2499 | <1940 | 10 | [8 empty] | 0
7A | 2000-2499 | 1940s | 1 | 7891.2137 |  | 3.6265 |  | 1236.9296 |  | 0.56844 |  | 1
7A | 2000-2499 | 1940s | 2 | 11113.2751 | 3168.2101 | 5.1072 | 1.456 | 1206.4081 | 903.1482 | 0.55442 | 0.41505 | 4
7A | 2000-2499 | 1940s | 3 | [8 empty] | 0
7A | 2000-2499 | 1940s | 4 | 12940.7427 | 2962.3845 | 5.947 | 1.3614 | 788.7104 | 277.5011 | 0.36246 | 0.12753 | 2
7A | 2000-2499 | 1940s | 5 | [8 empty] | 0
7A | 2000-2499 | 1940s | 6 | [8 empty] | 0
7A | 2000-2499 | 1940s | 7 | [8 empty] | 0
7A | 2000-2499 | 1940s | 8 | [8 empty] | 0
7A | 2000-2499 | 1940s | 9 | [8 empty] | 0
7A | 2000-2499 | 1940s | 10 | [8 empty] | 0
7A | 2000-2499 | 1950s | 1 | 8165.7679 |  | 3.7527 |  | 797.8478 |  | 0.36666 |  | 1
7A | 2000-2499 | 1950s | 2 | 9330.1068 | 2540.2022 | 4.2877 | 1.1674 | 897.1714 | 231.1987 | 0.4123 | 0.10625 | 2
7A | 2000-2499 | 1950s | 3 | 33862.6618 | 45351.5664 | 15.5619 | 20.8417 | 957.8982 | 890.2997 | 0.44021 | 0.40915 | 4
7A | 2000-2499 | 1950s | 4 | [8 empty] | 0
7A | 2000-2499 | 1950s | 5 | [8 empty] | 0
7A | 2000-2499 | 1950s | 6 | 11641.1445 |  | 5.3498 |  | 947.3005 |  | 0.43534 |  | 1
7A | 2000-2499 | 1950s | 7 | [8 empty] | 0
7A | 2000-2499 | 1950s | 8 | [8 empty] | 0
7A | 2000-2499 | 1950s | 9 | [8 empty] | 0
7A | 2000-2499 | 1950s | 10 | [8 empty] | 0
7A | 2000-2499 | 1960s | 1 | 13597.9413 | 13358.9253 | 6.2491 | 6.1392 | 845.7899 | 618.6884 | 0.38869 | 0.28432 | 5
7A | 2000-2499 | 1960s | 2 | 28341.5858 | 17189.9504 | 13.0246 | 7.8998 | 1210.0165 | 204.3239 | 0.55607 | 0.093899 | 3
7A | 2000-2499 | 1960s | 3 | 12834.1248 | 4772.401 | 5.898 | 2.1932 | 1029.2556 | 619.0515 | 0.473 | 0.28449 | 3
7A | 2000-2499 | 1960s | 4 | 43206.9809 |  | 19.8561 |  | 845.5197 |  | 0.38857 |  | 1
7A | 2000-2499 | 1960s | 5 | 24450.63 |  | 11.2365 |  | 1972.2818 |  | 0.90638 |  | 1
7A | 2000-2499 | 1960s | 6 | [8 empty] | 0
7A | 2000-2499 | 1960s | 7 | [8 empty] | 0
7A | 2000-2499 | 1960s | 8 | [8 empty] | 0
7A | 2000-2499 | 1960s | 9 | [8 empty] | 0
7A | 2000-2499 | 1960s | 10 | [8 empty] | 0
7A | 2000-2499 | 1970s | 1 | 19681.1288 | 15230.706 | 9.0446 | 6.9994 | 818.4389 | 324.8371 | 0.37612 | 0.14928 | 8
7A | 2000-2499 | 1970s | 2 | 14186.5057 | 8682.1524 | 6.5195 | 3.99 | 865.5225 | 376.7171 | 0.39776 | 0.17312 | 18
7A | 2000-2499 | 1970s | 3 | 18828.2913 | 9340.1483 | 8.6527 | 4.2923 | 1044.2153 | 280.965 | 0.47988 | 0.12912 | 5
7A | 2000-2499 | 1970s | 4 | 23202.5382 | 24669.9799 | 10.6629 | 11.3373 | 1099.5565 | 44.4887 | 0.50531 | 0.020445 | 3
7A | 2000-2499 | 1970s | 5 | 19467.687 |  | 8.9465 |  | 1434.3954 |  | 0.65919 |  | 1
7A | 2000-2499 | 1970s | 6 | [8 empty] | 0
7A | 2000-2499 | 1970s | 7 | [8 empty] | 0
7A | 2000-2499 | 1970s | 8 | [8 empty] | 0
7A | 2000-2499 | 1970s | 9 | [8 empty] | 0
7A | 2000-2499 | 1970s | 10 | [8 empty] | 0
7A | 2000-2499 | 1980s | 1 | 24823.2746 | 23033.9791 | 11.4078 | 10.5855 | 969.9032 | 521.3387 | 0.44573 | 0.23959 | 3
7A | 2000-2499 | 1980s | 2 | [8 empty] | 0
7A | 2000-2499 | 1980s | 3 | 14000.8008 | 3966.2738 | 6.4342 | 1.8227 | 660.7814 | 235.8371 | 0.30367 | 0.10838 | 4
7A | 2000-2499 | 1980s | 4 | [8 empty] | 0
7A | 2000-2499 | 1980s | 5 | [8 empty] | 0
7A | 2000-2499 | 1980s | 6 | [8 empty] | 0
7A | 2000-2499 | 1980s | 7 | [8 empty] | 0
7A | 2000-2499 | 1980s | 8 | [8 empty] | 0
7A | 2000-2499 | 1980s | 9 | [8 empty] | 0
7A | 2000-2499 | 1980s | 10 | [8 empty] | 0
7A | 2000-2499 | 1990s | 1 | 13005.8866 | 9264.0286 | 5.977 | 4.2574 | 1025.1984 | 384.6454 | 0.47114 | 0.17677 | 10
7A | 2000-2499 | 1990s | 2 | 12455.6377 | 8440.1762 | 5.7241 | 3.8788 | 1025.6191 | 677.6269 | 0.47133 | 0.31141 | 17
7A | 2000-2499 | 1990s | 3 | 13220.3152 | 5354.6764 | 6.0755 | 2.4608 | 868.8569 | 371.6611 | 0.39929 | 0.1708 | 5
7A | 2000-2499 | 1990s | 4 | 36311.2621 | 2840.3667 | 16.6872 | 1.3053 | 865.8271 | 89.3457 | 0.3979 | 0.04106 | 2
7A | 2000-2499 | 1990s | 5 | [8 empty] | 0
7A | 2000-2499 | 1990s | 6 | [8 empty] | 0
7A | 2000-2499 | 1990s | 7 | [8 empty] | 0
7A | 2000-2499 | 1990s | 8 | [8 empty] | 0
7A | 2000-2499 | 1990s | 9 | [8 empty] | 0
7A | 2000-2499 | 1990s | 10 | [8 empty] | 0
7A | 2000-2499 | 2000s | 1 | 6287.4298 | 2301.9982 | 2.8894 | 1.0579 | 446.8375 | 23.637 | 0.20535 | 0.010863 | 2
7A | 2000-2499 | 2000s | 2 | 6971.4333 | 2460.7235 | 3.2038 | 1.1308 | 614.3232 | 403.0159 | 0.28232 | 0.18521 | 7
7A | 2000-2499 | 2000s | 3 | 12616.1617 | 1089.0073 | 5.7979 | 0.50046 | 613.1062 | 317.3822 | 0.28176 | 0.14586 | 2
7A | 2000-2499 | 2000s | 4 | [8 empty] | 0
7A | 2000-2499 | 2000s | 5 | [8 empty] | 0
7A | 2000-2499 | 2000s | 6 | 10531.1382 |  | 4.8397 |  | 797.9091 |  | 0.36669 |  | 1
7A | 2000-2499 | 2000s | 7 | 7182.8401 |  | 3.3009 |  | 826.9011 |  | 0.38001 |  | 1
7A | 2000-2499 | 2000s | 8 | [8 empty] | 0
7A | 2000-2499 | 2000s | 9 | [8 empty] | 0
7A | 2000-2499 | 2000s | 10 | [8 empty] | 0
7A | 2000-2499 | 2010s | 1 | 7343.5711 |  | 3.3748 |  | 444.2115 |  | 0.20414 |  | 1
7A | 2000-2499 | 2010s | 2 | [8 empty] | 0
7A | 2000-2499 | 2010s | 3 | [8 empty] | 0
7A | 2000-2499 | 2010s | 4 | [8 empty] | 0
7A | 2000-2499 | 2010s | 5 | [8 empty] | 0
7A | 2000-2499 | 2010s | 6 | [8 empty] | 0
7A | 2000-2499 | 2010s | 7 | [8 empty] | 0
7A | 2000-2499 | 2010s | 8 | [8 empty] | 0
7A | 2000-2499 | 2010s | 9 | [8 empty] | 0
7A | 2000-2499 | 2010s | 10 | [8 empty] | 0
7A | 2500-2999 | <1940 | 1 | [8 empty] | 0
7A | 2500-2999 | <1940 | 2 | 6482.1929 |  | 2.4342 |  | 1101.9495 |  | 0.4138 |  | 1
7A | 2500-2999 | <1940 | 3 | 11572.5071 |  | 4.3457 |  | 800.5527 |  | 0.30062 |  | 1
7A | 2500-2999 | <1940 | 4 | [8 empty] | 0
7A | 2500-2999 | <1940 | 5 | [8 empty] | 0
7A | 2500-2999 | <1940 | 6 | [8 empty] | 0
7A | 2500-2999 | <1940 | 7 | [8 empty] | 0
7A | 2500-2999 | <1940 | 8 | [8 empty] | 0
7A | 2500-2999 | <1940 | 9 | [8 empty] | 0
7A | 2500-2999 | <1940 | 10 | [8 empty] | 0
7A | 2500-2999 | 1940s | 1 | 10057.4722 |  | 3.7767 |  | 1004.627 |  | 0.37725 |  | 1
7A | 2500-2999 | 1940s | 2 | [8 empty] | 0
7A | 2500-2999 | 1940s | 3 | 9301.6236 |  | 3.4929 |  | 741.0558 |  | 0.27828 |  | 1
7A | 2500-2999 | 1940s | 4 | [8 empty] | 0
7A | 2500-2999 | 1940s | 5 | [8 empty] | 0
7A | 2500-2999 | 1940s | 6 | [8 empty] | 0
7A | 2500-2999 | 1940s | 7 | [8 empty] | 0
7A | 2500-2999 | 1940s | 8 | [8 empty] | 0
7A | 2500-2999 | 1940s | 9 | [8 empty] | 0
7A | 2500-2999 | 1940s | 10 | [8 empty] | 0
7A | 2500-2999 | 1950s | 1 | 9062.5225 | 1013.2742 | 3.4031 | 0.3805 | 996.3758 | 397.5264 | 0.37416 | 0.14928 | 3
7A | 2500-2999 | 1950s | 2 | 10032.4519 | 1306.5109 | 3.7673 | 0.49062 | 1303.0424 | 358.0706 | 0.48931 | 0.13446 | 2
7A | 2500-2999 | 1950s | 3 | [8 empty] | 0
7A | 2500-2999 | 1950s | 4 | 13515.0869 |  | 5.0751 |  | 600.8079 |  | 0.22561 |  | 1
7A | 2500-2999 | 1950s | 5 | [8 empty] | 0
7A | 2500-2999 | 1950s | 6 | [8 empty] | 0
7A | 2500-2999 | 1950s | 7 | [8 empty] | 0
7A | 2500-2999 | 1950s | 8 | [8 empty] | 0
7A | 2500-2999 | 1950s | 9 | [8 empty] | 0
7A | 2500-2999 | 1950s | 10 | [8 empty] | 0
7A | 2500-2999 | 1960s | 1 | 12652.8012 |  | 4.7513 |  | 2480.3224 |  | 0.9314 |  | 1
7A | 2500-2999 | 1960s | 2 | 10266.7406 | 2126.0724 | 3.8553 | 0.79837 | 809.3308 | 391.8125 | 0.30392 | 0.14713 | 2
7A | 2500-2999 | 1960s | 3 | 9525.4966 |  | 3.577 |  | 984.0643 |  | 0.36953 |  | 1
7A | 2500-2999 | 1960s | 4 | 9638.6105 | 554.844 | 3.6195 | 0.20835 | 1145.9224 | 82.7976 | 0.43031 | 0.031092 | 3
7A | 2500-2999 | 1960s | 5 | [8 empty] | 0
7A | 2500-2999 | 1960s | 6 | [8 empty] | 0
7A | 2500-2999 | 1960s | 7 | [8 empty] | 0
7A | 2500-2999 | 1960s | 8 | [8 empty] | 0
7A | 2500-2999 | 1960s | 9 | [8 empty] | 0
7A | 2500-2999 | 1960s | 10 | [8 empty] | 0
7A | 2500-2999 | 1970s | 1 | 19666.1704 | 16169.2892 | 7.385 | 6.0718 | 1218.4537 | 386.563 | 0.45755 | 0.14516 | 3
7A | 2500-2999 | 1970s | 2 | 27426.2648 | 19762.913 | 10.299 | 7.4213 | 1097.9276 | 407.426 | 0.41229 | 0.153 | 7
7A | 2500-2999 | 1970s | 3 | [8 empty] | 0
7A | 2500-2999 | 1970s | 4 | [8 empty] | 0
7A | 2500-2999 | 1970s | 5 | [8 empty] | 0
7A | 2500-2999 | 1970s | 6 | [8 empty] | 0
7A | 2500-2999 | 1970s | 7 | [8 empty] | 0
7A | 2500-2999 | 1970s | 8 | [8 empty] | 0
7A | 2500-2999 | 1970s | 9 | 48960.6767 |  | 18.3855 |  | 891.2031 |  | 0.33466 |  | 1
7A | 2500-2999 | 1970s | 10 | [8 empty] | 0
7A | 2500-2999 | 1980s | 1 | 11796.0879 |  | 4.4296 |  | 1289.0523 |  | 0.48406 |  | 1
7A | 2500-2999 | 1980s | 2 | 11532.8175 | 2455.7993 | 4.3308 | 0.92219 | 1155.2054 | 428.4632 | 0.4338 | 0.16089 | 5
7A | 2500-2999 | 1980s | 3 | [8 empty] | 0
7A | 2500-2999 | 1980s | 4 | [8 empty] | 0
7A | 2500-2999 | 1980s | 5 | [8 empty] | 0
7A | 2500-2999 | 1980s | 6 | [8 empty] | 0
7A | 2500-2999 | 1980s | 7 | [8 empty] | 0
7A | 2500-2999 | 1980s | 8 | [8 empty] | 0
7A | 2500-2999 | 1980s | 9 | [8 empty] | 0
7A | 2500-2999 | 1980s | 10 | [8 empty] | 0
7A | 2500-2999 | 1990s | 1 | 23007.4676 | 17059.9052 | 8.6397 | 6.4063 | 729.7379 | 72.7196 | 0.27403 | 0.027307 | 2
7A | 2500-2999 | 1990s | 2 | 18062.3087 | 18994.5682 | 6.7827 | 7.1328 | 1195.629 | 604.3384 | 0.44898 | 0.22694 | 6
7A | 2500-2999 | 1990s | 3 | 10392.4927 | 1570.1203 | 3.9026 | 0.58961 | 916.4414 | 436.3709 | 0.34414 | 0.16386 | 2
7A | 2500-2999 | 1990s | 4 | [8 empty] | 0
7A | 2500-2999 | 1990s | 5 | [8 empty] | 0
7A | 2500-2999 | 1990s | 6 | 12965.6392 |  | 4.8688 |  | 2015.9726 |  | 0.75703 |  | 1
7A | 2500-2999 | 1990s | 7 | [8 empty] | 0
7A | 2500-2999 | 1990s | 8 | [8 empty] | 0
7A | 2500-2999 | 1990s | 9 | [8 empty] | 0
7A | 2500-2999 | 1990s | 10 | [8 empty] | 0
7A | 2500-2999 | 2000s | 1 | 8350.317 | 3656.2925 | 3.1357 | 1.373 | 583.5784 | 210.9666 | 0.21914 | 0.079221 | 4
7A | 2500-2999 | 2000s | 2 | 9108.3018 | 1928.1201 | 3.4203 | 0.72404 | 802.6287 | 230.2477 | 0.3014 | 0.086462 | 8
7A | 2500-2999 | 2000s | 3 | 10439.4806 |  | 3.9202 |  | 733.4668 |  | 0.27543 |  | 1
7A | 2500-2999 | 2000s | 4 | 13071.6126 |  | 4.9086 |  | 503.2167 |  | 0.18897 |  | 1
7A | 2500-2999 | 2000s | 5 | 11221.1194 |  | 4.2137 |  | 590.1937 |  | 0.22163 |  | 1
7A | 2500-2999 | 2000s | 6 | [8 empty] | 0
7A | 2500-2999 | 2000s | 7 | [8 empty] | 0
7A | 2500-2999 | 2000s | 8 | [8 empty] | 0
7A | 2500-2999 | 2000s | 9 | [8 empty] | 0
7A | 2500-2999 | 2000s | 10 | [8 empty] | 0
7A | 2500-2999 | 2010s | 1 | 7589.7655 |  | 2.8501 |  | 306.324 |  | 0.11503 |  | 1
7A | 2500-2999 | 2010s | 2 | 6880.0264 |  | 2.5836 |  | 1043.3989 |  | 0.39181 |  | 1
7A | 2500-2999 | 2010s | 3 | [8 empty] | 0
7A | 2500-2999 | 2010s | 4 | 15921.2539 |  | 5.9787 |  | 362.4514 |  | 0.13611 |  | 1
7A | 2500-2999 | 2010s | 5 | [8 empty] | 0
7A | 2500-2999 | 2010s | 6 | [8 empty] | 0
7A | 2500-2999 | 2010s | 7 | [8 empty] | 0
7A | 2500-2999 | 2010s | 8 | [8 empty] | 0
7A | 2500-2999 | 2010s | 9 | [8 empty] | 0
7A | 2500-2999 | 2010s | 10 | [8 empty] | 0
7A | 3000-3999 | <1940 | 1 | [8 empty] | 0
7A | 3000-3999 | <1940 | 2 | 16033.6162 | 6525.2071 | 4.8572 | 1.9767 | 2468.4801 | 166.0526 | 0.7478 | 0.050304 | 2
7A | 3000-3999 | <1940 | 3 | [8 empty] | 0
7A | 3000-3999 | <1940 | 4 | 8757.6244 |  | 2.653 |  | 1053.0078 |  | 0.319 |  | 1
7A | 3000-3999 | <1940 | 5 | 26482.9467 |  | 8.0227 |  | 2926.6236 |  | 0.88659 |  | 1
7A | 3000-3999 | <1940 | 6 | 13767.1036 |  | 4.1706 |  | 1724.8562 |  | 0.52253 |  | 1
7A | 3000-3999 | <1940 | 7 | [8 empty] | 0
7A | 3000-3999 | <1940 | 8 | [8 empty] | 0
7A | 3000-3999 | <1940 | 9 | [8 empty] | 0
7A | 3000-3999 | <1940 | 10 | [8 empty] | 0
7A | 3000-3999 | 1940s | 1 | [8 empty] | 0
7A | 3000-3999 | 1940s | 2 | [8 empty] | 0
7A | 3000-3999 | 1940s | 3 | [8 empty] | 0
7A | 3000-3999 | 1940s | 4 | [8 empty] | 0
7A | 3000-3999 | 1940s | 5 | [8 empty] | 0
7A | 3000-3999 | 1940s | 6 | [8 empty] | 0
7A | 3000-3999 | 1940s | 7 | [8 empty] | 0
7A | 3000-3999 | 1940s | 8 | [8 empty] | 0
7A | 3000-3999 | 1940s | 9 | [8 empty] | 0
7A | 3000-3999 | 1940s | 10 | [8 empty] | 0
7A | 3000-3999 | 1950s | 1 | [8 empty] | 0
7A | 3000-3999 | 1950s | 2 | 12220.5137 | 3078.1107 | 3.7021 | 0.93248 | 1508.6436 | 404.8076 | 0.45703 | 0.12263 | 3
7A | 3000-3999 | 1950s | 3 | [8 empty] | 0
7A | 3000-3999 | 1950s | 4 | [8 empty] | 0
7A | 3000-3999 | 1950s | 5 | [8 empty] | 0
7A | 3000-3999 | 1950s | 6 | [8 empty] | 0
7A | 3000-3999 | 1950s | 7 | [8 empty] | 0
7A | 3000-3999 | 1950s | 8 | [8 empty] | 0
7A | 3000-3999 | 1950s | 9 | [8 empty] | 0
7A | 3000-3999 | 1950s | 10 | [8 empty] | 0
7A | 3000-3999 | 1960s | 1 | [8 empty] | 0
7A | 3000-3999 | 1960s | 2 | [8 empty] | 0
7A | 3000-3999 | 1960s | 3 | 16714.2281 |  | 5.0634 |  | 2263.2519 |  | 0.68563 |  | 1
7A | 3000-3999 | 1960s | 4 | [8 empty] | 0
7A | 3000-3999 | 1960s | 5 | [8 empty] | 0
7A | 3000-3999 | 1960s | 6 | 18511.3518 |  | 5.6078 |  | 2274.3236 |  | 0.68898 |  | 1
7A | 3000-3999 | 1960s | 7 | [8 empty] | 0
7A | 3000-3999 | 1960s | 8 | [8 empty] | 0
7A | 3000-3999 | 1960s | 9 | [8 empty] | 0
7A | 3000-3999 | 1960s | 10 | [8 empty] | 0
7A | 3000-3999 | 1970s | 1 | 43255.59 | 27215.6975 | 13.1038 | 8.2447 | 1387.955 | 934.8186 | 0.42047 | 0.28319 | 3
7A | 3000-3999 | 1970s | 2 | 37875.4755 | 17815.9427 | 11.4739 | 5.3971 | 950.0344 | 401.5836 | 0.2878 | 0.12166 | 4
7A | 3000-3999 | 1970s | 3 | 37452.2409 |  | 11.3457 |  | 1026.8944 |  | 0.31109 |  | 1
7A | 3000-3999 | 1970s | 4 | 11746.869 |  | 3.5586 |  | 1604.7933 |  | 0.48615 |  | 1
7A | 3000-3999 | 1970s | 5 | 7911.0958 |  | 2.3966 |  | 1185.8261 |  | 0.35923 |  | 1
7A | 3000-3999 | 1970s | 6 | [8 empty] | 0
7A | 3000-3999 | 1970s | 7 | [8 empty] | 0
7A | 3000-3999 | 1970s | 8 | [8 empty] | 0
7A | 3000-3999 | 1970s | 9 | [8 empty] | 0
7A | 3000-3999 | 1970s | 10 | [8 empty] | 0
7A | 3000-3999 | 1980s | 1 | 5558.8692 | 1533.3494 | 1.684 | 0.46451 | 586.1679 | 545.4705 | 0.17757 | 0.16524 | 2
7A | 3000-3999 | 1980s | 2 | 11237.0419 | 2303.3097 | 3.4041 | 0.69776 | 948.2634 | 294.5797 | 0.28727 | 0.08924 | 4
7A | 3000-3999 | 1980s | 3 | [8 empty] | 0
7A | 3000-3999 | 1980s | 4 | 8586.1385 |  | 2.6011 |  | 1899.9035 |  | 0.57555 |  | 1
7A | 3000-3999 | 1980s | 5 | [8 empty] | 0
7A | 3000-3999 | 1980s | 6 | [8 empty] | 0
7A | 3000-3999 | 1980s | 7 | 31899.0616 |  | 9.6635 |  | 901.4288 |  | 0.27308 |  | 1
7A | 3000-3999 | 1980s | 8 | 14094.382 |  | 4.2697 |  | 2979.9353 |  | 0.90274 |  | 1
7A | 3000-3999 | 1980s | 9 | [8 empty] | 0
7A | 3000-3999 | 1980s | 10 | [8 empty] | 0
7A | 3000-3999 | 1990s | 1 | 11541.0381 | 4533.8001 | 3.4962 | 1.3735 | 1722.2549 | 673.8498 | 0.52174 | 0.20414 | 3
7A | 3000-3999 | 1990s | 2 | 11634.4184 | 2702.4248 | 3.5245 | 0.81867 | 1408.7959 | 507.9952 | 0.42678 | 0.15389 | 9
7A | 3000-3999 | 1990s | 3 | 16959.8169 | 12656.7151 | 5.1378 | 3.8342 | 517.0449 | 179.6113 | 0.15663 | 0.054411 | 3
7A | 3000-3999 | 1990s | 4 | 26516.8749 | 24639.2385 | 8.033 | 7.4642 | 2046.955 | 333.2585 | 0.6201 | 0.10096 | 2
7A | 3000-3999 | 1990s | 5 | [8 empty] | 0
7A | 3000-3999 | 1990s | 6 | [8 empty] | 0
7A | 3000-3999 | 1990s | 7 | [8 empty] | 0
7A | 3000-3999 | 1990s | 8 | [8 empty] | 0
7A | 3000-3999 | 1990s | 9 | [8 empty] | 0
7A | 3000-3999 | 1990s | 10 | [8 empty] | 0
7A | 3000-3999 | 2000s | 1 | 9368.5222 | 2242.1943 | 2.8381 | 0.67925 | 664.9267 | 310.2287 | 0.20143 | 0.09398 | 5
7A | 3000-3999 | 2000s | 2 | 10034.9719 | 2598.4359 | 3.04 | 0.78717 | 890.7976 | 518.4521 | 0.26986 | 0.15706 | 9
7A | 3000-3999 | 2000s | 3 | 10179.3238 | 1681.9313 | 3.0837 | 0.50952 | 891.7478 | 460.0545 | 0.27014 | 0.13937 | 4
7A | 3000-3999 | 2000s | 4 | 16724.7993 |  | 5.0666 |  | 1923.7908 |  | 0.58279 |  | 1
7A | 3000-3999 | 2000s | 5 | 13203.853 | 6440.465 | 4 | 1.9511 | 774.0981 | 426.6593 | 0.2345 | 0.12925 | 2
7A | 3000-3999 | 2000s | 6 | 25774.8528 |  | 7.8082 |  | 1471.7163 |  | 0.44584 |  | 1
7A | 3000-3999 | 2000s | 7 | [8 empty] | 0
7A | 3000-3999 | 2000s | 8 | [8 empty] | 0
7A | 3000-3999 | 2000s | 9 | [8 empty] | 0
7A | 3000-3999 | 2000s | 10 | [8 empty] | 0
7A | 3000-3999 | 2010s | 1 | [8 empty] | 0
7A | 3000-3999 | 2010s | 2 | 13578.4546 | 170.7604 | 4.1134 | 0.05173 | 1325.9835 | 385.5079 | 0.40169 | 0.11679 | 2
7A | 3000-3999 | 2010s | 3 | [8 empty] | 0
7A | 3000-3999 | 2010s | 4 | [8 empty] | 0
7A | 3000-3999 | 2010s | 5 | [8 empty] | 0
7A | 3000-3999 | 2010s | 6 | [8 empty] | 0
7A | 3000-3999 | 2010s | 7 | [8 empty] | 0
7A | 3000-3999 | 2010s | 8 | [8 empty] | 0
7A | 3000-3999 | 2010s | 9 | [8 empty] | 0
7A | 3000-3999 | 2010s | 10 | [8 empty] | 0
7B | 500-749 | <1940 | 1 | [8 empty] | 0
7B | 500-749 | <1940 | 2 | [8 empty] | 0
7B | 500-749 | <1940 | 3 | [8 empty] | 0
7B | 500-749 | <1940 | 4 | [8 empty] | 0
7B | 500-749 | <1940 | 5 | [8 empty] | 0
7B | 500-749 | <1940 | 6 | [8 empty] | 0
7B | 500-749 | <1940 | 7 | [8 empty] | 0
7B | 500-749 | <1940 | 8 | [8 empty] | 0
7B | 500-749 | <1940 | 9 | [8 empty] | 0
7B | 500-749 | <1940 | 10 | [8 empty] | 0
7B | 500-749 | 1940s | 1 | [8 empty] | 0
7B | 500-749 | 1940s | 2 | [8 empty] | 0
7B | 500-749 | 1940s | 3 | [8 empty] | 0
7B | 500-749 | 1940s | 4 | [8 empty] | 0
7B | 500-749 | 1940s | 5 | [8 empty] | 0
7B | 500-749 | 1940s | 6 | [8 empty] | 0
7B | 500-749 | 1940s | 7 | [8 empty] | 0
7B | 500-749 | 1940s | 8 | [8 empty] | 0
7B | 500-749 | 1940s | 9 | [8 empty] | 0
7B | 500-749 | 1940s | 10 | [8 empty] | 0
7B | 500-749 | 1950s | 1 | [8 empty] | 0
7B | 500-749 | 1950s | 2 | [8 empty] | 0
7B | 500-749 | 1950s | 3 | [8 empty] | 0
7B | 500-749 | 1950s | 4 | [8 empty] | 0
7B | 500-749 | 1950s | 5 | [8 empty] | 0
7B | 500-749 | 1950s | 6 | [8 empty] | 0
7B | 500-749 | 1950s | 7 | [8 empty] | 0
7B | 500-749 | 1950s | 8 | [8 empty] | 0
7B | 500-749 | 1950s | 9 | [8 empty] | 0
7B | 500-749 | 1950s | 10 | [8 empty] | 0
7B | 500-749 | 1960s | 1 | [8 empty] | 0
7B | 500-749 | 1960s | 2 | [8 empty] | 0
7B | 500-749 | 1960s | 3 | [8 empty] | 0
7B | 500-749 | 1960s | 4 | [8 empty] | 0
7B | 500-749 | 1960s | 5 | [8 empty] | 0
7B | 500-749 | 1960s | 6 | [8 empty] | 0
7B | 500-749 | 1960s | 7 | [8 empty] | 0
7B | 500-749 | 1960s | 8 | [8 empty] | 0
7B | 500-749 | 1960s | 9 | [8 empty] | 0
7B | 500-749 | 1960s | 10 | [8 empty] | 0
7B | 500-749 | 1970s | 1 | [8 empty] | 0
7B | 500-749 | 1970s | 2 | [8 empty] | 0
7B | 500-749 | 1970s | 3 | [8 empty] | 0
7B | 500-749 | 1970s | 4 | [8 empty] | 0
7B | 500-749 | 1970s | 5 | [8 empty] | 0
7B | 500-749 | 1970s | 6 | [8 empty] | 0
7B | 500-749 | 1970s | 7 | [8 empty] | 0
7B | 500-749 | 1970s | 8 | [8 empty] | 0
7B | 500-749 | 1970s | 9 | [8 empty] | 0
7B | 500-749 | 1970s | 10 | [8 empty] | 0
7B | 500-749 | 1980s | 1 | [8 empty] | 0
7B | 500-749 | 1980s | 2 | [8 empty] | 0
7B | 500-749 | 1980s | 3 | [8 empty] | 0
7B | 500-749 | 1980s | 4 | [8 empty] | 0
7B | 500-749 | 1980s | 5 | [8 empty] | 0
7B | 500-749 | 1980s | 6 | [8 empty] | 0
7B | 500-749 | 1980s | 7 | [8 empty] | 0
7B | 500-749 | 1980s | 8 | [8 empty] | 0
7B | 500-749 | 1980s | 9 | [8 empty] | 0
7B | 500-749 | 1980s | 10 | [8 empty] | 0
7B | 500-749 | 1990s | 1 | [8 empty] | 0
7B | 500-749 | 1990s | 2 | [8 empty] | 0
7B | 500-749 | 1990s | 3 | [8 empty] | 0
7B | 500-749 | 1990s | 4 | [8 empty] | 0
7B | 500-749 | 1990s | 5 | [8 empty] | 0
7B | 500-749 | 1990s | 6 | [8 empty] | 0
7B | 500-749 | 1990s | 7 | [8 empty] | 0
7B | 500-749 | 1990s | 8 | [8 empty] | 0
7B | 500-749 | 1990s | 9 | [8 empty] | 0
7B | 500-749 | 1990s | 10 | [8 empty] | 0
7B | 500-749 | 2000s | 1 | [8 empty] | 0
7B | 500-749 | 2000s | 2 | [8 empty] | 0
7B | 500-749 | 2000s | 3 | [8 empty] | 0
7B | 500-749 | 2000s | 4 | [8 empty] | 0
7B | 500-749 | 2000s | 5 | [8 empty] | 0
7B | 500-749 | 2000s | 6 | [8 empty] | 0
7B | 500-749 | 2000s | 7 | [8 empty] | 0
7B | 500-749 | 2000s | 8 | [8 empty] | 0
7B | 500-749 | 2000s | 9 | [8 empty] | 0
7B | 500-749 | 2000s | 10 | [8 empty] | 0
7B | 500-749 | 2010s | 1 | [8 empty] | 0
7B | 500-749 | 2010s | 2 | [8 empty] | 0
7B | 500-749 | 2010s | 3 | [8 empty] | 0
7B | 500-749 | 2010s | 4 | [8 empty] | 0
7B | 500-749 | 2010s | 5 | [8 empty] | 0
7B | 500-749 | 2010s | 6 | [8 empty] | 0
7B | 500-749 | 2010s | 7 | [8 empty] | 0
7B | 500-749 | 2010s | 8 | [8 empty] | 0
7B | 500-749 | 2010s | 9 | [8 empty] | 0
7B | 500-749 | 2010s | 10 | [8 empty] | 0
7B | 750-999 | <1940 | 1 | [8 empty] | 0
7B | 750-999 | <1940 | 2 | [8 empty] | 0
7B | 750-999 | <1940 | 3 | [8 empty] | 0
7B | 750-999 | <1940 | 4 | [8 empty] | 0
7B | 750-999 | <1940 | 5 | [8 empty] | 0
7B | 750-999 | <1940 | 6 | [8 empty] | 0
7B | 750-999 | <1940 | 7 | [8 empty] | 0
7B | 750-999 | <1940 | 8 | [8 empty] | 0
7B | 750-999 | <1940 | 9 | [8 empty] | 0
7B | 750-999 | <1940 | 10 | [8 empty] | 0
7B | 750-999 | 1940s | 1 | [8 empty] | 0
7B | 750-999 | 1940s | 2 | [8 empty] | 0
7B | 750-999 | 1940s | 3 | [8 empty] | 0
7B | 750-999 | 1940s | 4 | [8 empty] | 0
7B | 750-999 | 1940s | 5 | [8 empty] | 0
7B | 750-999 | 1940s | 6 | [8 empty] | 0
7B | 750-999 | 1940s | 7 | [8 empty] | 0
7B | 750-999 | 1940s | 8 | [8 empty] | 0
7B | 750-999 | 1940s | 9 | [8 empty] | 0
7B | 750-999 | 1940s | 10 | [8 empty] | 0
7B | 750-999 | 1950s | 1 | [8 empty] | 0
7B | 750-999 | 1950s | 2 | 9285.3905 |  | 10.492 |  | 51.3449 |  | 0.058017 |  | 1
7B | 750-999 | 1950s | 3 | [8 empty] | 0
7B | 750-999 | 1950s | 4 | [8 empty] | 0
7B | 750-999 | 1950s | 5 | [8 empty] | 0
7B | 750-999 | 1950s | 6 | [8 empty] | 0
7B | 750-999 | 1950s | 7 | [8 empty] | 0
7B | 750-999 | 1950s | 8 | [8 empty] | 0
7B | 750-999 | 1950s | 9 | [8 empty] | 0
7B | 750-999 | 1950s | 10 | [8 empty] | 0
7B | 750-999 | 1960s | 1 | [8 empty] | 0
7B | 750-999 | 1960s | 2 | [8 empty] | 0
7B | 750-999 | 1960s | 3 | [8 empty] | 0
7B | 750-999 | 1960s | 4 | [8 empty] | 0
7B | 750-999 | 1960s | 5 | [8 empty] | 0
7B | 750-999 | 1960s | 6 | [8 empty] | 0
7B | 750-999 | 1960s | 7 | [8 empty] | 0
7B | 750-999 | 1960s | 8 | [8 empty] | 0
7B | 750-999 | 1960s | 9 | [8 empty] | 0
7B | 750-999 | 1960s | 10 | [8 empty] | 0
7B | 750-999 | 1970s | 1 | [8 empty] | 0
7B | 750-999 | 1970s | 2 | [8 empty] | 0
7B | 750-999 | 1970s | 3 | [8 empty] | 0
7B | 750-999 | 1970s | 4 | [8 empty] | 0
7B | 750-999 | 1970s | 5 | [8 empty] | 0
7B | 750-999 | 1970s | 6 | [8 empty] | 0
7B | 750-999 | 1970s | 7 | [8 empty] | 0
7B | 750-999 | 1970s | 8 | [8 empty] | 0
7B | 750-999 | 1970s | 9 | [8 empty] | 0
7B | 750-999 | 1970s | 10 | [8 empty] | 0
7B | 750-999 | 1980s | 1 | 4047.2775 |  | 4.5732 |  | 434.6415 |  | 0.49112 |  | 1
7B | 750-999 | 1980s | 2 | [8 empty] | 0
7B | 750-999 | 1980s | 3 | [8 empty] | 0
7B | 750-999 | 1980s | 4 | [8 empty] | 0
7B | 750-999 | 1980s | 5 | [8 empty] | 0
7B | 750-999 | 1980s | 6 | [8 empty] | 0
7B | 750-999 | 1980s | 7 | [8 empty] | 0
7B | 750-999 | 1980s | 8 | [8 empty] | 0
7B | 750-999 | 1980s | 9 | [8 empty] | 0
7B | 750-999 | 1980s | 10 | [8 empty] | 0
7B | 750-999 | 1990s | 1 | 3524.3933 |  | 3.9824 |  | 202.2931 |  | 0.22858 |  | 1
7B | 750-999 | 1990s | 2 | [8 empty] | 0
7B | 750-999 | 1990s | 3 | [8 empty] | 0
7B | 750-999 | 1990s | 4 | [8 empty] | 0
7B | 750-999 | 1990s | 5 | [8 empty] | 0
7B | 750-999 | 1990s | 6 | [8 empty] | 0
7B | 750-999 | 1990s | 7 | [8 empty] | 0
7B | 750-999 | 1990s | 8 | [8 empty] | 0
7B | 750-999 | 1990s | 9 | [8 empty] | 0
7B | 750-999 | 1990s | 10 | [8 empty] | 0
7B | 750-999 | 2000s | 1 | [8 empty] | 0
7B | 750-999 | 2000s | 2 | [8 empty] | 0
7B | 750-999 | 2000s | 3 | [8 empty] | 0
7B | 750-999 | 2000s | 4 | [8 empty] | 0
7B | 750-999 | 2000s | 5 | [8 empty] | 0
7B | 750-999 | 2000s | 6 | [8 empty] | 0
7B | 750-999 | 2000s | 7 | [8 empty] | 0
7B | 750-999 | 2000s | 8 | [8 empty] | 0
7B | 750-999 | 2000s | 9 | [8 empty] | 0
7B | 750-999 | 2000s | 10 | [8 empty] | 0
7B | 750-999 | 2010s | 1 | [8 empty] | 0
7B | 750-999 | 2010s | 2 | [8 empty] | 0
7B | 750-999 | 2010s | 3 | [8 empty] | 0
7B | 750-999 | 2010s | 4 | [8 empty] | 0
7B | 750-999 | 2010s | 5 | [8 empty] | 0
7B | 750-999 | 2010s | 6 | [8 empty] | 0
7B | 750-999 | 2010s | 7 | [8 empty] | 0
7B | 750-999 | 2010s | 8 | [8 empty] | 0
7B | 750-999 | 2010s | 9 | [8 empty] | 0
7B | 750-999 | 2010s | 10 | [8 empty] | 0
7B | 1000-1499 | <1940 | 1 | [8 empty] | 0
7B | 1000-1499 | <1940 | 2 | [8 empty] | 0
7B | 1000-1499 | <1940 | 3 | [8 empty] | 0
7B | 1000-1499 | <1940 | 4 | [8 empty] | 0
7B | 1000-1499 | <1940 | 5 | [8 empty] | 0
7B | 1000-1499 | <1940 | 6 | [8 empty] | 0
7B | 1000-1499 | <1940 | 7 | [8 empty] | 0
7B | 1000-1499 | <1940 | 8 | [8 empty] | 0
7B | 1000-1499 | <1940 | 9 | [8 empty] | 0
7B | 1000-1499 | <1940 | 10 | [8 empty] | 0
7B | 1000-1499 | 1940s | 1 | [8 empty] | 0
7B | 1000-1499 | 1940s | 2 | [8 empty] | 0
7B | 1000-1499 | 1940s | 3 | [8 empty] | 0
7B | 1000-1499 | 1940s | 4 | [8 empty] | 0
7B | 1000-1499 | 1940s | 5 | [8 empty] | 0
7B | 1000-1499 | 1940s | 6 | [8 empty] | 0
7B | 1000-1499 | 1940s | 7 | [8 empty] | 0
7B | 1000-1499 | 1940s | 8 | [8 empty] | 0
7B | 1000-1499 | 1940s | 9 | [8 empty] | 0
7B | 1000-1499 | 1940s | 10 | [8 empty] | 0
7B | 1000-1499 | 1950s | 1 | [8 empty] | 0
7B | 1000-1499 | 1950s | 2 | 7863.2342 | 1706.6768 | 6.4453 | 1.3989 | 678.3397 | 43.9524 | 0.55602 | 0.036027 | 2
7B | 1000-1499 | 1950s | 3 | [8 empty] | 0
7B | 1000-1499 | 1950s | 4 | [8 empty] | 0
7B | 1000-1499 | 1950s | 5 | [8 empty] | 0
7B | 1000-1499 | 1950s | 6 | [8 empty] | 0
7B | 1000-1499 | 1950s | 7 | [8 empty] | 0
7B | 1000-1499 | 1950s | 8 | [8 empty] | 0
7B | 1000-1499 | 1950s | 9 | [8 empty] | 0
7B | 1000-1499 | 1950s | 10 | [8 empty] | 0
7B | 1000-1499 | 1960s | 1 | [8 empty] | 0
7B | 1000-1499 | 1960s | 2 | 8278.9059 |  | 6.786 |  | 634.3399 |  | 0.51995 |  | 1
7B | 1000-1499 | 1960s | 3 | [8 empty] | 0
7B | 1000-1499 | 1960s | 4 | [8 empty] | 0
7B | 1000-1499 | 1960s | 5 | [8 empty] | 0
7B | 1000-1499 | 1960s | 6 | [8 empty] | 0
7B | 1000-1499 | 1960s | 7 | [8 empty] | 0
7B | 1000-1499 | 1960s | 8 | [8 empty] | 0
7B | 1000-1499 | 1960s | 9 | [8 empty] | 0
7B | 1000-1499 | 1960s | 10 | [8 empty] | 0
7B | 1000-1499 | 1970s | 1 | 14452.6249 | 8738.5119 | 11.8464 | 7.1627 | 344.5822 | 59.8816 | 0.28244 | 0.049083 | 3
7B | 1000-1499 | 1970s | 2 | 5931.7531 |  | 4.8621 |  | 437.3256 |  | 0.35846 |  | 1
7B | 1000-1499 | 1970s | 3 | [8 empty] | 0
7B | 1000-1499 | 1970s | 4 | [8 empty] | 0
7B | 1000-1499 | 1970s | 5 | 14266.2959 | 6999.4345 | 11.6937 | 5.7372 | 1048.2835 | 464.7077 | 0.85925 | 0.38091 | 2
7B | 1000-1499 | 1970s | 6 | [8 empty] | 0
7B | 1000-1499 | 1970s | 7 | [8 empty] | 0
7B | 1000-1499 | 1970s | 8 | [8 empty] | 0
7B | 1000-1499 | 1970s | 9 | [8 empty] | 0
7B | 1000-1499 | 1970s | 10 | [8 empty] | 0
7B | 1000-1499 | 1980s | 1 | 5129.8127 |  | 4.2048 |  | 283.3687 |  | 0.23227 |  | 1
7B | 1000-1499 | 1980s | 2 | 15265.5525 |  | 12.5127 |  | 430.31 |  | 0.35271 |  | 1
7B | 1000-1499 | 1980s | 3 | [8 empty] | 0
7B | 1000-1499 | 1980s | 4 | [8 empty] | 0
7B | 1000-1499 | 1980s | 5 | [8 empty] | 0
7B | 1000-1499 | 1980s | 6 | [8 empty] | 0
7B | 1000-1499 | 1980s | 7 | [8 empty] | 0
7B | 1000-1499 | 1980s | 8 | [8 empty] | 0
7B | 1000-1499 | 1980s | 9 | [8 empty] | 0
7B | 1000-1499 | 1980s | 10 | [8 empty] | 0
7B | 1000-1499 | 1990s | 1 | 6619.2401 |  | 5.4256 |  | 1166.7577 |  | 0.95636 |  | 1
7B | 1000-1499 | 1990s | 2 | 7342.1045 |  | 6.0181 |  | 411.0446 |  | 0.33692 |  | 1
7B | 1000-1499 | 1990s | 3 | [8 empty] | 0
7B | 1000-1499 | 1990s | 4 | [8 empty] | 0
7B | 1000-1499 | 1990s | 5 | [8 empty] | 0
7B | 1000-1499 | 1990s | 6 | [8 empty] | 0
7B | 1000-1499 | 1990s | 7 | [8 empty] | 0
7B | 1000-1499 | 1990s | 8 | [8 empty] | 0
7B | 1000-1499 | 1990s | 9 | [8 empty] | 0
7B | 1000-1499 | 1990s | 10 | [8 empty] | 0
7B | 1000-1499 | 2000s | 1 | 5813.1444 |  | 4.7649 |  | 309.1464 |  | 0.2534 |  | 1
7B | 1000-1499 | 2000s | 2 | 5500.3784 |  | 4.5085 |  | 619.9343 |  | 0.50814 |  | 1
7B | 1000-1499 | 2000s | 3 | [8 empty] | 0
7B | 1000-1499 | 2000s | 4 | [8 empty] | 0
7B | 1000-1499 | 2000s | 5 | [8 empty] | 0
7B | 1000-1499 | 2000s | 6 | [8 empty] | 0
7B | 1000-1499 | 2000s | 7 | [8 empty] | 0
7B | 1000-1499 | 2000s | 8 | [8 empty] | 0
7B | 1000-1499 | 2000s | 9 | [8 empty] | 0
7B | 1000-1499 | 2000s | 10 | [8 empty] | 0
7B | 1000-1499 | 2010s | 1 | [8 empty] | 0
7B | 1000-1499 | 2010s | 2 | [8 empty] | 0
7B | 1000-1499 | 2010s | 3 | [8 empty] | 0
7B | 1000-1499 | 2010s | 4 | [8 empty] | 0
7B | 1000-1499 | 2010s | 5 | [8 empty] | 0
7B | 1000-1499 | 2010s | 6 | [8 empty] | 0
7B | 1000-1499 | 2010s | 7 | [8 empty] | 0
7B | 1000-1499 | 2010s | 8 | [8 empty] | 0
7B | 1000-1499 | 2010s | 9 | [8 empty] | 0
7B | 1000-1499 | 2010s | 10 | [8 empty] | 0
7B | 1500-1999 | <1940 | 1 | [8 empty] | 0
7B | 1500-1999 | <1940 | 2 | [8 empty] | 0
7B | 1500-1999 | <1940 | 3 | [8 empty] | 0
7B | 1500-1999 | <1940 | 4 | [8 empty] | 0
7B | 1500-1999 | <1940 | 5 | [8 empty] | 0
7B | 1500-1999 | <1940 | 6 | [8 empty] | 0
7B | 1500-1999 | <1940 | 7 | [8 empty] | 0
7B | 1500-1999 | <1940 | 8 | [8 empty] | 0
7B | 1500-1999 | <1940 | 9 | [8 empty] | 0
7B | 1500-1999 | <1940 | 10 | [8 empty] | 0
7B | 1500-1999 | 1940s | 1 | [8 empty] | 0
7B | 1500-1999 | 1940s | 2 | [8 empty] | 0
7B | 1500-1999 | 1940s | 3 | [8 empty] | 0
7B | 1500-1999 | 1940s | 4 | [8 empty] | 0
7B | 1500-1999 | 1940s | 5 | [8 empty] | 0
7B | 1500-1999 | 1940s | 6 | [8 empty] | 0
7B | 1500-1999 | 1940s | 7 | [8 empty] | 0
7B | 1500-1999 | 1940s | 8 | [8 empty] | 0
7B | 1500-1999 | 1940s | 9 | [8 empty] | 0
7B | 1500-1999 | 1940s | 10 | [8 empty] | 0
7B | 1500-1999 | 1950s | 1 | [8 empty] | 0
7B | 1500-1999 | 1950s | 2 | 4487.1743 |  | 2.6551 |  | 325.0394 |  | 0.19233 |  | 1
7B | 1500-1999 | 1950s | 3 | [8 empty] | 0
7B | 1500-1999 | 1950s | 4 | 20129.9973 |  | 11.9112 |  | 806.4307 |  | 0.47718 |  | 1
7B | 1500-1999 | 1950s | 5 | [8 empty] | 0
7B | 1500-1999 | 1950s | 6 | [8 empty] | 0
7B | 1500-1999 | 1950s | 7 | [8 empty] | 0
7B | 1500-1999 | 1950s | 8 | [8 empty] | 0
7B | 1500-1999 | 1950s | 9 | [8 empty] | 0
7B | 1500-1999 | 1950s | 10 | [8 empty] | 0
7B | 1500-1999 | 1960s | 1 | [8 empty] | 0
7B | 1500-1999 | 1960s | 2 | [8 empty] | 0
7B | 1500-1999 | 1960s | 3 | [8 empty] | 0
7B | 1500-1999 | 1960s | 4 | [8 empty] | 0
7B | 1500-1999 | 1960s | 5 | [8 empty] | 0
7B | 1500-1999 | 1960s | 6 | [8 empty] | 0
7B | 1500-1999 | 1960s | 7 | [8 empty] | 0
7B | 1500-1999 | 1960s | 8 | [8 empty] | 0
7B | 1500-1999 | 1960s | 9 | [8 empty] | 0
7B | 1500-1999 | 1960s | 10 | [8 empty] | 0
7B | 1500-1999 | 1970s | 1 | 9752.826 |  | 5.7709 |  | 628.5985 |  | 0.37195 |  | 1
7B | 1500-1999 | 1970s | 2 | 7898.0034 |  | 4.6734 |  | 602.2318 |  | 0.35635 |  | 1
7B | 1500-1999 | 1970s | 3 | 26099.3241 | 4706.8046 | 15.4434 | 2.7851 | 627.4286 | 142.1734 | 0.37126 | 0.084126 | 2
7B | 1500-1999 | 1970s | 4 | [8 empty] | 0
7B | 1500-1999 | 1970s | 5 | [8 empty] | 0
7B | 1500-1999 | 1970s | 6 | [8 empty] | 0
7B | 1500-1999 | 1970s | 7 | [8 empty] | 0
7B | 1500-1999 | 1970s | 8 | [8 empty] | 0
7B | 1500-1999 | 1970s | 9 | [8 empty] | 0
7B | 1500-1999 | 1970s | 10 | [8 empty] | 0
7B | 1500-1999 | 1980s | 1 | 3778.3014 |  | 2.2357 |  | 11.7389 |  | 0.0069461 |  | 1
7B | 1500-1999 | 1980s | 2 | [8 empty] | 0
7B | 1500-1999 | 1980s | 3 | 33839.313 |  | 20.0233 |  | 408.7374 |  | 0.24186 |  | 1
7B | 1500-1999 | 1980s | 4 | [8 empty] | 0
7B | 1500-1999 | 1980s | 5 | [8 empty] | 0
7B | 1500-1999 | 1980s | 6 | [8 empty] | 0
7B | 1500-1999 | 1980s | 7 | [8 empty] | 0
7B | 1500-1999 | 1980s | 8 | [8 empty] | 0
7B | 1500-1999 | 1980s | 9 | [8 empty] | 0
7B | 1500-1999 | 1980s | 10 | [8 empty] | 0
7B | 1500-1999 | 1990s | 1 | 8130.9108 | 1973.2602 | 4.8112 | 1.1676 | 225.3277 | 147.9092 | 0.13333 | 0.08752 | 3
7B | 1500-1999 | 1990s | 2 | 8039.5299 |  | 4.7571 |  | 992.0152 |  | 0.58699 |  | 1
7B | 1500-1999 | 1990s | 3 | 17196.6743 |  | 10.1755 |  | 762.7053 |  | 0.4513 |  | 1
7B | 1500-1999 | 1990s | 4 | [8 empty] | 0
7B | 1500-1999 | 1990s | 5 | [8 empty] | 0
7B | 1500-1999 | 1990s | 6 | [8 empty] | 0
7B | 1500-1999 | 1990s | 7 | [8 empty] | 0
7B | 1500-1999 | 1990s | 8 | [8 empty] | 0
7B | 1500-1999 | 1990s | 9 | [8 empty] | 0
7B | 1500-1999 | 1990s | 10 | [8 empty] | 0
7B | 1500-1999 | 2000s | 1 | 6498.3241 | 4679.2022 | 3.8452 | 2.7688 | 311.4519 | 205.5322 | 0.18429 | 0.12162 | 2
7B | 1500-1999 | 2000s | 2 | 5609.7773 |  | 3.3194 |  | 36.4257 |  | 0.021554 |  | 1
7B | 1500-1999 | 2000s | 3 | 6786.4353 |  | 4.0156 |  | 216.8912 |  | 0.12834 |  | 1
7B | 1500-1999 | 2000s | 4 | [8 empty] | 0
7B | 1500-1999 | 2000s | 5 | [8 empty] | 0
7B | 1500-1999 | 2000s | 6 | [8 empty] | 0
7B | 1500-1999 | 2000s | 7 | [8 empty] | 0
7B | 1500-1999 | 2000s | 8 | [8 empty] | 0
7B | 1500-1999 | 2000s | 9 | [8 empty] | 0
7B | 1500-1999 | 2000s | 10 | [8 empty] | 0
7B | 1500-1999 | 2010s | 1 | [8 empty] | 0
7B | 1500-1999 | 2010s | 2 | [8 empty] | 0
7B | 1500-1999 | 2010s | 3 | [8 empty] | 0
7B | 1500-1999 | 2010s | 4 | [8 empty] | 0
7B | 1500-1999 | 2010s | 5 | [8 empty] | 0
7B | 1500-1999 | 2010s | 6 | [8 empty] | 0
7B | 1500-1999 | 2010s | 7 | [8 empty] | 0
7B | 1500-1999 | 2010s | 8 | [8 empty] | 0
7B | 1500-1999 | 2010s | 9 | [8 empty] | 0
7B | 1500-1999 | 2010s | 10 | [8 empty] | 0
7B | 2000-2499 | <1940 | 1 | [8 empty] | 0
7B | 2000-2499 | <1940 | 2 | 10298.3177 |  | 4.7327 |  | 401.0946 |  | 0.18433 |  | 1
7B | 2000-2499 | <1940 | 3 | [8 empty] | 0
7B | 2000-2499 | <1940 | 4 | [8 empty] | 0
7B | 2000-2499 | <1940 | 5 | [8 empty] | 0
7B | 2000-2499 | <1940 | 6 | [8 empty] | 0
7B | 2000-2499 | <1940 | 7 | [8 empty] | 0
7B | 2000-2499 | <1940 | 8 | [8 empty] | 0
7B | 2000-2499 | <1940 | 9 | [8 empty] | 0
7B | 2000-2499 | <1940 | 10 | [8 empty] | 0
7B | 2000-2499 | 1940s | 1 | [8 empty] | 0
7B | 2000-2499 | 1940s | 2 | [8 empty] | 0
7B | 2000-2499 | 1940s | 3 | [8 empty] | 0
7B | 2000-2499 | 1940s | 4 | [8 empty] | 0
7B | 2000-2499 | 1940s | 5 | [8 empty] | 0
7B | 2000-2499 | 1940s | 6 | [8 empty] | 0
7B | 2000-2499 | 1940s | 7 | [8 empty] | 0
7B | 2000-2499 | 1940s | 8 | [8 empty] | 0
7B | 2000-2499 | 1940s | 9 | [8 empty] | 0
7B | 2000-2499 | 1940s | 10 | [8 empty] | 0
7B | 2000-2499 | 1950s | 1 | [8 empty] | 0
7B | 2000-2499 | 1950s | 2 | [8 empty] | 0
7B | 2000-2499 | 1950s | 3 | [8 empty] | 0
7B | 2000-2499 | 1950s | 4 | [8 empty] | 0
7B | 2000-2499 | 1950s | 5 | [8 empty] | 0
7B | 2000-2499 | 1950s | 6 | [8 empty] | 0
7B | 2000-2499 | 1950s | 7 | [8 empty] | 0
7B | 2000-2499 | 1950s | 8 | [8 empty] | 0
7B | 2000-2499 | 1950s | 9 | [8 empty] | 0
7B | 2000-2499 | 1950s | 10 | [8 empty] | 0
7B | 2000-2499 | 1960s | 1 | [8 empty] | 0
7B | 2000-2499 | 1960s | 2 | [8 empty] | 0
7B | 2000-2499 | 1960s | 3 | [8 empty] | 0
7B | 2000-2499 | 1960s | 4 | [8 empty] | 0
7B | 2000-2499 | 1960s | 5 | [8 empty] | 0
7B | 2000-2499 | 1960s | 6 | [8 empty] | 0
7B | 2000-2499 | 1960s | 7 | [8 empty] | 0
7B | 2000-2499 | 1960s | 8 | [8 empty] | 0
7B | 2000-2499 | 1960s | 9 | [8 empty] | 0
7B | 2000-2499 | 1960s | 10 | [8 empty] | 0
7B | 2000-2499 | 1970s | 1 | 6264.3371 |  | 2.8788 |  | 36.7112 |  | 0.016871 |  | 1
7B | 2000-2499 | 1970s | 2 | 9652.8077 |  | 4.436 |  | 281.3497 |  | 0.1293 |  | 1
7B | 2000-2499 | 1970s | 3 | [8 empty] | 0
7B | 2000-2499 | 1970s | 4 | [8 empty] | 0
7B | 2000-2499 | 1970s | 5 | [8 empty] | 0
7B | 2000-2499 | 1970s | 6 | [8 empty] | 0
7B | 2000-2499 | 1970s | 7 | [8 empty] | 0
7B | 2000-2499 | 1970s | 8 | [8 empty] | 0
7B | 2000-2499 | 1970s | 9 | [8 empty] | 0
7B | 2000-2499 | 1970s | 10 | [8 empty] | 0
7B | 2000-2499 | 1980s | 1 | 8959.6718 |  | 4.1175 |  | 1307.8618 |  | 0.60104 |  | 1
7B | 2000-2499 | 1980s | 2 | 13658.2217 |  | 6.2768 |  | 236.2512 |  | 0.10857 |  | 1
7B | 2000-2499 | 1980s | 3 | 7138.6149 |  | 3.2806 |  | 8.3181 |  | 0.0038227 |  | 1
7B | 2000-2499 | 1980s | 4 | [8 empty] | 0
7B | 2000-2499 | 1980s | 5 | [8 empty] | 0
7B | 2000-2499 | 1980s | 6 | 7046.9002 |  | 3.2385 |  | 472.173 |  | 0.21699 |  | 1
7B | 2000-2499 | 1980s | 7 | [8 empty] | 0
7B | 2000-2499 | 1980s | 8 | [8 empty] | 0
7B | 2000-2499 | 1980s | 9 | [8 empty] | 0
7B | 2000-2499 | 1980s | 10 | [8 empty] | 0
7B | 2000-2499 | 1990s | 1 | 5979.7292 | 1718.751 | 2.748 | 0.78987 | 205.2623 | 104.45 | 0.09433 | 0.048001 | 2
7B | 2000-2499 | 1990s | 2 | [8 empty] | 0
7B | 2000-2499 | 1990s | 3 | [8 empty] | 0
7B | 2000-2499 | 1990s | 4 | [8 empty] | 0
7B | 2000-2499 | 1990s | 5 | 6492.9789 |  | 2.9839 |  | 344.3019 |  | 0.15823 |  | 1
7B | 2000-2499 | 1990s | 6 | [8 empty] | 0
7B | 2000-2499 | 1990s | 7 | [8 empty] | 0
7B | 2000-2499 | 1990s | 8 | [8 empty] | 0
7B | 2000-2499 | 1990s | 9 | [8 empty] | 0
7B | 2000-2499 | 1990s | 10 | [8 empty] | 0
7B | 2000-2499 | 2000s | 1 | [8 empty] | 0
7B | 2000-2499 | 2000s | 2 | 8095.2646 | 408.6904 | 3.7203 | 0.18782 | 381.1167 | 356.0142 | 0.17515 | 0.16361 | 5
7B | 2000-2499 | 2000s | 3 | [8 empty] | 0
7B | 2000-2499 | 2000s | 4 | [8 empty] | 0
7B | 2000-2499 | 2000s | 5 | [8 empty] | 0
7B | 2000-2499 | 2000s | 6 | [8 empty] | 0
7B | 2000-2499 | 2000s | 7 | [8 empty] | 0
7B | 2000-2499 | 2000s | 8 | [8 empty] | 0
7B | 2000-2499 | 2000s | 9 | [8 empty] | 0
7B | 2000-2499 | 2000s | 10 | [8 empty] | 0
7B | 2000-2499 | 2010s | 1 | 5998.6599 |  | 2.7567 |  | 469.6023 |  | 0.21581 |  | 1
7B | 2000-2499 | 2010s | 2 | [8 empty] | 0
7B | 2000-2499 | 2010s | 3 | [8 empty] | 0
7B | 2000-2499 | 2010s | 4 | [8 empty] | 0
7B | 2000-2499 | 2010s | 5 | [8 empty] | 0
7B | 2000-2499 | 2010s | 6 | [8 empty] | 0
7B | 2000-2499 | 2010s | 7 | [8 empty] | 0
7B | 2000-2499 | 2010s | 8 | [8 empty] | 0
7B | 2000-2499 | 2010s | 9 | [8 empty] | 0
7B | 2000-2499 | 2010s | 10 | [8 empty] | 0
7B | 2500-2999 | <1940 | 1 | [8 empty] | 0
7B | 2500-2999 | <1940 | 2 | 8173.2275 |  | 3.0692 |  | 550.3143 |  | 0.20665 |  | 1
7B | 2500-2999 | <1940 | 3 | [8 empty] | 0
7B | 2500-2999 | <1940 | 4 | [8 empty] | 0
7B | 2500-2999 | <1940 | 5 | [8 empty] | 0
7B | 2500-2999 | <1940 | 6 | [8 empty] | 0
7B | 2500-2999 | <1940 | 7 | [8 empty] | 0
7B | 2500-2999 | <1940 | 8 | [8 empty] | 0
7B | 2500-2999 | <1940 | 9 | [8 empty] | 0
7B | 2500-2999 | <1940 | 10 | [8 empty] | 0
7B | 2500-2999 | 1940s | 1 | [8 empty] | 0
7B | 2500-2999 | 1940s | 2 | [8 empty] | 0
7B | 2500-2999 | 1940s | 3 | [8 empty] | 0
7B | 2500-2999 | 1940s | 4 | [8 empty] | 0
7B | 2500-2999 | 1940s | 5 | [8 empty] | 0
7B | 2500-2999 | 1940s | 6 | [8 empty] | 0
7B | 2500-2999 | 1940s | 7 | [8 empty] | 0
7B | 2500-2999 | 1940s | 8 | [8 empty] | 0
7B | 2500-2999 | 1940s | 9 | [8 empty] | 0
7B | 2500-2999 | 1940s | 10 | [8 empty] | 0
7B | 2500-2999 | 1950s | 1 | [8 empty] | 0
7B | 2500-2999 | 1950s | 2 | [8 empty] | 0
7B | 2500-2999 | 1950s | 3 | [8 empty] | 0
7B | 2500-2999 | 1950s | 4 | [8 empty] | 0
7B | 2500-2999 | 1950s | 5 | [8 empty] | 0
7B | 2500-2999 | 1950s | 6 | [8 empty] | 0
7B | 2500-2999 | 1950s | 7 | [8 empty] | 0
7B | 2500-2999 | 1950s | 8 | [8 empty] | 0
7B | 2500-2999 | 1950s | 9 | [8 empty] | 0
7B | 2500-2999 | 1950s | 10 | [8 empty] | 0
7B | 2500-2999 | 1960s | 1 | 6247.0421 | 1870.3034 | 2.3459 | 0.70233 | 312.9249 | 389.7692 | 0.11751 | 0.14636 | 2
7B | 2500-2999 | 1960s | 2 | [8 empty] | 0
7B | 2500-2999 | 1960s | 3 | 6772.6921 |  | 2.5433 |  | 647.3225 |  | 0.24308 |  | 1
7B | 2500-2999 | 1960s | 4 | 31485.5484 |  | 11.8233 |  | 1393.8173 |  | 0.5234 |  | 1
7B | 2500-2999 | 1960s | 5 | [8 empty] | 0
7B | 2500-2999 | 1960s | 6 | [8 empty] | 0
7B | 2500-2999 | 1960s | 7 | [8 empty] | 0
7B | 2500-2999 | 1960s | 8 | [8 empty] | 0
7B | 2500-2999 | 1960s | 9 | [8 empty] | 0
7B | 2500-2999 | 1960s | 10 | [8 empty] | 0
7B | 2500-2999 | 1970s | 1 | 8189.0636 |  | 3.0751 |  | 7.0314 |  | 0.0026404 |  | 1
7B | 2500-2999 | 1970s | 2 | 31853.7482 | 21647.667 | 11.9616 | 8.1291 | 625.0187 | 420.091 | 0.2347 | 0.15775 | 3
7B | 2500-2999 | 1970s | 3 | [8 empty] | 0
7B | 2500-2999 | 1970s | 4 | [8 empty] | 0
7B | 2500-2999 | 1970s | 5 | [8 empty] | 0
7B | 2500-2999 | 1970s | 6 | [8 empty] | 0
7B | 2500-2999 | 1970s | 7 | [8 empty] | 0
7B | 2500-2999 | 1970s | 8 | [8 empty] | 0
7B | 2500-2999 | 1970s | 9 | [8 empty] | 0
7B | 2500-2999 | 1970s | 10 | [8 empty] | 0
7B | 2500-2999 | 1980s | 1 | [8 empty] | 0
7B | 2500-2999 | 1980s | 2 | [8 empty] | 0
7B | 2500-2999 | 1980s | 3 | 12846.5529 | 1193.4477 | 4.8241 | 0.44816 | 1100.0632 | 694.9031 | 0.41309 | 0.26095 | 2
7B | 2500-2999 | 1980s | 4 | [8 empty] | 0
7B | 2500-2999 | 1980s | 5 | [8 empty] | 0
7B | 2500-2999 | 1980s | 6 | [8 empty] | 0
7B | 2500-2999 | 1980s | 7 | [8 empty] | 0
7B | 2500-2999 | 1980s | 8 | [8 empty] | 0
7B | 2500-2999 | 1980s | 9 | [8 empty] | 0
7B | 2500-2999 | 1980s | 10 | [8 empty] | 0
7B | 2500-2999 | 1990s | 1 | [8 empty] | 0
7B | 2500-2999 | 1990s | 2 | 11712.9736 | 4360.9567 | 4.3984 | 1.6376 | 705.0189 | 281.709 | 0.26475 | 0.10579 | 2
7B | 2500-2999 | 1990s | 3 | 8724.6635 |  | 3.2763 |  | 1067.2544 |  | 0.40077 |  | 1
7B | 2500-2999 | 1990s | 4 | 13150.6729 |  | 4.9383 |  | 1067.2287 |  | 0.40076 |  | 1
7B | 2500-2999 | 1990s | 5 | [8 empty] | 0
7B | 2500-2999 | 1990s | 6 | [8 empty] | 0
7B | 2500-2999 | 1990s | 7 | [8 empty] | 0
7B | 2500-2999 | 1990s | 8 | [8 empty] | 0
7B | 2500-2999 | 1990s | 9 | [8 empty] | 0
7B | 2500-2999 | 1990s | 10 | [8 empty] | 0
7B | 2500-2999 | 2000s | 1 | [8 empty] | 0
7B | 2500-2999 | 2000s | 2 | 6389.0022 | 1003.5644 | 2.3992 | 0.37685 | 265.6986 | 259.9053 | 0.099774 | 0.097599 | 3
7B | 2500-2999 | 2000s | 3 | [8 empty] | 0
7B | 2500-2999 | 2000s | 4 | [8 empty] | 0
7B | 2500-2999 | 2000s | 5 | [8 empty] | 0
7B | 2500-2999 | 2000s | 6 | [8 empty] | 0
7B | 2500-2999 | 2000s | 7 | [8 empty] | 0
7B | 2500-2999 | 2000s | 8 | [8 empty] | 0
7B | 2500-2999 | 2000s | 9 | [8 empty] | 0
7B | 2500-2999 | 2000s | 10 | [8 empty] | 0
7B | 2500-2999 | 2010s | 1 | [8 empty] | 0
7B | 2500-2999 | 2010s | 2 | [8 empty] | 0
7B | 2500-2999 | 2010s | 3 | [8 empty] | 0
7B | 2500-2999 | 2010s | 4 | [8 empty] | 0
7B | 2500-2999 | 2010s | 5 | [8 empty] | 0
7B | 2500-2999 | 2010s | 6 | [8 empty] | 0
7B | 2500-2999 | 2010s | 7 | [8 empty] | 0
7B | 2500-2999 | 2010s | 8 | [8 empty] | 0
7B | 2500-2999 | 2010s | 9 | [8 empty] | 0
7B | 2500-2999 | 2010s | 10 | [8 empty] | 0
7B | 3000-3999 | <1940 | 1 | [8 empty] | 0
7B | 3000-3999 | <1940 | 2 | [8 empty] | 0
7B | 3000-3999 | <1940 | 3 | [8 empty] | 0
7B | 3000-3999 | <1940 | 4 | [8 empty] | 0
7B | 3000-3999 | <1940 | 5 | [8 empty] | 0
7B | 3000-3999 | <1940 | 6 | [8 empty] | 0
7B | 3000-3999 | <1940 | 7 | [8 empty] | 0
7B | 3000-3999 | <1940 | 8 | [8 empty] | 0
7B | 3000-3999 | <1940 | 9 | [8 empty] | 0
7B | 3000-3999 | <1940 | 10 | [8 empty] | 0
7B | 3000-3999 | 1940s | 1 | [8 empty] | 0
7B | 3000-3999 | 1940s | 2 | [8 empty] | 0
7B | 3000-3999 | 1940s | 3 | [8 empty] | 0
7B | 3000-3999 | 1940s | 4 | [8 empty] | 0
7B | 3000-3999 | 1940s | 5 | [8 empty] | 0
7B | 3000-3999 | 1940s | 6 | [8 empty] | 0
7B | 3000-3999 | 1940s | 7 | [8 empty] | 0
7B | 3000-3999 | 1940s | 8 | [8 empty] | 0
7B | 3000-3999 | 1940s | 9 | [8 empty] | 0
7B | 3000-3999 | 1940s | 10 | [8 empty] | 0
7B | 3000-3999 | 1950s | 1 | [8 empty] | 0
7B | 3000-3999 | 1950s | 2 | [8 empty] | 0
7B | 3000-3999 | 1950s | 3 | [8 empty] | 0
7B | 3000-3999 | 1950s | 4 | [8 empty] | 0
7B | 3000-3999 | 1950s | 5 | [8 empty] | 0
7B | 3000-3999 | 1950s | 6 | [8 empty] | 0
7B | 3000-3999 | 1950s | 7 | [8 empty] | 0
7B | 3000-3999 | 1950s | 8 | [8 empty] | 0
7B | 3000-3999 | 1950s | 9 | [8 empty] | 0
7B | 3000-3999 | 1950s | 10 | [8 empty] | 0
7B | 3000-3999 | 1960s | 1 | [8 empty] | 0
7B | 3000-3999 | 1960s | 2 | [8 empty] | 0
7B | 3000-3999 | 1960s | 3 | [8 empty] | 0
7B | 3000-3999 | 1960s | 4 | [8 empty] | 0
7B | 3000-3999 | 1960s | 5 | [8 empty] | 0
7B | 3000-3999 | 1960s | 6 | [8 empty] | 0
7B | 3000-3999 | 1960s | 7 | [8 empty] | 0
7B | 3000-3999 | 1960s | 8 | [8 empty] | 0
7B | 3000-3999 | 1960s | 9 | [8 empty] | 0
7B | 3000-3999 | 1960s | 10 | [8 empty] | 0
7B | 3000-3999 | 1970s | 1 | [8 empty] | 0
7B | 3000-3999 | 1970s | 2 | 11424.087 |  | 3.4608 |  | 1570.0092 |  | 0.47562 |  | 1
7B | 3000-3999 | 1970s | 3 | [8 empty] | 0
7B | 3000-3999 | 1970s | 4 | [8 empty] | 0
7B | 3000-3999 | 1970s | 5 | [8 empty] | 0
7B | 3000-3999 | 1970s | 6 | [8 empty] | 0
7B | 3000-3999 | 1970s | 7 | [8 empty] | 0
7B | 3000-3999 | 1970s | 8 | [8 empty] | 0
7B | 3000-3999 | 1970s | 9 | [8 empty] | 0
7B | 3000-3999 | 1970s | 10 | [8 empty] | 0
7B | 3000-3999 | 1980s | 1 | 12355.4 |  | 3.7429 |  | 1017.7247 |  | 0.30831 |  | 1
7B | 3000-3999 | 1980s | 2 | 6752.6888 |  | 2.0456 |  | 297.783 |  | 0.09021 |  | 1
7B | 3000-3999 | 1980s | 3 | [8 empty] | 0
7B | 3000-3999 | 1980s | 4 | [8 empty] | 0
7B | 3000-3999 | 1980s | 5 | [8 empty] | 0
7B | 3000-3999 | 1980s | 6 | [8 empty] | 0
7B | 3000-3999 | 1980s | 7 | [8 empty] | 0
7B | 3000-3999 | 1980s | 8 | [8 empty] | 0
7B | 3000-3999 | 1980s | 9 | [8 empty] | 0
7B | 3000-3999 | 1980s | 10 | [8 empty] | 0
7B | 3000-3999 | 1990s | 1 | [8 empty] | 0
7B | 3000-3999 | 1990s | 2 | [8 empty] | 0
7B | 3000-3999 | 1990s | 3 | 11991.1431 |  | 3.6326 |  | 1444.2083 |  | 0.43751 |  | 1
7B | 3000-3999 | 1990s | 4 | 6724.5292 |  | 2.0371 |  | 41.9057 |  | 0.012695 |  | 1
7B | 3000-3999 | 1990s | 5 | 15856.8485 |  | 4.8036 |  | 523.6189 |  | 0.15862 |  | 1
7B | 3000-3999 | 1990s | 6 | [8 empty] | 0
7B | 3000-3999 | 1990s | 7 | [8 empty] | 0
7B | 3000-3999 | 1990s | 8 | [8 empty] | 0
7B | 3000-3999 | 1990s | 9 | [8 empty] | 0
7B | 3000-3999 | 1990s | 10 | [8 empty] | 0
7B | 3000-3999 | 2000s | 1 | [8 empty] | 0
7B | 3000-3999 | 2000s | 2 | 6828.8194 |  | 2.0687 |  | 450.7416 |  | 0.13655 |  | 1
7B | 3000-3999 | 2000s | 3 | [8 empty] | 0
7B | 3000-3999 | 2000s | 4 | [8 empty] | 0
7B | 3000-3999 | 2000s | 5 | [8 empty] | 0
7B | 3000-3999 | 2000s | 6 | [8 empty] | 0
7B | 3000-3999 | 2000s | 7 | [8 empty] | 0
7B | 3000-3999 | 2000s | 8 | [8 empty] | 0
7B | 3000-3999 | 2000s | 9 | [8 empty] | 0
7B | 3000-3999 | 2000s | 10 | [8 empty] | 0
7B | 3000-3999 | 2010s | 1 | [8 empty] | 0
7B | 3000-3999 | 2010s | 2 | [8 empty] | 0
7B | 3000-3999 | 2010s | 3 | [8 empty] | 0
7B | 3000-3999 | 2010s | 4 | [8 empty] | 0
7B | 3000-3999 | 2010s | 5 | [8 empty] | 0
7B | 3000-3999 | 2010s | 6 | [8 empty] | 0
7B | 3000-3999 | 2010s | 7 | [8 empty] | 0
7B | 3000-3999 | 2010s | 8 | [8 empty] | 0
7B | 3000-3999 | 2010s | 9 | [8 empty] | 0
7B | 3000-3999 | 2010s | 10 | [8 empty] | 0

## IECC Climate Zone Map (hidden)
State | State FIPS | County FIPS | IECC Climate Zone | IECC Moisture Regime | BA Climate Zone | County Name | Combined IECC zone info | Source | States | Select One
AZ | 4 | 1 | 5 | B | Cold | Apache | 5B |  | AZ | #VALUE!
AZ | 4 | 3 | 3 | B | Hot-Dry | Cochise | 3B |  | CA | Alpine
AZ | 4 | 5 | 5 | B | Cold | Coconino | 5B |  | CO | Amador
AZ | 4 | 7 | 4 | B | Mixed-Dry | Gila | 4B |  | CT | Butte
AZ | 4 | 9 | 3 | B | Hot-Dry | Graham | 3B |  | DC | Calaveras
AZ | 4 | 11 | 3 | B | Hot-Dry | Greenlee | 3B |  | FL | Colusa
AZ | 4 | 12 | 2 | B | Hot-Dry | La Paz | 2B |  | HI | Contra Costa
AZ | 4 | 13 | 2 | B | Hot-Dry | Maricopa | 2B |  | IL | Del Norte
AZ | 4 | 15 | 3 | B | Hot-Dry | Mohave | 3B |  | MA | El Dorado
AZ | 4 | 17 | 5 | B | Cold | Navajo | 5B |  | MD | Fresno
AZ | 4 | 19 | 2 | B | Hot-Dry | Pima | 2B |  | NH | Glenn
AZ | 4 | 21 | 2 | B | Hot-Dry | Pinal | 2B |  | NJ | Humboldt
AZ | 4 | 23 | 3 | B | Hot-Dry | Santa Cruz | 3B |  | NV | Imperial
AZ | 4 | 25 | 4 | B | Mixed-Dry | Yavapai | 4B |  | NY | Inyo
AZ | 4 | 27 | 2 | B | Hot-Dry | Yuma | 2B |  | RI | Kern
CA | 6 | 1 | 3 | C | Marine | Alameda | 3C |  | TX | Kings
CA | 6 | 3 | 6 | B | Cold | Alpine | 6B |  | VA | Lake
CA | 6 | 5 | 4 | B | Mixed-Dry | Amador | 4B |  | VT | Lassen
CA | 6 | 7 | 3 | B | Hot-Dry | Butte | 3B |  |  | Los Angeles
CA | 6 | 9 | 4 | B | Mixed-Dry | Calaveras | 4B |  |  | Madera
CA | 6 | 11 | 3 | B | Hot-Dry | Colusa | 3B |  |  | Marin
CA | 6 | 13 | 3 | B | Hot-Dry | Contra Costa | 3B |  |  | Mariposa
CA | 6 | 15 | 4 | C | Marine | Del Norte | 4C |  |  | Mendocino
CA | 6 | 17 | 4 | B | Mixed-Dry | El Dorado | 4B |  |  | Merced
CA | 6 | 19 | 3 | B | Hot-Dry | Fresno | 3B |  |  | Modoc
CA | 6 | 21 | 3 | B | Hot-Dry | Glenn | 3B |  |  | Mono
CA | 6 | 23 | 4 | C | Marine | Humboldt | 4C |  |  | Monterey
CA | 6 | 25 | 2 | B | Hot-Dry | Imperial | 2B |  |  | Napa
CA | 6 | 27 | 4 | B | Mixed-Dry | Inyo | 4B |  |  | Nevada
CA | 6 | 29 | 3 | B | Hot-Dry | Kern | 3B |  |  | Orange
CA | 6 | 31 | 3 | B | Hot-Dry | Kings | 3B |  |  | Placer
CA | 6 | 33 | 4 | B | Mixed-Dry | Lake | 4B |  |  | Plumas
CA | 6 | 35 | 5 | B | Cold | Lassen | 5B |  |  | Riverside
CA | 6 | 37 | 3 | B | Hot-Dry | Los Angeles | 3B |  |  | Sacramento
CA | 6 | 39 | 3 | B | Hot-Dry | Madera | 3B |  |  | San Benito
CA | 6 | 41 | 3 | C | Marine | Marin | 3C |  |  | San Bernardino
CA | 6 | 43 | 4 | B | Mixed-Dry | Mariposa | 4B |  |  | San Diego
CA | 6 | 45 | 3 | C | Marine | Mendocino | 3C |  |  | San Francisco
CA | 6 | 47 | 3 | B | Hot-Dry | Merced | 3B |  |  | San Joaquin
CA | 6 | 49 | 5 | B | Cold | Modoc | 5B |  |  | San Luis Obispo
CA | 6 | 51 | 6 | B | Cold | Mono | 6B |  |  | San Mateo
CA | 6 | 53 | 3 | C | Marine | Monterey | 3C |  |  | Santa Barbara
CA | 6 | 55 | 3 | C | Marine | Napa | 3C |  |  | Santa Clara
CA | 6 | 57 | 5 | B | Cold | Nevada | 5B |  |  | Santa Cruz
CA | 6 | 59 | 3 | B | Hot-Dry | Orange | 3B |  |  | Shasta
CA | 6 | 61 | 3 | B | Hot-Dry | Placer | 3B |  |  | Sierra
CA | 6 | 63 | 5 | B | Cold | Plumas | 5B |  |  | Siskiyou
CA | 6 | 65 | 3 | B | Hot-Dry | Riverside | 3B |  |  | Solano
CA | 6 | 67 | 3 | B | Hot-Dry | Sacramento | 3B |  |  | Sonoma
CA | 6 | 69 | 3 | C | Marine | San Benito | 3C |  |  | Stanislaus
CA | 6 | 71 | 3 | B | Hot-Dry | San Bernardino | 3B |  |  | Sutter
CA | 6 | 73 | 3 | B | Hot-Dry | San Diego | 3B |  |  | Tehama
CA | 6 | 75 | 3 | C | Marine | San Francisco | 3C |  |  | Trinity
CA | 6 | 77 | 3 | B | Hot-Dry | San Joaquin | 3B |  |  | Tulare
CA | 6 | 79 | 3 | C | Marine | San Luis Obispo | 3C |  |  | Tuolumne
CA | 6 | 81 | 3 | C | Marine | San Mateo | 3C |  |  | Ventura
CA | 6 | 83 | 3 | C | Marine | Santa Barbara | 3C |  |  | Yolo
CA | 6 | 85 | 3 | C | Marine | Santa Clara | 3C |  |  | Yuba
CA | 6 | 87 | 3 | C | Marine | Santa Cruz | 3C
CA | 6 | 89 | 3 | B | Hot-Dry | Shasta | 3B
CA | 6 | 91 | 5 | B | Cold | Sierra | 5B
CA | 6 | 93 | 5 | B | Cold | Siskiyou | 5B
CA | 6 | 95 | 3 | B | Hot-Dry | Solano | 3B
CA | 6 | 97 | 3 | C | Marine | Sonoma | 3C
CA | 6 | 99 | 3 | B | Hot-Dry | Stanislaus | 3B
CA | 6 | 101 | 3 | B | Hot-Dry | Sutter | 3B
CA | 6 | 103 | 3 | B | Hot-Dry | Tehama | 3B
CA | 6 | 105 | 4 | B | Mixed-Dry | Trinity | 4B
CA | 6 | 107 | 3 | B | Hot-Dry | Tulare | 3B
CA | 6 | 109 | 4 | B | Mixed-Dry | Tuolumne | 4B
CA | 6 | 111 | 3 | C | Marine | Ventura | 3C
CA | 6 | 113 | 3 | B | Hot-Dry | Yolo | 3B
CA | 6 | 115 | 3 | B | Hot-Dry | Yuba | 3B
CO | 8 | 1 | 5 | B | Cold | Adams | 5B
CO | 8 | 3 | 6 | B | Cold | Alamosa | 6B
CO | 8 | 5 | 5 | B | Cold | Arapahoe | 5B
CO | 8 | 7 | 6 | B | Cold | Archuleta | 6B
CO | 8 | 9 | 4 | B | Mixed-Dry | Baca | 4B
CO | 8 | 11 | 5 | B | Cold | Bent | 5B
CO | 8 | 13 | 5 | B | Cold | Boulder | 5B
CO | 8 | 14 | 5 | B | Cold | Broomfield | 5B
CO | 8 | 15 | 6 | B | Cold | Chaffee | 6B
CO | 8 | 17 | 5 | B | Cold | Cheyenne | 5B
CO | 8 | 19 | 7 | N/A | Very Cold | Clear Creek | 7N/A
CO | 8 | 21 | 6 | B | Cold | Conejos | 6B
CO | 8 | 23 | 6 | B | Cold | Costilla | 6B
CO | 8 | 25 | 5 | B | Cold | Crowley | 5B
CO | 8 | 27 | 6 | B | Cold | Custer | 6B
CO | 8 | 29 | 5 | B | Cold | Delta | 5B
CO | 8 | 31 | 5 | B | Cold | Denver | 5B
CO | 8 | 33 | 6 | B | Cold | Dolores | 6B
CO | 8 | 35 | 5 | B | Cold | Douglas | 5B
CO | 8 | 37 | 6 | B | Cold | Eagle | 6B
CO | 8 | 41 | 5 | B | Cold | El Paso | 5B
CO | 8 | 39 | 5 | B | Cold | Elbert | 5B
CO | 8 | 43 | 5 | B | Cold | Fremont | 5B
CO | 8 | 45 | 5 | B | Cold | Garfield | 5B
CO | 8 | 47 | 5 | B | Cold | Gilpin | 5B
CO | 8 | 49 | 7 | N/A | Very Cold | Grand | 7N/A
CO | 8 | 51 | 7 | N/A | Very Cold | Gunnison | 7N/A
CO | 8 | 53 | 7 | N/A | Very Cold | Hinsdale | 7N/A
CO | 8 | 55 | 5 | B | Cold | Huerfano | 5B
CO | 8 | 57 | 7 | N/A | Very Cold | Jackson | 7N/A
CO | 8 | 59 | 5 | B | Cold | Jefferson | 5B
CO | 8 | 61 | 5 | B | Cold | Kiowa | 5B
CO | 8 | 63 | 5 | B | Cold | Kit Carson | 5B
CO | 8 | 67 | 5 | B | Cold | La Plata | 5B
CO | 8 | 65 | 7 | N/A | Very Cold | Lake | 7N/A
CO | 8 | 69 | 5 | B | Cold | Larimer | 5B
CO | 8 | 71 | 4 | B | Mixed-Dry | Las Animas | 4B
CO | 8 | 73 | 5 | B | Cold | Lincoln | 5B
CO | 8 | 75 | 5 | B | Cold | Logan | 5B
CO | 8 | 77 | 5 | B | Cold | Mesa | 5B
CO | 8 | 79 | 7 | N/A | Very Cold | Mineral | 7N/A
CO | 8 | 81 | 6 | B | Cold | Moffat | 6B
CO | 8 | 83 | 5 | B | Cold | Montezuma | 5B
CO | 8 | 85 | 5 | B | Cold | Montrose | 5B
CO | 8 | 87 | 5 | B | Cold | Morgan | 5B
CO | 8 | 89 | 4 | B | Mixed-Dry | Otero | 4B
CO | 8 | 91 | 6 | B | Cold | Ouray | 6B
CO | 8 | 93 | 7 | N/A | Very Cold | Park | 7N/A
CO | 8 | 95 | 5 | B | Cold | Phillips | 5B
CO | 8 | 97 | 7 | N/A | Very Cold | Pitkin | 7N/A
CO | 8 | 99 | 5 | B | Cold | Prowers | 5B
CO | 8 | 101 | 5 | B | Cold | Pueblo | 5B
CO | 8 | 103 | 6 | B | Cold | Rio Blanco | 6B
CO | 8 | 105 | 7 | N/A | Very Cold | Rio Grande | 7N/A
CO | 8 | 107 | 7 | N/A | Very Cold | Routt | 7N/A
CO | 8 | 109 | 6 | B | Cold | Saguache | 6B
CO | 8 | 111 | 7 | N/A | Very Cold | San Juan | 7N/A
CO | 8 | 113 | 6 | B | Cold | San Miguel | 6B
CO | 8 | 115 | 5 | B | Cold | Sedgwick | 5B
CO | 8 | 117 | 7 | N/A | Very Cold | Summit | 7N/A
CO | 8 | 119 | 5 | B | Cold | Teller | 5B
CO | 8 | 121 | 5 | B | Cold | Washington | 5B
CO | 8 | 123 | 5 | B | Cold | Weld | 5B
CO | 8 | 125 | 5 | B | Cold | Yuma | 5B
CT | 9 | 1 | 5 | A | Cold | Fairfield | 5A
CT | 9 | 3 | 5 | A | Cold | Hartford | 5A
CT | 9 | 5 | 5 | A | Cold | Litchfield | 5A
CT | 9 | 7 | 5 | A | Cold | Middlesex | 5A
CT | 9 | 9 | 5 | A | Cold | New Haven | 5A
CT | 9 | 11 | 5 | A | Cold | New London | 5A
CT | 9 | 13 | 5 | A | Cold | Tolland | 5A
CT | 9 | 15 | 5 | A | Cold | Windham | 5A
DC | 11 | 1 | 4 | A | Mixed-Humid | District of Columbia | 4A
FL | 12 | 1 | 2 | A | Hot-Humid | Alachua | 2A
FL | 12 | 3 | 2 | A | Hot-Humid | Baker | 2A
FL | 12 | 5 | 2 | A | Hot-Humid | Bay | 2A
FL | 12 | 7 | 2 | A | Hot-Humid | Bradford | 2A
FL | 12 | 9 | 2 | A | Hot-Humid | Brevard | 2A
FL | 12 | 11 | 1 | A | Hot-Humid | Broward | 1A
FL | 12 | 13 | 2 | A | Hot-Humid | Calhoun | 2A
FL | 12 | 15 | 2 | A | Hot-Humid | Charlotte | 2A
FL | 12 | 17 | 2 | A | Hot-Humid | Citrus | 2A
FL | 12 | 19 | 2 | A | Hot-Humid | Clay | 2A
FL | 12 | 21 | 2 | A | Hot-Humid | Collier | 2A
FL | 12 | 23 | 2 | A | Hot-Humid | Columbia | 2A
FL | 12 | 27 | 2 | A | Hot-Humid | DeSoto | 2A
FL | 12 | 29 | 2 | A | Hot-Humid | Dixie | 2A
FL | 12 | 31 | 2 | A | Hot-Humid | Duval | 2A
FL | 12 | 33 | 2 | A | Hot-Humid | Escambia | 2A
FL | 12 | 35 | 2 | A | Hot-Humid | Flagler | 2A
FL | 12 | 37 | 2 | A | Hot-Humid | Franklin | 2A
FL | 12 | 39 | 2 | A | Hot-Humid | Gadsden | 2A
FL | 12 | 41 | 2 | A | Hot-Humid | Gilchrist | 2A
FL | 12 | 43 | 2 | A | Hot-Humid | Glades | 2A
FL | 12 | 45 | 2 | A | Hot-Humid | Gulf | 2A
FL | 12 | 47 | 2 | A | Hot-Humid | Hamilton | 2A
FL | 12 | 49 | 2 | A | Hot-Humid | Hardee | 2A
FL | 12 | 51 | 2 | A | Hot-Humid | Hendry | 2A
FL | 12 | 53 | 2 | A | Hot-Humid | Hernando | 2A
FL | 12 | 55 | 2 | A | Hot-Humid | Highlands | 2A
FL | 12 | 57 | 2 | A | Hot-Humid | Hillsborough | 2A
FL | 12 | 59 | 2 | A | Hot-Humid | Holmes | 2A
FL | 12 | 61 | 2 | A | Hot-Humid | Indian River | 2A
FL | 12 | 63 | 2 | A | Hot-Humid | Jackson | 2A
FL | 12 | 65 | 2 | A | Hot-Humid | Jefferson | 2A
FL | 12 | 67 | 2 | A | Hot-Humid | Lafayette | 2A
FL | 12 | 69 | 2 | A | Hot-Humid | Lake | 2A
FL | 12 | 71 | 2 | A | Hot-Humid | Lee | 2A
FL | 12 | 73 | 2 | A | Hot-Humid | Leon | 2A
FL | 12 | 75 | 2 | A | Hot-Humid | Levy | 2A
FL | 12 | 77 | 2 | A | Hot-Humid | Liberty | 2A
FL | 12 | 79 | 2 | A | Hot-Humid | Madison | 2A
FL | 12 | 81 | 2 | A | Hot-Humid | Manatee | 2A
FL | 12 | 83 | 2 | A | Hot-Humid | Marion | 2A
FL | 12 | 85 | 2 | A | Hot-Humid | Martin | 2A
FL | 12 | 86 | 1 | A | Hot-Humid | Miami-Dade | 1A
FL | 12 | 87 | 1 | A | Hot-Humid | Monroe | 1A
FL | 12 | 89 | 2 | A | Hot-Humid | Nassau | 2A
FL | 12 | 91 | 2 | A | Hot-Humid | Okaloosa | 2A
FL | 12 | 93 | 2 | A | Hot-Humid | Okeechobee | 2A
FL | 12 | 95 | 2 | A | Hot-Humid | Orange | 2A
FL | 12 | 97 | 2 | A | Hot-Humid | Osceola | 2A
FL | 12 | 99 | 2 | A | Hot-Humid | Palm Beach | 2A
FL | 12 | 101 | 2 | A | Hot-Humid | Pasco | 2A
FL | 12 | 103 | 2 | A | Hot-Humid | Pinellas | 2A
FL | 12 | 105 | 2 | A | Hot-Humid | Polk | 2A
FL | 12 | 107 | 2 | A | Hot-Humid | Putnam | 2A
FL | 12 | 113 | 2 | A | Hot-Humid | Santa Rosa | 2A
FL | 12 | 115 | 2 | A | Hot-Humid | Sarasota | 2A
FL | 12 | 117 | 2 | A | Hot-Humid | Seminole | 2A
FL | 12 | 109 | 2 | A | Hot-Humid | St. Johns | 2A
FL | 12 | 111 | 2 | A | Hot-Humid | St. Lucie | 2A
FL | 12 | 119 | 2 | A | Hot-Humid | Sumter | 2A
FL | 12 | 121 | 2 | A | Hot-Humid | Suwannee | 2A
FL | 12 | 123 | 2 | A | Hot-Humid | Taylor | 2A
FL | 12 | 125 | 2 | A | Hot-Humid | Union | 2A
FL | 12 | 127 | 2 | A | Hot-Humid | Volusia | 2A
FL | 12 | 129 | 2 | A | Hot-Humid | Wakulla | 2A
FL | 12 | 131 | 2 | A | Hot-Humid | Walton | 2A
FL | 12 | 133 | 2 | A | Hot-Humid | Washington | 2A
HI | 15 | 1 | 1 | A | Hot-Humid | Hawaii | 1A
HI | 15 | 3 | 1 | A | Hot-Humid | Honolulu | 1A
HI | 15 | 5 | 1 | A | Hot-Humid | Kalawao | 1A
HI | 15 | 7 | 1 | A | Hot-Humid | Kauai | 1A
HI | 15 | 9 | 1 | A | Hot-Humid | Maui | 1A
IL | 17 | 1 | 5 | A | Cold | Adams | 5A
IL | 17 | 3 | 4 | A | Mixed-Humid | Alexander | 4A
IL | 17 | 5 | 4 | A | Mixed-Humid | Bond | 4A
IL | 17 | 7 | 5 | A | Cold | Boone | 5A
IL | 17 | 9 | 5 | A | Cold | Brown | 5A
IL | 17 | 11 | 5 | A | Cold | Bureau | 5A
IL | 17 | 13 | 5 | A | Cold | Calhoun | 5A
IL | 17 | 15 | 5 | A | Cold | Carroll | 5A
IL | 17 | 17 | 5 | A | Cold | Cass | 5A
IL | 17 | 19 | 5 | A | Cold | Champaign | 5A
IL | 17 | 21 | 4 | A | Mixed-Humid | Christian | 4A
IL | 17 | 23 | 5 | A | Cold | Clark | 5A
IL | 17 | 25 | 4 | A | Mixed-Humid | Clay | 4A
IL | 17 | 27 | 4 | A | Mixed-Humid | Clinton | 4A
IL | 17 | 29 | 5 | A | Cold | Coles | 5A
IL | 17 | 31 | 5 | A | Cold | Cook | 5A
IL | 17 | 33 | 4 | A | Mixed-Humid | Crawford | 4A
IL | 17 | 35 | 5 | A | Cold | Cumberland | 5A
IL | 17 | 37 | 5 | A | Cold | DeKalb | 5A
IL | 17 | 39 | 5 | A | Cold | DeWitt | 5A
IL | 17 | 41 | 5 | A | Cold | Douglas | 5A
IL | 17 | 43 | 5 | A | Cold | DuPage | 5A
IL | 17 | 45 | 5 | A | Cold | Edgar | 5A
IL | 17 | 47 | 4 | A | Mixed-Humid | Edwards | 4A
IL | 17 | 49 | 4 | A | Mixed-Humid | Effingham | 4A
IL | 17 | 51 | 4 | A | Mixed-Humid | Fayette | 4A
IL | 17 | 53 | 5 | A | Cold | Ford | 5A
IL | 17 | 55 | 4 | A | Mixed-Humid | Franklin | 4A
IL | 17 | 57 | 5 | A | Cold | Fulton | 5A
IL | 17 | 59 | 4 | A | Mixed-Humid | Gallatin | 4A
IL | 17 | 61 | 5 | A | Cold | Greene | 5A
IL | 17 | 63 | 5 | A | Cold | Grundy | 5A
IL | 17 | 65 | 4 | A | Mixed-Humid | Hamilton | 4A
IL | 17 | 67 | 5 | A | Cold | Hancock | 5A
IL | 17 | 69 | 4 | A | Mixed-Humid | Hardin | 4A
IL | 17 | 71 | 5 | A | Cold | Henderson | 5A
IL | 17 | 73 | 5 | A | Cold | Henry | 5A
IL | 17 | 75 | 5 | A | Cold | Iroquois | 5A
IL | 17 | 77 | 4 | A | Mixed-Humid | Jackson | 4A
IL | 17 | 79 | 4 | A | Mixed-Humid | Jasper | 4A
IL | 17 | 81 | 4 | A | Mixed-Humid | Jefferson | 4A
IL | 17 | 83 | 5 | A | Cold | Jersey | 5A
IL | 17 | 85 | 5 | A | Cold | Jo Daviess | 5A
IL | 17 | 87 | 4 | A | Mixed-Humid | Johnson | 4A
IL | 17 | 89 | 5 | A | Cold | Kane | 5A
IL | 17 | 91 | 5 | A | Cold | Kankakee | 5A
IL | 17 | 93 | 5 | A | Cold | Kendall | 5A
IL | 17 | 95 | 5 | A | Cold | Knox | 5A
IL | 17 | 97 | 5 | A | Cold | Lake | 5A
IL | 17 | 99 | 5 | A | Cold | LaSalle | 5A
IL | 17 | 101 | 4 | A | Mixed-Humid | Lawrence | 4A
IL | 17 | 103 | 5 | A | Cold | Lee | 5A
IL | 17 | 105 | 5 | A | Cold | Livingston | 5A
IL | 17 | 107 | 5 | A | Cold | Logan | 5A
IL | 17 | 115 | 5 | A | Cold | Macon | 5A
IL | 17 | 117 | 4 | A | Mixed-Humid | Macoupin | 4A
IL | 17 | 119 | 4 | A | Mixed-Humid | Madison | 4A
IL | 17 | 121 | 4 | A | Mixed-Humid | Marion | 4A
IL | 17 | 123 | 5 | A | Cold | Marshall | 5A
IL | 17 | 125 | 5 | A | Cold | Mason | 5A
IL | 17 | 127 | 4 | A | Mixed-Humid | Massac | 4A
IL | 17 | 109 | 5 | A | Cold | McDonough | 5A
IL | 17 | 111 | 5 | A | Cold | McHenry | 5A
IL | 17 | 113 | 5 | A | Cold | McLean | 5A
IL | 17 | 129 | 5 | A | Cold | Menard | 5A
IL | 17 | 131 | 5 | A | Cold | Mercer | 5A
IL | 17 | 133 | 4 | A | Mixed-Humid | Monroe | 4A
IL | 17 | 135 | 4 | A | Mixed-Humid | Montgomery | 4A
IL | 17 | 137 | 5 | A | Cold | Morgan | 5A
IL | 17 | 139 | 5 | A | Cold | Moultrie | 5A
IL | 17 | 141 | 5 | A | Cold | Ogle | 5A
IL | 17 | 143 | 5 | A | Cold | Peoria | 5A
IL | 17 | 145 | 4 | A | Mixed-Humid | Perry | 4A
IL | 17 | 147 | 5 | A | Cold | Piatt | 5A
IL | 17 | 149 | 5 | A | Cold | Pike | 5A
IL | 17 | 151 | 4 | A | Mixed-Humid | Pope | 4A
IL | 17 | 153 | 4 | A | Mixed-Humid | Pulaski | 4A
IL | 17 | 155 | 5 | A | Cold | Putnam | 5A
IL | 17 | 157 | 4 | A | Mixed-Humid | Randolph | 4A
IL | 17 | 159 | 4 | A | Mixed-Humid | Richland | 4A
IL | 17 | 161 | 5 | A | Cold | Rock Island | 5A
IL | 17 | 165 | 4 | A | Mixed-Humid | Saline | 4A
IL | 17 | 167 | 5 | A | Cold | Sangamon | 5A
IL | 17 | 169 | 5 | A | Cold | Schuyler | 5A
IL | 17 | 171 | 5 | A | Cold | Scott | 5A
IL | 17 | 173 | 4 | A | Mixed-Humid | Shelby | 4A
IL | 17 | 163 | 4 | A | Mixed-Humid | St. Clair | 4A
IL | 17 | 175 | 5 | A | Cold | Stark | 5A
IL | 17 | 177 | 5 | A | Cold | Stephenson | 5A
IL | 17 | 179 | 5 | A | Cold | Tazewell | 5A
IL | 17 | 181 | 4 | A | Mixed-Humid | Union | 4A
IL | 17 | 183 | 5 | A | Cold | Vermilion | 5A
IL | 17 | 185 | 4 | A | Mixed-Humid | Wabash | 4A
IL | 17 | 187 | 5 | A | Cold | Warren | 5A
IL | 17 | 189 | 4 | A | Mixed-Humid | Washington | 4A
IL | 17 | 191 | 4 | A | Mixed-Humid | Wayne | 4A
IL | 17 | 193 | 4 | A | Mixed-Humid | White | 4A
IL | 17 | 195 | 5 | A | Cold | Whiteside | 5A
IL | 17 | 197 | 5 | A | Cold | Will | 5A
IL | 17 | 199 | 4 | A | Mixed-Humid | Williamson | 4A
IL | 17 | 201 | 5 | A | Cold | Winnebago | 5A
IL | 17 | 203 | 5 | A | Cold | Woodford | 5A
MA | 25 | 1 | 5 | A | Cold | Barnstable | 5A
MA | 25 | 3 | 5 | A | Cold | Berkshire | 5A
MA | 25 | 5 | 5 | A | Cold | Bristol | 5A
MA | 25 | 7 | 5 | A | Cold | Dukes | 5A
MA | 25 | 9 | 5 | A | Cold | Essex | 5A
MA | 25 | 11 | 5 | A | Cold | Franklin | 5A
MA | 25 | 13 | 5 | A | Cold | Hampden | 5A
MA | 25 | 15 | 5 | A | Cold | Hampshire | 5A
MA | 25 | 17 | 5 | A | Cold | Middlesex | 5A
MA | 25 | 19 | 5 | A | Cold | Nantucket | 5A
MA | 25 | 21 | 5 | A | Cold | Norfolk | 5A
MA | 25 | 23 | 5 | A | Cold | Plymouth | 5A
MA | 25 | 25 | 5 | A | Cold | Suffolk | 5A
MA | 25 | 27 | 5 | A | Cold | Worcester | 5A
MD | 24 | 1 | 4 | A | Mixed-Humid | Allegany | 4A
MD | 24 | 3 | 4 | A | Mixed-Humid | Anne Arundel | 4A
MD | 24 | 5 | 4 | A | Mixed-Humid | Baltimore | 4A
MD | 24 | 9 | 4 | A | Mixed-Humid | Calvert | 4A
MD | 24 | 11 | 4 | A | Mixed-Humid | Caroline | 4A
MD | 24 | 13 | 4 | A | Mixed-Humid | Carroll | 4A
MD | 24 | 15 | 4 | A | Mixed-Humid | Cecil | 4A
MD | 24 | 17 | 4 | A | Mixed-Humid | Charles | 4A
MD | 24 | 19 | 4 | A | Mixed-Humid | Dorchester | 4A
MD | 24 | 21 | 4 | A | Mixed-Humid | Frederick | 4A
MD | 24 | 23 | 5 | A | Cold | Garrett | 5A
MD | 24 | 25 | 4 | A | Mixed-Humid | Harford | 4A
MD | 24 | 27 | 4 | A | Mixed-Humid | Howard | 4A
MD | 24 | 29 | 4 | A | Mixed-Humid | Kent | 4A
MD | 24 | 31 | 4 | A | Mixed-Humid | Montgomery | 4A
MD | 24 | 33 | 4 | A | Mixed-Humid | Prince George's | 4A
MD | 24 | 35 | 4 | A | Mixed-Humid | Queen Anne's | 4A
MD | 24 | 37 | 4 | A | Mixed-Humid | St. Mary's | 4A
MD | 24 | 39 | 4 | A | Mixed-Humid | Somerset | 4A
MD | 24 | 41 | 4 | A | Mixed-Humid | Talbot | 4A
MD | 24 | 43 | 4 | A | Mixed-Humid | Washington | 4A
MD | 24 | 45 | 4 | A | Mixed-Humid | Wicomico | 4A
MD | 24 | 47 | 4 | A | Mixed-Humid | Worcester | 4A
MD | 24 | 510 | 4 | A | Mixed-Humid | Baltimore | 4A
NH | 33 | 1 | 6 | A | Cold | Belknap | 6A
NH | 33 | 3 | 6 | A | Cold | Carroll | 6A
NH | 33 | 5 | 5 | A | Cold | Cheshire | 5A
NH | 33 | 7 | 6 | A | Cold | Coos | 6A
NH | 33 | 9 | 6 | A | Cold | Grafton | 6A
NH | 33 | 11 | 5 | A | Cold | Hillsborough | 5A
NH | 33 | 13 | 6 | A | Cold | Merrimack | 6A
NH | 33 | 15 | 5 | A | Cold | Rockingham | 5A
NH | 33 | 17 | 5 | A | Cold | Strafford | 5A
NH | 33 | 19 | 6 | A | Cold | Sullivan | 6A
NJ | 34 | 1 | 4 | A | Mixed-Humid | Atlantic | 4A
NJ | 34 | 3 | 5 | A | Cold | Bergen | 5A
NJ | 34 | 5 | 4 | A | Mixed-Humid | Burlington | 4A
NJ | 34 | 7 | 4 | A | Mixed-Humid | Camden | 4A
NJ | 34 | 9 | 4 | A | Mixed-Humid | Cape May | 4A
NJ | 34 | 11 | 4 | A | Mixed-Humid | Cumberland | 4A
NJ | 34 | 13 | 4 | A | Mixed-Humid | Essex | 4A
NJ | 34 | 15 | 4 | A | Mixed-Humid | Gloucester | 4A
NJ | 34 | 17 | 4 | A | Mixed-Humid | Hudson | 4A
NJ | 34 | 19 | 5 | A | Cold | Hunterdon | 5A
NJ | 34 | 21 | 5 | A | Cold | Mercer | 5A
NJ | 34 | 23 | 4 | A | Mixed-Humid | Middlesex | 4A
NJ | 34 | 25 | 4 | A | Mixed-Humid | Monmouth | 4A
NJ | 34 | 27 | 5 | A | Cold | Morris | 5A
NJ | 34 | 29 | 4 | A | Mixed-Humid | Ocean | 4A
NJ | 34 | 31 | 5 | A | Cold | Passaic | 5A
NJ | 34 | 33 | 4 | A | Mixed-Humid | Salem | 4A
NJ | 34 | 35 | 5 | A | Cold | Somerset | 5A
NJ | 34 | 37 | 5 | A | Cold | Sussex | 5A
NJ | 34 | 39 | 4 | A | Mixed-Humid | Union | 4A
NJ | 34 | 41 | 5 | A | Cold | Warren | 5A
NV | 32 | 510 | 5 | B | Cold | Carson City City | 5B
NV | 32 | 1 | 5 | B | Cold | Churchill | 5B
NV | 32 | 3 | 3 | B | Hot-Dry | Clark | 3B
NV | 32 | 5 | 5 | B | Cold | Douglas | 5B
NV | 32 | 7 | 5 | B | Cold | Elko | 5B
NV | 32 | 9 | 5 | B | Cold | Esmeralda | 5B
NV | 32 | 11 | 5 | B | Cold | Eureka | 5B
NV | 32 | 13 | 5 | B | Cold | Humboldt | 5B
NV | 32 | 15 | 5 | B | Cold | Lander | 5B
NV | 32 | 17 | 5 | B | Cold | Lincoln | 5B
NV | 32 | 19 | 5 | B | Cold | Lyon | 5B
NV | 32 | 21 | 5 | B | Cold | Mineral | 5B
NV | 32 | 23 | 5 | B | Cold | Nye | 5B
NV | 32 | 27 | 5 | B | Cold | Pershing | 5B
NV | 32 | 29 | 5 | B | Cold | Storey | 5B
NV | 32 | 31 | 5 | B | Cold | Washoe | 5B
NV | 32 | 33 | 5 | B | Cold | White Pine | 5B
NY | 36 | 1 | 5 | A | Cold | Albany | 5A
NY | 36 | 3 | 6 | A | Cold | Allegany | 6A
NY | 36 | 5 | 4 | A | Mixed-Humid | Bronx | 4A
NY | 36 | 7 | 6 | A | Cold | Broome | 6A
NY | 36 | 9 | 6 | A | Cold | Cattaraugus | 6A
NY | 36 | 11 | 5 | A | Cold | Cayuga | 5A
NY | 36 | 13 | 5 | A | Cold | Chautauqua | 5A
NY | 36 | 15 | 5 | A | Cold | Chemung | 5A
NY | 36 | 17 | 6 | A | Cold | Chenango | 6A
NY | 36 | 19 | 6 | A | Cold | Clinton | 6A
NY | 36 | 21 | 5 | A | Cold | Columbia | 5A
NY | 36 | 23 | 5 | A | Cold | Cortland | 5A
NY | 36 | 25 | 6 | A | Cold | Delaware | 6A
NY | 36 | 27 | 5 | A | Cold | Dutchess | 5A
NY | 36 | 29 | 5 | A | Cold | Erie | 5A
NY | 36 | 31 | 6 | A | Cold | Essex | 6A
NY | 36 | 33 | 6 | A | Cold | Franklin | 6A
NY | 36 | 35 | 6 | A | Cold | Fulton | 6A
NY | 36 | 37 | 5 | A | Cold | Genesee | 5A
NY | 36 | 39 | 5 | A | Cold | Greene | 5A
NY | 36 | 41 | 6 | A | Cold | Hamilton | 6A
NY | 36 | 43 | 6 | A | Cold | Herkimer | 6A
NY | 36 | 45 | 6 | A | Cold | Jefferson | 6A
NY | 36 | 47 | 4 | A | Mixed-Humid | Kings | 4A
NY | 36 | 49 | 6 | A | Cold | Lewis | 6A
NY | 36 | 51 | 5 | A | Cold | Livingston | 5A
NY | 36 | 53 | 6 | A | Cold | Madison | 6A
NY | 36 | 55 | 5 | A | Cold | Monroe | 5A
NY | 36 | 57 | 6 | A | Cold | Montgomery | 6A
NY | 36 | 59 | 4 | A | Mixed-Humid | Nassau | 4A
NY | 36 | 61 | 4 | A | Mixed-Humid | New York | 4A
NY | 36 | 63 | 5 | A | Cold | Niagara | 5A
NY | 36 | 65 | 6 | A | Cold | Oneida | 6A
NY | 36 | 67 | 5 | A | Cold | Onondaga | 5A
NY | 36 | 69 | 5 | A | Cold | Ontario | 5A
NY | 36 | 71 | 5 | A | Cold | Orange | 5A
NY | 36 | 73 | 5 | A | Cold | Orleans | 5A
NY | 36 | 75 | 5 | A | Cold | Oswego | 5A
NY | 36 | 77 | 6 | A | Cold | Otsego | 6A
NY | 36 | 79 | 5 | A | Cold | Putnam | 5A
NY | 36 | 81 | 4 | A | Mixed-Humid | Queens | 4A
NY | 36 | 83 | 5 | A | Cold | Rensselaer | 5A
NY | 36 | 85 | 4 | A | Mixed-Humid | Richmond | 4A
NY | 36 | 87 | 5 | A | Cold | Rockland | 5A
NY | 36 | 91 | 5 | A | Cold | Saratoga | 5A
NY | 36 | 93 | 5 | A | Cold | Schenectady | 5A
NY | 36 | 95 | 6 | A | Cold | Schoharie | 6A
NY | 36 | 97 | 6 | A | Cold | Schuyler | 6A
NY | 36 | 99 | 5 | A | Cold | Seneca | 5A
NY | 36 | 89 | 6 | A | Cold | St. Lawrence | 6A
NY | 36 | 101 | 6 | A | Cold | Steuben | 6A
NY | 36 | 103 | 4 | A | Mixed-Humid | Suffolk | 4A
NY | 36 | 105 | 6 | A | Cold | Sullivan | 6A
NY | 36 | 107 | 5 | A | Cold | Tioga | 5A
NY | 36 | 109 | 6 | A | Cold | Tompkins | 6A
NY | 36 | 111 | 6 | A | Cold | Ulster | 6A
NY | 36 | 113 | 6 | A | Cold | Warren | 6A
NY | 36 | 115 | 5 | A | Cold | Washington | 5A
NY | 36 | 117 | 5 | A | Cold | Wayne | 5A
NY | 36 | 119 | 4 | A | Mixed-Humid | Westchester | 4A
NY | 36 | 121 | 6 | A | Cold | Wyoming | 6A
NY | 36 | 123 | 5 | A | Cold | Yates | 5A
RI | 44 | 1 | 5 | A | Cold | Bristol | 5A
RI | 44 | 3 | 5 | A | Cold | Kent | 5A
RI | 44 | 5 | 5 | A | Cold | Newport | 5A
RI | 44 | 7 | 5 | A | Cold | Providence | 5A
RI | 44 | 9 | 5 | A | Cold | Washington | 5A
TX | 48 | 1 | 2 | A | Hot-Humid | Anderson | 2A
TX | 48 | 3 | 3 | B | Hot-Dry | Andrews | 3B
TX | 48 | 5 | 2 | A | Hot-Humid | Angelina | 2A
TX | 48 | 7 | 2 | A | Hot-Humid | Aransas | 2A
TX | 48 | 9 | 3 | A | Mixed-Humid | Archer | 3A
TX | 48 | 11 | 4 | B | Mixed-Dry | Armstrong | 4B
TX | 48 | 13 | 2 | A | Hot-Humid | Atascosa | 2A
TX | 48 | 15 | 2 | A | Hot-Humid | Austin | 2A
TX | 48 | 17 | 4 | B | Mixed-Dry | Bailey | 4B
TX | 48 | 19 | 2 | B | Hot-Humid | Bandera | 2B
TX | 48 | 21 | 2 | A | Hot-Humid | Bastrop | 2A
TX | 48 | 23 | 3 | B | Hot-Dry | Baylor | 3B
TX | 48 | 25 | 2 | A | Hot-Humid | Bee | 2A
TX | 48 | 27 | 2 | A | Hot-Humid | Bell | 2A
TX | 48 | 29 | 2 | A | Hot-Humid | Bexar | 2A
TX | 48 | 31 | 3 | A | Hot-Humid | Blanco | 3A
TX | 48 | 33 | 3 | B | Hot-Dry | Borden | 3B
TX | 48 | 35 | 2 | A | Hot-Humid | Bosque | 2A
TX | 48 | 37 | 3 | A | Hot-Humid | Bowie | 3A
TX | 48 | 39 | 2 | A | Hot-Humid | Brazoria | 2A
TX | 48 | 41 | 2 | A | Hot-Humid | Brazos | 2A
TX | 48 | 43 | 3 | B | Hot-Dry | Brewster | 3B
TX | 48 | 45 | 4 | B | Mixed-Dry | Briscoe | 4B
TX | 48 | 47 | 2 | A | Hot-Humid | Brooks | 2A
TX | 48 | 49 | 3 | A | Hot-Humid | Brown | 3A
TX | 48 | 51 | 2 | A | Hot-Humid | Burleson | 2A
TX | 48 | 53 | 3 | A | Hot-Humid | Burnet | 3A
TX | 48 | 55 | 2 | A | Hot-Humid | Caldwell | 2A
TX | 48 | 57 | 2 | A | Hot-Humid | Calhoun | 2A
TX | 48 | 59 | 3 | B | Hot-Dry | Callahan | 3B
TX | 48 | 61 | 2 | A | Hot-Humid | Cameron | 2A
TX | 48 | 63 | 3 | A | Hot-Humid | Camp | 3A
TX | 48 | 65 | 4 | B | Mixed-Dry | Carson | 4B
TX | 48 | 67 | 3 | A | Hot-Humid | Cass | 3A
TX | 48 | 69 | 4 | B | Mixed-Dry | Castro | 4B
TX | 48 | 71 | 2 | A | Hot-Humid | Chambers | 2A
TX | 48 | 73 | 2 | A | Hot-Humid | Cherokee | 2A
TX | 48 | 75 | 3 | B | Hot-Dry | Childress | 3B
TX | 48 | 77 | 3 | A | Mixed-Humid | Clay | 3A
TX | 48 | 79 | 4 | B | Mixed-Dry | Cochran | 4B
TX | 48 | 81 | 3 | B | Hot-Dry | Coke | 3B
TX | 48 | 83 | 3 | B | Hot-Dry | Coleman | 3B
TX | 48 | 85 | 3 | A | Hot-Humid | Collin | 3A
TX | 48 | 87 | 3 | B | Hot-Dry | Collingsworth | 3B
TX | 48 | 89 | 2 | A | Hot-Humid | Colorado | 2A
TX | 48 | 91 | 2 | A | Hot-Humid | Comal | 2A
TX | 48 | 93 | 3 | A | Hot-Humid | Comanche | 3A
TX | 48 | 95 | 3 | B | Hot-Dry | Concho | 3B
TX | 48 | 97 | 3 | A | Mixed-Humid | Cooke | 3A
TX | 48 | 99 | 2 | A | Hot-Humid | Coryell | 2A
TX | 48 | 101 | 3 | B | Hot-Dry | Cottle | 3B
TX | 48 | 103 | 3 | B | Hot-Dry | Crane | 3B
TX | 48 | 105 | 3 | B | Hot-Dry | Crockett | 3B
TX | 48 | 107 | 3 | B | Hot-Dry | Crosby | 3B
TX | 48 | 109 | 3 | B | Hot-Dry | Culberson | 3B
TX | 48 | 111 | 4 | B | Mixed-Dry | Dallam | 4B
TX | 48 | 113 | 3 | A | Hot-Humid | Dallas | 3A
TX | 48 | 115 | 3 | B | Hot-Dry | Dawson | 3B
TX | 48 | 117 | 4 | B | Mixed-Dry | Deaf Smith | 4B
TX | 48 | 119 | 3 | A | Hot-Humid | Delta | 3A
TX | 48 | 121 | 3 | A | Hot-Humid | Denton | 3A
TX | 48 | 123 | 2 | A | Hot-Humid | DeWitt | 2A
TX | 48 | 125 | 3 | B | Hot-Dry | Dickens | 3B
TX | 48 | 127 | 2 | B | Hot-Humid | Dimmit | 2B
TX | 48 | 129 | 4 | B | Mixed-Dry | Donley | 4B
TX | 48 | 131 | 2 | A | Hot-Humid | Duval | 2A
TX | 48 | 133 | 3 | A | Mixed-Humid | Eastland | 3A
TX | 48 | 135 | 3 | B | Hot-Dry | Ector | 3B
TX | 48 | 137 | 2 | B | Hot-Humid | Edwards | 2B
TX | 48 | 141 | 3 | B | Hot-Dry | El Paso | 3B
TX | 48 | 139 | 3 | A | Hot-Humid | Ellis | 3A
TX | 48 | 143 | 3 | A | Hot-Humid | Erath | 3A
TX | 48 | 145 | 2 | A | Hot-Humid | Falls | 2A
TX | 48 | 147 | 3 | A | Mixed-Humid | Fannin | 3A
TX | 48 | 149 | 2 | A | Hot-Humid | Fayette | 2A
TX | 48 | 151 | 3 | B | Hot-Dry | Fisher | 3B
TX | 48 | 153 | 4 | B | Mixed-Dry | Floyd | 4B
TX | 48 | 155 | 3 | B | Hot-Dry | Foard | 3B
TX | 48 | 157 | 2 | A | Hot-Humid | Fort Bend | 2A
TX | 48 | 159 | 3 | A | Hot-Humid | Franklin | 3A
TX | 48 | 161 | 2 | A | Hot-Humid | Freestone | 2A
TX | 48 | 163 | 2 | B | Hot-Humid | Frio | 2B
TX | 48 | 165 | 3 | B | Hot-Dry | Gaines | 3B
TX | 48 | 167 | 2 | A | Hot-Humid | Galveston | 2A
TX | 48 | 169 | 3 | B | Hot-Dry | Garza | 3B
TX | 48 | 171 | 3 | A | Hot-Humid | Gillespie | 3A
TX | 48 | 173 | 3 | B | Hot-Dry | Glasscock | 3B
TX | 48 | 175 | 2 | A | Hot-Humid | Goliad | 2A
TX | 48 | 177 | 2 | A | Hot-Humid | Gonzales | 2A
TX | 48 | 179 | 4 | B | Mixed-Dry | Gray | 4B
TX | 48 | 181 | 3 | A | Mixed-Humid | Grayson | 3A
TX | 48 | 183 | 3 | A | Hot-Humid | Gregg | 3A
TX | 48 | 185 | 2 | A | Hot-Humid | Grimes | 2A
TX | 48 | 187 | 2 | A | Hot-Humid | Guadalupe | 2A
TX | 48 | 189 | 4 | B | Mixed-Dry | Hale | 4B
TX | 48 | 191 | 3 | B | Hot-Dry | Hall | 3B
TX | 48 | 193 | 3 | A | Hot-Humid | Hamilton | 3A
TX | 48 | 195 | 4 | B | Mixed-Dry | Hansford | 4B
TX | 48 | 197 | 3 | B | Hot-Dry | Hardeman | 3B
TX | 48 | 199 | 2 | A | Hot-Humid | Hardin | 2A
TX | 48 | 201 | 2 | A | Hot-Humid | Harris | 2A
TX | 48 | 203 | 3 | A | Hot-Humid | Harrison | 3A
TX | 48 | 205 | 4 | B | Mixed-Dry | Hartley | 4B
TX | 48 | 207 | 3 | B | Hot-Dry | Haskell | 3B
TX | 48 | 209 | 2 | A | Hot-Humid | Hays | 2A
TX | 48 | 211 | 3 | B | Hot-Dry | Hemphill | 3B
TX | 48 | 213 | 3 | A | Hot-Humid | Henderson | 3A
TX | 48 | 215 | 2 | A | Hot-Humid | Hidalgo | 2A
TX | 48 | 217 | 2 | A | Hot-Humid | Hill | 2A
TX | 48 | 219 | 4 | B | Mixed-Dry | Hockley | 4B
TX | 48 | 221 | 3 | A | Hot-Humid | Hood | 3A
TX | 48 | 223 | 3 | A | Hot-Humid | Hopkins | 3A
TX | 48 | 225 | 2 | A | Hot-Humid | Houston | 2A
TX | 48 | 227 | 3 | B | Hot-Dry | Howard | 3B
TX | 48 | 229 | 3 | B | Hot-Dry | Hudspeth | 3B
TX | 48 | 231 | 3 | A | Hot-Humid | Hunt | 3A
TX | 48 | 233 | 4 | B | Mixed-Dry | Hutchinson | 4B
TX | 48 | 235 | 3 | B | Hot-Dry | Irion | 3B
TX | 48 | 237 | 3 | A | Mixed-Humid | Jack | 3A
TX | 48 | 239 | 2 | A | Hot-Humid | Jackson | 2A
TX | 48 | 241 | 2 | A | Hot-Humid | Jasper | 2A
TX | 48 | 243 | 3 | B | Hot-Dry | Jeff Davis | 3B
TX | 48 | 245 | 2 | A | Hot-Humid | Jefferson | 2A
TX | 48 | 247 | 2 | A | Hot-Humid | Jim Hogg | 2A
TX | 48 | 249 | 2 | A | Hot-Humid | Jim Wells | 2A
TX | 48 | 251 | 3 | A | Hot-Humid | Johnson | 3A
TX | 48 | 253 | 3 | B | Hot-Dry | Jones | 3B
TX | 48 | 255 | 2 | A | Hot-Humid | Karnes | 2A
TX | 48 | 257 | 3 | A | Hot-Humid | Kaufman | 3A
TX | 48 | 259 | 3 | A | Hot-Humid | Kendall | 3A
TX | 48 | 261 | 2 | A | Hot-Humid | Kenedy | 2A
TX | 48 | 263 | 3 | B | Hot-Dry | Kent | 3B
TX | 48 | 265 | 3 | B | Hot-Dry | Kerr | 3B
TX | 48 | 267 | 3 | B | Hot-Dry | Kimble | 3B
TX | 48 | 269 | 3 | B | Hot-Dry | King | 3B
TX | 48 | 271 | 2 | B | Hot-Humid | Kinney | 2B
TX | 48 | 273 | 2 | A | Hot-Humid | Kleberg | 2A
TX | 48 | 275 | 3 | B | Hot-Dry | Knox | 3B
TX | 48 | 283 | 2 | B | Hot-Humid | La Salle | 2B
TX | 48 | 277 | 3 | A | Hot-Humid | Lamar | 3A
TX | 48 | 279 | 4 | B | Mixed-Dry | Lamb | 4B
TX | 48 | 281 | 3 | A | Hot-Humid | Lampasas | 3A
TX | 48 | 285 | 2 | A | Hot-Humid | Lavaca | 2A
TX | 48 | 287 | 2 | A | Hot-Humid | Lee | 2A
TX | 48 | 289 | 2 | A | Hot-Humid | Leon | 2A
TX | 48 | 291 | 2 | A | Hot-Humid | Liberty | 2A
TX | 48 | 293 | 2 | A | Hot-Humid | Limestone | 2A
TX | 48 | 295 | 4 | B | Mixed-Dry | Lipscomb | 4B
TX | 48 | 297 | 2 | A | Hot-Humid | Live Oak | 2A
TX | 48 | 299 | 3 | A | Hot-Humid | Llano | 3A
TX | 48 | 301 | 3 | B | Hot-Dry | Loving | 3B
TX | 48 | 303 | 3 | B | Hot-Dry | Lubbock | 3B
TX | 48 | 305 | 3 | B | Hot-Dry | Lynn | 3B
TX | 48 | 307 | 3 | B | Hot-Dry | McCulloch | 3B
TX | 48 | 309 | 2 | A | Hot-Humid | McLennan | 2A
TX | 48 | 311 | 2 | A | Hot-Humid | McMullen | 2A
TX | 48 | 313 | 2 | A | Hot-Humid | Madison | 2A
TX | 48 | 315 | 3 | A | Hot-Humid | Marion | 3A
TX | 48 | 317 | 3 | B | Hot-Dry | Martin | 3B
TX | 48 | 319 | 3 | B | Hot-Dry | Mason | 3B
TX | 48 | 321 | 2 | A | Hot-Humid | Matagorda | 2A
TX | 48 | 323 | 2 | B | Hot-Humid | Maverick | 2B
TX | 48 | 325 | 2 | B | Hot-Humid | Medina | 2B
TX | 48 | 327 | 3 | B | Hot-Dry | Menard | 3B
TX | 48 | 329 | 3 | B | Hot-Dry | Midland | 3B
TX | 48 | 331 | 2 | A | Hot-Humid | Milam | 2A
TX | 48 | 333 | 3 | A | Hot-Humid | Mills | 3A
TX | 48 | 335 | 3 | B | Hot-Dry | Mitchell | 3B
TX | 48 | 337 | 3 | A | Mixed-Humid | Montague | 3A
TX | 48 | 339 | 2 | A | Hot-Humid | Montgomery | 2A
TX | 48 | 341 | 4 | B | Mixed-Dry | Moore | 4B
TX | 48 | 343 | 3 | A | Hot-Humid | Morris | 3A
TX | 48 | 345 | 3 | B | Hot-Dry | Motley | 3B
TX | 48 | 347 | 3 | A | Hot-Humid | Nacogdoches | 3A
TX | 48 | 349 | 3 | A | Hot-Humid | Navarro | 3A
TX | 48 | 351 | 2 | A | Hot-Humid | Newton | 2A
TX | 48 | 353 | 3 | B | Hot-Dry | Nolan | 3B
TX | 48 | 355 | 2 | A | Hot-Humid | Nueces | 2A
TX | 48 | 357 | 4 | B | Mixed-Dry | Ochiltree | 4B
TX | 48 | 359 | 4 | B | Mixed-Dry | Oldham | 4B
TX | 48 | 361 | 2 | A | Hot-Humid | Orange | 2A
TX | 48 | 363 | 3 | A | Mixed-Humid | Palo Pinto | 3A
TX | 48 | 365 | 3 | A | Hot-Humid | Panola | 3A
TX | 48 | 367 | 3 | A | Hot-Humid | Parker | 3A
TX | 48 | 369 | 4 | B | Mixed-Dry | Parmer | 4B
TX | 48 | 371 | 3 | B | Hot-Dry | Pecos | 3B
TX | 48 | 373 | 2 | A | Hot-Humid | Polk | 2A
TX | 48 | 375 | 4 | B | Mixed-Dry | Potter | 4B
TX | 48 | 377 | 3 | B | Hot-Dry | Presidio | 3B
TX | 48 | 379 | 3 | A | Hot-Humid | Rains | 3A
TX | 48 | 381 | 4 | B | Mixed-Dry | Randall | 4B
TX | 48 | 383 | 3 | B | Hot-Dry | Reagan | 3B
TX | 48 | 385 | 2 | B | Hot-Humid | Real | 2B
TX | 48 | 387 | 3 | A | Hot-Humid | Red River | 3A
TX | 48 | 389 | 3 | B | Hot-Dry | Reeves | 3B
TX | 48 | 391 | 2 | A | Hot-Humid | Refugio | 2A
TX | 48 | 393 | 4 | B | Mixed-Dry | Roberts | 4B
TX | 48 | 395 | 2 | A | Hot-Humid | Robertson | 2A
TX | 48 | 397 | 3 | A | Hot-Humid | Rockwall | 3A
TX | 48 | 399 | 3 | B | Hot-Dry | Runnels | 3B
TX | 48 | 401 | 3 | A | Hot-Humid | Rusk | 3A
TX | 48 | 403 | 3 | A | Hot-Humid | Sabine | 3A
TX | 48 | 405 | 3 | A | Hot-Humid | San Augustine | 3A
TX | 48 | 407 | 2 | A | Hot-Humid | San Jacinto | 2A
TX | 48 | 409 | 2 | A | Hot-Humid | San Patricio | 2A
TX | 48 | 411 | 3 | A | Hot-Humid | San Saba | 3A
TX | 48 | 413 | 3 | B | Hot-Dry | Schleicher | 3B
TX | 48 | 415 | 3 | B | Hot-Dry | Scurry | 3B
TX | 48 | 417 | 3 | B | Hot-Dry | Shackelford | 3B
TX | 48 | 419 | 3 | A | Hot-Humid | Shelby | 3A
TX | 48 | 421 | 4 | B | Mixed-Dry | Sherman | 4B
TX | 48 | 423 | 3 | A | Hot-Humid | Smith | 3A
TX | 48 | 425 | 3 | A | Hot-Humid | Somervell | 3A
TX | 48 | 427 | 2 | A | Hot-Humid | Starr | 2A
TX | 48 | 429 | 3 | A | Mixed-Humid | Stephens | 3A
TX | 48 | 431 | 3 | B | Hot-Dry | Sterling | 3B
TX | 48 | 433 | 3 | B | Hot-Dry | Stonewall | 3B
TX | 48 | 435 | 3 | B | Hot-Dry | Sutton | 3B
TX | 48 | 437 | 4 | B | Mixed-Dry | Swisher | 4B
TX | 48 | 439 | 3 | A | Hot-Humid | Tarrant | 3A
TX | 48 | 441 | 3 | B | Hot-Dry | Taylor | 3B
TX | 48 | 443 | 3 | B | Hot-Dry | Terrell | 3B
TX | 48 | 445 | 3 | B | Hot-Dry | Terry | 3B
TX | 48 | 447 | 3 | B | Hot-Dry | Throckmorton | 3B
TX | 48 | 449 | 3 | A | Hot-Humid | Titus | 3A
TX | 48 | 451 | 3 | B | Hot-Dry | Tom Green | 3B
TX | 48 | 453 | 2 | A | Hot-Humid | Travis | 2A
TX | 48 | 455 | 2 | A | Hot-Humid | Trinity | 2A
TX | 48 | 457 | 2 | A | Hot-Humid | Tyler | 2A
TX | 48 | 459 | 3 | A | Hot-Humid | Upshur | 3A
TX | 48 | 461 | 3 | B | Hot-Dry | Upton | 3B
TX | 48 | 463 | 2 | B | Hot-Humid | Uvalde | 2B
TX | 48 | 465 | 2 | B | Hot-Humid | Val Verde | 2B
TX | 48 | 467 | 3 | A | Hot-Humid | Van Zandt | 3A
TX | 48 | 469 | 2 | A | Hot-Humid | Victoria | 2A
TX | 48 | 471 | 2 | A | Hot-Humid | Walker | 2A
TX | 48 | 473 | 2 | A | Hot-Humid | Waller | 2A
TX | 48 | 475 | 3 | B | Hot-Dry | Ward | 3B
TX | 48 | 477 | 2 | A | Hot-Humid | Washington | 2A
TX | 48 | 479 | 2 | B | Hot-Humid | Webb | 2B
TX | 48 | 481 | 2 | A | Hot-Humid | Wharton | 2A
TX | 48 | 483 | 3 | B | Hot-Dry | Wheeler | 3B
TX | 48 | 485 | 3 | A | Mixed-Humid | Wichita | 3A
TX | 48 | 487 | 3 | B | Hot-Dry | Wilbarger | 3B
TX | 48 | 489 | 2 | A | Hot-Humid | Willacy | 2A
TX | 48 | 491 | 2 | A | Hot-Humid | Williamson | 2A
TX | 48 | 493 | 2 | A | Hot-Humid | Wilson | 2A
TX | 48 | 495 | 3 | B | Hot-Dry | Winkler | 3B
TX | 48 | 497 | 3 | A | Mixed-Humid | Wise | 3A
TX | 48 | 499 | 3 | A | Hot-Humid | Wood | 3A
TX | 48 | 501 | 4 | B | Mixed-Dry | Yoakum | 4B
TX | 48 | 503 | 3 | A | Mixed-Humid | Young | 3A
TX | 48 | 505 | 2 | B | Hot-Humid | Zapata | 2B
TX | 48 | 507 | 2 | B | Hot-Humid | Zavala | 2B
VA | 51 | 1 | 4 | A | Mixed-Humid | Accomack | 4A
VA | 51 | 3 | 4 | A | Mixed-Humid | Albemarle | 4A
VA | 51 | 510 | 4 | A | Mixed-Humid | Alexandria City | 4A
VA | 51 | 5 | 4 | A | Mixed-Humid | Alleghany | 4A
VA | 51 | 7 | 4 | A | Mixed-Humid | Amelia | 4A
VA | 51 | 9 | 4 | A | Mixed-Humid | Amherst | 4A
VA | 51 | 11 | 4 | A | Mixed-Humid | Appomattox | 4A
VA | 51 | 13 | 4 | A | Mixed-Humid | Arlington | 4A
VA | 51 | 15 | 4 | A | Mixed-Humid | Augusta | 4A
VA | 51 | 17 | 4 | A | Mixed-Humid | Bath | 4A
VA | 51 | 19 | 4 | A | Mixed-Humid | Bedford | 4A
VA | 51 | 515 | 4 | A | Mixed-Humid | Bedford City | 4A
VA | 51 | 21 | 4 | A | Mixed-Humid | Bland | 4A
VA | 51 | 23 | 4 | A | Mixed-Humid | Botetourt | 4A
VA | 51 | 520 | 4 | A | Mixed-Humid | Bristol City | 4A
VA | 51 | 25 | 4 | A | Mixed-Humid | Brunswick | 4A
VA | 51 | 27 | 4 | A | Mixed-Humid | Buchanan | 4A
VA | 51 | 29 | 4 | A | Mixed-Humid | Buckingham | 4A
VA | 51 | 530 | 4 | A | Mixed-Humid | Buena Vista City | 4A
VA | 51 | 31 | 4 | A | Mixed-Humid | Campbell | 4A
VA | 51 | 33 | 4 | A | Mixed-Humid | Caroline | 4A
VA | 51 | 35 | 4 | A | Mixed-Humid | Carroll | 4A
VA | 51 | 36 | 4 | A | Mixed-Humid | Charles City | 4A
VA | 51 | 37 | 4 | A | Mixed-Humid | Charlotte | 4A
VA | 51 | 540 | 4 | A | Mixed-Humid | Charlottesville City | 4A
VA | 51 | 550 | 4 | A | Mixed-Humid | Chesapeake City | 4A
VA | 51 | 41 | 4 | A | Mixed-Humid | Chesterfield | 4A
VA | 51 | 43 | 4 | A | Mixed-Humid | Clarke | 4A
VA | 51 | 570 | 4 | A | Mixed-Humid | Colonial Heights City | 4A
VA | 51 | 580 | 4 | A | Mixed-Humid | Covington City | 4A
VA | 51 | 45 | 4 | A | Mixed-Humid | Craig | 4A
VA | 51 | 47 | 4 | A | Mixed-Humid | Culpeper | 4A
VA | 51 | 49 | 4 | A | Mixed-Humid | Cumberland | 4A
VA | 51 | 590 | 4 | A | Mixed-Humid | Danville City | 4A
VA | 51 | 51 | 4 | A | Mixed-Humid | Dickenson | 4A
VA | 51 | 53 | 4 | A | Mixed-Humid | Dinwiddie | 4A
VA | 51 | 595 | 4 | A | Mixed-Humid | Emporia City | 4A
VA | 51 | 57 | 4 | A | Mixed-Humid | Essex | 4A
VA | 51 | 59 | 4 | A | Mixed-Humid | Fairfax | 4A
VA | 51 | 600 | 4 | A | Mixed-Humid | Fairfax City | 4A
VA | 51 | 610 | 4 | A | Mixed-Humid | Falls Church City | 4A
VA | 51 | 61 | 4 | A | Mixed-Humid | Fauquier | 4A
VA | 51 | 63 | 4 | A | Mixed-Humid | Floyd | 4A
VA | 51 | 65 | 4 | A | Mixed-Humid | Fluvanna | 4A
VA | 51 | 67 | 4 | A | Mixed-Humid | Franklin | 4A
VA | 51 | 620 | 4 | A | Mixed-Humid | Franklin City | 4A
VA | 51 | 69 | 4 | A | Mixed-Humid | Frederick | 4A
VA | 51 | 630 | 4 | A | Mixed-Humid | Fredericksburg City | 4A
VA | 51 | 640 | 4 | A | Mixed-Humid | Galax City | 4A
VA | 51 | 71 | 4 | A | Mixed-Humid | Giles | 4A
VA | 51 | 73 | 4 | A | Mixed-Humid | Gloucester | 4A
VA | 51 | 75 | 4 | A | Mixed-Humid | Goochland | 4A
VA | 51 | 77 | 4 | A | Mixed-Humid | Grayson | 4A
VA | 51 | 79 | 4 | A | Mixed-Humid | Greene | 4A
VA | 51 | 81 | 4 | A | Mixed-Humid | Greensville | 4A
VA | 51 | 83 | 4 | A | Mixed-Humid | Halifax | 4A
VA | 51 | 650 | 4 | A | Mixed-Humid | Hampton City | 4A
VA | 51 | 85 | 4 | A | Mixed-Humid | Hanover | 4A
VA | 51 | 660 | 4 | A | Mixed-Humid | Harrisonburg City | 4A
VA | 51 | 87 | 4 | A | Mixed-Humid | Henrico | 4A
VA | 51 | 89 | 4 | A | Mixed-Humid | Henry | 4A
VA | 51 | 91 | 4 | A | Mixed-Humid | Highland | 4A
VA | 51 | 670 | 4 | A | Mixed-Humid | Hopewell City | 4A
VA | 51 | 93 | 4 | A | Mixed-Humid | Isle of Wight | 4A
VA | 51 | 95 | 4 | A | Mixed-Humid | James City | 4A
VA | 51 | 97 | 4 | A | Mixed-Humid | King and Queen | 4A
VA | 51 | 99 | 4 | A | Mixed-Humid | King George | 4A
VA | 51 | 101 | 4 | A | Mixed-Humid | King William | 4A
VA | 51 | 103 | 4 | A | Mixed-Humid | Lancaster | 4A
VA | 51 | 105 | 4 | A | Mixed-Humid | Lee | 4A
VA | 51 | 678 | 4 | A | Mixed-Humid | Lexington City | 4A
VA | 51 | 107 | 4 | A | Mixed-Humid | Loudoun | 4A
VA | 51 | 109 | 4 | A | Mixed-Humid | Louisa | 4A
VA | 51 | 111 | 4 | A | Mixed-Humid | Lunenburg | 4A
VA | 51 | 680 | 4 | A | Mixed-Humid | Lynchburg City | 4A
VA | 51 | 113 | 4 | A | Mixed-Humid | Madison | 4A
VA | 51 | 683 | 4 | A | Mixed-Humid | Manassas City | 4A
VA | 51 | 685 | 4 | A | Mixed-Humid | Manassas Park City | 4A
VA | 51 | 690 | 4 | A | Mixed-Humid | Martinsville City | 4A
VA | 51 | 115 | 4 | A | Mixed-Humid | Mathews | 4A
VA | 51 | 117 | 4 | A | Mixed-Humid | Mecklenburg | 4A
VA | 51 | 119 | 4 | A | Mixed-Humid | Middlesex | 4A
VA | 51 | 121 | 4 | A | Mixed-Humid | Montgomery | 4A
VA | 51 | 125 | 4 | A | Mixed-Humid | Nelson | 4A
VA | 51 | 127 | 4 | A | Mixed-Humid | New Kent | 4A
VA | 51 | 700 | 4 | A | Mixed-Humid | Newport News City | 4A
VA | 51 | 710 | 4 | A | Mixed-Humid | Norfolk City | 4A
VA | 51 | 131 | 4 | A | Mixed-Humid | Northampton | 4A
VA | 51 | 133 | 4 | A | Mixed-Humid | Northumberland | 4A
VA | 51 | 720 | 4 | A | Mixed-Humid | Norton City | 4A
VA | 51 | 135 | 4 | A | Mixed-Humid | Nottoway | 4A
VA | 51 | 137 | 4 | A | Mixed-Humid | Orange | 4A
VA | 51 | 139 | 4 | A | Mixed-Humid | Page | 4A
VA | 51 | 141 | 4 | A | Mixed-Humid | Patrick | 4A
VA | 51 | 730 | 4 | A | Mixed-Humid | Petersburg City | 4A
VA | 51 | 143 | 4 | A | Mixed-Humid | Pittsylvania | 4A
VA | 51 | 735 | 4 | A | Mixed-Humid | Poquoson City | 4A
VA | 51 | 740 | 4 | A | Mixed-Humid | Portsmouth City | 4A
VA | 51 | 145 | 4 | A | Mixed-Humid | Powhatan | 4A
VA | 51 | 147 | 4 | A | Mixed-Humid | Prince Edward | 4A
VA | 51 | 149 | 4 | A | Mixed-Humid | Prince George | 4A
VA | 51 | 153 | 4 | A | Mixed-Humid | Prince William | 4A
VA | 51 | 155 | 4 | A | Mixed-Humid | Pulaski | 4A
VA | 51 | 750 | 4 | A | Mixed-Humid | Radford City | 4A
VA | 51 | 157 | 4 | A | Mixed-Humid | Rappahannock | 4A
VA | 51 | 159 | 4 | A | Mixed-Humid | Richmond | 4A
VA | 51 | 760 | 4 | A | Mixed-Humid | Richmond City | 4A
VA | 51 | 161 | 4 | A | Mixed-Humid | Roanoke | 4A
VA | 51 | 770 | 4 | A | Mixed-Humid | Roanoke City | 4A
VA | 51 | 163 | 4 | A | Mixed-Humid | Rockbridge | 4A
VA | 51 | 165 | 4 | A | Mixed-Humid | Rockingham | 4A
VA | 51 | 167 | 4 | A | Mixed-Humid | Russell | 4A
VA | 51 | 775 | 4 | A | Mixed-Humid | Salem City | 4A
VA | 51 | 169 | 4 | A | Mixed-Humid | Scott | 4A
VA | 51 | 171 | 4 | A | Mixed-Humid | Shenandoah | 4A
VA | 51 | 173 | 4 | A | Mixed-Humid | Smyth | 4A
VA | 51 | 175 | 4 | A | Mixed-Humid | Southampton | 4A
VA | 51 | 177 | 4 | A | Mixed-Humid | Spotsylvania | 4A
VA | 51 | 179 | 4 | A | Mixed-Humid | Stafford | 4A
VA | 51 | 790 | 4 | A | Mixed-Humid | Staunton City | 4A
VA | 51 | 800 | 4 | A | Mixed-Humid | Suffolk City | 4A
VA | 51 | 181 | 4 | A | Mixed-Humid | Surry | 4A
VA | 51 | 183 | 4 | A | Mixed-Humid | Sussex | 4A
VA | 51 | 185 | 4 | A | Mixed-Humid | Tazewell | 4A
VA | 51 | 810 | 4 | A | Mixed-Humid | Virginia Beach City | 4A
VA | 51 | 187 | 4 | A | Mixed-Humid | Warren | 4A
VA | 51 | 191 | 4 | A | Mixed-Humid | Washington | 4A
VA | 51 | 820 | 4 | A | Mixed-Humid | Waynesboro City | 4A
VA | 51 | 193 | 4 | A | Mixed-Humid | Westmoreland | 4A
VA | 51 | 830 | 4 | A | Mixed-Humid | Williamsburg City | 4A
VA | 51 | 840 | 4 | A | Mixed-Humid | Winchester City | 4A
VA | 51 | 195 | 4 | A | Mixed-Humid | Wise | 4A
VA | 51 | 197 | 4 | A | Mixed-Humid | Wythe | 4A
VA | 51 | 199 | 4 | A | Mixed-Humid | York | 4A
VT | 50 | 1 | 6 | A | Cold | Addison | 6A
VT | 50 | 3 | 6 | A | Cold | Bennington | 6A
VT | 50 | 5 | 6 | A | Cold | Caledonia | 6A
VT | 50 | 7 | 6 | A | Cold | Chittenden | 6A
VT | 50 | 9 | 6 | A | Cold | Essex | 6A
VT | 50 | 11 | 6 | A | Cold | Franklin | 6A
VT | 50 | 13 | 6 | A | Cold | Grand Isle | 6A
VT | 50 | 15 | 6 | A | Cold | Lamoille | 6A
VT | 50 | 17 | 6 | A | Cold | Orange | 6A
VT | 50 | 19 | 6 | A | Cold | Orleans | 6A
VT | 50 | 21 | 6 | A | Cold | Rutland | 6A
VT | 50 | 23 | 6 | A | Cold | Washington | 6A
VT | 50 | 25 | 6 | A | Cold | Windham | 6A
VT | 50 | 27 | 6 | A | Cold | Windsor | 6A

## HPWH- Calcs
Heat Pump Water Heater Calculator
Number of People In Household (up to 8 in total) |  | <-- Update per client's feedback
Adult (Age 23+) | 4
Youth (Age 13-23) | 0
Child (Age 7-12) | 0
Young Child (Age 0-6) | 0
Heat Pump Water Heater Install Date | 2026-08-07 | * if not installed yet, input any date in the future
Monthly Added Electric Consumption (kWh) | 95.6486
Annual Added Electric Consumption (kWh) | 1147.7834 | * excludes months after HPWH was installed
Monthly gas reduction (therms) | 18.5101
FSEC 2015 Hot Water Model | https://www.fsec.ucf.edu/en/publications/pdf/FSEC-PF-464-15.pdf
Temp setpoint | 125 | T_set: Hot water storage temperature
Target temp | 105 | T_mix: Temperature at end use
Ambient temp (annual average) | 49.5 | Based on weather for specific county
Water input temp | 55.5 | T_mains: Annual avg mains water temp, air temp plus 6 degrees
F_mix | 0.71223 | The fraction of fixture water consumption that is hot. Warmer places have a lower F_mix
Gallons per Day Hot Water
Total HH | Clothes washer | Dishwasher | CW+DW | Total Unadjusted
1 | 0.75616 | 1.4586 | 2.2148 | 17.1147
2 | 1.0068 | 1.8203 | 2.8271 | 34.1592
3 | 1.2575 | 2.1819 | 3.4395 | 50.7379
4 | 1.5082 | 2.5436 | 4.0518 | 67.0524
5 | 1.7589 | 2.9052 | 4.6641 | 83.1874
6 | 2.0096 | 3.2668 | 5.2764 | 99.1889
7 | 2.2603 | 3.6285 | 5.8888 | 115.0854
8 | 2.511 | 3.9901 | 6.5011 | 130.8961
| gallons per cycle (1.5) * washer cycles per day | gallons per cycle (4.4) * dish washer cycles per day | Sum of the left | Total gallons gotten to by assumping fraction of water for bathing, showers and faucet. CW+DW+Fixed Water+Waste Water*F_mix
Age Adjusted (Final Estimate)
| Avg per day | annual
Gallons | 64.3524 | 23488.61 | Incorporating Demographic Information about the people in the home
Energy (kBTU) | 37.1217 | 13549.4047
Gas water heater UEF | 0.61
Gas therms | 0.60855 | 222.1214
HPWH UEF | 3.46 |  | Bradford-White | https://s3.amazonaws.com/bradfordwhitecorp/wp-content/uploads/residential_heat_pump_aerotherm_re_series_specsheet_1900.pdf
HPWH kWh | 3.1446 | 1147.7834
Note on B27: ====== ID#AAABQHKN4J4 Clothes Washer (2024-06-21 03:59:23) Assumes 2015 or later vintage Energy Star clothes washer, 1.5 gal / cycle
Note on C27: ====== ID#AAABQHKN4J0 Dishwasher (2024-06-21 03:59:23) Assumes 2015 of later vintage Energy Star dishwasher, 4.4 gal / cycle

## HPWH- Avg Temp (hidden)
January 2022 Contiguous U.S. County Average Temperature
Units: Degrees Fahrenheit
Missing: -99 |  | Rank out of 128 Years
Location ID | State | Location |  |  | 1901-2000 Mean
AZ-001 | AZ | Apache County | AZApache County | AZApache | 29.7
AZ-003 | AZ | Cochise County | AZCochise County | AZCochise | 43.5
AZ-005 | AZ | Coconino County | AZCoconino County | AZCoconino | 31.9
AZ-007 | AZ | Gila County | AZGila County | AZGila | 40.9
AZ-009 | AZ | Graham County | AZGraham County | AZGraham | 42.6
AZ-011 | AZ | Greenlee County | AZGreenlee County | AZGreenlee | 38.4
AZ-012 | AZ | La Paz County | AZLa Paz County | AZLa Paz | 51.2
AZ-013 | AZ | Maricopa County | AZMaricopa County | AZMaricopa | 50.8
AZ-015 | AZ | Mohave County | AZMohave County | AZMohave | 42.3
AZ-017 | AZ | Navajo County | AZNavajo County | AZNavajo | 30.4
AZ-019 | AZ | Pima County | AZPima County | AZPima | 49.6
AZ-021 | AZ | Pinal County | AZPinal County | AZPinal | 49.5
AZ-023 | AZ | Santa Cruz County | AZSanta Cruz County | AZSanta Cruz | 44.3
AZ-025 | AZ | Yavapai County | AZYavapai County | AZYavapai | 40.9
AZ-027 | AZ | Yuma County | AZYuma County | AZYuma | 52.8
CA-001 | CA | Alameda County | CAAlameda County | CAAlameda | 46.4
CA-003 | CA | Alpine County | CAAlpine County | CAAlpine | 29.4
CA-005 | CA | Amador County | CAAmador County | CAAmador | 43.1
CA-007 | CA | Butte County | CAButte County | CAButte | 43.2
CA-009 | CA | Calaveras County | CACalaveras County | CACalaveras | 43.3
CA-011 | CA | Colusa County | CAColusa County | CAColusa | 44.4
CA-013 | CA | Contra Costa County | CAContra Costa County | CAContra Costa | 45.9
CA-015 | CA | Del Norte County | CADel Norte County | CADel Norte | 39.3
CA-017 | CA | El Dorado County | CAEl Dorado County | CAEl Dorado | 39.6
CA-019 | CA | Fresno County | CAFresno County | CAFresno | 39.2
CA-021 | CA | Glenn County | CAGlenn County | CAGlenn | 43.4
CA-023 | CA | Humboldt County | CAHumboldt County | CAHumboldt | 41.8
CA-025 | CA | Imperial County | CAImperial County | CAImperial | 54.2
CA-027 | CA | Inyo County | CAInyo County | CAInyo | 41.2
CA-029 | CA | Kern County | CAKern County | CAKern | 44.3
CA-031 | CA | Kings County | CAKings County | CAKings | 45.3
CA-033 | CA | Lake County | CALake County | CALake | 42.9
CA-035 | CA | Lassen County | CALassen County | CALassen | 29.1
CA-037 | CA | Los Angeles County | CALos Angeles County | CALos Angeles | 47.8
CA-039 | CA | Madera County | CAMadera County | CAMadera | 39.8
CA-041 | CA | Marin County | CAMarin County | CAMarin | 47.1
CA-043 | CA | Mariposa County | CAMariposa County | CAMariposa | 39.8
CA-045 | CA | Mendocino County | CAMendocino County | CAMendocino | 43.9
CA-047 | CA | Merced County | CAMerced County | CAMerced | 45.3
CA-049 | CA | Modoc County | CAModoc County | CAModoc | 28.7
CA-051 | CA | Mono County | CAMono County | CAMono | 27.2
CA-053 | CA | Monterey County | CAMonterey County | CAMonterey | 46.9
CA-055 | CA | Napa County | CANapa County | CANapa | 45.1
CA-057 | CA | Nevada County | CANevada County | CANevada | 37.6
CA-059 | CA | Orange County | CAOrange County | CAOrange | 54
CA-061 | CA | Placer County | CAPlacer County | CAPlacer | 38.7
CA-063 | CA | Plumas County | CAPlumas County | CAPlumas | 31.4
CA-065 | CA | Riverside County | CARiverside County | CARiverside | 50.4
CA-067 | CA | Sacramento County | CASacramento County | CASacramento | 45.8
CA-069 | CA | San Benito County | CASan Benito County | CASan Benito | 44.9
CA-071 | CA | San Bernardino County | CASan Bernardino County | CASan Bernardino | 46.6
CA-073 | CA | San Diego County | CASan Diego County | CASan Diego | 49.5
CA-075 | CA | San Francisco County | CASan Francisco County | CASan Francisco | 48.2
CA-077 | CA | San Joaquin County | CASan Joaquin County | CASan Joaquin | 45.5
CA-079 | CA | San Luis Obispo County | CASan Luis Obispo County | CASan Luis Obispo | 46.9
CA-081 | CA | San Mateo County | CASan Mateo County | CASan Mateo | 48
CA-083 | CA | Santa Barbara County | CASanta Barbara County | CASanta Barbara | 48
CA-085 | CA | Santa Clara County | CASanta Clara County | CASanta Clara | 45.7
CA-087 | CA | Santa Cruz County | CASanta Cruz County | CASanta Cruz | 47.6
CA-089 | CA | Shasta County | CAShasta County | CAShasta | 38.8
CA-091 | CA | Sierra County | CASierra County | CASierra | 31.7
CA-093 | CA | Siskiyou County | CASiskiyou County | CASiskiyou | 32.9
CA-095 | CA | Solano County | CASolano County | CASolano | 45.8
CA-097 | CA | Sonoma County | CASonoma County | CASonoma | 46.4
CA-099 | CA | Stanislaus County | CAStanislaus County | CAStanislaus | 45.1
CA-101 | CA | Sutter County | CASutter County | CASutter | 45.6
CA-103 | CA | Tehama County | CATehama County | CATehama | 42.4
CA-105 | CA | Trinity County | CATrinity County | CATrinity | 37.3
CA-107 | CA | Tulare County | CATulare County | CATulare | 38.1
CA-109 | CA | Tuolumne County | CATuolumne County | CATuolumne | 35.7
CA-111 | CA | Ventura County | CAVentura County | CAVentura | 46
CA-113 | CA | Yolo County | CAYolo County | CAYolo | 45.6
CA-115 | CA | Yuba County | CAYuba County | CAYuba | 44.5
CO-001 | CO | Adams County | COAdams County | COAdams | 26.6
CO-003 | CO | Alamosa County | COAlamosa County | COAlamosa | 18.4
CO-005 | CO | Arapahoe County | COArapahoe County | COArapahoe | 27.1
CO-007 | CO | Archuleta County | COArchuleta County | COArchuleta | 21.8
CO-009 | CO | Baca County | COBaca County | COBaca | 31.3
CO-011 | CO | Bent County | COBent County | COBent | 29.4
CO-013 | CO | Boulder County | COBoulder County | COBoulder | 25.4
CO-014 | CO | Broomfield County | COBroomfield County | COBroomfield | 29.6
CO-015 | CO | Chaffee County | COChaffee County | COChaffee | 19
CO-017 | CO | Cheyenne County | COCheyenne County | COCheyenne | 27.5
CO-019 | CO | Clear Creek County | COClear Creek County | COClear Creek | 19.3
CO-021 | CO | Conejos County | COConejos County | COConejos | 18.5
CO-023 | CO | Costilla County | COCostilla County | COCostilla | 20.9
CO-025 | CO | Crowley County | COCrowley County | COCrowley | 28.2
CO-027 | CO | Custer County | COCuster County | COCuster | 22.8
CO-029 | CO | Delta County | CODelta County | CODelta | 22.9
CO-031 | CO | Denver County | CODenver County | CODenver | 29.3
CO-033 | CO | Dolores County | CODolores County | CODolores | 23.1
CO-035 | CO | Douglas County | CODouglas County | CODouglas | 28.1
CO-037 | CO | Eagle County | COEagle County | COEagle | 18.7
CO-039 | CO | Elbert County | COElbert County | COElbert | 26.3
CO-041 | CO | El Paso County | COEl Paso County | COEl Paso | 27.9
CO-043 | CO | Fremont County | COFremont County | COFremont | 26.4
CO-045 | CO | Garfield County | COGarfield County | COGarfield | 21.7
CO-047 | CO | Gilpin County | COGilpin County | COGilpin | 21.5
CO-049 | CO | Grand County | COGrand County | COGrand | 16.4
CO-051 | CO | Gunnison County | COGunnison County | COGunnison | 16.5
CO-053 | CO | Hinsdale County | COHinsdale County | COHinsdale | 16.9
CO-055 | CO | Huerfano County | COHuerfano County | COHuerfano | 27.9
CO-057 | CO | Jackson County | COJackson County | COJackson | 16.2
CO-059 | CO | Jefferson County | COJefferson County | COJefferson | 28
CO-061 | CO | Kiowa County | COKiowa County | COKiowa | 28.1
CO-063 | CO | Kit Carson County | COKit Carson County | COKit Carson | 27.3
CO-065 | CO | Lake County | COLake County | COLake | 15.7
CO-067 | CO | La Plata County | COLa Plata County | COLa Plata | 23.6
CO-069 | CO | Larimer County | COLarimer County | COLarimer | 22.5
CO-071 | CO | Las Animas County | COLas Animas County | COLas Animas | 30.9
CO-073 | CO | Lincoln County | COLincoln County | COLincoln | 27
CO-075 | CO | Logan County | COLogan County | COLogan | 25.9
CO-077 | CO | Mesa County | COMesa County | COMesa | 23.2
CO-079 | CO | Mineral County | COMineral County | COMineral | 16.6
CO-081 | CO | Moffat County | COMoffat County | COMoffat | 19.8
CO-083 | CO | Montezuma County | COMontezuma County | COMontezuma | 26.3
CO-085 | CO | Montrose County | COMontrose County | COMontrose | 23.9
CO-087 | CO | Morgan County | COMorgan County | COMorgan | 24.3
CO-089 | CO | Otero County | COOtero County | COOtero | 30.3
CO-091 | CO | Ouray County | COOuray County | COOuray | 20.8
CO-093 | CO | Park County | COPark County | COPark | 19.5
CO-095 | CO | Phillips County | COPhillips County | COPhillips | 25.4
CO-097 | CO | Pitkin County | COPitkin County | COPitkin | 18.2
CO-099 | CO | Prowers County | COProwers County | COProwers | 29.5
CO-101 | CO | Pueblo County | COPueblo County | COPueblo | 30.9
CO-103 | CO | Rio Blanco County | CORio Blanco County | CORio Blanco | 21
CO-105 | CO | Rio Grande County | CORio Grande County | CORio Grande | 17
CO-107 | CO | Routt County | CORoutt County | CORoutt | 18
CO-109 | CO | Saguache County | COSaguache County | COSaguache | 17.6
CO-111 | CO | San Juan County | COSan Juan County | COSan Juan | 18.1
CO-113 | CO | San Miguel County | COSan Miguel County | COSan Miguel | 23.6
CO-115 | CO | Sedgwick County | COSedgwick County | COSedgwick | 25.4
CO-117 | CO | Summit County | COSummit County | COSummit | 16.1
CO-119 | CO | Teller County | COTeller County | COTeller | 22
CO-121 | CO | Washington County | COWashington County | COWashington | 25.8
CO-123 | CO | Weld County | COWeld County | COWeld | 25.4
CO-125 | CO | Yuma County | COYuma County | COYuma | 26.5
CT-001 | CT | Fairfield County | CTFairfield County | CTFairfield | 26.8
CT-003 | CT | Hartford County | CTHartford County | CTHartford | 25
CT-005 | CT | Litchfield County | CTLitchfield County | CTLitchfield | 22.7
CT-007 | CT | Middlesex County | CTMiddlesex County | CTMiddlesex | 26.8
CT-009 | CT | New Haven County | CTNew Haven County | CTNew Haven | 26.6
CT-011 | CT | New London County | CTNew London County | CTNew London | 27
CT-013 | CT | Tolland County | CTTolland County | CTTolland | 24.5
CT-015 | CT | Windham County | CTWindham County | CTWindham | 25
FL-001 | FL | Alachua County | FLAlachua County | FLAlachua | 55.2
FL-003 | FL | Baker County | FLBaker County | FLBaker | 53
FL-005 | FL | Bay County | FLBay County | FLBay | 52.3
FL-007 | FL | Bradford County | FLBradford County | FLBradford | 54.5
FL-009 | FL | Brevard County | FLBrevard County | FLBrevard | 60.9
FL-011 | FL | Broward County | FLBroward County | FLBroward | 65.3
FL-013 | FL | Calhoun County | FLCalhoun County | FLCalhoun | 51.3
FL-015 | FL | Charlotte County | FLCharlotte County | FLCharlotte | 62.4
FL-017 | FL | Citrus County | FLCitrus County | FLCitrus | 57.1
FL-019 | FL | Clay County | FLClay County | FLClay | 54.7
FL-021 | FL | Collier County | FLCollier County | FLCollier | 64.6
FL-023 | FL | Columbia County | FLColumbia County | FLColumbia | 53.2
FL-027 | FL | DeSoto County | FLDeSoto County | FLDeSoto | 61.5
FL-029 | FL | Dixie County | FLDixie County | FLDixie | 53.8
FL-031 | FL | Duval County | FLDuval County | FLDuval | 53.9
FL-033 | FL | Escambia County | FLEscambia County | FLEscambia | 51.4
FL-035 | FL | Flagler County | FLFlagler County | FLFlagler | 56.9
FL-037 | FL | Franklin County | FLFranklin County | FLFranklin | 52.9
FL-039 | FL | Gadsden County | FLGadsden County | FLGadsden | 51.3
FL-041 | FL | Gilchrist County | FLGilchrist County | FLGilchrist | 54.1
FL-043 | FL | Glades County | FLGlades County | FLGlades | 62.4
FL-045 | FL | Gulf County | FLGulf County | FLGulf | 52.5
FL-047 | FL | Hamilton County | FLHamilton County | FLHamilton | 52.1
FL-049 | FL | Hardee County | FLHardee County | FLHardee | 60.8
FL-051 | FL | Hendry County | FLHendry County | FLHendry | 63.5
FL-053 | FL | Hernando County | FLHernando County | FLHernando | 57.9
FL-055 | FL | Highlands County | FLHighlands County | FLHighlands | 61.3
FL-057 | FL | Hillsborough County | FLHillsborough County | FLHillsborough | 59.9
FL-059 | FL | Holmes County | FLHolmes County | FLHolmes | 50.4
FL-061 | FL | Indian River County | FLIndian River County | FLIndian River | 61.5
FL-063 | FL | Jackson County | FLJackson County | FLJackson | 51
FL-065 | FL | Jefferson County | FLJefferson County | FLJefferson | 51.8
FL-067 | FL | Lafayette County | FLLafayette County | FLLafayette | 53.1
FL-069 | FL | Lake County | FLLake County | FLLake | 58.2
FL-071 | FL | Lee County | FLLee County | FLLee | 63.4
FL-073 | FL | Leon County | FLLeon County | FLLeon | 51.7
FL-075 | FL | Levy County | FLLevy County | FLLevy | 55.3
FL-077 | FL | Liberty County | FLLiberty County | FLLiberty | 51.7
FL-079 | FL | Madison County | FLMadison County | FLMadison | 51.8
FL-081 | FL | Manatee County | FLManatee County | FLManatee | 60.8
FL-083 | FL | Marion County | FLMarion County | FLMarion | 56.6
FL-085 | FL | Martin County | FLMartin County | FLMartin | 63.4
FL-086 | FL | Miami-Dade County | FLMiami-Dade County | FLMiami-Dade | 65.9
FL-087 | FL | Monroe County | FLMonroe County | FLMonroe | 66.4
FL-089 | FL | Nassau County | FLNassau County | FLNassau | 52.7
FL-091 | FL | Okaloosa County | FLOkaloosa County | FLOkaloosa | 50.9
FL-093 | FL | Okeechobee County | FLOkeechobee County | FLOkeechobee | 61.7
FL-095 | FL | Orange County | FLOrange County | FLOrange | 59.7
FL-097 | FL | Osceola County | FLOsceola County | FLOsceola | 60.6
FL-099 | FL | Palm Beach County | FLPalm Beach County | FLPalm Beach | 64.4
FL-101 | FL | Pasco County | FLPasco County | FLPasco | 58.5
FL-103 | FL | Pinellas County | FLPinellas County | FLPinellas | 60.2
FL-105 | FL | Polk County | FLPolk County | FLPolk | 60.2
FL-107 | FL | Putnam County | FLPutnam County | FLPutnam | 56.1
FL-109 | FL | St. Johns County | FLSt. Johns County | FLSt. Johns | 55.6
FL-111 | FL | St. Lucie County | FLSt. Lucie County | FLSt. Lucie | 62.6
FL-113 | FL | Santa Rosa County | FLSanta Rosa County | FLSanta Rosa | 51.3
FL-115 | FL | Sarasota County | FLSarasota County | FLSarasota | 61.6
FL-117 | FL | Seminole County | FLSeminole County | FLSeminole | 59.4
FL-119 | FL | Sumter County | FLSumter County | FLSumter | 57.8
FL-121 | FL | Suwannee County | FLSuwannee County | FLSuwannee | 52.9
FL-123 | FL | Taylor County | FLTaylor County | FLTaylor | 52.7
FL-125 | FL | Union County | FLUnion County | FLUnion | 54
FL-127 | FL | Volusia County | FLVolusia County | FLVolusia | 58.3
FL-129 | FL | Wakulla County | FLWakulla County | FLWakulla | 52.3
FL-131 | FL | Walton County | FLWalton County | FLWalton | 50.8
FL-133 | FL | Washington County | FLWashington County | FLWashington | 51.2
IL-001 | IL | Adams County | ILAdams County | ILAdams | 25.3
IL-003 | IL | Alexander County | ILAlexander County | ILAlexander | 33.3
IL-005 | IL | Bond County | ILBond County | ILBond | 28.8
IL-007 | IL | Boone County | ILBoone County | ILBoone | 19.2
IL-009 | IL | Brown County | ILBrown County | ILBrown | 25.2
IL-011 | IL | Bureau County | ILBureau County | ILBureau | 21
IL-013 | IL | Calhoun County | ILCalhoun County | ILCalhoun | 27.8
IL-015 | IL | Carroll County | ILCarroll County | ILCarroll | 18.9
IL-017 | IL | Cass County | ILCass County | ILCass | 25.4
IL-019 | IL | Champaign County | ILChampaign County | ILChampaign | 24.7
IL-021 | IL | Christian County | ILChristian County | ILChristian | 26.5
IL-023 | IL | Clark County | ILClark County | ILClark | 27.5
IL-025 | IL | Clay County | ILClay County | ILClay | 29
IL-027 | IL | Clinton County | ILClinton County | ILClinton | 29.6
IL-029 | IL | Coles County | ILColes County | ILColes | 26.5
IL-031 | IL | Cook County | ILCook County | ILCook | 22.5
IL-033 | IL | Crawford County | ILCrawford County | ILCrawford | 28.6
IL-035 | IL | Cumberland County | ILCumberland County | ILCumberland | 27.4
IL-037 | IL | DeKalb County | ILDeKalb County | ILDeKalb | 20
IL-039 | IL | De Witt County | ILDe Witt County | ILDe Witt | 24.3
IL-041 | IL | Douglas County | ILDouglas County | ILDouglas | 25.6
IL-043 | IL | DuPage County | ILDuPage County | ILDuPage | 21.6
IL-045 | IL | Edgar County | ILEdgar County | ILEdgar | 26.4
IL-047 | IL | Edwards County | ILEdwards County | ILEdwards | 30.6
IL-049 | IL | Effingham County | ILEffingham County | ILEffingham | 27.8
IL-051 | IL | Fayette County | ILFayette County | ILFayette | 28.3
IL-053 | IL | Ford County | ILFord County | ILFord | 23.5
IL-055 | IL | Franklin County | ILFranklin County | ILFranklin | 31.2
IL-057 | IL | Fulton County | ILFulton County | ILFulton | 24
IL-059 | IL | Gallatin County | ILGallatin County | ILGallatin | 32.4
IL-061 | IL | Greene County | ILGreene County | ILGreene | 27.5
IL-063 | IL | Grundy County | ILGrundy County | ILGrundy | 22.1
IL-065 | IL | Hamilton County | ILHamilton County | ILHamilton | 31.2
IL-067 | IL | Hancock County | ILHancock County | ILHancock | 24.2
IL-069 | IL | Hardin County | ILHardin County | ILHardin | 32.8
IL-071 | IL | Henderson County | ILHenderson County | ILHenderson | 22.7
IL-073 | IL | Henry County | ILHenry County | ILHenry | 21
IL-075 | IL | Iroquois County | ILIroquois County | ILIroquois | 23.6
IL-077 | IL | Jackson County | ILJackson County | ILJackson | 31.4
IL-079 | IL | Jasper County | ILJasper County | ILJasper | 28.3
IL-081 | IL | Jefferson County | ILJefferson County | ILJefferson | 30.3
IL-083 | IL | Jersey County | ILJersey County | ILJersey | 28.3
IL-085 | IL | Jo Daviess County | ILJo Daviess County | ILJo Daviess | 18.1
IL-087 | IL | Johnson County | ILJohnson County | ILJohnson | 32.4
IL-089 | IL | Kane County | ILKane County | ILKane | 20.6
IL-091 | IL | Kankakee County | ILKankakee County | ILKankakee | 22.9
IL-093 | IL | Kendall County | ILKendall County | ILKendall | 21.6
IL-095 | IL | Knox County | ILKnox County | ILKnox | 22.1
IL-097 | IL | Lake County | ILLake County | ILLake | 20.9
IL-099 | IL | LaSalle County | ILLaSalle County | ILLaSalle | 21.6
IL-101 | IL | Lawrence County | ILLawrence County | ILLawrence | 29.8
IL-103 | IL | Lee County | ILLee County | ILLee | 19.9
IL-105 | IL | Livingston County | ILLivingston County | ILLivingston | 22.7
IL-107 | IL | Logan County | ILLogan County | ILLogan | 24.9
IL-109 | IL | McDonough County | ILMcDonough County | ILMcDonough | 23.6
IL-111 | IL | McHenry County | ILMcHenry County | ILMcHenry | 19.5
IL-113 | IL | McLean County | ILMcLean County | ILMcLean | 23.3
IL-115 | IL | Macon County | ILMacon County | ILMacon | 25.4
IL-117 | IL | Macoupin County | ILMacoupin County | ILMacoupin | 27.4
IL-119 | IL | Madison County | ILMadison County | ILMadison | 29.4
IL-121 | IL | Marion County | ILMarion County | ILMarion | 29.2
IL-123 | IL | Marshall County | ILMarshall County | ILMarshall | 22.3
IL-125 | IL | Mason County | ILMason County | ILMason | 25
IL-127 | IL | Massac County | ILMassac County | ILMassac | 33.4
IL-129 | IL | Menard County | ILMenard County | ILMenard | 25.3
IL-131 | IL | Mercer County | ILMercer County | ILMercer | 21.5
IL-133 | IL | Monroe County | ILMonroe County | ILMonroe | 30.9
IL-135 | IL | Montgomery County | ILMontgomery County | ILMontgomery | 27.5
IL-137 | IL | Morgan County | ILMorgan County | ILMorgan | 25.8
IL-139 | IL | Moultrie County | ILMoultrie County | ILMoultrie | 26
IL-141 | IL | Ogle County | ILOgle County | ILOgle | 19.2
IL-143 | IL | Peoria County | ILPeoria County | ILPeoria | 22.9
IL-145 | IL | Perry County | ILPerry County | ILPerry | 30.7
IL-147 | IL | Piatt County | ILPiatt County | ILPiatt | 24.8
IL-149 | IL | Pike County | ILPike County | ILPike | 26.3
IL-151 | IL | Pope County | ILPope County | ILPope | 32.7
IL-153 | IL | Pulaski County | ILPulaski County | ILPulaski | 33.3
IL-155 | IL | Putnam County | ILPutnam County | ILPutnam | 22.2
IL-157 | IL | Randolph County | ILRandolph County | ILRandolph | 30.9
IL-159 | IL | Richland County | ILRichland County | ILRichland | 29.6
IL-161 | IL | Rock Island County | ILRock Island County | ILRock Island | 21
IL-163 | IL | St. Clair County | ILSt. Clair County | ILSt. Clair | 30.3
IL-165 | IL | Saline County | ILSaline County | ILSaline | 32
IL-167 | IL | Sangamon County | ILSangamon County | ILSangamon | 25.9
IL-169 | IL | Schuyler County | ILSchuyler County | ILSchuyler | 24.7
IL-171 | IL | Scott County | ILScott County | ILScott | 26.4
IL-173 | IL | Shelby County | ILShelby County | ILShelby | 26.8
IL-175 | IL | Stark County | ILStark County | ILStark | 21.7
IL-177 | IL | Stephenson County | ILStephenson County | ILStephenson | 18.2
IL-179 | IL | Tazewell County | ILTazewell County | ILTazewell | 23.7
IL-181 | IL | Union County | ILUnion County | ILUnion | 32.1
IL-183 | IL | Vermilion County | ILVermilion County | ILVermilion | 25.2
IL-185 | IL | Wabash County | ILWabash County | ILWabash | 30.7
IL-187 | IL | Warren County | ILWarren County | ILWarren | 22.2
IL-189 | IL | Washington County | ILWashington County | ILWashington | 30.1
IL-191 | IL | Wayne County | ILWayne County | ILWayne | 30.3
IL-193 | IL | White County | ILWhite County | ILWhite | 31.6
IL-195 | IL | Whiteside County | ILWhiteside County | ILWhiteside | 20.1
IL-197 | IL | Will County | ILWill County | ILWill | 22.5
IL-199 | IL | Williamson County | ILWilliamson County | ILWilliamson | 31.7
IL-201 | IL | Winnebago County | ILWinnebago County | ILWinnebago | 19
IL-203 | IL | Woodford County | ILWoodford County | ILWoodford | 22.6
ME-001 | ME | Androscoggin County | MEAndroscoggin County | MEAndroscoggin | 17.4
ME-003 | ME | Aroostook County | MEAroostook County | MEAroostook | 8.9
ME-005 | ME | Cumberland County | MECumberland County | MECumberland | 19
ME-007 | ME | Franklin County | MEFranklin County | MEFranklin | 11.8
ME-009 | ME | Hancock County | MEHancock County | MEHancock | 18.3
ME-011 | ME | Kennebec County | MEKennebec County | MEKennebec | 17
ME-013 | ME | Knox County | MEKnox County | MEKnox | 20
ME-015 | ME | Lincoln County | MELincoln County | MELincoln | 19.7
ME-017 | ME | Oxford County | MEOxford County | MEOxford | 14.1
ME-019 | ME | Penobscot County | MEPenobscot County | MEPenobscot | 13.8
ME-021 | ME | Piscataquis County | MEPiscataquis County | MEPiscataquis | 10.3
ME-023 | ME | Sagadahoc County | MESagadahoc County | MESagadahoc | 19.6
ME-025 | ME | Somerset County | MESomerset County | MESomerset | 11
ME-027 | ME | Waldo County | MEWaldo County | MEWaldo | 17.5
ME-029 | ME | Washington County | MEWashington County | MEWashington | 17.2
ME-031 | ME | York County | MEYork County | MEYork | 20.4
MD-001 | MD | Allegany County | MDAllegany County | MDAllegany | 29.2
MD-003 | MD | Anne Arundel County | MDAnne Arundel County | MDAnne Arundel | 34
MD-005 | MD | Baltimore County | MDBaltimore County | MDBaltimore | 31.1
MD-009 | MD | Calvert County | MDCalvert County | MDCalvert | 34.6
MD-011 | MD | Caroline County | MDCaroline County | MDCaroline | 33.5
MD-013 | MD | Carroll County | MDCarroll County | MDCarroll | 29.9
MD-015 | MD | Cecil County | MDCecil County | MDCecil | 31.2
MD-017 | MD | Charles County | MDCharles County | MDCharles | 34.6
MD-019 | MD | Dorchester County | MDDorchester County | MDDorchester | 34.8
MD-021 | MD | Frederick County | MDFrederick County | MDFrederick | 30.3
MD-023 | MD | Garrett County | MDGarrett County | MDGarrett | 25.9
MD-025 | MD | Harford County | MDHarford County | MDHarford | 31
MD-027 | MD | Howard County | MDHoward County | MDHoward | 31.4
MD-029 | MD | Kent County | MDKent County | MDKent | 32.9
MD-031 | MD | Montgomery County | MDMontgomery County | MDMontgomery | 31.9
MD-033 | MD | Prince George's County | MDPrince George's County | MDPrince George's | 33.7
MD-035 | MD | Queen Anne's County | MDQueen Anne's County | MDQueen Anne's | 33.3
MD-037 | MD | St. Mary's County | MDSt. Mary's County | MDSt. Mary's | 35.2
MD-039 | MD | Somerset County | MDSomerset County | MDSomerset | 35.9
MD-041 | MD | Talbot County | MDTalbot County | MDTalbot | 34.4
MD-043 | MD | Washington County | MDWashington County | MDWashington | 29.9
MD-045 | MD | Wicomico County | MDWicomico County | MDWicomico | 35.1
MD-047 | MD | Worcester County | MDWorcester County | MDWorcester | 36.1
MD-510 | MD | Baltimore City | MDBaltimore City | MDBaltimore City | 33.2
MD-511 | MD | Washington, D.C. | MDWashington, D.C. | MDWashingto | 33.8
MA-001 | MA | Barnstable County | MABarnstable County | MABarnstable | 29.6
MA-003 | MA | Berkshire County | MABerkshire County | MABerkshire | 20.4
MA-005 | MA | Bristol County | MABristol County | MABristol | 27.8
MA-007 | MA | Dukes County | MADukes County | MADukes | 30.1
MA-009 | MA | Essex County | MAEssex County | MAEssex | 25.1
MA-011 | MA | Franklin County | MAFranklin County | MAFranklin | 20.9
MA-013 | MA | Hampden County | MAHampden County | MAHampden | 23
MA-015 | MA | Hampshire County | MAHampshire County | MAHampshire | 22.1
MA-017 | MA | Middlesex County | MAMiddlesex County | MAMiddlesex | 24.3
MA-019 | MA | Nantucket County | MANantucket County | MANantucket | 30.8
MA-021 | MA | Norfolk County | MANorfolk County | MANorfolk | 26
MA-023 | MA | Plymouth County | MAPlymouth County | MAPlymouth | 27.9
MA-025 | MA | Suffolk County | MASuffolk County | MASuffolk | 26.6
MA-027 | MA | Worcester County | MAWorcester County | MAWorcester | 22.8
NV-001 | NV | Churchill County | NVChurchill County | NVChurchill | 30.4
NV-003 | NV | Clark County | NVClark County | NVClark | 43.4
NV-005 | NV | Douglas County | NVDouglas County | NVDouglas | 31.2
NV-007 | NV | Elko County | NVElko County | NVElko | 24.6
NV-009 | NV | Esmeralda County | NVEsmeralda County | NVEsmeralda | 31.2
NV-011 | NV | Eureka County | NVEureka County | NVEureka | 25.3
NV-013 | NV | Humboldt County | NVHumboldt County | NVHumboldt | 28.5
NV-015 | NV | Lander County | NVLander County | NVLander | 27.6
NV-017 | NV | Lincoln County | NVLincoln County | NVLincoln | 34.4
NV-019 | NV | Lyon County | NVLyon County | NVLyon | 31.3
NV-021 | NV | Mineral County | NVMineral County | NVMineral | 29.9
NV-023 | NV | Nye County | NVNye County | NVNye | 30.9
NV-027 | NV | Pershing County | NVPershing County | NVPershing | 29.8
NV-029 | NV | Storey County | NVStorey County | NVStorey | 31.7
NV-031 | NV | Washoe County | NVWashoe County | NVWashoe | 29.7
NV-033 | NV | White Pine County | NVWhite Pine County | NVWhite Pine | 25.6
NV-510 | NV | Carson City | NVCarson City | NVCarson City | 31.7
NH-001 | NH | Belknap County | NHBelknap County | NHBelknap | 18.7
NH-003 | NH | Carroll County | NHCarroll County | NHCarroll | 16.9
NH-005 | NH | Cheshire County | NHCheshire County | NHCheshire | 19.4
NH-007 | NH | Coos County | NHCoos County | NHCoos | 12
NH-009 | NH | Grafton County | NHGrafton County | NHGrafton | 15.1
NH-011 | NH | Hillsborough County | NHHillsborough County | NHHillsborough | 21
NH-013 | NH | Merrimack County | NHMerrimack County | NHMerrimack | 19.1
NH-015 | NH | Rockingham County | NHRockingham County | NHRockingham | 22.5
NH-017 | NH | Strafford County | NHStrafford County | NHStrafford | 20.9
NH-019 | NH | Sullivan County | NHSullivan County | NHSullivan | 17.4
NJ-001 | NJ | Atlantic County | NJAtlantic County | NJAtlantic | 31.9
NJ-003 | NJ | Bergen County | NJBergen County | NJBergen | 28.4
NJ-005 | NJ | Burlington County | NJBurlington County | NJBurlington | 31.5
NJ-007 | NJ | Camden County | NJCamden County | NJCamden | 31.6
NJ-009 | NJ | Cape May County | NJCape May County | NJCape May | 32.9
NJ-011 | NJ | Cumberland County | NJCumberland County | NJCumberland | 31.9
NJ-013 | NJ | Essex County | NJEssex County | NJEssex | 28.9
NJ-015 | NJ | Gloucester County | NJGloucester County | NJGloucester | 31.7
NJ-017 | NJ | Hudson County | NJHudson County | NJHudson | 30.7
NJ-019 | NJ | Hunterdon County | NJHunterdon County | NJHunterdon | 27
NJ-021 | NJ | Mercer County | NJMercer County | NJMercer | 29.8
NJ-023 | NJ | Middlesex County | NJMiddlesex County | NJMiddlesex | 29.9
NJ-025 | NJ | Monmouth County | NJMonmouth County | NJMonmouth | 30.5
NJ-027 | NJ | Morris County | NJMorris County | NJMorris | 26.3
NJ-029 | NJ | Ocean County | NJOcean County | NJOcean | 31.3
NJ-031 | NJ | Passaic County | NJPassaic County | NJPassaic | 26.4
NJ-033 | NJ | Salem County | NJSalem County | NJSalem | 31.9
NJ-035 | NJ | Somerset County | NJSomerset County | NJSomerset | 28.3
NJ-037 | NJ | Sussex County | NJSussex County | NJSussex | 24.5
NJ-039 | NJ | Union County | NJUnion County | NJUnion | 29.6
NJ-041 | NJ | Warren County | NJWarren County | NJWarren | 25.2
NM-001 | NM | Bernalillo County | NMBernalillo County | NMBernalillo | 32.2
NM-003 | NM | Catron County | NMCatron County | NMCatron | 30.3
NM-005 | NM | Chaves County | NMChaves County | NMChaves | 38.8
NM-006 | NM | Cibola County | NMCibola County | NMCibola | 29
NM-007 | NM | Colfax County | NMColfax County | NMColfax | 28
NM-009 | NM | Curry County | NMCurry County | NMCurry | 35.4
NM-011 | NM | De Baca County | NMDe Baca County | NMDe Baca | 36.8
NM-013 | NM | Dona Ana County | NMDona Ana County | NMDona Ana | 41.1
NM-015 | NM | Eddy County | NMEddy County | NMEddy | 41.5
NM-017 | NM | Grant County | NMGrant County | NMGrant | 37.7
NM-019 | NM | Guadalupe County | NMGuadalupe County | NMGuadalupe | 34.8
NM-021 | NM | Harding County | NMHarding County | NMHarding | 33.1
NM-023 | NM | Hidalgo County | NMHidalgo County | NMHidalgo | 40.9
NM-025 | NM | Lea County | NMLea County | NMLea | 40
NM-027 | NM | Lincoln County | NMLincoln County | NMLincoln | 35.6
NM-028 | NM | Los Alamos County | NMLos Alamos County | NMLos Alamos | 26.8
NM-029 | NM | Luna County | NMLuna County | NMLuna | 41.1
NM-031 | NM | McKinley County | NMMcKinley County | NMMcKinley | 27.9
NM-033 | NM | Mora County | NMMora County | NMMora | 28.7
NM-035 | NM | Otero County | NMOtero County | NMOtero | 38.7
NM-037 | NM | Quay County | NMQuay County | NMQuay | 36
NM-039 | NM | Rio Arriba County | NMRio Arriba County | NMRio Arriba | 23.6
NM-041 | NM | Roosevelt County | NMRoosevelt County | NMRoosevelt | 36.5
NM-043 | NM | Sandoval County | NMSandoval County | NMSandoval | 28.8
NM-045 | NM | San Juan County | NMSan Juan County | NMSan Juan | 28
NM-047 | NM | San Miguel County | NMSan Miguel County | NMSan Miguel | 33
NM-049 | NM | Santa Fe County | NMSanta Fe County | NMSanta Fe | 29
NM-051 | NM | Sierra County | NMSierra County | NMSierra | 38.3
NM-053 | NM | Socorro County | NMSocorro County | NMSocorro | 34
NM-055 | NM | Taos County | NMTaos County | NMTaos | 22.1
NM-057 | NM | Torrance County | NMTorrance County | NMTorrance | 30.6
NM-059 | NM | Union County | NMUnion County | NMUnion | 31.7
NM-061 | NM | Valencia County | NMValencia County | NMValencia | 33.7
NY-001 | NY | Albany County | NYAlbany County | NYAlbany | 21.5
NY-003 | NY | Allegany County | NYAllegany County | NYAllegany | 21.5
NY-005 | NY | Bronx County | NYBronx County | NYBronx | 30.6
NY-007 | NY | Broome County | NYBroome County | NYBroome | 22
NY-009 | NY | Cattaraugus County | NYCattaraugus County | NYCattaraugus | 21.5
NY-011 | NY | Cayuga County | NYCayuga County | NYCayuga | 22.2
NY-013 | NY | Chautauqua County | NYChautauqua County | NYChautauqua | 22.6
NY-015 | NY | Chemung County | NYChemung County | NYChemung | 22.3
NY-017 | NY | Chenango County | NYChenango County | NYChenango | 20.5
NY-019 | NY | Clinton County | NYClinton County | NYClinton | 14.8
NY-021 | NY | Columbia County | NYColumbia County | NYColumbia | 22.8
NY-023 | NY | Cortland County | NYCortland County | NYCortland | 20.2
NY-025 | NY | Delaware County | NYDelaware County | NYDelaware | 20.4
NY-027 | NY | Dutchess County | NYDutchess County | NYDutchess | 23.8
NY-029 | NY | Erie County | NYErie County | NYErie | 22.9
NY-031 | NY | Essex County | NYEssex County | NYEssex | 14.4
NY-033 | NY | Franklin County | NYFranklin County | NYFranklin | 13.2
NY-035 | NY | Fulton County | NYFulton County | NYFulton | 18.2
NY-037 | NY | Genesee County | NYGenesee County | NYGenesee | 22.3
NY-039 | NY | Greene County | NYGreene County | NYGreene | 21.4
NY-041 | NY | Hamilton County | NYHamilton County | NYHamilton | 14.2
NY-043 | NY | Herkimer County | NYHerkimer County | NYHerkimer | 16
NY-045 | NY | Jefferson County | NYJefferson County | NYJefferson | 16.8
NY-047 | NY | Kings County | NYKings County | NYKings | 31.4
NY-049 | NY | Lewis County | NYLewis County | NYLewis | 14.8
NY-051 | NY | Livingston County | NYLivingston County | NYLivingston | 22.7
NY-053 | NY | Madison County | NYMadison County | NYMadison | 19.4
NY-055 | NY | Monroe County | NYMonroe County | NYMonroe | 23.2
NY-057 | NY | Montgomery County | NYMontgomery County | NYMontgomery | 20.5
NY-059 | NY | Nassau County | NYNassau County | NYNassau | 30.6
NY-061 | NY | New York County | NYNew York County | NYNew York | 30.9
NY-063 | NY | Niagara County | NYNiagara County | NYNiagara | 23.7
NY-065 | NY | Oneida County | NYOneida County | NYOneida | 18.4
NY-067 | NY | Onondaga County | NYOnondaga County | NYOnondaga | 21.3
NY-069 | NY | Ontario County | NYOntario County | NYOntario | 22.6
NY-071 | NY | Orange County | NYOrange County | NYOrange | 24.4
NY-073 | NY | Orleans County | NYOrleans County | NYOrleans | 23.1
NY-075 | NY | Oswego County | NYOswego County | NYOswego | 19.9
NY-077 | NY | Otsego County | NYOtsego County | NYOtsego | 20
NY-079 | NY | Putnam County | NYPutnam County | NYPutnam | 24.8
NY-081 | NY | Queens County | NYQueens County | NYQueens | 31.2
NY-083 | NY | Rensselaer County | NYRensselaer County | NYRensselaer | 20.8
NY-085 | NY | Richmond County | NYRichmond County | NYRichmond | 31
NY-087 | NY | Rockland County | NYRockland County | NYRockland | 26.7
NY-089 | NY | St. Lawrence County | NYSt. Lawrence County | NYSt. Lawrence | 14.2
NY-091 | NY | Saratoga County | NYSaratoga County | NYSaratoga | 19.1
NY-093 | NY | Schenectady County | NYSchenectady County | NYSchenectady | 20.5
NY-095 | NY | Schoharie County | NYSchoharie County | NYSchoharie | 20.3
NY-097 | NY | Schuyler County | NYSchuyler County | NYSchuyler | 21.7
NY-099 | NY | Seneca County | NYSeneca County | NYSeneca | 23.2
NY-101 | NY | Steuben County | NYSteuben County | NYSteuben | 21.7
NY-103 | NY | Suffolk County | NYSuffolk County | NYSuffolk | 29.6
NY-105 | NY | Sullivan County | NYSullivan County | NYSullivan | 21.8
NY-107 | NY | Tioga County | NYTioga County | NYTioga | 22.3
NY-109 | NY | Tompkins County | NYTompkins County | NYTompkins | 21.7
NY-111 | NY | Ulster County | NYUlster County | NYUlster | 22.5
NY-113 | NY | Warren County | NYWarren County | NYWarren | 16.3
NY-115 | NY | Washington County | NYWashington County | NYWashington | 18.5
NY-117 | NY | Wayne County | NYWayne County | NYWayne | 22.9
NY-119 | NY | Westchester County | NYWestchester County | NYWestchester | 27.3
NY-121 | NY | Wyoming County | NYWyoming County | NYWyoming | 21
NY-123 | NY | Yates County | NYYates County | NYYates | 22.4
PA-001 | PA | Adams County | PAAdams County | PAAdams | 28.6
PA-003 | PA | Allegheny County | PAAllegheny County | PAAllegheny | 28.2
PA-005 | PA | Armstrong County | PAArmstrong County | PAArmstrong | 26
PA-007 | PA | Beaver County | PABeaver County | PABeaver | 27.4
PA-009 | PA | Bedford County | PABedford County | PABedford | 27.3
PA-011 | PA | Berks County | PABerks County | PABerks | 27.8
PA-013 | PA | Blair County | PABlair County | PABlair | 25.8
PA-015 | PA | Bradford County | PABradford County | PABradford | 22.6
PA-017 | PA | Bucks County | PABucks County | PABucks | 28.5
PA-019 | PA | Butler County | PAButler County | PAButler | 25.9
PA-021 | PA | Cambria County | PACambria County | PACambria | 24.4
PA-023 | PA | Cameron County | PACameron County | PACameron | 23.7
PA-025 | PA | Carbon County | PACarbon County | PACarbon | 23.5
PA-027 | PA | Centre County | PACentre County | PACentre | 25.1
PA-029 | PA | Chester County | PAChester County | PAChester | 29.1
PA-031 | PA | Clarion County | PAClarion County | PAClarion | 24.3
PA-033 | PA | Clearfield County | PAClearfield County | PAClearfield | 24
PA-035 | PA | Clinton County | PAClinton County | PAClinton | 24.5
PA-037 | PA | Columbia County | PAColumbia County | PAColumbia | 24.5
PA-039 | PA | Crawford County | PACrawford County | PACrawford | 23.2
PA-041 | PA | Cumberland County | PACumberland County | PACumberland | 28.3
PA-043 | PA | Dauphin County | PADauphin County | PADauphin | 27.2
PA-045 | PA | Delaware County | PADelaware County | PADelaware | 30.8
PA-047 | PA | Elk County | PAElk County | PAElk | 22.7
PA-049 | PA | Erie County | PAErie County | PAErie | 23.5
PA-051 | PA | Fayette County | PAFayette County | PAFayette | 27.7
PA-053 | PA | Forest County | PAForest County | PAForest | 23.2
PA-055 | PA | Franklin County | PAFranklin County | PAFranklin | 28.4
PA-057 | PA | Fulton County | PAFulton County | PAFulton | 28.1
PA-059 | PA | Greene County | PAGreene County | PAGreene | 28.8
PA-061 | PA | Huntingdon County | PAHuntingdon County | PAHuntingdon | 27.1
PA-063 | PA | Indiana County | PAIndiana County | PAIndiana | 25.6
PA-065 | PA | Jefferson County | PAJefferson County | PAJefferson | 23.6
PA-067 | PA | Juniata County | PAJuniata County | PAJuniata | 27.4
PA-069 | PA | Lackawanna County | PALackawanna County | PALackawanna | 22.5
PA-071 | PA | Lancaster County | PALancaster County | PALancaster | 28.6
PA-073 | PA | Lawrence County | PALawrence County | PALawrence | 25.9
PA-075 | PA | Lebanon County | PALebanon County | PALebanon | 27.3
PA-077 | PA | Lehigh County | PALehigh County | PALehigh | 27
PA-079 | PA | Luzerne County | PALuzerne County | PALuzerne | 23.1
PA-081 | PA | Lycoming County | PALycoming County | PALycoming | 23.7
PA-083 | PA | McKean County | PAMcKean County | PAMcKean | 21.7
PA-085 | PA | Mercer County | PAMercer County | PAMercer | 24.2
PA-087 | PA | Mifflin County | PAMifflin County | PAMifflin | 26.8
PA-089 | PA | Monroe County | PAMonroe County | PAMonroe | 23
PA-091 | PA | Montgomery County | PAMontgomery County | PAMontgomery | 29.3
PA-093 | PA | Montour County | PAMontour County | PAMontour | 25.4
PA-095 | PA | Northampton County | PANorthampton County | PANorthampton | 25.9
PA-097 | PA | Northumberland County | PANorthumberland County | PANorthumberland | 25.8
PA-099 | PA | Perry County | PAPerry County | PAPerry | 27.6
PA-101 | PA | Philadelphia County | PAPhiladelphia County | PAPhiladelphia | 31
PA-103 | PA | Pike County | PAPike County | PAPike | 22.6
PA-105 | PA | Potter County | PAPotter County | PAPotter | 22.1
PA-107 | PA | Schuylkill County | PASchuylkill County | PASchuylkill | 25.1
PA-109 | PA | Snyder County | PASnyder County | PASnyder | 26.5
PA-111 | PA | Somerset County | PASomerset County | PASomerset | 24.9
PA-113 | PA | Sullivan County | PASullivan County | PASullivan | 21.3
PA-115 | PA | Susquehanna County | PASusquehanna County | PASusquehanna | 22.1
PA-117 | PA | Tioga County | PATioga County | PATioga | 22
PA-119 | PA | Union County | PAUnion County | PAUnion | 25.5
PA-121 | PA | Venango County | PAVenango County | PAVenango | 23.8
PA-123 | PA | Warren County | PAWarren County | PAWarren | 22.5
PA-125 | PA | Washington County | PAWashington County | PAWashington | 28.2
PA-127 | PA | Wayne County | PAWayne County | PAWayne | 21.9
PA-129 | PA | Westmoreland County | PAWestmoreland County | PAWestmoreland | 27.8
PA-131 | PA | Wyoming County | PAWyoming County | PAWyoming | 22.9
PA-133 | PA | York County | PAYork County | PAYork | 28.6
RI-001 | RI | Bristol County | RIBristol County | RIBristol | 28.7
RI-003 | RI | Kent County | RIKent County | RIKent | 27
RI-005 | RI | Newport County | RINewport County | RINewport | 29.1
RI-007 | RI | Providence County | RIProvidence County | RIProvidence | 26.1
RI-009 | RI | Washington County | RIWashington County | RIWashington | 27.9
SC-001 | SC | Abbeville County | SCAbbeville County | SCAbbeville | 42.4
SC-003 | SC | Aiken County | SCAiken County | SCAiken | 45.3
SC-005 | SC | Allendale County | SCAllendale County | SCAllendale | 46.7
SC-007 | SC | Anderson County | SCAnderson County | SCAnderson | 41.7
SC-009 | SC | Bamberg County | SCBamberg County | SCBamberg | 46.6
SC-011 | SC | Barnwell County | SCBarnwell County | SCBarnwell | 46
SC-013 | SC | Beaufort County | SCBeaufort County | SCBeaufort | 49.5
SC-015 | SC | Berkeley County | SCBerkeley County | SCBerkeley | 47.4
SC-017 | SC | Calhoun County | SCCalhoun County | SCCalhoun | 45.9
SC-019 | SC | Charleston County | SCCharleston County | SCCharleston | 48.4
SC-021 | SC | Cherokee County | SCCherokee County | SCCherokee | 40.5
SC-023 | SC | Chester County | SCChester County | SCChester | 41.9
SC-025 | SC | Chesterfield County | SCChesterfield County | SCChesterfield | 42.5
SC-027 | SC | Clarendon County | SCClarendon County | SCClarendon | 46.1
SC-029 | SC | Colleton County | SCColleton County | SCColleton | 47.6
SC-031 | SC | Darlington County | SCDarlington County | SCDarlington | 43.9
SC-033 | SC | Dillon County | SCDillon County | SCDillon | 44.2
SC-035 | SC | Dorchester County | SCDorchester County | SCDorchester | 47.4
SC-037 | SC | Edgefield County | SCEdgefield County | SCEdgefield | 44.4
SC-039 | SC | Fairfield County | SCFairfield County | SCFairfield | 43
SC-041 | SC | Florence County | SCFlorence County | SCFlorence | 45.2
SC-043 | SC | Georgetown County | SCGeorgetown County | SCGeorgetown | 47
SC-045 | SC | Greenville County | SCGreenville County | SCGreenville | 40.8
SC-047 | SC | Greenwood County | SCGreenwood County | SCGreenwood | 42.9
SC-049 | SC | Hampton County | SCHampton County | SCHampton | 47.5
SC-051 | SC | Horry County | SCHorry County | SCHorry | 45.7
SC-053 | SC | Jasper County | SCJasper County | SCJasper | 48.8
SC-055 | SC | Kershaw County | SCKershaw County | SCKershaw | 43.2
SC-057 | SC | Lancaster County | SCLancaster County | SCLancaster | 41.8
SC-059 | SC | Laurens County | SCLaurens County | SCLaurens | 42.2
SC-061 | SC | Lee County | SCLee County | SCLee | 44.2
SC-063 | SC | Lexington County | SCLexington County | SCLexington | 44.3
SC-065 | SC | McCormick County | SCMcCormick County | SCMcCormick | 43.5
SC-067 | SC | Marion County | SCMarion County | SCMarion | 45.3
SC-069 | SC | Marlboro County | SCMarlboro County | SCMarlboro | 43.4
SC-071 | SC | Newberry County | SCNewberry County | SCNewberry | 42.9
SC-073 | SC | Oconee County | SCOconee County | SCOconee | 41.2
SC-075 | SC | Orangeburg County | SCOrangeburg County | SCOrangeburg | 46.3
SC-077 | SC | Pickens County | SCPickens County | SCPickens | 40.8
SC-079 | SC | Richland County | SCRichland County | SCRichland | 44.8
SC-081 | SC | Saluda County | SCSaluda County | SCSaluda | 43.6
SC-083 | SC | Spartanburg County | SCSpartanburg County | SCSpartanburg | 41.1
SC-085 | SC | Sumter County | SCSumter County | SCSumter | 45.3
SC-087 | SC | Union County | SCUnion County | SCUnion | 41.8
SC-089 | SC | Williamsburg County | SCWilliamsburg County | SCWilliamsburg | 46.3
SC-091 | SC | York County | SCYork County | SCYork | 41.1
TX-001 | TX | Anderson County | TXAnderson County | TXAnderson | 46.3
TX-003 | TX | Andrews County | TXAndrews County | TXAndrews | 42.1
TX-005 | TX | Angelina County | TXAngelina County | TXAngelina | 48.3
TX-007 | TX | Aransas County | TXAransas County | TXAransas | 54.3
TX-009 | TX | Archer County | TXArcher County | TXArcher | 41.1
TX-011 | TX | Armstrong County | TXArmstrong County | TXArmstrong | 36.4
TX-013 | TX | Atascosa County | TXAtascosa County | TXAtascosa | 52.3
TX-015 | TX | Austin County | TXAustin County | TXAustin | 50.5
TX-017 | TX | Bailey County | TXBailey County | TXBailey | 36.8
TX-019 | TX | Bandera County | TXBandera County | TXBandera | 48.6
TX-021 | TX | Bastrop County | TXBastrop County | TXBastrop | 49.2
TX-023 | TX | Baylor County | TXBaylor County | TXBaylor | 41
TX-025 | TX | Bee County | TXBee County | TXBee | 53.9
TX-027 | TX | Bell County | TXBell County | TXBell | 46.2
TX-029 | TX | Bexar County | TXBexar County | TXBexar | 50.9
TX-031 | TX | Blanco County | TXBlanco County | TXBlanco | 47.8
TX-033 | TX | Borden County | TXBorden County | TXBorden | 42.4
TX-035 | TX | Bosque County | TXBosque County | TXBosque | 45.1
TX-037 | TX | Bowie County | TXBowie County | TXBowie | 43.2
TX-039 | TX | Brazoria County | TXBrazoria County | TXBrazoria | 53.1
TX-041 | TX | Brazos County | TXBrazos County | TXBrazos | 48.6
TX-043 | TX | Brewster County | TXBrewster County | TXBrewster | 46.8
TX-045 | TX | Briscoe County | TXBriscoe County | TXBriscoe | 38
TX-047 | TX | Brooks County | TXBrooks County | TXBrooks | 56.6
TX-049 | TX | Brown County | TXBrown County | TXBrown | 44.3
TX-051 | TX | Burleson County | TXBurleson County | TXBurleson | 48.6
TX-053 | TX | Burnet County | TXBurnet County | TXBurnet | 47
TX-055 | TX | Caldwell County | TXCaldwell County | TXCaldwell | 49.7
TX-057 | TX | Calhoun County | TXCalhoun County | TXCalhoun | 53.6
TX-059 | TX | Callahan County | TXCallahan County | TXCallahan | 43.4
TX-061 | TX | Cameron County | TXCameron County | TXCameron | 59.8
TX-063 | TX | Camp County | TXCamp County | TXCamp | 44
TX-065 | TX | Carson County | TXCarson County | TXCarson | 35.1
TX-067 | TX | Cass County | TXCass County | TXCass | 44.5
TX-069 | TX | Castro County | TXCastro County | TXCastro | 36.1
TX-071 | TX | Chambers County | TXChambers County | TXChambers | 52.1
TX-073 | TX | Cherokee County | TXCherokee County | TXCherokee | 46.7
TX-075 | TX | Childress County | TXChildress County | TXChildress | 38.6
TX-077 | TX | Clay County | TXClay County | TXClay | 41
TX-079 | TX | Cochran County | TXCochran County | TXCochran | 38.1
TX-081 | TX | Coke County | TXCoke County | TXCoke | 43.7
TX-083 | TX | Coleman County | TXColeman County | TXColeman | 44.3
TX-085 | TX | Collin County | TXCollin County | TXCollin | 42.6
TX-087 | TX | Collingsworth County | TXCollingsworth County | TXCollingsworth | 37.2
TX-089 | TX | Colorado County | TXColorado County | TXColorado | 51.1
TX-091 | TX | Comal County | TXComal County | TXComal | 49.5
TX-093 | TX | Comanche County | TXComanche County | TXComanche | 44
TX-095 | TX | Concho County | TXConcho County | TXConcho | 44.7
TX-097 | TX | Cooke County | TXCooke County | TXCooke | 41.6
TX-099 | TX | Coryell County | TXCoryell County | TXCoryell | 45.7
TX-101 | TX | Cottle County | TXCottle County | TXCottle | 40
TX-103 | TX | Crane County | TXCrane County | TXCrane | 44.5
TX-105 | TX | Crockett County | TXCrockett County | TXCrockett | 45.2
TX-107 | TX | Crosby County | TXCrosby County | TXCrosby | 39.4
TX-109 | TX | Culberson County | TXCulberson County | TXCulberson | 42.8
TX-111 | TX | Dallam County | TXDallam County | TXDallam | 33.4
TX-113 | TX | Dallas County | TXDallas County | TXDallas | 44.4
TX-115 | TX | Dawson County | TXDawson County | TXDawson | 41.6
TX-117 | TX | Deaf Smith County | TXDeaf Smith County | TXDeaf Smith | 35.1
TX-119 | TX | Delta County | TXDelta County | TXDelta | 42.5
TX-121 | TX | Denton County | TXDenton County | TXDenton | 43
TX-123 | TX | DeWitt County | TXDeWitt County | TXDeWitt | 52
TX-125 | TX | Dickens County | TXDickens County | TXDickens | 40.6
TX-127 | TX | Dimmit County | TXDimmit County | TXDimmit | 52.6
TX-129 | TX | Donley County | TXDonley County | TXDonley | 36.8
TX-131 | TX | Duval County | TXDuval County | TXDuval | 54.9
TX-133 | TX | Eastland County | TXEastland County | TXEastland | 43.1
TX-135 | TX | Ector County | TXEctor County | TXEctor | 43.2
TX-137 | TX | Edwards County | TXEdwards County | TXEdwards | 47
TX-139 | TX | Ellis County | TXEllis County | TXEllis | 45.3
TX-141 | TX | El Paso County | TXEl Paso County | TXEl Paso | 42.9
TX-143 | TX | Erath County | TXErath County | TXErath | 43.7
TX-145 | TX | Falls County | TXFalls County | TXFalls | 46.2
TX-147 | TX | Fannin County | TXFannin County | TXFannin | 41.7
TX-149 | TX | Fayette County | TXFayette County | TXFayette | 50.1
TX-151 | TX | Fisher County | TXFisher County | TXFisher | 42.2
TX-153 | TX | Floyd County | TXFloyd County | TXFloyd | 38.1
TX-155 | TX | Foard County | TXFoard County | TXFoard | 40.1
TX-157 | TX | Fort Bend County | TXFort Bend County | TXFort Bend | 52.1
TX-159 | TX | Franklin County | TXFranklin County | TXFranklin | 43.3
TX-161 | TX | Freestone County | TXFreestone County | TXFreestone | 46.2
TX-163 | TX | Frio County | TXFrio County | TXFrio | 51.8
TX-165 | TX | Gaines County | TXGaines County | TXGaines | 41
TX-167 | TX | Galveston County | TXGalveston County | TXGalveston | 53.1
TX-169 | TX | Garza County | TXGarza County | TXGarza | 41.4
TX-171 | TX | Gillespie County | TXGillespie County | TXGillespie | 46.9
TX-173 | TX | Glasscock County | TXGlasscock County | TXGlasscock | 43.2
TX-175 | TX | Goliad County | TXGoliad County | TXGoliad | 53.3
TX-177 | TX | Gonzales County | TXGonzales County | TXGonzales | 51
TX-179 | TX | Gray County | TXGray County | TXGray | 35.2
TX-181 | TX | Grayson County | TXGrayson County | TXGrayson | 41.7
TX-183 | TX | Gregg County | TXGregg County | TXGregg | 45.9
TX-185 | TX | Grimes County | TXGrimes County | TXGrimes | 49
TX-187 | TX | Guadalupe County | TXGuadalupe County | TXGuadalupe | 50.5
TX-189 | TX | Hale County | TXHale County | TXHale | 37.6
TX-191 | TX | Hall County | TXHall County | TXHall | 38.7
TX-193 | TX | Hamilton County | TXHamilton County | TXHamilton | 44.7
TX-195 | TX | Hansford County | TXHansford County | TXHansford | 34.2
TX-197 | TX | Hardeman County | TXHardeman County | TXHardeman | 39.1
TX-199 | TX | Hardin County | TXHardin County | TXHardin | 50.3
TX-201 | TX | Harris County | TXHarris County | TXHarris | 51.8
TX-203 | TX | Harrison County | TXHarrison County | TXHarrison | 46.1
TX-205 | TX | Hartley County | TXHartley County | TXHartley | 34.1
TX-207 | TX | Haskell County | TXHaskell County | TXHaskell | 42
TX-209 | TX | Hays County | TXHays County | TXHays | 48.7
TX-211 | TX | Hemphill County | TXHemphill County | TXHemphill | 34.7
TX-213 | TX | Henderson County | TXHenderson County | TXHenderson | 45.3
TX-215 | TX | Hidalgo County | TXHidalgo County | TXHidalgo | 58.9
TX-217 | TX | Hill County | TXHill County | TXHill | 45.5
TX-219 | TX | Hockley County | TXHockley County | TXHockley | 38.6
TX-221 | TX | Hood County | TXHood County | TXHood | 44.2
TX-223 | TX | Hopkins County | TXHopkins County | TXHopkins | 43
TX-225 | TX | Houston County | TXHouston County | TXHouston | 47.7
TX-227 | TX | Howard County | TXHoward County | TXHoward | 43.3
TX-229 | TX | Hudspeth County | TXHudspeth County | TXHudspeth | 41.9
TX-231 | TX | Hunt County | TXHunt County | TXHunt | 42.4
TX-233 | TX | Hutchinson County | TXHutchinson County | TXHutchinson | 35.4
TX-235 | TX | Irion County | TXIrion County | TXIrion | 44.1
TX-237 | TX | Jack County | TXJack County | TXJack | 41.8
TX-239 | TX | Jackson County | TXJackson County | TXJackson | 52.7
TX-241 | TX | Jasper County | TXJasper County | TXJasper | 49.2
TX-243 | TX | Jeff Davis County | TXJeff Davis County | TXJeff Davis | 43.2
TX-245 | TX | Jefferson County | TXJefferson County | TXJefferson | 51.8
TX-247 | TX | Jim Hogg County | TXJim Hogg County | TXJim Hogg | 56.2
TX-249 | TX | Jim Wells County | TXJim Wells County | TXJim Wells | 55.4
TX-251 | TX | Johnson County | TXJohnson County | TXJohnson | 44.7
TX-253 | TX | Jones County | TXJones County | TXJones | 42.7
TX-255 | TX | Karnes County | TXKarnes County | TXKarnes | 52.4
TX-257 | TX | Kaufman County | TXKaufman County | TXKaufman | 44.4
TX-259 | TX | Kendall County | TXKendall County | TXKendall | 48.3
TX-261 | TX | Kenedy County | TXKenedy County | TXKenedy | 57.3
TX-263 | TX | Kent County | TXKent County | TXKent | 41.7
TX-265 | TX | Kerr County | TXKerr County | TXKerr | 46.9
TX-267 | TX | Kimble County | TXKimble County | TXKimble | 45.8
TX-269 | TX | King County | TXKing County | TXKing | 41
TX-271 | TX | Kinney County | TXKinney County | TXKinney | 50.3
TX-273 | TX | Kleberg County | TXKleberg County | TXKleberg | 55.9
TX-275 | TX | Knox County | TXKnox County | TXKnox | 41.1
TX-277 | TX | Lamar County | TXLamar County | TXLamar | 42.1
TX-279 | TX | Lamb County | TXLamb County | TXLamb | 37.3
TX-281 | TX | Lampasas County | TXLampasas County | TXLampasas | 46
TX-283 | TX | La Salle County | TXLa Salle County | TXLa Salle | 53
TX-285 | TX | Lavaca County | TXLavaca County | TXLavaca | 51.3
TX-287 | TX | Lee County | TXLee County | TXLee | 48.7
TX-289 | TX | Leon County | TXLeon County | TXLeon | 47.2
TX-291 | TX | Liberty County | TXLiberty County | TXLiberty | 51.1
TX-293 | TX | Limestone County | TXLimestone County | TXLimestone | 46.1
TX-295 | TX | Lipscomb County | TXLipscomb County | TXLipscomb | 33.7
TX-297 | TX | Live Oak County | TXLive Oak County | TXLive Oak | 53.8
TX-299 | TX | Llano County | TXLlano County | TXLlano | 46.8
TX-301 | TX | Loving County | TXLoving County | TXLoving | 43.7
TX-303 | TX | Lubbock County | TXLubbock County | TXLubbock | 38.8
TX-305 | TX | Lynn County | TXLynn County | TXLynn | 40.4
TX-307 | TX | McCulloch County | TXMcCulloch County | TXMcCulloch | 45.2
TX-309 | TX | McLennan County | TXMcLennan County | TXMcLennan | 45.8
TX-311 | TX | McMullen County | TXMcMullen County | TXMcMullen | 53.4
TX-313 | TX | Madison County | TXMadison County | TXMadison | 48.2
TX-315 | TX | Marion County | TXMarion County | TXMarion | 45.5
TX-317 | TX | Martin County | TXMartin County | TXMartin | 42.8
TX-319 | TX | Mason County | TXMason County | TXMason | 46.3
TX-321 | TX | Matagorda County | TXMatagorda County | TXMatagorda | 53.3
TX-323 | TX | Maverick County | TXMaverick County | TXMaverick | 51.8
TX-325 | TX | Medina County | TXMedina County | TXMedina | 50.7
TX-327 | TX | Menard County | TXMenard County | TXMenard | 44.8
TX-329 | TX | Midland County | TXMidland County | TXMidland | 43.4
TX-331 | TX | Milam County | TXMilam County | TXMilam | 47.1
TX-333 | TX | Mills County | TXMills County | TXMills | 45
TX-335 | TX | Mitchell County | TXMitchell County | TXMitchell | 43
TX-337 | TX | Montague County | TXMontague County | TXMontague | 41.1
TX-339 | TX | Montgomery County | TXMontgomery County | TXMontgomery | 50.1
TX-341 | TX | Moore County | TXMoore County | TXMoore | 34.7
TX-343 | TX | Morris County | TXMorris County | TXMorris | 44
TX-345 | TX | Motley County | TXMotley County | TXMotley | 39.7
TX-347 | TX | Nacogdoches County | TXNacogdoches County | TXNacogdoches | 47.6
TX-349 | TX | Navarro County | TXNavarro County | TXNavarro | 45.6
TX-351 | TX | Newton County | TXNewton County | TXNewton | 49.2
TX-353 | TX | Nolan County | TXNolan County | TXNolan | 42.6
TX-355 | TX | Nueces County | TXNueces County | TXNueces | 55.6
TX-357 | TX | Ochiltree County | TXOchiltree County | TXOchiltree | 34
TX-359 | TX | Oldham County | TXOldham County | TXOldham | 35.3
TX-361 | TX | Orange County | TXOrange County | TXOrange | 51.1
TX-363 | TX | Palo Pinto County | TXPalo Pinto County | TXPalo Pinto | 43
TX-365 | TX | Panola County | TXPanola County | TXPanola | 46.9
TX-367 | TX | Parker County | TXParker County | TXParker | 43.4
TX-369 | TX | Parmer County | TXParmer County | TXParmer | 35.7
TX-371 | TX | Pecos County | TXPecos County | TXPecos | 45
TX-373 | TX | Polk County | TXPolk County | TXPolk | 49.3
TX-375 | TX | Potter County | TXPotter County | TXPotter | 35.3
TX-377 | TX | Presidio County | TXPresidio County | TXPresidio | 46.1
TX-379 | TX | Rains County | TXRains County | TXRains | 43.2
TX-381 | TX | Randall County | TXRandall County | TXRandall | 35.6
TX-383 | TX | Reagan County | TXReagan County | TXReagan | 43.8
TX-385 | TX | Real County | TXReal County | TXReal | 47.9
TX-387 | TX | Red River County | TXRed River County | TXRed River | 42.2
TX-389 | TX | Reeves County | TXReeves County | TXReeves | 44.4
TX-391 | TX | Refugio County | TXRefugio County | TXRefugio | 54.2
TX-393 | TX | Roberts County | TXRoberts County | TXRoberts | 34.9
TX-395 | TX | Robertson County | TXRobertson County | TXRobertson | 47.3
TX-397 | TX | Rockwall County | TXRockwall County | TXRockwall | 43.4
TX-399 | TX | Runnels County | TXRunnels County | TXRunnels | 43.9
TX-401 | TX | Rusk County | TXRusk County | TXRusk | 46.7
TX-403 | TX | Sabine County | TXSabine County | TXSabine | 47.9
TX-405 | TX | San Augustine County | TXSan Augustine County | TXSan Augustine | 47.9
TX-407 | TX | San Jacinto County | TXSan Jacinto County | TXSan Jacinto | 49.6
TX-409 | TX | San Patricio County | TXSan Patricio County | TXSan Patricio | 55
TX-411 | TX | San Saba County | TXSan Saba County | TXSan Saba | 45.8
TX-413 | TX | Schleicher County | TXSchleicher County | TXSchleicher | 44.5
TX-415 | TX | Scurry County | TXScurry County | TXScurry | 42.1
TX-417 | TX | Shackelford County | TXShackelford County | TXShackelford | 42.8
TX-419 | TX | Shelby County | TXShelby County | TXShelby | 47.3
TX-421 | TX | Sherman County | TXSherman County | TXSherman | 33.9
TX-423 | TX | Smith County | TXSmith County | TXSmith | 45.3
TX-425 | TX | Somervell County | TXSomervell County | TXSomervell | 44.7
TX-427 | TX | Starr County | TXStarr County | TXStarr | 57.7
TX-429 | TX | Stephens County | TXStephens County | TXStephens | 42.6
TX-431 | TX | Sterling County | TXSterling County | TXSterling | 43.4
TX-433 | TX | Stonewall County | TXStonewall County | TXStonewall | 41.9
TX-435 | TX | Sutton County | TXSutton County | TXSutton | 45.3
TX-437 | TX | Swisher County | TXSwisher County | TXSwisher | 36.6
TX-439 | TX | Tarrant County | TXTarrant County | TXTarrant | 44.2
TX-441 | TX | Taylor County | TXTaylor County | TXTaylor | 43.2
TX-443 | TX | Terrell County | TXTerrell County | TXTerrell | 46.5
TX-445 | TX | Terry County | TXTerry County | TXTerry | 40
TX-447 | TX | Throckmorton County | TXThrockmorton County | TXThrockmorton | 42
TX-449 | TX | Titus County | TXTitus County | TXTitus | 43.3
TX-451 | TX | Tom Green County | TXTom Green County | TXTom Green | 44.6
TX-453 | TX | Travis County | TXTravis County | TXTravis | 48.4
TX-455 | TX | Trinity County | TXTrinity County | TXTrinity | 48.4
TX-457 | TX | Tyler County | TXTyler County | TXTyler | 49.2
TX-459 | TX | Upshur County | TXUpshur County | TXUpshur | 44.9
TX-461 | TX | Upton County | TXUpton County | TXUpton | 44.6
TX-463 | TX | Uvalde County | TXUvalde County | TXUvalde | 50.6
TX-465 | TX | Val Verde County | TXVal Verde County | TXVal Verde | 48.2
TX-467 | TX | Van Zandt County | TXVan Zandt County | TXVan Zandt | 44.1
TX-469 | TX | Victoria County | TXVictoria County | TXVictoria | 53
TX-471 | TX | Walker County | TXWalker County | TXWalker | 48.9
TX-473 | TX | Waller County | TXWaller County | TXWaller | 50.4
TX-475 | TX | Ward County | TXWard County | TXWard | 44
TX-477 | TX | Washington County | TXWashington County | TXWashington | 49.4
TX-479 | TX | Webb County | TXWebb County | TXWebb | 54.3
TX-481 | TX | Wharton County | TXWharton County | TXWharton | 52.2
TX-483 | TX | Wheeler County | TXWheeler County | TXWheeler | 35.8
TX-485 | TX | Wichita County | TXWichita County | TXWichita | 40.2
TX-487 | TX | Wilbarger County | TXWilbarger County | TXWilbarger | 39.9
TX-489 | TX | Willacy County | TXWillacy County | TXWillacy | 58.8
TX-491 | TX | Williamson County | TXWilliamson County | TXWilliamson | 47.5
TX-493 | TX | Wilson County | TXWilson County | TXWilson | 51.6
TX-495 | TX | Winkler County | TXWinkler County | TXWinkler | 43.1
TX-497 | TX | Wise County | TXWise County | TXWise | 42.3
TX-499 | TX | Wood County | TXWood County | TXWood | 43.9
TX-501 | TX | Yoakum County | TXYoakum County | TXYoakum | 39.3
TX-503 | TX | Young County | TXYoung County | TXYoung | 41.9
TX-505 | TX | Zapata County | TXZapata County | TXZapata | 56.4
TX-507 | TX | Zavala County | TXZavala County | TXZavala | 52
UT-001 | UT | Beaver County | UTBeaver County | UTBeaver | 27.3
UT-003 | UT | Box Elder County | UTBox Elder County | UTBox Elder | 23.8
UT-005 | UT | Cache County | UTCache County | UTCache | 21.3
UT-007 | UT | Carbon County | UTCarbon County | UTCarbon | 20.9
UT-009 | UT | Daggett County | UTDaggett County | UTDaggett | 20
UT-011 | UT | Davis County | UTDavis County | UTDavis | 26.2
UT-013 | UT | Duchesne County | UTDuchesne County | UTDuchesne | 18.6
UT-015 | UT | Emery County | UTEmery County | UTEmery | 24.6
UT-017 | UT | Garfield County | UTGarfield County | UTGarfield | 26.3
UT-019 | UT | Grand County | UTGrand County | UTGrand | 24.3
UT-021 | UT | Iron County | UTIron County | UTIron | 27.6
UT-023 | UT | Juab County | UTJuab County | UTJuab | 27
UT-025 | UT | Kane County | UTKane County | UTKane | 30
UT-027 | UT | Millard County | UTMillard County | UTMillard | 27.6
UT-029 | UT | Morgan County | UTMorgan County | UTMorgan | 22.5
UT-031 | UT | Piute County | UTPiute County | UTPiute | 23.9
UT-033 | UT | Rich County | UTRich County | UTRich | 18.1
UT-035 | UT | Salt Lake County | UTSalt Lake County | UTSalt Lake | 26.4
UT-037 | UT | San Juan County | UTSan Juan County | UTSan Juan | 28.6
UT-039 | UT | Sanpete County | UTSanpete County | UTSanpete | 23.1
UT-041 | UT | Sevier County | UTSevier County | UTSevier | 25
UT-043 | UT | Summit County | UTSummit County | UTSummit | 19.5
UT-045 | UT | Tooele County | UTTooele County | UTTooele | 26.4
UT-047 | UT | Uintah County | UTUintah County | UTUintah | 18.6
UT-049 | UT | Utah County | UTUtah County | UTUtah | 24.5
UT-051 | UT | Wasatch County | UTWasatch County | UTWasatch | 20.8
UT-053 | UT | Washington County | UTWashington County | UTWashington | 35.2
UT-055 | UT | Wayne County | UTWayne County | UTWayne | 26.4
UT-057 | UT | Weber County | UTWeber County | UTWeber | 23.1
VT-001 | VT | Addison County | VTAddison County | VTAddison | 16.4
VT-003 | VT | Bennington County | VTBennington County | VTBennington | 17.3
VT-005 | VT | Caledonia County | VTCaledonia County | VTCaledonia | 13.1
VT-007 | VT | Chittenden County | VTChittenden County | VTChittenden | 16
VT-009 | VT | Essex County | VTEssex County | VTEssex | 12.1
VT-011 | VT | Franklin County | VTFranklin County | VTFranklin | 14.6
VT-013 | VT | Grand Isle County | VTGrand Isle County | VTGrand Isle | 15.8
VT-015 | VT | Lamoille County | VTLamoille County | VTLamoille | 13.4
VT-017 | VT | Orange County | VTOrange County | VTOrange | 14.9
VT-019 | VT | Orleans County | VTOrleans County | VTOrleans | 12.6
VT-021 | VT | Rutland County | VTRutland County | VTRutland | 16.6
VT-023 | VT | Washington County | VTWashington County | VTWashington | 14.2
VT-025 | VT | Windham County | VTWindham County | VTWindham | 18.3
VT-027 | VT | Windsor County | VTWindsor County | VTWindsor | 16.6
VA-001 | VA | Accomack County | VAAccomack County | VAAccomack | 37.1
VA-003 | VA | Albemarle County | VAAlbemarle County | VAAlbemarle | 34.2
VA-005 | VA | Alleghany County | VAAlleghany County | VAAlleghany | 31.9
VA-007 | VA | Amelia County | VAAmelia County | VAAmelia | 36.8
VA-009 | VA | Amherst County | VAAmherst County | VAAmherst | 34.3
VA-011 | VA | Appomattox County | VAAppomattox County | VAAppomattox | 35.4
VA-013 | VA | Arlington County | VAArlington County | VAArlington | 33.7
VA-015 | VA | Augusta County | VAAugusta County | VAAugusta | 31.5
VA-017 | VA | Bath County | VABath County | VABath | 30.8
VA-019 | VA | Bedford County | VABedford County | VABedford | 35.3
VA-021 | VA | Bland County | VABland County | VABland | 31.8
VA-023 | VA | Botetourt County | VABotetourt County | VABotetourt | 34.3
VA-025 | VA | Brunswick County | VABrunswick County | VABrunswick | 37.7
VA-027 | VA | Buchanan County | VABuchanan County | VABuchanan | 33.6
VA-029 | VA | Buckingham County | VABuckingham County | VABuckingham | 35.8
VA-031 | VA | Campbell County | VACampbell County | VACampbell | 35.4
VA-033 | VA | Caroline County | VACaroline County | VACaroline | 35.4
VA-035 | VA | Carroll County | VACarroll County | VACarroll | 32.6
VA-036 | VA | Charles City County | VACharles City County | VACharles City County | 38.6
VA-037 | VA | Charlotte County | VACharlotte County | VACharlotte | 36.1
VA-041 | VA | Chesterfield County | VAChesterfield County | VAChesterfield | 37.4
VA-043 | VA | Clarke County | VAClarke County | VAClarke | 30.8
VA-045 | VA | Craig County | VACraig County | VACraig | 32.2
VA-047 | VA | Culpeper County | VACulpeper County | VACulpeper | 33.2
VA-049 | VA | Cumberland County | VACumberland County | VACumberland | 36.2
VA-051 | VA | Dickenson County | VADickenson County | VADickenson | 33.8
VA-053 | VA | Dinwiddie County | VADinwiddie County | VADinwiddie | 37.6
VA-057 | VA | Essex County | VAEssex County | VAEssex | 36.3
VA-059 | VA | Fairfax County | VAFairfax County | VAFairfax | 33.2
VA-061 | VA | Fauquier County | VAFauquier County | VAFauquier | 32
VA-063 | VA | Floyd County | VAFloyd County | VAFloyd | 31.7
VA-065 | VA | Fluvanna County | VAFluvanna County | VAFluvanna | 35.4
VA-067 | VA | Franklin County | VAFranklin County | VAFranklin | 35.4
VA-069 | VA | Frederick County | VAFrederick County | VAFrederick | 30.1
VA-071 | VA | Giles County | VAGiles County | VAGiles | 31.8
VA-073 | VA | Gloucester County | VAGloucester County | VAGloucester | 38.3
VA-075 | VA | Goochland County | VAGoochland County | VAGoochland | 35.9
VA-077 | VA | Grayson County | VAGrayson County | VAGrayson | 31.3
VA-079 | VA | Greene County | VAGreene County | VAGreene | 32.5
VA-081 | VA | Greensville County | VAGreensville County | VAGreensville | 38.4
VA-083 | VA | Halifax County | VAHalifax County | VAHalifax | 36.7
VA-085 | VA | Hanover County | VAHanover County | VAHanover | 36.2
VA-087 | VA | Henrico County | VAHenrico County | VAHenrico | 37.3
VA-089 | VA | Henry County | VAHenry County | VAHenry | 36.6
VA-091 | VA | Highland County | VAHighland County | VAHighland | 28.1
VA-093 | VA | Isle of Wight County | VAIsle of Wight County | VAIsle of Wight | 39.5
VA-095 | VA | James City County | VAJames City County | VAJames City County | 38.6
VA-097 | VA | King and Queen County | VAKing and Queen County | VAKing and Queen | 36.9
VA-099 | VA | King George County | VAKing George County | VAKing George | 35.2
VA-101 | VA | King William County | VAKing William County | VAKing William | 36.8
VA-103 | VA | Lancaster County | VALancaster County | VALancaster | 37
VA-105 | VA | Lee County | VALee County | VALee | 34.9
VA-107 | VA | Loudoun County | VALoudoun County | VALoudoun | 31.3
VA-109 | VA | Louisa County | VALouisa County | VALouisa | 34.8
VA-111 | VA | Lunenburg County | VALunenburg County | VALunenburg | 36.7
VA-113 | VA | Madison County | VAMadison County | VAMadison | 32.2
VA-115 | VA | Mathews County | VAMathews County | VAMathews | 38.2
VA-117 | VA | Mecklenburg County | VAMecklenburg County | VAMecklenburg | 37.4
VA-119 | VA | Middlesex County | VAMiddlesex County | VAMiddlesex | 37.4
VA-121 | VA | Montgomery County | VAMontgomery County | VAMontgomery | 33.1
VA-125 | VA | Nelson County | VANelson County | VANelson | 33.8
VA-127 | VA | New Kent County | VANew Kent County | VANew Kent | 37.7
VA-131 | VA | Northampton County | VANorthampton County | VANorthampton | 38.4
VA-133 | VA | Northumberland County | VANorthumberland County | VANorthumberland | 36.2
VA-135 | VA | Nottoway County | VANottoway County | VANottoway | 36.8
VA-137 | VA | Orange County | VAOrange County | VAOrange | 33.9
VA-139 | VA | Page County | VAPage County | VAPage | 30.7
VA-141 | VA | Patrick County | VAPatrick County | VAPatrick | 35
VA-143 | VA | Pittsylvania County | VAPittsylvania County | VAPittsylvania | 36.5
VA-145 | VA | Powhatan County | VAPowhatan County | VAPowhatan | 36.5
VA-147 | VA | Prince Edward County | VAPrince Edward County | VAPrince Edward | 36.2
VA-149 | VA | Prince George County | VAPrince George County | VAPrince George | 38.6
VA-153 | VA | Prince William County | VAPrince William County | VAPrince William | 33.2
VA-155 | VA | Pulaski County | VAPulaski County | VAPulaski | 32.9
VA-157 | VA | Rappahannock County | VARappahannock County | VARappahannock | 31.2
VA-159 | VA | Richmond County | VARichmond County | VARichmond | 36.2
VA-161 | VA | Roanoke County | VARoanoke County | VARoanoke | 34.4
VA-163 | VA | Rockbridge County | VARockbridge County | VARockbridge | 33.2
VA-165 | VA | Rockingham County | VARockingham County | VARockingham | 31
VA-167 | VA | Russell County | VARussell County | VARussell | 33.4
VA-169 | VA | Scott County | VAScott County | VAScott | 35.2
VA-171 | VA | Shenandoah County | VAShenandoah County | VAShenandoah | 30.7
VA-173 | VA | Smyth County | VASmyth County | VASmyth | 32.2
VA-175 | VA | Southampton County | VASouthampton County | VASouthampton | 39
VA-177 | VA | Spotsylvania County | VASpotsylvania County | VASpotsylvania | 34.2
VA-179 | VA | Stafford County | VAStafford County | VAStafford | 34
VA-181 | VA | Surry County | VASurry County | VASurry | 38.9
VA-183 | VA | Sussex County | VASussex County | VASussex | 38.5
VA-185 | VA | Tazewell County | VATazewell County | VATazewell | 31.6
VA-187 | VA | Warren County | VAWarren County | VAWarren | 30.8
VA-191 | VA | Washington County | VAWashington County | VAWashington | 34.1
VA-193 | VA | Westmoreland County | VAWestmoreland County | VAWestmoreland | 35.7
VA-195 | VA | Wise County | VAWise County | VAWise | 33
VA-197 | VA | Wythe County | VAWythe County | VAWythe | 32.4
VA-199 | VA | York County | VAYork County | VAYork | 39
VA-510 | VA | Alexandria City | VAAlexandria City | VAAlexandria City | 34.2
VA-520 | VA | Bristol City | VABristol City | VABristol City | 35.4
VA-530 | VA | Buena Vista City | VABuena Vista City | VABuena Vista City | 34.4
VA-540 | VA | Charlottesville City | VACharlottesville City | VACharlottesville City | 34.7
VA-550 | VA | Chesapeake City | VAChesapeake City | VAChesapeake City | 40.1
VA-570 | VA | Colonial Heights City | VAColonial Heights City | VAColonial Heights City | 38.2
VA-580 | VA | Covington City | VACovington City | VACovington City | 33.7
VA-590 | VA | Danville City | VADanville City | VADanville City | 37.8
VA-595 | VA | Emporia City | VAEmporia City | VAEmporia City | 38.4
VA-600 | VA | Fairfax City | VAFairfax City | VAFairfax City | 33
VA-610 | VA | Falls Church City | VAFalls Church City | VAFalls Church City | 33.3
VA-620 | VA | Franklin City | VAFranklin City | VAFranklin City | 39.3
VA-630 | VA | Fredericksburg City | VAFredericksburg City | VAFredericksburg City | 34.2
VA-640 | VA | Galax City | VAGalax City | VAGalax City | 32.8
VA-650 | VA | Hampton City | VAHampton City | VAHampton City | 39.9
VA-660 | VA | Harrisonburg City | VAHarrisonburg City | VAHarrisonburg City | 32.2
VA-670 | VA | Hopewell City | VAHopewell City | VAHopewell City | 38.7
VA-680 | VA | Lynchburg City | VALynchburg City | VALynchburg City | 35.2
VA-683 | VA | Manassas City | VAManassas City | VAManassas City | 33
VA-685 | VA | Manassas Park City | VAManassas Park City | VAManassas Park City | 33
VA-690 | VA | Martinsville City | VAMartinsville City | VAMartinsville City | 36.6
VA-700 | VA | Newport News City | VANewport News City | VANewport News City | 39.7
VA-710 | VA | Norfolk City | VANorfolk City | VANorfolk City | 40.5
VA-720 | VA | Norton City | VANorton City | VANorton City | 33
VA-730 | VA | Petersburg City | VAPetersburg City | VAPetersburg City | 38.2
VA-735 | VA | Poquoson City | VAPoquoson City | VAPoquoson City | 39.6
VA-740 | VA | Portsmouth City | VAPortsmouth City | VAPortsmouth City | 40.7
VA-750 | VA | Radford City | VARadford City | VARadford City | 33.3
VA-760 | VA | Richmond City | VARichmond City | VARichmond City | 37.2
VA-770 | VA | Roanoke City | VARoanoke City | VARoanoke City | 35.8
VA-775 | VA | Salem City | VASalem City | VASalem City | 35.6
VA-790 | VA | Staunton City | VAStaunton City | VAStaunton City | 32.5
VA-800 | VA | Suffolk City | VASuffolk City | VASuffolk City | 39.8
VA-810 | VA | Virginia Beach City | VAVirginia Beach City | VAVirginia Beach City | 40.5
VA-820 | VA | Waynesboro City | VAWaynesboro City | VAWaynesboro City | 32.8
VA-830 | VA | Williamsburg City | VAWilliamsburg City | VAWilliamsburg City | 38.6
VA-840 | VA | Winchester City | VAWinchester City | VAWinchester City | 30.4