## Summary
Tab Name | Prop ID | Area Detail | Proposer | Project Name | Option | Area | Technology | Interconnection | Area 1 Project Input (kW) | Area 2 Project Input (kW) | Area 3 Project Input (kW) | Loss Factor | NPV - Area 1 | NPV - Area 2 | NPV - Area 3 | Total NPV | 2016 | 2017 | 2018 | 2019 | 2020 | 2021 | 2022 | 2023 | 2024 | 2025 | 2026 | 2027 | 2028 | 2029 | 2030 | 2031 | 2032 | 2033 | 2034 | 2035 | 2036 | 2037 | 2038 | 2039 | 2040 | 2041 | 2042 | 2043 | 2044 | 2045 | 2046 | 2047 | 2048 | 2049 | 2050 | 2051 | 2052 | 2053 | 2054 | 2055 | 2056 | 2057 | 2058 | 2059 | 2060 | 2061 | 2062 | 2063 | Total NPV
PhII (AEG100-2017) | AEG100 | 1 | Applied Energy Group | South Fork Load Reduction Resources | 1 | 1 and 3 | Thermostats, LED, Pool Pump, RAC Control | Various | 378.3582 | 0 | 2774.6268 | 1.067 | 926644.2156 | 0 | 4466463.6029 | 5393107.8184 | 0 | 0.17924 | 0.19445 | 0.20359 | 0.23847 | 0.23847 | 0.4659 | 0.31335 | 0.31335 | 0.31335 | 0.2717 | 0.2717 | -0.0076658 | -0.0076658 | -0.10933 | -0.10933 | -0.10933 | -0.10933 | -0.10933 | -0.10933 | -0.10933 | -0.10933 | -0.10933 | -0.10933 | -0.10933 | -0.10933 | -0.10933 | -0.10933 | -0.10933 | -0.10933 | -0.10933 | -0.10933 | -0.10933 | -0.10933 | -0.10933 | -0.10933 | -0.28857 | -0.30378 | -0.31292 | -0.3478 | -0.3478 | -0.57522 | -0.42268 | -0.42268 | -0.42268 | -0.38103 | -0.38103 | -0.10166 | 926.6442
PhII (AEG100-2017) | AEG100 | 2 | Applied Energy Group | South Fork Load Reduction Resources | 1 | 1 and 3 | Thermostats, LED, Pool Pump, RAC Control | Various | 378.3582 | 0 | 2774.6268 | 1.067 | 926644.2156 | 0 | 4466463.6029 | 5393107.8184 | 0 | 0 | 0 | 0 | 0 | 0 | 0 | 0 | 0 | 0 | 0 | 0 | 0 | 0 | 0 | 0 | 0 | 0 | 0 | 0 | 0 | 0 | 0 | 0 | 0 | 0 | 0 | 0 | 0 | 0 | 0 | 0 | 0 | 0 | 0 | 0 | 0 | 0 | 0 | 0 | 0 | 0 | 0 | 0 | 0 | 0 | 0 | 0 | 0
PhII (AEG100-2017) | AEG100 | 3 | Applied Energy Group | South Fork Load Reduction Resources | 1 | 1 and 3 | Thermostats, LED, Pool Pump, RAC Control | Various | 378.3582 | 0 | 2774.6268 | 1.067 | 926644.2156 | 0 | 4466463.6029 | 5393107.8184 | 0 | 0.97825 | 0.97825 | 0.97825 | 0.97825 | 0.97825 | 2.646 | 1.5273 | 1.5273 | 1.5273 | 1.5273 | 1.5273 | -0.52134 | -0.52134 | -0.52134 | -0.52134 | -0.52134 | -0.52134 | -0.52134 | -0.52134 | -0.52134 | -0.52134 | -0.52134 | -0.52134 | -0.52134 | -0.52134 | -0.52134 | -0.52134 | -0.52134 | -0.52134 | -0.52134 | -0.52134 | -0.52134 | -0.52134 | -0.52134 | -0.52134 | -1.4996 | -1.4996 | -1.4996 | -1.4996 | -1.4996 | -3.1674 | -2.0487 | -2.0487 | -2.0487 | -2.0487 | -2.0487 | 0 | 4466.4636
PhII (AEG100-2018) | AEG100 | 1 | Applied Energy Group | South Fork Load Reduction Resources | 1 | 1 and 3 | Thermostats, LED, Pool Pump, RAC Control | Various | 307.296 | 0 | 2253.504 | 1.067 | 396702.5914 | 0 | 2084526.6521 | 2481229.2435 | 0 | 0 | 0.012354 | 0.019777 | 0.048107 | 0.048107 | 0.23813 | 0.23813 | 0.23813 | 0.23813 | 0.2043 | 0.2043 | -0.022594 | -0.022594 | -0.050484 | -0.050484 | -0.050484 | -0.050484 | -0.050484 | -0.050484 | -0.050484 | -0.050484 | -0.050484 | -0.050484 | -0.050484 | -0.050484 | -0.050484 | -0.050484 | -0.050484 | -0.050484 | -0.050484 | -0.050484 | -0.050484 | -0.050484 | -0.050484 | -0.050484 | -0.050484 | -0.062838 | -0.070261 | -0.098591 | -0.098591 | -0.28861 | -0.28861 | -0.28861 | -0.28861 | -0.25478 | -0.25478 | -0.02789 | 396.7026
PhII (AEG100-2018) | AEG100 | 2 | Applied Energy Group | South Fork Load Reduction Resources | 1 | 1 and 3 | Thermostats, LED, Pool Pump, RAC Control | Various | 307.296 | 0 | 2253.504 | 1.067 | 396702.5914 | 0 | 2084526.6521 | 2481229.2435 | 0 | 0 | 0 | 0 | 0 | 0 | 0 | 0 | 0 | 0 | 0 | 0 | 0 | 0 | 0 | 0 | 0 | 0 | 0 | 0 | 0 | 0 | 0 | 0 | 0 | 0 | 0 | 0 | 0 | 0 | 0 | 0 | 0 | 0 | 0 | 0 | 0 | 0 | 0 | 0 | 0 | 0 | 0 | 0 | 0 | 0 | 0 | 0 | 0
PhII (AEG100-2018) | AEG100 | 3 | Applied Energy Group | South Fork Load Reduction Resources | 1 | 1 and 3 | Thermostats, LED, Pool Pump, RAC Control | Various | 307.296 | 0 | 2253.504 | 1.067 | 396702.5914 | 0 | 2084526.6521 | 2481229.2435 | 0 | 0 | 0 | 0 | 0 | 0 | 1.3935 | 1.3935 | 1.3935 | 1.3935 | 1.3935 | 1.3935 | -0.27041 | -0.27041 | -0.27041 | -0.27041 | -0.27041 | -0.27041 | -0.27041 | -0.27041 | -0.27041 | -0.27041 | -0.27041 | -0.27041 | -0.27041 | -0.27041 | -0.27041 | -0.27041 | -0.27041 | -0.27041 | -0.27041 | -0.27041 | -0.27041 | -0.27041 | -0.27041 | -0.27041 | -0.27041 | -0.27041 | -0.27041 | -0.27041 | -0.27041 | -1.6639 | -1.6639 | -1.6639 | -1.6639 | -1.6639 | -1.6639 | 0 | 2084.5267
PhII (AEG100-2019) | AEG100 | 1 | Applied Energy Group | South Fork Load Reduction Resources | 1 | 1 and 3 | Thermostats, LED, Pool Pump, RAC Control | Various | 307.296 | 0 | 2253.504 | 1.067 | 353981.414 | 0 | 2084526.6521 | 2438508.0662 | 0 | 0 | 0 | 0.0074229 | 0.035753 | 0.035753 | 0.22577 | 0.22577 | 0.22577 | 0.22577 | 0.19195 | 0.19195 | -0.034949 | -0.034949 | -0.045224 | -0.045224 | -0.045224 | -0.045224 | -0.045224 | -0.045224 | -0.045224 | -0.045224 | -0.045224 | -0.045224 | -0.045224 | -0.045224 | -0.045224 | -0.045224 | -0.045224 | -0.045224 | -0.045224 | -0.045224 | -0.045224 | -0.045224 | -0.045224 | -0.045224 | -0.045224 | -0.045224 | -0.052647 | -0.080976 | -0.080976 | -0.271 | -0.271 | -0.271 | -0.271 | -0.23717 | -0.23717 | -0.010275 | 353.9814
PhII (AEG100-2019) | AEG100 | 2 | Applied Energy Group | South Fork Load Reduction Resources | 1 | 1 and 3 | Thermostats, LED, Pool Pump, RAC Control | Various | 307.296 | 0 | 2253.504 | 1.067 | 353981.414 | 0 | 2084526.6521 | 2438508.0662 | 0 | 0 | 0 | 0 | 0 | 0 | 0 | 0 | 0 | 0 | 0 | 0 | 0 | 0 | 0 | 0 | 0 | 0 | 0 | 0 | 0 | 0 | 0 | 0 | 0 | 0 | 0 | 0 | 0 | 0 | 0 | 0 | 0 | 0 | 0 | 0 | 0 | 0 | 0 | 0 | 0 | 0 | 0 | 0 | 0 | 0 | 0 | 0 | 0
PhII (AEG100-2019) | AEG100 | 3 | Applied Energy Group | South Fork Load Reduction Resources | 1 | 1 and 3 | Thermostats, LED, Pool Pump, RAC Control | Various | 307.296 | 0 | 2253.504 | 1.067 | 353981.414 | 0 | 2084526.6521 | 2438508.0662 | 0 | 0 | 0 | 0 | 0 | 0 | 1.3935 | 1.3935 | 1.3935 | 1.3935 | 1.3935 | 1.3935 | -0.27041 | -0.27041 | -0.27041 | -0.27041 | -0.27041 | -0.27041 | -0.27041 | -0.27041 | -0.27041 | -0.27041 | -0.27041 | -0.27041 | -0.27041 | -0.27041 | -0.27041 | -0.27041 | -0.27041 | -0.27041 | -0.27041 | -0.27041 | -0.27041 | -0.27041 | -0.27041 | -0.27041 | -0.27041 | -0.27041 | -0.27041 | -0.27041 | -0.27041 | -1.6639 | -1.6639 | -1.6639 | -1.6639 | -1.6639 | -1.6639 | 0 | 2084.5267
PhII (AES100-Mont, EH, and SH) | AES100 | 1 | AES Generation Development | Montauk, East Hampton, and Southampton | 1 | 1, 2, and 3 | Battery Storage | 13 kV Radial Feeders at Montauk, East Hampton, and Southampton | 5130 | 5130 | 5130 | 1.026 | 6622553.8047 | 5532762.1371 | 4745330.7052 | 16900646.647 | 0 | 0 | 0.20624 | 0.33016 | 0.8031 | 0.8031 | 3.9753 | 3.9753 | 3.9753 | 3.9753 | 3.4106 | 3.4106 | -0.37719 | -0.37719 | -0.84277 | -0.84277 | -0.84277 | -0.84277 | -0.84277 | -0.84277 | -0.84277 | -0.84277 | -0.84277 | -0.84277 | -0.84277 | -0.84277 | -0.84277 | -0.84277 | -0.84277 | -0.84277 | -0.84277 | -0.84277 | -0.84277 | -0.84277 | -0.84277 | -0.84277 | -0.84277 | -1.049 | -1.1729 | -1.6459 | -1.6459 | -4.8181 | -4.8181 | -4.8181 | -4.8181 | -4.2534 | -4.2534 | -0.46559 | 6622.5538
PhII (AES100-Mont, EH, and SH) | AES100 | 2 | AES Generation Development | Montauk, East Hampton, and Southampton | 1 | 1, 2, and 3 | Battery Storage | 13 kV Radial Feeders at Montauk, East Hampton, and Southampton | 5130 | 5130 | 5130 | 1.026 | 6622553.8047 | 5532762.1371 | 4745330.7052 | 16900646.647 | 0 | 0 | 0 | 0 | 0.47294 | 0.47294 | 3.6451 | 3.6451 | 3.6451 | 3.6451 | 3.0804 | 3.0804 | -0.70735 | -0.70735 | -0.70735 | -0.70735 | -0.70735 | -0.70735 | -0.70735 | -0.70735 | -0.70735 | -0.70735 | -0.70735 | -0.70735 | -0.70735 | -0.70735 | -0.70735 | -0.70735 | -0.70735 | -0.70735 | -0.70735 | -0.70735 | -0.70735 | -0.70735 | -0.70735 | -0.70735 | -0.70735 | -0.70735 | -0.70735 | -1.1803 | -1.1803 | -4.3525 | -4.3525 | -4.3525 | -4.3525 | -3.7878 | -3.7878 | 0 | 5532.7621
PhII (AES100-Mont, EH, and SH) | AES100 | 3 | AES Generation Development | Montauk, East Hampton, and Southampton | 1 | 1, 2, and 3 | Battery Storage | 13 kV Radial Feeders at Montauk, East Hampton, and Southampton | 5130 | 5130 | 5130 | 1.026 | 6622553.8047 | 5532762.1371 | 4745330.7052 | 16900646.647 | 0 | 0 | 0 | 0 | 0 | 0 | 3.1722 | 3.1722 | 3.1722 | 3.1722 | 3.1722 | 3.1722 | -0.61557 | -0.61557 | -0.61557 | -0.61557 | -0.61557 | -0.61557 | -0.61557 | -0.61557 | -0.61557 | -0.61557 | -0.61557 | -0.61557 | -0.61557 | -0.61557 | -0.61557 | -0.61557 | -0.61557 | -0.61557 | -0.61557 | -0.61557 | -0.61557 | -0.61557 | -0.61557 | -0.61557 | -0.61557 | -0.61557 | -0.61557 | -0.61557 | -0.61557 | -3.7878 | -3.7878 | -3.7878 | -3.7878 | -3.7878 | -3.7878 | 0 | 4745.3307
PhII (ANB100) | ANB100 | 1 | Anbaric Microgrid II LLC | South Fork Microgrid | 1 | 1, 2, and 3 | Demand Response, Battery Storage, Conventional Generation, Solar Power | Southampton, East Hampton, and Montauk - Dist'n Bus | 5130 | 10260 | 10260 | 1.026 | 5909366.3896 | 11065524.2741 | 9490661.4103 | 26465552.0741 | 0 | 0 | 0 | 0.12392 | 0.59686 | 0.59686 | 3.7691 | 3.7691 | 3.7691 | 3.7691 | 3.2044 | 3.2044 | -0.58343 | -0.58343 | -0.75496 | -0.75496 | -0.75496 | -0.75496 | -0.75496 | -0.75496 | -0.75496 | -0.75496 | -0.75496 | -0.75496 | -0.75496 | -0.75496 | -0.75496 | -0.75496 | -0.75496 | -0.75496 | -0.75496 | -0.75496 | -0.75496 | -0.75496 | -0.75496 | -0.75496 | -0.75496 | -0.75496 | -0.87888 | -1.3518 | -1.3518 | -4.524 | -4.524 | -4.524 | -4.524 | -3.9593 | -3.9593 | -0.17153 | 5909.3664
PhII (ANB100) | ANB100 | 2 | Anbaric Microgrid II LLC | South Fork Microgrid | 1 | 1, 2, and 3 | Demand Response, Battery Storage, Conventional Generation, Solar Power | Southampton, East Hampton, and Montauk - Dist'n Bus | 5130 | 10260 | 10260 | 1.026 | 5909366.3896 | 11065524.2741 | 9490661.4103 | 26465552.0741 | 0 | 0 | 0 | 0 | 0.94587 | 0.94587 | 7.2903 | 7.2903 | 7.2903 | 7.2903 | 6.1609 | 6.1609 | -1.4147 | -1.4147 | -1.4147 | -1.4147 | -1.4147 | -1.4147 | -1.4147 | -1.4147 | -1.4147 | -1.4147 | -1.4147 | -1.4147 | -1.4147 | -1.4147 | -1.4147 | -1.4147 | -1.4147 | -1.4147 | -1.4147 | -1.4147 | -1.4147 | -1.4147 | -1.4147 | -1.4147 | -1.4147 | -1.4147 | -1.4147 | -2.3606 | -2.3606 | -8.705 | -8.705 | -8.705 | -8.705 | -7.5756 | -7.5756 | 0 | 11065.5243
PhII (ANB100) | ANB100 | 3 | Anbaric Microgrid II LLC | South Fork Microgrid | 1 | 1, 2, and 3 | Demand Response, Battery Storage, Conventional Generation, Solar Power | Southampton, East Hampton, and Montauk - Dist'n Bus | 5130 | 10260 | 10260 | 1.026 | 5909366.3896 | 11065524.2741 | 9490661.4103 | 26465552.0741 | 0 | 0 | 0 | 0 | 0 | 0 | 6.3444 | 6.3444 | 6.3444 | 6.3444 | 6.3444 | 6.3444 | -1.2311 | -1.2311 | -1.2311 | -1.2311 | -1.2311 | -1.2311 | -1.2311 | -1.2311 | -1.2311 | -1.2311 | -1.2311 | -1.2311 | -1.2311 | -1.2311 | -1.2311 | -1.2311 | -1.2311 | -1.2311 | -1.2311 | -1.2311 | -1.2311 | -1.2311 | -1.2311 | -1.2311 | -1.2311 | -1.2311 | -1.2311 | -1.2311 | -1.2311 | -7.5756 | -7.5756 | -7.5756 | -7.5756 | -7.5756 | -7.5756 | 0 | 9490.6614
PhII (BPC100) | BPC100 | 1 | Baseload Power Corp | Montauk Flow Battery Storage | 1 | 1 | Battery Storage | Distribution Feeders | 769.5 | 0 | 0 | 1.026 | 1884596.9874 | 0 | 0 | 1884596.9874 | 0 | 0.36454 | 0.39548 | 0.41406 | 0.485 | 0.485 | 0.94754 | 0.63728 | 0.63728 | 0.63728 | 0.55258 | 0.55258 | -0.015591 | -0.015591 | -0.22235 | -0.22235 | -0.22235 | -0.22235 | -0.22235 | -0.22235 | -0.22235 | -0.22235 | -0.22235 | -0.22235 | -0.22235 | -0.22235 | -0.22235 | -0.22235 | -0.22235 | -0.22235 | -0.22235 | -0.22235 | -0.22235 | -0.22235 | -0.22235 | -0.22235 | -0.58689 | -0.61782 | -0.63641 | -0.70735 | -0.70735 | -1.1699 | -0.85963 | -0.85963 | -0.85963 | -0.77493 | -0.77493 | -0.20676 | 1884.597
PhII (BPC100) | BPC100 | 2 | Baseload Power Corp | Montauk Flow Battery Storage | 1 | 1 | Battery Storage | Distribution Feeders | 769.5 | 0 | 0 | 1.026 | 1884596.9874 | 0 | 0 | 1884596.9874 | 0 | 0 | 0 | 0 | 0 | 0 | 0 | 0 | 0 | 0 | 0 | 0 | 0 | 0 | 0 | 0 | 0 | 0 | 0 | 0 | 0 | 0 | 0 | 0 | 0 | 0 | 0 | 0 | 0 | 0 | 0 | 0 | 0 | 0 | 0 | 0 | 0 | 0 | 0 | 0 | 0 | 0 | 0 | 0 | 0 | 0 | 0 | 0 | 0
PhII (BPC100) | BPC100 | 3 | Baseload Power Corp | Montauk Flow Battery Storage | 1 | 1 | Battery Storage | Distribution Feeders | 769.5 | 0 | 0 | 1.026 | 1884596.9874 | 0 | 0 | 1884596.9874 | 0 | 0 | 0 | 0 | 0 | 0 | 0 | 0 | 0 | 0 | 0 | 0 | 0 | 0 | 0 | 0 | 0 | 0 | 0 | 0 | 0 | 0 | 0 | 0 | 0 | 0 | 0 | 0 | 0 | 0 | 0 | 0 | 0 | 0 | 0 | 0 | 0 | 0 | 0 | 0 | 0 | 0 | 0 | 0 | 0 | 0 | 0 | 0 | 0
PhII (CON100-Mont and BH) | CON100 | 1 | Convergent Energy + Power | Bridgehampton and Montauk Project | 1 | 1 and 3 | Battery Storage | Bridgehampton and Montauk Substations - Dist'n Side | 10260 | 0 | 10260 | 1.026 | 13245107.6094 | 0 | 9490661.4103 | 22735769.0198 | 0 | 0 | 0.41249 | 0.66033 | 1.6062 | 1.6062 | 7.9506 | 7.9506 | 7.9506 | 7.9506 | 6.8212 | 6.8212 | -0.75437 | -0.75437 | -1.6855 | -1.6855 | -1.6855 | -1.6855 | -1.6855 | -1.6855 | -1.6855 | -1.6855 | -1.6855 | -1.6855 | -1.6855 | -1.6855 | -1.6855 | -1.6855 | -1.6855 | -1.6855 | -1.6855 | -1.6855 | -1.6855 | -1.6855 | -1.6855 | -1.6855 | -1.6855 | -2.098 | -2.3459 | -3.2917 | -3.2917 | -9.6362 | -9.6362 | -9.6362 | -9.6362 | -8.5067 | -8.5067 | -0.93117 | 13245.1076
PhII (CON100-Mont and BH) | CON100 | 2 | Convergent Energy + Power | Bridgehampton and Montauk Project | 1 | 1 and 3 | Battery Storage | Bridgehampton and Montauk Substations - Dist'n Side | 10260 | 0 | 10260 | 1.026 | 13245107.6094 | 0 | 9490661.4103 | 22735769.0198 | 0 | 0 | 0 | 0 | 0 | 0 | 0 | 0 | 0 | 0 | 0 | 0 | 0 | 0 | 0 | 0 | 0 | 0 | 0 | 0 | 0 | 0 | 0 | 0 | 0 | 0 | 0 | 0 | 0 | 0 | 0 | 0 | 0 | 0 | 0 | 0 | 0 | 0 | 0 | 0 | 0 | 0 | 0 | 0 | 0 | 0 | 0 | 0 | 0
PhII (CON100-Mont and BH) | CON100 | 3 | Convergent Energy + Power | Bridgehampton and Montauk Project | 1 | 1 and 3 | Battery Storage | Bridgehampton and Montauk Substations - Dist'n Side | 10260 | 0 | 10260 | 1.026 | 13245107.6094 | 0 | 9490661.4103 | 22735769.0198 | 0 | 0 | 0 | 0 | 0 | 0 | 6.3444 | 6.3444 | 6.3444 | 6.3444 | 6.3444 | 6.3444 | -1.2311 | -1.2311 | -1.2311 | -1.2311 | -1.2311 | -1.2311 | -1.2311 | -1.2311 | -1.2311 | -1.2311 | -1.2311 | -1.2311 | -1.2311 | -1.2311 | -1.2311 | -1.2311 | -1.2311 | -1.2311 | -1.2311 | -1.2311 | -1.2311 | -1.2311 | -1.2311 | -1.2311 | -1.2311 | -1.2311 | -1.2311 | -1.2311 | -1.2311 | -7.5756 | -7.5756 | -7.5756 | -7.5756 | -7.5756 | -7.5756 | 0 | 9490.6614
PhII (CON100-Mont only) | CON100 | 1 | Convergent Energy + Power | Bridgehampton and Montauk Project | 2 | 1 | Battery Storage | Montauk Substation - Dist'n Side | 10260 | 0 | 0 | 1.026 | 13245107.6094 | 0 | 0 | 13245107.6094 | 0 | 0 | 0.41249 | 0.66033 | 1.6062 | 1.6062 | 7.9506 | 7.9506 | 7.9506 | 7.9506 | 6.8212 | 6.8212 | -0.75437 | -0.75437 | -1.6855 | -1.6855 | -1.6855 | -1.6855 | -1.6855 | -1.6855 | -1.6855 | -1.6855 | -1.6855 | -1.6855 | -1.6855 | -1.6855 | -1.6855 | -1.6855 | -1.6855 | -1.6855 | -1.6855 | -1.6855 | -1.6855 | -1.6855 | -1.6855 | -1.6855 | -1.6855 | -2.098 | -2.3459 | -3.2917 | -3.2917 | -9.6362 | -9.6362 | -9.6362 | -9.6362 | -8.5067 | -8.5067 | -0.93117 | 13245.1076
PhII (CON100-Mont only) | CON100 | 2 | Convergent Energy + Power | Bridgehampton and Montauk Project | 2 | 1 | Battery Storage | Montauk Substation - Dist'n Side | 10260 | 0 | 0 | 1.026 | 13245107.6094 | 0 | 0 | 13245107.6094 | 0 | 0 | 0 | 0 | 0 | 0 | 0 | 0 | 0 | 0 | 0 | 0 | 0 | 0 | 0 | 0 | 0 | 0 | 0 | 0 | 0 | 0 | 0 | 0 | 0 | 0 | 0 | 0 | 0 | 0 | 0 | 0 | 0 | 0 | 0 | 0 | 0 | 0 | 0 | 0 | 0 | 0 | 0 | 0 | 0 | 0 | 0 | 0 | 0
PhII (CON100-Mont only) | CON100 | 3 | Convergent Energy + Power | Bridgehampton and Montauk Project | 2 | 1 | Battery Storage | Montauk Substation - Dist'n Side | 10260 | 0 | 0 | 1.026 | 13245107.6094 | 0 | 0 | 13245107.6094 | 0 | 0 | 0 | 0 | 0 | 0 | 0 | 0 | 0 | 0 | 0 | 0 | 0 | 0 | 0 | 0 | 0 | 0 | 0 | 0 | 0 | 0 | 0 | 0 | 0 | 0 | 0 | 0 | 0 | 0 | 0 | 0 | 0 | 0 | 0 | 0 | 0 | 0 | 0 | 0 | 0 | 0 | 0 | 0 | 0 | 0 | 0 | 0 | 0
PhII (DWW100) | DWW100 | 1 | Deepwater Wind LLC | Deepwater One South Fork | 1 | 2 | Offshore Wind | 69 kV East Hampton | 0 | 33300 | 0 | 1 | 0 | 30525519.1561 | 0 | 30525519.1561 | 0 | 0 | 0 | 0 | 0 | 0 | 0 | 0 | 0 | 0 | 0 | 0 | 0 | 0 | 0 | 0 | 0 | 0 | 0 | 0 | 0 | 0 | 0 | 0 | 0 | 0 | 0 | 0 | 0 | 0 | 0 | 0 | 0 | 0 | 0 | 0 | 0 | 0 | 0 | 0 | 0 | 0 | 0 | 0 | 0 | 0 | 0 | 0 | 0
PhII (DWW100) | DWW100 | 2 | Deepwater Wind LLC | Deepwater One South Fork | 1 | 2 | Offshore Wind | 69 kV East Hampton | 0 | 33300 | 0 | 1 | 0 | 30525519.1561 | 0 | 30525519.1561 | 0 | 0 | 0 | 0 | 0 | 0 | 20.406 | 20.406 | 20.406 | 20.406 | 20.406 | 20.406 | -3.9598 | -3.9598 | -3.9598 | -3.9598 | -3.9598 | -3.9598 | -3.9598 | -3.9598 | -3.9598 | -3.9598 | -3.9598 | -3.9598 | -3.9598 | -3.9598 | -3.9598 | -3.9598 | -3.9598 | -3.9598 | -3.9598 | -3.9598 | -3.9598 | -3.9598 | -3.9598 | -3.9598 | -3.9598 | -3.9598 | -3.9598 | -3.9598 | -3.9598 | -24.3659 | -24.3659 | -24.3659 | -24.3659 | -24.3659 | -24.3659 | 0 | 30525.5192
PhII (DWW100) | DWW100 | 3 | Deepwater Wind LLC | Deepwater One South Fork | 1 | 2 | Offshore Wind | 69 kV East Hampton | 0 | 33300 | 0 | 1 | 0 | 30525519.1561 | 0 | 30525519.1561 | 0 | 0 | 0 | 0 | 0 | 0 | 0 | 0 | 0 | 0 | 0 | 0 | 0 | 0 | 0 | 0 | 0 | 0 | 0 | 0 | 0 | 0 | 0 | 0 | 0 | 0 | 0 | 0 | 0 | 0 | 0 | 0 | 0 | 0 | 0 | 0 | 0 | 0 | 0 | 0 | 0 | 0 | 0 | 0 | 0 | 0 | 0 | 0 | 0
PhII (DWW200) | DWW200 | 1 | Deepwater Wind LLC | Wainscott Storage | 1 | 2 | Battery Storage | 2.4 MW on 13.2 kV UG Circuit Wainscott; 2.4 MW on 13.2 kV OH Circuit Hedges Lane | 0 | 4924.8 | 0 | 1.026 | 0 | 5311451.6516 | 0 | 5311451.6516 | 0 | 0 | 0 | 0 | 0 | 0 | 0 | 0 | 0 | 0 | 0 | 0 | 0 | 0 | 0 | 0 | 0 | 0 | 0 | 0 | 0 | 0 | 0 | 0 | 0 | 0 | 0 | 0 | 0 | 0 | 0 | 0 | 0 | 0 | 0 | 0 | 0 | 0 | 0 | 0 | 0 | 0 | 0 | 0 | 0 | 0 | 0 | 0 | 0
PhII (DWW200) | DWW200 | 2 | Deepwater Wind LLC | Wainscott Storage | 1 | 2 | Battery Storage | 2.4 MW on 13.2 kV UG Circuit Wainscott; 2.4 MW on 13.2 kV OH Circuit Hedges Lane | 0 | 4924.8 | 0 | 1.026 | 0 | 5311451.6516 | 0 | 5311451.6516 | 0 | 0 | 0 | 0 | 0.45402 | 0.45402 | 3.4993 | 3.4993 | 3.4993 | 3.4993 | 2.9572 | 2.9572 | -0.67906 | -0.67906 | -0.67906 | -0.67906 | -0.67906 | -0.67906 | -0.67906 | -0.67906 | -0.67906 | -0.67906 | -0.67906 | -0.67906 | -0.67906 | -0.67906 | -0.67906 | -0.67906 | -0.67906 | -0.67906 | -0.67906 | -0.67906 | -0.67906 | -0.67906 | -0.67906 | -0.67906 | -0.67906 | -0.67906 | -0.67906 | -1.1331 | -1.1331 | -4.1784 | -4.1784 | -4.1784 | -4.1784 | -3.6363 | -3.6363 | 0 | 5311.4517
PhII (DWW200) | DWW200 | 3 | Deepwater Wind LLC | Wainscott Storage | 1 | 2 | Battery Storage | 2.4 MW on 13.2 kV UG Circuit Wainscott; 2.4 MW on 13.2 kV OH Circuit Hedges Lane | 0 | 4924.8 | 0 | 1.026 | 0 | 5311451.6516 | 0 | 5311451.6516 | 0 | 0 | 0 | 0 | 0 | 0 | 0 | 0 | 0 | 0 | 0 | 0 | 0 | 0 | 0 | 0 | 0 | 0 | 0 | 0 | 0 | 0 | 0 | 0 | 0 | 0 | 0 | 0 | 0 | 0 | 0 | 0 | 0 | 0 | 0 | 0 | 0 | 0 | 0 | 0 | 0 | 0 | 0 | 0 | 0 | 0 | 0 | 0 | 0
PhII (DWW300-5MWx8hr) | DWW300 | 1 | Deepwater Wind LLC | Montauk Storage | 1 | 1 | Battery Storage | 4 kV Distribution Bus at Montauk Substation | 5130 | 0 | 0 | 1.026 | 6622553.8047 | 0 | 0 | 6622553.8047 | 0 | 0 | 0.20624 | 0.33016 | 0.8031 | 0.8031 | 3.9753 | 3.9753 | 3.9753 | 3.9753 | 3.4106 | 3.4106 | -0.37719 | -0.37719 | -0.84277 | -0.84277 | -0.84277 | -0.84277 | -0.84277 | -0.84277 | -0.84277 | -0.84277 | -0.84277 | -0.84277 | -0.84277 | -0.84277 | -0.84277 | -0.84277 | -0.84277 | -0.84277 | -0.84277 | -0.84277 | -0.84277 | -0.84277 | -0.84277 | -0.84277 | -0.84277 | -1.049 | -1.1729 | -1.6459 | -1.6459 | -4.8181 | -4.8181 | -4.8181 | -4.8181 | -4.2534 | -4.2534 | -0.46559 | 6622.5538
PhII (DWW300-5MWx8hr) | DWW300 | 2 | Deepwater Wind LLC | Montauk Storage | 1 | 1 | Battery Storage | 4 kV Distribution Bus at Montauk Substation | 5130 | 0 | 0 | 1.026 | 6622553.8047 | 0 | 0 | 6622553.8047 | 0 | 0 | 0 | 0 | 0 | 0 | 0 | 0 | 0 | 0 | 0 | 0 | 0 | 0 | 0 | 0 | 0 | 0 | 0 | 0 | 0 | 0 | 0 | 0 | 0 | 0 | 0 | 0 | 0 | 0 | 0 | 0 | 0 | 0 | 0 | 0 | 0 | 0 | 0 | 0 | 0 | 0 | 0 | 0 | 0 | 0 | 0 | 0 | 0
PhII (DWW300-5MWx8hr) | DWW300 | 3 | Deepwater Wind LLC | Montauk Storage | 1 | 1 | Battery Storage | 4 kV Distribution Bus at Montauk Substation | 5130 | 0 | 0 | 1.026 | 6622553.8047 | 0 | 0 | 6622553.8047 | 0 | 0 | 0 | 0 | 0 | 0 | 0 | 0 | 0 | 0 | 0 | 0 | 0 | 0 | 0 | 0 | 0 | 0 | 0 | 0 | 0 | 0 | 0 | 0 | 0 | 0 | 0 | 0 | 0 | 0 | 0 | 0 | 0 | 0 | 0 | 0 | 0 | 0 | 0 | 0 | 0 | 0 | 0 | 0 | 0 | 0 | 0 | 0 | 0
PhII (DWW300-2.5MWx8hr) | DWW300 | 1 | Deepwater Wind LLC | Montauk Storage | 2 | 1 | Battery Storage | 4 kV Distribution Bus at Montauk Substation | 2565 | 0 | 0 | 1.026 | 3311276.9024 | 0 | 0 | 3311276.9024 | 0 | 0 | 0.10312 | 0.16508 | 0.40155 | 0.40155 | 1.9877 | 1.9877 | 1.9877 | 1.9877 | 1.7053 | 1.7053 | -0.18859 | -0.18859 | -0.42139 | -0.42139 | -0.42139 | -0.42139 | -0.42139 | -0.42139 | -0.42139 | -0.42139 | -0.42139 | -0.42139 | -0.42139 | -0.42139 | -0.42139 | -0.42139 | -0.42139 | -0.42139 | -0.42139 | -0.42139 | -0.42139 | -0.42139 | -0.42139 | -0.42139 | -0.42139 | -0.52451 | -0.58647 | -0.82294 | -0.82294 | -2.409 | -2.409 | -2.409 | -2.409 | -2.1267 | -2.1267 | -0.23279 | 3311.2769
PhII (DWW300-2.5MWx8hr) | DWW300 | 2 | Deepwater Wind LLC | Montauk Storage | 2 | 1 | Battery Storage | 4 kV Distribution Bus at Montauk Substation | 2565 | 0 | 0 | 1.026 | 3311276.9024 | 0 | 0 | 3311276.9024 | 0 | 0 | 0 | 0 | 0 | 0 | 0 | 0 | 0 | 0 | 0 | 0 | 0 | 0 | 0 | 0 | 0 | 0 | 0 | 0 | 0 | 0 | 0 | 0 | 0 | 0 | 0 | 0 | 0 | 0 | 0 | 0 | 0 | 0 | 0 | 0 | 0 | 0 | 0 | 0 | 0 | 0 | 0 | 0 | 0 | 0 | 0 | 0 | 0
PhII (DWW300-2.5MWx8hr) | DWW300 | 3 | Deepwater Wind LLC | Montauk Storage | 2 | 1 | Battery Storage | 4 kV Distribution Bus at Montauk Substation | 2565 | 0 | 0 | 1.026 | 3311276.9024 | 0 | 0 | 3311276.9024 | 0 | 0 | 0 | 0 | 0 | 0 | 0 | 0 | 0 | 0 | 0 | 0 | 0 | 0 | 0 | 0 | 0 | 0 | 0 | 0 | 0 | 0 | 0 | 0 | 0 | 0 | 0 | 0 | 0 | 0 | 0 | 0 | 0 | 0 | 0 | 0 | 0 | 0 | 0 | 0 | 0 | 0 | 0 | 0 | 0 | 0 | 0 | 0 | 0
PhII (ENH100 T&PP-2017) | ENH100 | 1 | EnergyHub, Inc. | South Fork Direct Load Control | 1 | All Areas - Nonspecified | Thermostats & Pool Pumps | Behind the Meter | 0 | 0 | 1221.715 | 1.067 | 0 | 0 | 1966659.2929 | 1966659.2929 | 0 | 0 | 0 | 0 | 0 | 0 | 0 | 0 | 0 | 0 | 0 | 0 | 0 | 0 | 0 | 0 | 0 | 0 | 0 | 0 | 0 | 0 | 0 | 0 | 0 | 0 | 0 | 0 | 0 | 0 | 0 | 0 | 0 | 0 | 0 | 0 | 0 | 0 | 0 | 0 | 0 | 0 | 0 | 0 | 0 | 0 | 0 | 0 | 0
PhII (ENH100 T&PP-2017) | ENH100 | 2 | EnergyHub, Inc. | South Fork Direct Load Control | 1 | All Areas - Nonspecified | Thermostats & Pool Pumps | Behind the Meter | 0 | 0 | 1221.715 | 1.067 | 0 | 0 | 1966659.2929 | 1966659.2929 | 0 | 0 | 0 | 0 | 0 | 0 | 0 | 0 | 0 | 0 | 0 | 0 | 0 | 0 | 0 | 0 | 0 | 0 | 0 | 0 | 0 | 0 | 0 | 0 | 0 | 0 | 0 | 0 | 0 | 0 | 0 | 0 | 0 | 0 | 0 | 0 | 0 | 0 | 0 | 0 | 0 | 0 | 0 | 0 | 0 | 0 | 0 | 0 | 0
PhII (ENH100 T&PP-2017) | ENH100 | 3 | EnergyHub, Inc. | South Fork Direct Load Control | 1 | All Areas - Nonspecified | Thermostats & Pool Pumps | Behind the Meter | 0 | 0 | 1221.715 | 1.067 | 0 | 0 | 1966659.2929 | 1966659.2929 | 0 | 0.43074 | 0.43074 | 0.43074 | 0.43074 | 0.43074 | 1.1651 | 0.67251 | 0.67251 | 0.67251 | 0.67251 | 0.67251 | -0.22955 | -0.22955 | -0.22955 | -0.22955 | -0.22955 | -0.22955 | -0.22955 | -0.22955 | -0.22955 | -0.22955 | -0.22955 | -0.22955 | -0.22955 | -0.22955 | -0.22955 | -0.22955 | -0.22955 | -0.22955 | -0.22955 | -0.22955 | -0.22955 | -0.22955 | -0.22955 | -0.22955 | -0.66029 | -0.66029 | -0.66029 | -0.66029 | -0.66029 | -1.3946 | -0.90207 | -0.90207 | -0.90207 | -0.90207 | -0.90207 | 0 | 1966.6593
PhII (ENH100 T&PP-2018) | ENH100 | 1 | EnergyHub, Inc. | South Fork Direct Load Control | 1 | All Areas - Nonspecified | Thermostats & Pool Pumps | Behind the Meter | 0 | 0 | 1077.67 | 1.067 | 0 | 0 | 996861.7039 | 996861.7039 | 0 | 0 | 0 | 0 | 0 | 0 | 0 | 0 | 0 | 0 | 0 | 0 | 0 | 0 | 0 | 0 | 0 | 0 | 0 | 0 | 0 | 0 | 0 | 0 | 0 | 0 | 0 | 0 | 0 | 0 | 0 | 0 | 0 | 0 | 0 | 0 | 0 | 0 | 0 | 0 | 0 | 0 | 0 | 0 | 0 | 0 | 0 | 0 | 0
PhII (ENH100 T&PP-2018) | ENH100 | 2 | EnergyHub, Inc. | South Fork Direct Load Control | 1 | All Areas - Nonspecified | Thermostats & Pool Pumps | Behind the Meter | 0 | 0 | 1077.67 | 1.067 | 0 | 0 | 996861.7039 | 996861.7039 | 0 | 0 | 0 | 0 | 0 | 0 | 0 | 0 | 0 | 0 | 0 | 0 | 0 | 0 | 0 | 0 | 0 | 0 | 0 | 0 | 0 | 0 | 0 | 0 | 0 | 0 | 0 | 0 | 0 | 0 | 0 | 0 | 0 | 0 | 0 | 0 | 0 | 0 | 0 | 0 | 0 | 0 | 0 | 0 | 0 | 0 | 0 | 0 | 0
PhII (ENH100 T&PP-2018) | ENH100 | 3 | EnergyHub, Inc. | South Fork Direct Load Control | 1 | All Areas - Nonspecified | Thermostats & Pool Pumps | Behind the Meter | 0 | 0 | 1077.67 | 1.067 | 0 | 0 | 996861.7039 | 996861.7039 | 0 | 0 | 0 | 0 | 0 | 0 | 0.66639 | 0.66639 | 0.66639 | 0.66639 | 0.66639 | 0.66639 | -0.12932 | -0.12932 | -0.12932 | -0.12932 | -0.12932 | -0.12932 | -0.12932 | -0.12932 | -0.12932 | -0.12932 | -0.12932 | -0.12932 | -0.12932 | -0.12932 | -0.12932 | -0.12932 | -0.12932 | -0.12932 | -0.12932 | -0.12932 | -0.12932 | -0.12932 | -0.12932 | -0.12932 | -0.12932 | -0.12932 | -0.12932 | -0.12932 | -0.12932 | -0.79571 | -0.79571 | -0.79571 | -0.79571 | -0.79571 | -0.79571 | 0 | 996.8617
PhII (ENH100 T&PP-2019) | ENH100 | 1 | EnergyHub, Inc. | South Fork Direct Load Control | 1 | All Areas - Nonspecified | Thermostats & Pool Pumps | Behind the Meter | 0 | 0 | 949.63 | 1.067 | 0 | 0 | 878422.6896 | 878422.6896 | 0 | 0 | 0 | 0 | 0 | 0 | 0 | 0 | 0 | 0 | 0 | 0 | 0 | 0 | 0 | 0 | 0 | 0 | 0 | 0 | 0 | 0 | 0 | 0 | 0 | 0 | 0 | 0 | 0 | 0 | 0 | 0 | 0 | 0 | 0 | 0 | 0 | 0 | 0 | 0 | 0 | 0 | 0 | 0 | 0 | 0 | 0 | 0 | 0
PhII (ENH100 T&PP-2019) | ENH100 | 2 | EnergyHub, Inc. | South Fork Direct Load Control | 1 | All Areas - Nonspecified | Thermostats & Pool Pumps | Behind the Meter | 0 | 0 | 949.63 | 1.067 | 0 | 0 | 878422.6896 | 878422.6896 | 0 | 0 | 0 | 0 | 0 | 0 | 0 | 0 | 0 | 0 | 0 | 0 | 0 | 0 | 0 | 0 | 0 | 0 | 0 | 0 | 0 | 0 | 0 | 0 | 0 | 0 | 0 | 0 | 0 | 0 | 0 | 0 | 0 | 0 | 0 | 0 | 0 | 0 | 0 | 0 | 0 | 0 | 0 | 0 | 0 | 0 | 0 | 0 | 0
PhII (ENH100 T&PP-2019) | ENH100 | 3 | EnergyHub, Inc. | South Fork Direct Load Control | 1 | All Areas - Nonspecified | Thermostats & Pool Pumps | Behind the Meter | 0 | 0 | 949.63 | 1.067 | 0 | 0 | 878422.6896 | 878422.6896 | 0 | 0 | 0 | 0 | 0 | 0 | 0.58722 | 0.58722 | 0.58722 | 0.58722 | 0.58722 | 0.58722 | -0.11395 | -0.11395 | -0.11395 | -0.11395 | -0.11395 | -0.11395 | -0.11395 | -0.11395 | -0.11395 | -0.11395 | -0.11395 | -0.11395 | -0.11395 | -0.11395 | -0.11395 | -0.11395 | -0.11395 | -0.11395 | -0.11395 | -0.11395 | -0.11395 | -0.11395 | -0.11395 | -0.11395 | -0.11395 | -0.11395 | -0.11395 | -0.11395 | -0.11395 | -0.70117 | -0.70117 | -0.70117 | -0.70117 | -0.70117 | -0.70117 | 0 | 878.4227
PhII (ENH100 WAC-2017) | ENH100 | 1 | EnergyHub, Inc. | South Fork Direct Load Control | 1 | All Areas - Nonspecified | Window ACs | Behind the Meter | 0 | 0 | 853.6 | 1.067 | 0 | 0 | 1374085.0955 | 1374085.0955 | 0 | 0 | 0 | 0 | 0 | 0 | 0 | 0 | 0 | 0 | 0 | 0 | 0 | 0 | 0 | 0 | 0 | 0 | 0 | 0 | 0 | 0 | 0 | 0 | 0 | 0 | 0 | 0 | 0 | 0 | 0 | 0 | 0 | 0 | 0 | 0 | 0 | 0 | 0 | 0 | 0 | 0 | 0 | 0 | 0 | 0 | 0 | 0 | 0
PhII (ENH100 WAC-2017) | ENH100 | 2 | EnergyHub, Inc. | South Fork Direct Load Control | 1 | All Areas - Nonspecified | Window ACs | Behind the Meter | 0 | 0 | 853.6 | 1.067 | 0 | 0 | 1374085.0955 | 1374085.0955 | 0 | 0 | 0 | 0 | 0 | 0 | 0 | 0 | 0 | 0 | 0 | 0 | 0 | 0 | 0 | 0 | 0 | 0 | 0 | 0 | 0 | 0 | 0 | 0 | 0 | 0 | 0 | 0 | 0 | 0 | 0 | 0 | 0 | 0 | 0 | 0 | 0 | 0 | 0 | 0 | 0 | 0 | 0 | 0 | 0 | 0 | 0 | 0 | 0
PhII (ENH100 WAC-2017) | ENH100 | 3 | EnergyHub, Inc. | South Fork Direct Load Control | 1 | All Areas - Nonspecified | Window ACs | Behind the Meter | 0 | 0 | 853.6 | 1.067 | 0 | 0 | 1374085.0955 | 1374085.0955 | 0 | 0.30095 | 0.30095 | 0.30095 | 0.30095 | 0.30095 | 0.81404 | 0.46988 | 0.46988 | 0.46988 | 0.46988 | 0.46988 | -0.16039 | -0.16039 | -0.16039 | -0.16039 | -0.16039 | -0.16039 | -0.16039 | -0.16039 | -0.16039 | -0.16039 | -0.16039 | -0.16039 | -0.16039 | -0.16039 | -0.16039 | -0.16039 | -0.16039 | -0.16039 | -0.16039 | -0.16039 | -0.16039 | -0.16039 | -0.16039 | -0.16039 | -0.46134 | -0.46134 | -0.46134 | -0.46134 | -0.46134 | -0.97442 | -0.63026 | -0.63026 | -0.63026 | -0.63026 | -0.63026 | 0 | 1374.0851
ENH100 Summary | ENH100 | 3 | EnergyHub, Inc. | Thermostats & Pool Pumps - 1145 kW (1222 kW effective) Implemented in 2017 | 1 | All Areas - Nonspecified | Thermostats & Pool Pumps | Behind the Meter |  |  |  | 1.067 |  |  |  |  | 0 | 0.43074 | 0.43074 | 0.43074 | 0.43074 | 0.43074 | 1.1651 | 0.67251 | 0.67251 | 0.67251 | 0.67251 | 0.67251 | -0.22955 | -0.22955 | -0.22955 | -0.22955 | -0.22955 | -0.22955 | -0.22955 | -0.22955 | -0.22955 | -0.22955 | -0.22955 | -0.22955 | -0.22955 | -0.22955 | -0.22955 | -0.22955 | -0.22955 | -0.22955 | -0.22955 | -0.22955 | -0.22955 | -0.22955 | -0.22955 | -0.22955 | -0.66029 | -0.66029 | -0.66029 | -0.66029 | -0.66029 | -1.3946 | -0.90207 | -0.90207 | -0.90207 | -0.90207 | -0.90207 | 0 | 1966.6593
ENH100 Summary | ENH100 | 3 | EnergyHub, Inc. | Thermostats & Pool Pumps - 1010 kW (1078 kW effective) Implemented in 2018 | 1 | All Areas - Nonspecified | Thermostats & Pool Pumps | Behind the Meter |  |  |  | 1.067 |  |  |  |  | 0 | 0 | 0 | 0 | 0 | 0 | 0.66639 | 0.66639 | 0.66639 | 0.66639 | 0.66639 | 0.66639 | -0.12932 | -0.12932 | -0.12932 | -0.12932 | -0.12932 | -0.12932 | -0.12932 | -0.12932 | -0.12932 | -0.12932 | -0.12932 | -0.12932 | -0.12932 | -0.12932 | -0.12932 | -0.12932 | -0.12932 | -0.12932 | -0.12932 | -0.12932 | -0.12932 | -0.12932 | -0.12932 | -0.12932 | -0.12932 | -0.12932 | -0.12932 | -0.12932 | -0.12932 | -0.79571 | -0.79571 | -0.79571 | -0.79571 | -0.79571 | -0.79571 | 0 | 996.8617
ENH100 Summary | ENH100 | 3 | EnergyHub, Inc. | Thermostats & Pool Pumps - 890 kW (950 kW effective) Implemented in 2019 | 1 | All Areas - Nonspecified | Thermostats & Pool Pumps | Behind the Meter |  |  |  | 1.067 |  |  |  |  | 0 | 0 | 0 | 0 | 0 | 0 | 0.58722 | 0.58722 | 0.58722 | 0.58722 | 0.58722 | 0.58722 | -0.11395 | -0.11395 | -0.11395 | -0.11395 | -0.11395 | -0.11395 | -0.11395 | -0.11395 | -0.11395 | -0.11395 | -0.11395 | -0.11395 | -0.11395 | -0.11395 | -0.11395 | -0.11395 | -0.11395 | -0.11395 | -0.11395 | -0.11395 | -0.11395 | -0.11395 | -0.11395 | -0.11395 | -0.11395 | -0.11395 | -0.11395 | -0.11395 | -0.11395 | -0.70117 | -0.70117 | -0.70117 | -0.70117 | -0.70117 | -0.70117 | 0 | 878.4227
ENH100 Summary | ENH100 | 3 | EnergyHub, Inc. | Thermostats & Pool Pumps - 3045 kW (3249 kW effective) Composite | 1 | All Areas - Nonspecified | Thermostats & Pool Pumps | Behind the Meter |  |  |  | 1.067 |  |  |  |  | 0 | 0.43074 | 0.43074 | 0.43074 | 0.43074 | 0.43074 | 2.4187 | 1.9261 | 1.9261 | 1.9261 | 1.9261 | 1.9261 | -0.47282 | -0.47282 | -0.47282 | -0.47282 | -0.47282 | -0.47282 | -0.47282 | -0.47282 | -0.47282 | -0.47282 | -0.47282 | -0.47282 | -0.47282 | -0.47282 | -0.47282 | -0.47282 | -0.47282 | -0.47282 | -0.47282 | -0.47282 | -0.47282 | -0.47282 | -0.47282 | -0.47282 | -0.90356 | -0.90356 | -0.90356 | -0.90356 | -0.90356 | -2.8915 | -2.3989 | -2.3989 | -2.3989 | -2.3989 | -2.3989 | 0 | 3841.9437
ENH100 Summary | ENH100 | 3 | EnergyHub, Inc. | Window ACs - 800 kW (854 kW effective) Implemented in 2017 | 1 | All Areas - Nonspecified | Window ACs | Behind the Meter |  |  |  | 1.067 |  |  |  |  | 0 | 0.30095 | 0.30095 | 0.30095 | 0.30095 | 0.30095 | 0.81404 | 0.46988 | 0.46988 | 0.46988 | 0.46988 | 0.46988 | -0.16039 | -0.16039 | -0.16039 | -0.16039 | -0.16039 | -0.16039 | -0.16039 | -0.16039 | -0.16039 | -0.16039 | -0.16039 | -0.16039 | -0.16039 | -0.16039 | -0.16039 | -0.16039 | -0.16039 | -0.16039 | -0.16039 | -0.16039 | -0.16039 | -0.16039 | -0.16039 | -0.16039 | -0.46134 | -0.46134 | -0.46134 | -0.46134 | -0.46134 | -0.97442 | -0.63026 | -0.63026 | -0.63026 | -0.63026 | -0.63026 | 0 | 1374.0851
ENH100 Summary | ENH100 | 3 | EnergyHub, Inc. | All Options Combined - 3845 kW (4103 kW effective) | 1 | All Areas - Nonspecified | Thermostats, Pool Pumps, & Window Acs | Behind the Meter |  |  |  | 1.067 |  |  |  |  | 0 | 0.7317 | 0.7317 | 0.7317 | 0.7317 | 0.7317 | 3.2327 | 2.396 | 2.396 | 2.396 | 2.396 | 2.396 | -0.63321 | -0.63321 | -0.63321 | -0.63321 | -0.63321 | -0.63321 | -0.63321 | -0.63321 | -0.63321 | -0.63321 | -0.63321 | -0.63321 | -0.63321 | -0.63321 | -0.63321 | -0.63321 | -0.63321 | -0.63321 | -0.63321 | -0.63321 | -0.63321 | -0.63321 | -0.63321 | -0.63321 | -1.3649 | -1.3649 | -1.3649 | -1.3649 | -1.3649 | -3.8659 | -3.0292 | -3.0292 | -3.0292 | -3.0292 | -3.0292 | 0 | 5216.0288
PhII (FCE100-9.3MW) | FCE100 | 1 | FuelCell Energy, Inc. | Southampton Fuel Cell | 1 | 3 | Fuel Cell | Southampton - 69kV | 0 | 0 | 9300 | 1 | 0 | 0 | 8602646.3076 | 8602646.3076 | 0 | 0 | 0 | 0 | 0 | 0 | 0 | 0 | 0 | 0 | 0 | 0 | 0 | 0 | 0 | 0 | 0 | 0 | 0 | 0 | 0 | 0 | 0 | 0 | 0 | 0 | 0 | 0 | 0 | 0 | 0 | 0 | 0 | 0 | 0 | 0 | 0 | 0 | 0 | 0 | 0 | 0 | 0 | 0 | 0 | 0 | 0 | 0 | 0
PhII (FCE100-9.3MW) | FCE100 | 2 | FuelCell Energy, Inc. | Southampton Fuel Cell | 1 | 3 | Fuel Cell | Southampton - 69kV | 0 | 0 | 9300 | 1 | 0 | 0 | 8602646.3076 | 8602646.3076 | 0 | 0 | 0 | 0 | 0 | 0 | 0 | 0 | 0 | 0 | 0 | 0 | 0 | 0 | 0 | 0 | 0 | 0 | 0 | 0 | 0 | 0 | 0 | 0 | 0 | 0 | 0 | 0 | 0 | 0 | 0 | 0 | 0 | 0 | 0 | 0 | 0 | 0 | 0 | 0 | 0 | 0 | 0 | 0 | 0 | 0 | 0 | 0 | 0
PhII (FCE100-9.3MW) | FCE100 | 3 | FuelCell Energy, Inc. | Southampton Fuel Cell | 1 | 3 | Fuel Cell | Southampton - 69kV | 0 | 0 | 9300 | 1 | 0 | 0 | 8602646.3076 | 8602646.3076 | 0 | 0 | 0 | 0 | 0 | 0 | 5.7508 | 5.7508 | 5.7508 | 5.7508 | 5.7508 | 5.7508 | -1.116 | -1.116 | -1.116 | -1.116 | -1.116 | -1.116 | -1.116 | -1.116 | -1.116 | -1.116 | -1.116 | -1.116 | -1.116 | -1.116 | -1.116 | -1.116 | -1.116 | -1.116 | -1.116 | -1.116 | -1.116 | -1.116 | -1.116 | -1.116 | -1.116 | -1.116 | -1.116 | -1.116 | -1.116 | -6.8667 | -6.8667 | -6.8667 | -6.8667 | -6.8667 | -6.8667 | 0 | 8602.6463
PhII (FCE100-7.3MW) | FCE100 | 1 | FuelCell Energy, Inc. | Southampton Fuel Cell | 2 | 3 | Fuel Cell | Southampton - 69kV | 0 | 0 | 7300 | 1 | 0 | 0 | 6752614.8436 | 6752614.8436 | 0 | 0 | 0 | 0 | 0 | 0 | 0 | 0 | 0 | 0 | 0 | 0 | 0 | 0 | 0 | 0 | 0 | 0 | 0 | 0 | 0 | 0 | 0 | 0 | 0 | 0 | 0 | 0 | 0 | 0 | 0 | 0 | 0 | 0 | 0 | 0 | 0 | 0 | 0 | 0 | 0 | 0 | 0 | 0 | 0 | 0 | 0 | 0 | 0
PhII (FCE100-7.3MW) | FCE100 | 2 | FuelCell Energy, Inc. | Southampton Fuel Cell | 2 | 3 | Fuel Cell | Southampton - 69kV | 0 | 0 | 7300 | 1 | 0 | 0 | 6752614.8436 | 6752614.8436 | 0 | 0 | 0 | 0 | 0 | 0 | 0 | 0 | 0 | 0 | 0 | 0 | 0 | 0 | 0 | 0 | 0 | 0 | 0 | 0 | 0 | 0 | 0 | 0 | 0 | 0 | 0 | 0 | 0 | 0 | 0 | 0 | 0 | 0 | 0 | 0 | 0 | 0 | 0 | 0 | 0 | 0 | 0 | 0 | 0 | 0 | 0 | 0 | 0
PhII (FCE100-7.3MW) | FCE100 | 3 | FuelCell Energy, Inc. | Southampton Fuel Cell | 2 | 3 | Fuel Cell | Southampton - 69kV | 0 | 0 | 7300 | 1 | 0 | 0 | 6752614.8436 | 6752614.8436 | 0 | 0 | 0 | 0 | 0 | 0 | 4.5141 | 4.5141 | 4.5141 | 4.5141 | 4.5141 | 4.5141 | -0.87596 | -0.87596 | -0.87596 | -0.87596 | -0.87596 | -0.87596 | -0.87596 | -0.87596 | -0.87596 | -0.87596 | -0.87596 | -0.87596 | -0.87596 | -0.87596 | -0.87596 | -0.87596 | -0.87596 | -0.87596 | -0.87596 | -0.87596 | -0.87596 | -0.87596 | -0.87596 | -0.87596 | -0.87596 | -0.87596 | -0.87596 | -0.87596 | -0.87596 | -5.39 | -5.39 | -5.39 | -5.39 | -5.39 | -5.39 | 0 | 6752.6148
PhII (FCE100-5.3MW) | FCE100 | 1 | FuelCell Energy, Inc. | Southampton Fuel Cell | 3 | 3 | Fuel Cell | Southampton - 69kV | 0 | 0 | 5300 | 1 | 0 | 0 | 4902583.3796 | 4902583.3796 | 0 | 0 | 0 | 0 | 0 | 0 | 0 | 0 | 0 | 0 | 0 | 0 | 0 | 0 | 0 | 0 | 0 | 0 | 0 | 0 | 0 | 0 | 0 | 0 | 0 | 0 | 0 | 0 | 0 | 0 | 0 | 0 | 0 | 0 | 0 | 0 | 0 | 0 | 0 | 0 | 0 | 0 | 0 | 0 | 0 | 0 | 0 | 0 | 0
PhII (FCE100-5.3MW) | FCE100 | 2 | FuelCell Energy, Inc. | Southampton Fuel Cell | 3 | 3 | Fuel Cell | Southampton - 69kV | 0 | 0 | 5300 | 1 | 0 | 0 | 4902583.3796 | 4902583.3796 | 0 | 0 | 0 | 0 | 0 | 0 | 0 | 0 | 0 | 0 | 0 | 0 | 0 | 0 | 0 | 0 | 0 | 0 | 0 | 0 | 0 | 0 | 0 | 0 | 0 | 0 | 0 | 0 | 0 | 0 | 0 | 0 | 0 | 0 | 0 | 0 | 0 | 0 | 0 | 0 | 0 | 0 | 0 | 0 | 0 | 0 | 0 | 0 | 0
PhII (FCE100-5.3MW) | FCE100 | 3 | FuelCell Energy, Inc. | Southampton Fuel Cell | 3 | 3 | Fuel Cell | Southampton - 69kV | 0 | 0 | 5300 | 1 | 0 | 0 | 4902583.3796 | 4902583.3796 | 0 | 0 | 0 | 0 | 0 | 0 | 3.2773 | 3.2773 | 3.2773 | 3.2773 | 3.2773 | 3.2773 | -0.63597 | -0.63597 | -0.63597 | -0.63597 | -0.63597 | -0.63597 | -0.63597 | -0.63597 | -0.63597 | -0.63597 | -0.63597 | -0.63597 | -0.63597 | -0.63597 | -0.63597 | -0.63597 | -0.63597 | -0.63597 | -0.63597 | -0.63597 | -0.63597 | -0.63597 | -0.63597 | -0.63597 | -0.63597 | -0.63597 | -0.63597 | -0.63597 | -0.63597 | -3.9133 | -3.9133 | -3.9133 | -3.9133 | -3.9133 | -3.9133 | 0 | 4902.5834
PhII (GCN100-2017 COD) | GCN100 | 1 | Green Charge Networks | Peak Relief Services | 1 | All Areas - Nonspecified | Battery Storage | Behind the Meter | 0 | 0 | 2134 | 1.067 | 0 | 0 | 3435212.7387 | 3435212.7387 | 0 | 0 | 0 | 0 | 0 | 0 | 0 | 0 | 0 | 0 | 0 | 0 | 0 | 0 | 0 | 0 | 0 | 0 | 0 | 0 | 0 | 0 | 0 | 0 | 0 | 0 | 0 | 0 | 0 | 0 | 0 | 0 | 0 | 0 | 0 | 0 | 0 | 0 | 0 | 0 | 0 | 0 | 0 | 0 | 0 | 0 | 0 | 0 | 0
PhII (GCN100-2017 COD) | GCN100 | 2 | Green Charge Networks | Peak Relief Services | 1 | All Areas - Nonspecified | Battery Storage | Behind the Meter | 0 | 0 | 2134 | 1.067 | 0 | 0 | 3435212.7387 | 3435212.7387 | 0 | 0 | 0 | 0 | 0 | 0 | 0 | 0 | 0 | 0 | 0 | 0 | 0 | 0 | 0 | 0 | 0 | 0 | 0 | 0 | 0 | 0 | 0 | 0 | 0 | 0 | 0 | 0 | 0 | 0 | 0 | 0 | 0 | 0 | 0 | 0 | 0 | 0 | 0 | 0 | 0 | 0 | 0 | 0 | 0 | 0 | 0 | 0 | 0
PhII (GCN100-2017 COD) | GCN100 | 3 | Green Charge Networks | Peak Relief Services | 1 | All Areas - Nonspecified | Battery Storage | Behind the Meter | 0 | 0 | 2134 | 1.067 | 0 | 0 | 3435212.7387 | 3435212.7387 | 0 | 0.75239 | 0.75239 | 0.75239 | 0.75239 | 0.75239 | 2.0351 | 1.1747 | 1.1747 | 1.1747 | 1.1747 | 1.1747 | -0.40097 | -0.40097 | -0.40097 | -0.40097 | -0.40097 | -0.40097 | -0.40097 | -0.40097 | -0.40097 | -0.40097 | -0.40097 | -0.40097 | -0.40097 | -0.40097 | -0.40097 | -0.40097 | -0.40097 | -0.40097 | -0.40097 | -0.40097 | -0.40097 | -0.40097 | -0.40097 | -0.40097 | -1.1534 | -1.1534 | -1.1534 | -1.1534 | -1.1534 | -2.4361 | -1.5757 | -1.5757 | -1.5757 | -1.5757 | -1.5757 | 0 | 3435.2127
PhII (GCN100-2018 COD) | GCN100 | 1 | Green Charge Networks | Peak Relief Services | 2 | All Areas - Nonspecified | Battery Storage | Behind the Meter | 0 | 0 | 2134 | 1.067 | 0 | 0 | 1973983.5721 | 1973983.5721 | 0 | 0 | 0 | 0 | 0 | 0 | 0 | 0 | 0 | 0 | 0 | 0 | 0 | 0 | 0 | 0 | 0 | 0 | 0 | 0 | 0 | 0 | 0 | 0 | 0 | 0 | 0 | 0 | 0 | 0 | 0 | 0 | 0 | 0 | 0 | 0 | 0 | 0 | 0 | 0 | 0 | 0 | 0 | 0 | 0 | 0 | 0 | 0 | 0
PhII (GCN100-2018 COD) | GCN100 | 2 | Green Charge Networks | Peak Relief Services | 2 | All Areas - Nonspecified | Battery Storage | Behind the Meter | 0 | 0 | 2134 | 1.067 | 0 | 0 | 1973983.5721 | 1973983.5721 | 0 | 0 | 0 | 0 | 0 | 0 | 0 | 0 | 0 | 0 | 0 | 0 | 0 | 0 | 0 | 0 | 0 | 0 | 0 | 0 | 0 | 0 | 0 | 0 | 0 | 0 | 0 | 0 | 0 | 0 | 0 | 0 | 0 | 0 | 0 | 0 | 0 | 0 | 0 | 0 | 0 | 0 | 0 | 0 | 0 | 0 | 0 | 0 | 0
PhII (GCN100-2018 COD) | GCN100 | 3 | Green Charge Networks | Peak Relief Services | 2 | All Areas - Nonspecified | Battery Storage | Behind the Meter | 0 | 0 | 2134 | 1.067 | 0 | 0 | 1973983.5721 | 1973983.5721 | 0 | 0 | 0 | 0 | 0 | 0 | 1.3196 | 1.3196 | 1.3196 | 1.3196 | 1.3196 | 1.3196 | -0.25607 | -0.25607 | -0.25607 | -0.25607 | -0.25607 | -0.25607 | -0.25607 | -0.25607 | -0.25607 | -0.25607 | -0.25607 | -0.25607 | -0.25607 | -0.25607 | -0.25607 | -0.25607 | -0.25607 | -0.25607 | -0.25607 | -0.25607 | -0.25607 | -0.25607 | -0.25607 | -0.25607 | -0.25607 | -0.25607 | -0.25607 | -0.25607 | -0.25607 | -1.5757 | -1.5757 | -1.5757 | -1.5757 | -1.5757 | -1.5757 | 0 | 1973.9836
PhII (HAL100) | HAL100 | 1 | Halmar International LLC | South Fork Power Production Resources | 1 | 1 and 2 | Aeroderivative Combustion Turbines | 69 kV East Hampton and 23 kV Montauk | 4486 | 11090 | 0 | 1 | 10986747.3497 | 19554423.972 | 0 | 30541171.3217 | 0 | 2.1252 | 2.3055 | 2.4139 | 2.8275 | 2.8275 | 5.5239 | 3.7152 | 3.7152 | 3.7152 | 3.2214 | 3.2214 | -0.09089 | -0.09089 | -1.2962 | -1.2962 | -1.2962 | -1.2962 | -1.2962 | -1.2962 | -1.2962 | -1.2962 | -1.2962 | -1.2962 | -1.2962 | -1.2962 | -1.2962 | -1.2962 | -1.2962 | -1.2962 | -1.2962 | -1.2962 | -1.2962 | -1.2962 | -1.2962 | -1.2962 | -3.4214 | -3.6018 | -3.7101 | -4.1237 | -4.1237 | -6.8201 | -5.0114 | -5.0114 | -5.0114 | -4.5176 | -4.5176 | -1.2053 | 10986.7473
PhII (HAL100) | HAL100 | 2 | Halmar International LLC | South Fork Power Production Resources | 1 | 1 and 2 | Aeroderivative Combustion Turbines | 69 kV East Hampton and 23 kV Montauk | 4486 | 11090 | 0 | 1 | 10986747.3497 | 19554423.972 | 0 | 30541171.3217 | 0 | 3.91 | 3.91 | 3.91 | 4.9324 | 4.9324 | 11.5984 | 7.1271 | 7.1271 | 7.1271 | 5.9063 | 5.9063 | -2.2821 | -2.2821 | -2.2821 | -2.2821 | -2.2821 | -2.2821 | -2.2821 | -2.2821 | -2.2821 | -2.2821 | -2.2821 | -2.2821 | -2.2821 | -2.2821 | -2.2821 | -2.2821 | -2.2821 | -2.2821 | -2.2821 | -2.2821 | -2.2821 | -2.2821 | -2.2821 | -2.2821 | -6.1922 | -6.1922 | -6.1922 | -7.2145 | -7.2145 | -13.8805 | -9.4092 | -9.4092 | -9.4092 | -8.1884 | -8.1884 | 0 | 19554.424
PhII (HAL100) | HAL100 | 3 | Halmar International LLC | South Fork Power Production Resources | 1 | 1 and 2 | Aeroderivative Combustion Turbines | 69 kV East Hampton and 23 kV Montauk | 4486 | 11090 | 0 | 1 | 10986747.3497 | 19554423.972 | 0 | 30541171.3217 | 0 | 0 | 0 | 0 | 0 | 0 | 0 | 0 | 0 | 0 | 0 | 0 | 0 | 0 | 0 | 0 | 0 | 0 | 0 | 0 | 0 | 0 | 0 | 0 | 0 | 0 | 0 | 0 | 0 | 0 | 0 | 0 | 0 | 0 | 0 | 0 | 0 | 0 | 0 | 0 | 0 | 0 | 0 | 0 | 0 | 0 | 0 | 0 | 0
PhII (LAN100 AC-2017) | LAN100 | 1 | Landis + Gyr | South Fork Demand Management Phase I/II | 1 | All (unspecificed) | Central A/C Devices | Behind the Meter | 0 | 0 | 2560.8 | 1.067 | 0 | 0 | 4122255.2865 | 4122255.2865 | 0 | 0 | 0 | 0 | 0 | 0 | 0 | 0 | 0 | 0 | 0 | 0 | 0 | 0 | 0 | 0 | 0 | 0 | 0 | 0 | 0 | 0 | 0 | 0 | 0 | 0 | 0 | 0 | 0 | 0 | 0 | 0 | 0 | 0 | 0 | 0 | 0 | 0 | 0 | 0 | 0 | 0 | 0 | 0 | 0 | 0 | 0 | 0 | 0
PhII (LAN100 AC-2017) | LAN100 | 2 | Landis + Gyr | South Fork Demand Management Phase I/II | 1 | All (unspecificed) | Central A/C Devices | Behind the Meter | 0 | 0 | 2560.8 | 1.067 | 0 | 0 | 4122255.2865 | 4122255.2865 | 0 | 0 | 0 | 0 | 0 | 0 | 0 | 0 | 0 | 0 | 0 | 0 | 0 | 0 | 0 | 0 | 0 | 0 | 0 | 0 | 0 | 0 | 0 | 0 | 0 | 0 | 0 | 0 | 0 | 0 | 0 | 0 | 0 | 0 | 0 | 0 | 0 | 0 | 0 | 0 | 0 | 0 | 0 | 0 | 0 | 0 | 0 | 0 | 0
PhII (LAN100 AC-2017) | LAN100 | 3 | Landis + Gyr | South Fork Demand Management Phase I/II | 1 | All (unspecificed) | Central A/C Devices | Behind the Meter | 0 | 0 | 2560.8 | 1.067 | 0 | 0 | 4122255.2865 | 4122255.2865 | 0 | 0.90286 | 0.90286 | 0.90286 | 0.90286 | 0.90286 | 2.4421 | 1.4096 | 1.4096 | 1.4096 | 1.4096 | 1.4096 | -0.48116 | -0.48116 | -0.48116 | -0.48116 | -0.48116 | -0.48116 | -0.48116 | -0.48116 | -0.48116 | -0.48116 | -0.48116 | -0.48116 | -0.48116 | -0.48116 | -0.48116 | -0.48116 | -0.48116 | -0.48116 | -0.48116 | -0.48116 | -0.48116 | -0.48116 | -0.48116 | -0.48116 | -1.384 | -1.384 | -1.384 | -1.384 | -1.384 | -2.9233 | -1.8908 | -1.8908 | -1.8908 | -1.8908 | -1.8908 | 0 | 4122.2553
PhII (LAN100 AC-2018) | LAN100 | 1 | Landis + Gyr | South Fork Demand Management Phase I/II | 1 | All (unspecificed) | Central A/C Devices | Behind the Meter | 0 | 0 | 640.2 | 1.067 | 0 | 0 | 592195.0716 | 592195.0716 | 0 | 0 | 0 | 0 | 0 | 0 | 0 | 0 | 0 | 0 | 0 | 0 | 0 | 0 | 0 | 0 | 0 | 0 | 0 | 0 | 0 | 0 | 0 | 0 | 0 | 0 | 0 | 0 | 0 | 0 | 0 | 0 | 0 | 0 | 0 | 0 | 0 | 0 | 0 | 0 | 0 | 0 | 0 | 0 | 0 | 0 | 0 | 0 | 0
PhII (LAN100 AC-2018) | LAN100 | 2 | Landis + Gyr | South Fork Demand Management Phase I/II | 1 | All (unspecificed) | Central A/C Devices | Behind the Meter | 0 | 0 | 640.2 | 1.067 | 0 | 0 | 592195.0716 | 592195.0716 | 0 | 0 | 0 | 0 | 0 | 0 | 0 | 0 | 0 | 0 | 0 | 0 | 0 | 0 | 0 | 0 | 0 | 0 | 0 | 0 | 0 | 0 | 0 | 0 | 0 | 0 | 0 | 0 | 0 | 0 | 0 | 0 | 0 | 0 | 0 | 0 | 0 | 0 | 0 | 0 | 0 | 0 | 0 | 0 | 0 | 0 | 0 | 0 | 0
PhII (LAN100 AC-2018) | LAN100 | 3 | Landis + Gyr | South Fork Demand Management Phase I/II | 1 | All (unspecificed) | Central A/C Devices | Behind the Meter | 0 | 0 | 640.2 | 1.067 | 0 | 0 | 592195.0716 | 592195.0716 | 0 | 0 | 0 | 0 | 0 | 0 | 0.39588 | 0.39588 | 0.39588 | 0.39588 | 0.39588 | 0.39588 | -0.076821 | -0.076821 | -0.076821 | -0.076821 | -0.076821 | -0.076821 | -0.076821 | -0.076821 | -0.076821 | -0.076821 | -0.076821 | -0.076821 | -0.076821 | -0.076821 | -0.076821 | -0.076821 | -0.076821 | -0.076821 | -0.076821 | -0.076821 | -0.076821 | -0.076821 | -0.076821 | -0.076821 | -0.076821 | -0.076821 | -0.076821 | -0.076821 | -0.076821 | -0.4727 | -0.4727 | -0.4727 | -0.4727 | -0.4727 | -0.4727 | 0 | 592.1951
PhII (LAN100 AC-2019) | LAN100 | 1 | Landis + Gyr | South Fork Demand Management Phase I/II | 1 | All (unspecificed) | Central A/C Devices | Behind the Meter | 0 | 0 | 640.2 | 1.067 | 0 | 0 | 592195.0716 | 592195.0716 | 0 | 0 | 0 | 0 | 0 | 0 | 0 | 0 | 0 | 0 | 0 | 0 | 0 | 0 | 0 | 0 | 0 | 0 | 0 | 0 | 0 | 0 | 0 | 0 | 0 | 0 | 0 | 0 | 0 | 0 | 0 | 0 | 0 | 0 | 0 | 0 | 0 | 0 | 0 | 0 | 0 | 0 | 0 | 0 | 0 | 0 | 0 | 0 | 0
PhII (LAN100 AC-2019) | LAN100 | 2 | Landis + Gyr | South Fork Demand Management Phase I/II | 1 | All (unspecificed) | Central A/C Devices | Behind the Meter | 0 | 0 | 640.2 | 1.067 | 0 | 0 | 592195.0716 | 592195.0716 | 0 | 0 | 0 | 0 | 0 | 0 | 0 | 0 | 0 | 0 | 0 | 0 | 0 | 0 | 0 | 0 | 0 | 0 | 0 | 0 | 0 | 0 | 0 | 0 | 0 | 0 | 0 | 0 | 0 | 0 | 0 | 0 | 0 | 0 | 0 | 0 | 0 | 0 | 0 | 0 | 0 | 0 | 0 | 0 | 0 | 0 | 0 | 0 | 0
PhII (LAN100 AC-2019) | LAN100 | 3 | Landis + Gyr | South Fork Demand Management Phase I/II | 1 | All (unspecificed) | Central A/C Devices | Behind the Meter | 0 | 0 | 640.2 | 1.067 | 0 | 0 | 592195.0716 | 592195.0716 | 0 | 0 | 0 | 0 | 0 | 0 | 0.39588 | 0.39588 | 0.39588 | 0.39588 | 0.39588 | 0.39588 | -0.076821 | -0.076821 | -0.076821 | -0.076821 | -0.076821 | -0.076821 | -0.076821 | -0.076821 | -0.076821 | -0.076821 | -0.076821 | -0.076821 | -0.076821 | -0.076821 | -0.076821 | -0.076821 | -0.076821 | -0.076821 | -0.076821 | -0.076821 | -0.076821 | -0.076821 | -0.076821 | -0.076821 | -0.076821 | -0.076821 | -0.076821 | -0.076821 | -0.076821 | -0.4727 | -0.4727 | -0.4727 | -0.4727 | -0.4727 | -0.4727 | 0 | 592.1951
PhII (LAN100 VVO-2019) | LAN100 | 1 | Landis + Gyr | South Fork Demand Management Phase I/II | 1 | 1, 2, and 3 | Volt Var Optimization | Dist'n Grid | 1027.264 | 2780.3943 | 4564.5016 | 1.026 | 1183329.3458 | 2998686.2589 | 4222235.8184 | 8404251.4231 | 0 | 0 | 0 | 0.024814 | 0.11952 | 0.11952 | 0.75474 | 0.75474 | 0.75474 | 0.75474 | 0.64166 | 0.64166 | -0.11683 | -0.11683 | -0.15118 | -0.15118 | -0.15118 | -0.15118 | -0.15118 | -0.15118 | -0.15118 | -0.15118 | -0.15118 | -0.15118 | -0.15118 | -0.15118 | -0.15118 | -0.15118 | -0.15118 | -0.15118 | -0.15118 | -0.15118 | -0.15118 | -0.15118 | -0.15118 | -0.15118 | -0.15118 | -0.15118 | -0.17599 | -0.2707 | -0.2707 | -0.90592 | -0.90592 | -0.90592 | -0.90592 | -0.79284 | -0.79284 | -0.034349 | 1183.3293
PhII (LAN100 VVO-2019) | LAN100 | 2 | Landis + Gyr | South Fork Demand Management Phase I/II | 1 | 1, 2, and 3 | Volt Var Optimization | Dist'n Grid | 1027.264 | 2780.3943 | 4564.5016 | 1.026 | 1183329.3458 | 2998686.2589 | 4222235.8184 | 8404251.4231 | 0 | 0 | 0 | 0 | 0.25633 | 0.25633 | 1.9756 | 1.9756 | 1.9756 | 1.9756 | 1.6696 | 1.6696 | -0.38337 | -0.38337 | -0.38337 | -0.38337 | -0.38337 | -0.38337 | -0.38337 | -0.38337 | -0.38337 | -0.38337 | -0.38337 | -0.38337 | -0.38337 | -0.38337 | -0.38337 | -0.38337 | -0.38337 | -0.38337 | -0.38337 | -0.38337 | -0.38337 | -0.38337 | -0.38337 | -0.38337 | -0.38337 | -0.38337 | -0.38337 | -0.6397 | -0.6397 | -2.359 | -2.359 | -2.359 | -2.359 | -2.0529 | -2.0529 | 0 | 2998.6863
PhII (LAN100 VVO-2019) | LAN100 | 3 | Landis + Gyr | South Fork Demand Management Phase I/II | 1 | 1, 2, and 3 | Volt Var Optimization | Dist'n Grid | 1027.264 | 2780.3943 | 4564.5016 | 1.026 | 1183329.3458 | 2998686.2589 | 4222235.8184 | 8404251.4231 | 0 | 0 | 0 | 0 | 0 | 0 | 2.8225 | 2.8225 | 2.8225 | 2.8225 | 2.8225 | 2.8225 | -0.54772 | -0.54772 | -0.54772 | -0.54772 | -0.54772 | -0.54772 | -0.54772 | -0.54772 | -0.54772 | -0.54772 | -0.54772 | -0.54772 | -0.54772 | -0.54772 | -0.54772 | -0.54772 | -0.54772 | -0.54772 | -0.54772 | -0.54772 | -0.54772 | -0.54772 | -0.54772 | -0.54772 | -0.54772 | -0.54772 | -0.54772 | -0.54772 | -0.54772 | -3.3702 | -3.3702 | -3.3702 | -3.3702 | -3.3702 | -3.3702 | 0 | 4222.2358
PhII (LIE100-2MW) | LIE100 | 1 | LI Energy Storage System LLC | Montauk Energy Storage System | 1 | 1 | Battery Storage | 4 kV then 13 kV Montauk - dist'n side | 2052 | 0 | 0 | 1.026 | 2649021.5219 | 0 | 0 | 2649021.5219 | 0 | 0 | 0.082498 | 0.13207 | 0.32124 | 0.32124 | 1.5901 | 1.5901 | 1.5901 | 1.5901 | 1.3642 | 1.3642 | -0.15087 | -0.15087 | -0.33711 | -0.33711 | -0.33711 | -0.33711 | -0.33711 | -0.33711 | -0.33711 | -0.33711 | -0.33711 | -0.33711 | -0.33711 | -0.33711 | -0.33711 | -0.33711 | -0.33711 | -0.33711 | -0.33711 | -0.33711 | -0.33711 | -0.33711 | -0.33711 | -0.33711 | -0.33711 | -0.41961 | -0.46917 | -0.65835 | -0.65835 | -1.9272 | -1.9272 | -1.9272 | -1.9272 | -1.7013 | -1.7013 | -0.18623 | 2649.0215
PhII (LIE100-2MW) | LIE100 | 2 | LI Energy Storage System LLC | Montauk Energy Storage System | 1 | 1 | Battery Storage | 4 kV then 13 kV Montauk - dist'n side | 2052 | 0 | 0 | 1.026 | 2649021.5219 | 0 | 0 | 2649021.5219 | 0 | 0 | 0 | 0 | 0 | 0 | 0 | 0 | 0 | 0 | 0 | 0 | 0 | 0 | 0 | 0 | 0 | 0 | 0 | 0 | 0 | 0 | 0 | 0 | 0 | 0 | 0 | 0 | 0 | 0 | 0 | 0 | 0 | 0 | 0 | 0 | 0 | 0 | 0 | 0 | 0 | 0 | 0 | 0 | 0 | 0 | 0 | 0 | 0
PhII (LIE100-2MW) | LIE100 | 3 | LI Energy Storage System LLC | Montauk Energy Storage System | 1 | 1 | Battery Storage | 4 kV then 13 kV Montauk - dist'n side | 2052 | 0 | 0 | 1.026 | 2649021.5219 | 0 | 0 | 2649021.5219 | 0 | 0 | 0 | 0 | 0 | 0 | 0 | 0 | 0 | 0 | 0 | 0 | 0 | 0 | 0 | 0 | 0 | 0 | 0 | 0 | 0 | 0 | 0 | 0 | 0 | 0 | 0 | 0 | 0 | 0 | 0 | 0 | 0 | 0 | 0 | 0 | 0 | 0 | 0 | 0 | 0 | 0 | 0 | 0 | 0 | 0 | 0 | 0 | 0
PhII (LIE100-5MW) | LIE100 | 1 | LI Energy Storage System LLC | Montauk Energy Storage System | 2 | 1 | Battery Storage | 4 kV then 13 kV Montauk - dist'n side | 5130 | 0 | 0 | 1.026 | 6622553.8047 | 0 | 0 | 6622553.8047 | 0 | 0 | 0.20624 | 0.33016 | 0.8031 | 0.8031 | 3.9753 | 3.9753 | 3.9753 | 3.9753 | 3.4106 | 3.4106 | -0.37719 | -0.37719 | -0.84277 | -0.84277 | -0.84277 | -0.84277 | -0.84277 | -0.84277 | -0.84277 | -0.84277 | -0.84277 | -0.84277 | -0.84277 | -0.84277 | -0.84277 | -0.84277 | -0.84277 | -0.84277 | -0.84277 | -0.84277 | -0.84277 | -0.84277 | -0.84277 | -0.84277 | -0.84277 | -1.049 | -1.1729 | -1.6459 | -1.6459 | -4.8181 | -4.8181 | -4.8181 | -4.8181 | -4.2534 | -4.2534 | -0.46559 | 6622.5538
PhII (LIE100-5MW) | LIE100 | 2 | LI Energy Storage System LLC | Montauk Energy Storage System | 2 | 1 | Battery Storage | 4 kV then 13 kV Montauk - dist'n side | 5130 | 0 | 0 | 1.026 | 6622553.8047 | 0 | 0 | 6622553.8047 | 0 | 0 | 0 | 0 | 0 | 0 | 0 | 0 | 0 | 0 | 0 | 0 | 0 | 0 | 0 | 0 | 0 | 0 | 0 | 0 | 0 | 0 | 0 | 0 | 0 | 0 | 0 | 0 | 0 | 0 | 0 | 0 | 0 | 0 | 0 | 0 | 0 | 0 | 0 | 0 | 0 | 0 | 0 | 0 | 0 | 0 | 0 | 0 | 0
PhII (LIE100-5MW) | LIE100 | 3 | LI Energy Storage System LLC | Montauk Energy Storage System | 2 | 1 | Battery Storage | 4 kV then 13 kV Montauk - dist'n side | 5130 | 0 | 0 | 1.026 | 6622553.8047 | 0 | 0 | 6622553.8047 | 0 | 0 | 0 | 0 | 0 | 0 | 0 | 0 | 0 | 0 | 0 | 0 | 0 | 0 | 0 | 0 | 0 | 0 | 0 | 0 | 0 | 0 | 0 | 0 | 0 | 0 | 0 | 0 | 0 | 0 | 0 | 0 | 0 | 0 | 0 | 0 | 0 | 0 | 0 | 0 | 0 | 0 | 0 | 0 | 0 | 0 | 0 | 0 | 0
PhII (LIE200-5MW) | LIE200 | 1 | LI Energy Storage System LLC | Deerfield Energy Storage System | 1 | 3 | Battery Storage | Deerfield - 13kV | 0 | 0 | 5130 | 1.026 | 0 | 0 | 4745330.7052 | 4745330.7052 | 0 | 0 | 0 | 0 | 0 | 0 | 0 | 0 | 0 | 0 | 0 | 0 | 0 | 0 | 0 | 0 | 0 | 0 | 0 | 0 | 0 | 0 | 0 | 0 | 0 | 0 | 0 | 0 | 0 | 0 | 0 | 0 | 0 | 0 | 0 | 0 | 0 | 0 | 0 | 0 | 0 | 0 | 0 | 0 | 0 | 0 | 0 | 0 | 0
PhII (LIE200-5MW) | LIE200 | 2 | LI Energy Storage System LLC | Deerfield Energy Storage System | 1 | 3 | Battery Storage | Deerfield - 13kV | 0 | 0 | 5130 | 1.026 | 0 | 0 | 4745330.7052 | 4745330.7052 | 0 | 0 | 0 | 0 | 0 | 0 | 0 | 0 | 0 | 0 | 0 | 0 | 0 | 0 | 0 | 0 | 0 | 0 | 0 | 0 | 0 | 0 | 0 | 0 | 0 | 0 | 0 | 0 | 0 | 0 | 0 | 0 | 0 | 0 | 0 | 0 | 0 | 0 | 0 | 0 | 0 | 0 | 0 | 0 | 0 | 0 | 0 | 0 | 0
PhII (LIE200-5MW) | LIE200 | 3 | LI Energy Storage System LLC | Deerfield Energy Storage System | 1 | 3 | Battery Storage | Deerfield - 13kV | 0 | 0 | 5130 | 1.026 | 0 | 0 | 4745330.7052 | 4745330.7052 | 0 | 0 | 0 | 0 | 0 | 0 | 3.1722 | 3.1722 | 3.1722 | 3.1722 | 3.1722 | 3.1722 | -0.61557 | -0.61557 | -0.61557 | -0.61557 | -0.61557 | -0.61557 | -0.61557 | -0.61557 | -0.61557 | -0.61557 | -0.61557 | -0.61557 | -0.61557 | -0.61557 | -0.61557 | -0.61557 | -0.61557 | -0.61557 | -0.61557 | -0.61557 | -0.61557 | -0.61557 | -0.61557 | -0.61557 | -0.61557 | -0.61557 | -0.61557 | -0.61557 | -0.61557 | -3.7878 | -3.7878 | -3.7878 | -3.7878 | -3.7878 | -3.7878 | 0 | 4745.3307
PhII (LIE200-9MW) | LIE200 | 1 | LI Energy Storage System LLC | Deerfield Energy Storage System | 2 | 3 | Battery Storage | Deerfield - 13kV | 0 | 0 | 9234 | 1.026 | 0 | 0 | 8541595.2693 | 8541595.2693 | 0 | 0 | 0 | 0 | 0 | 0 | 0 | 0 | 0 | 0 | 0 | 0 | 0 | 0 | 0 | 0 | 0 | 0 | 0 | 0 | 0 | 0 | 0 | 0 | 0 | 0 | 0 | 0 | 0 | 0 | 0 | 0 | 0 | 0 | 0 | 0 | 0 | 0 | 0 | 0 | 0 | 0 | 0 | 0 | 0 | 0 | 0 | 0 | 0
PhII (LIE200-9MW) | LIE200 | 2 | LI Energy Storage System LLC | Deerfield Energy Storage System | 2 | 3 | Battery Storage | Deerfield - 13kV | 0 | 0 | 9234 | 1.026 | 0 | 0 | 8541595.2693 | 8541595.2693 | 0 | 0 | 0 | 0 | 0 | 0 | 0 | 0 | 0 | 0 | 0 | 0 | 0 | 0 | 0 | 0 | 0 | 0 | 0 | 0 | 0 | 0 | 0 | 0 | 0 | 0 | 0 | 0 | 0 | 0 | 0 | 0 | 0 | 0 | 0 | 0 | 0 | 0 | 0 | 0 | 0 | 0 | 0 | 0 | 0 | 0 | 0 | 0 | 0
PhII (LIE200-9MW) | LIE200 | 3 | LI Energy Storage System LLC | Deerfield Energy Storage System | 2 | 3 | Battery Storage | Deerfield - 13kV | 0 | 0 | 9234 | 1.026 | 0 | 0 | 8541595.2693 | 8541595.2693 | 0 | 0 | 0 | 0 | 0 | 0 | 5.71 | 5.71 | 5.71 | 5.71 | 5.71 | 5.71 | -1.108 | -1.108 | -1.108 | -1.108 | -1.108 | -1.108 | -1.108 | -1.108 | -1.108 | -1.108 | -1.108 | -1.108 | -1.108 | -1.108 | -1.108 | -1.108 | -1.108 | -1.108 | -1.108 | -1.108 | -1.108 | -1.108 | -1.108 | -1.108 | -1.108 | -1.108 | -1.108 | -1.108 | -1.108 | -6.818 | -6.818 | -6.818 | -6.818 | -6.818 | -6.818 | 0 | 8541.5953
PhII (LIE300-2MW) | LIE300 | 1 | LI Energy Storage System LLC | Southampton Energy Storage System | 1 | 3 | Battery Storage | Southampton - 13kV | 0 | 0 | 2052 | 1.026 | 0 | 0 | 1898132.2821 | 1898132.2821 | 0 | 0 | 0 | 0 | 0 | 0 | 0 | 0 | 0 | 0 | 0 | 0 | 0 | 0 | 0 | 0 | 0 | 0 | 0 | 0 | 0 | 0 | 0 | 0 | 0 | 0 | 0 | 0 | 0 | 0 | 0 | 0 | 0 | 0 | 0 | 0 | 0 | 0 | 0 | 0 | 0 | 0 | 0 | 0 | 0 | 0 | 0 | 0 | 0
PhII (LIE300-2MW) | LIE300 | 2 | LI Energy Storage System LLC | Southampton Energy Storage System | 1 | 3 | Battery Storage | Southampton - 13kV | 0 | 0 | 2052 | 1.026 | 0 | 0 | 1898132.2821 | 1898132.2821 | 0 | 0 | 0 | 0 | 0 | 0 | 0 | 0 | 0 | 0 | 0 | 0 | 0 | 0 | 0 | 0 | 0 | 0 | 0 | 0 | 0 | 0 | 0 | 0 | 0 | 0 | 0 | 0 | 0 | 0 | 0 | 0 | 0 | 0 | 0 | 0 | 0 | 0 | 0 | 0 | 0 | 0 | 0 | 0 | 0 | 0 | 0 | 0 | 0
PhII (LIE300-2MW) | LIE300 | 3 | LI Energy Storage System LLC | Southampton Energy Storage System | 1 | 3 | Battery Storage | Southampton - 13kV | 0 | 0 | 2052 | 1.026 | 0 | 0 | 1898132.2821 | 1898132.2821 | 0 | 0 | 0 | 0 | 0 | 0 | 1.2689 | 1.2689 | 1.2689 | 1.2689 | 1.2689 | 1.2689 | -0.24623 | -0.24623 | -0.24623 | -0.24623 | -0.24623 | -0.24623 | -0.24623 | -0.24623 | -0.24623 | -0.24623 | -0.24623 | -0.24623 | -0.24623 | -0.24623 | -0.24623 | -0.24623 | -0.24623 | -0.24623 | -0.24623 | -0.24623 | -0.24623 | -0.24623 | -0.24623 | -0.24623 | -0.24623 | -0.24623 | -0.24623 | -0.24623 | -0.24623 | -1.5151 | -1.5151 | -1.5151 | -1.5151 | -1.5151 | -1.5151 | 0 | 1898.1323
PhII (LIE300-5MW) | LIE300 | 1 | LI Energy Storage System LLC | Southampton Energy Storage System | 2 | 3 | Battery Storage | Southampton - 13kV | 0 | 0 | 5130 | 1.026 | 0 | 0 | 4745330.7052 | 4745330.7052 | 0 | 0 | 0 | 0 | 0 | 0 | 0 | 0 | 0 | 0 | 0 | 0 | 0 | 0 | 0 | 0 | 0 | 0 | 0 | 0 | 0 | 0 | 0 | 0 | 0 | 0 | 0 | 0 | 0 | 0 | 0 | 0 | 0 | 0 | 0 | 0 | 0 | 0 | 0 | 0 | 0 | 0 | 0 | 0 | 0 | 0 | 0 | 0 | 0
PhII (LIE300-5MW) | LIE300 | 2 | LI Energy Storage System LLC | Southampton Energy Storage System | 2 | 3 | Battery Storage | Southampton - 13kV | 0 | 0 | 5130 | 1.026 | 0 | 0 | 4745330.7052 | 4745330.7052 | 0 | 0 | 0 | 0 | 0 | 0 | 0 | 0 | 0 | 0 | 0 | 0 | 0 | 0 | 0 | 0 | 0 | 0 | 0 | 0 | 0 | 0 | 0 | 0 | 0 | 0 | 0 | 0 | 0 | 0 | 0 | 0 | 0 | 0 | 0 | 0 | 0 | 0 | 0 | 0 | 0 | 0 | 0 | 0 | 0 | 0 | 0 | 0 | 0
PhII (LIE300-5MW) | LIE300 | 3 | LI Energy Storage System LLC | Southampton Energy Storage System | 2 | 3 | Battery Storage | Southampton - 13kV | 0 | 0 | 5130 | 1.026 | 0 | 0 | 4745330.7052 | 4745330.7052 | 0 | 0 | 0 | 0 | 0 | 0 | 3.1722 | 3.1722 | 3.1722 | 3.1722 | 3.1722 | 3.1722 | -0.61557 | -0.61557 | -0.61557 | -0.61557 | -0.61557 | -0.61557 | -0.61557 | -0.61557 | -0.61557 | -0.61557 | -0.61557 | -0.61557 | -0.61557 | -0.61557 | -0.61557 | -0.61557 | -0.61557 | -0.61557 | -0.61557 | -0.61557 | -0.61557 | -0.61557 | -0.61557 | -0.61557 | -0.61557 | -0.61557 | -0.61557 | -0.61557 | -0.61557 | -3.7878 | -3.7878 | -3.7878 | -3.7878 | -3.7878 | -3.7878 | 0 | 4745.3307
PhII (LIE300-9MW) | LIE300 | 1 | LI Energy Storage System LLC | Southampton Energy Storage System | 3 | 3 | Battery Storage | Southampton - 13kV | 0 | 0 | 9234 | 1.026 | 0 | 0 | 8541595.2693 | 8541595.2693 | 0 | 0 | 0 | 0 | 0 | 0 | 0 | 0 | 0 | 0 | 0 | 0 | 0 | 0 | 0 | 0 | 0 | 0 | 0 | 0 | 0 | 0 | 0 | 0 | 0 | 0 | 0 | 0 | 0 | 0 | 0 | 0 | 0 | 0 | 0 | 0 | 0 | 0 | 0 | 0 | 0 | 0 | 0 | 0 | 0 | 0 | 0 | 0 | 0
PhII (LIE300-9MW) | LIE300 | 2 | LI Energy Storage System LLC | Southampton Energy Storage System | 3 | 3 | Battery Storage | Southampton - 13kV | 0 | 0 | 9234 | 1.026 | 0 | 0 | 8541595.2693 | 8541595.2693 | 0 | 0 | 0 | 0 | 0 | 0 | 0 | 0 | 0 | 0 | 0 | 0 | 0 | 0 | 0 | 0 | 0 | 0 | 0 | 0 | 0 | 0 | 0 | 0 | 0 | 0 | 0 | 0 | 0 | 0 | 0 | 0 | 0 | 0 | 0 | 0 | 0 | 0 | 0 | 0 | 0 | 0 | 0 | 0 | 0 | 0 | 0 | 0 | 0
PhII (LIE300-9MW) | LIE300 | 3 | LI Energy Storage System LLC | Southampton Energy Storage System | 3 | 3 | Battery Storage | Southampton - 13kV | 0 | 0 | 9234 | 1.026 | 0 | 0 | 8541595.2693 | 8541595.2693 | 0 | 0 | 0 | 0 | 0 | 0 | 5.71 | 5.71 | 5.71 | 5.71 | 5.71 | 5.71 | -1.108 | -1.108 | -1.108 | -1.108 | -1.108 | -1.108 | -1.108 | -1.108 | -1.108 | -1.108 | -1.108 | -1.108 | -1.108 | -1.108 | -1.108 | -1.108 | -1.108 | -1.108 | -1.108 | -1.108 | -1.108 | -1.108 | -1.108 | -1.108 | -1.108 | -1.108 | -1.108 | -1.108 | -1.108 | -6.818 | -6.818 | -6.818 | -6.818 | -6.818 | -6.818 | 0 | 8541.5953
PhII (LIE400-1MW) | LIE400 | 1 | LI Energy Storage System LLC | East Hampton Energy Storage System | 1 | 1 | Battery Storage | East Hampton - 4kV | 1026 | 0 | 0 | 1.026 | 1324510.7609 | 0 | 0 | 1324510.7609 | 0 | 0 | 0.041249 | 0.066033 | 0.16062 | 0.16062 | 0.79506 | 0.79506 | 0.79506 | 0.79506 | 0.68212 | 0.68212 | -0.075437 | -0.075437 | -0.16855 | -0.16855 | -0.16855 | -0.16855 | -0.16855 | -0.16855 | -0.16855 | -0.16855 | -0.16855 | -0.16855 | -0.16855 | -0.16855 | -0.16855 | -0.16855 | -0.16855 | -0.16855 | -0.16855 | -0.16855 | -0.16855 | -0.16855 | -0.16855 | -0.16855 | -0.16855 | -0.2098 | -0.23459 | -0.32917 | -0.32917 | -0.96362 | -0.96362 | -0.96362 | -0.96362 | -0.85067 | -0.85067 | -0.093117 | 1324.5108
PhII (LIE400-1MW) | LIE400 | 2 | LI Energy Storage System LLC | East Hampton Energy Storage System | 1 | 1 | Battery Storage | East Hampton - 4kV | 1026 | 0 | 0 | 1.026 | 1324510.7609 | 0 | 0 | 1324510.7609 | 0 | 0 | 0 | 0 | 0 | 0 | 0 | 0 | 0 | 0 | 0 | 0 | 0 | 0 | 0 | 0 | 0 | 0 | 0 | 0 | 0 | 0 | 0 | 0 | 0 | 0 | 0 | 0 | 0 | 0 | 0 | 0 | 0 | 0 | 0 | 0 | 0 | 0 | 0 | 0 | 0 | 0 | 0 | 0 | 0 | 0 | 0 | 0 | 0
PhII (LIE400-1MW) | LIE400 | 3 | LI Energy Storage System LLC | East Hampton Energy Storage System | 1 | 1 | Battery Storage | East Hampton - 4kV | 1026 | 0 | 0 | 1.026 | 1324510.7609 | 0 | 0 | 1324510.7609 | 0 | 0 | 0 | 0 | 0 | 0 | 0 | 0 | 0 | 0 | 0 | 0 | 0 | 0 | 0 | 0 | 0 | 0 | 0 | 0 | 0 | 0 | 0 | 0 | 0 | 0 | 0 | 0 | 0 | 0 | 0 | 0 | 0 | 0 | 0 | 0 | 0 | 0 | 0 | 0 | 0 | 0 | 0 | 0 | 0 | 0 | 0 | 0 | 0
PhII (LIE400-2MW) | LIE400 | 1 | LI Energy Storage System LLC | East Hampton Energy Storage System | 2 | 1 | Battery Storage | East Hampton - 4kV or 13kV | 2052 | 0 | 0 | 1.026 | 2649021.5219 | 0 | 0 | 2649021.5219 | 0 | 0 | 0.082498 | 0.13207 | 0.32124 | 0.32124 | 1.5901 | 1.5901 | 1.5901 | 1.5901 | 1.3642 | 1.3642 | -0.15087 | -0.15087 | -0.33711 | -0.33711 | -0.33711 | -0.33711 | -0.33711 | -0.33711 | -0.33711 | -0.33711 | -0.33711 | -0.33711 | -0.33711 | -0.33711 | -0.33711 | -0.33711 | -0.33711 | -0.33711 | -0.33711 | -0.33711 | -0.33711 | -0.33711 | -0.33711 | -0.33711 | -0.33711 | -0.41961 | -0.46917 | -0.65835 | -0.65835 | -1.9272 | -1.9272 | -1.9272 | -1.9272 | -1.7013 | -1.7013 | -0.18623 | 2649.0215
PhII (LIE400-2MW) | LIE400 | 2 | LI Energy Storage System LLC | East Hampton Energy Storage System | 2 | 1 | Battery Storage | East Hampton - 4kV or 13kV | 2052 | 0 | 0 | 1.026 | 2649021.5219 | 0 | 0 | 2649021.5219 | 0 | 0 | 0 | 0 | 0 | 0 | 0 | 0 | 0 | 0 | 0 | 0 | 0 | 0 | 0 | 0 | 0 | 0 | 0 | 0 | 0 | 0 | 0 | 0 | 0 | 0 | 0 | 0 | 0 | 0 | 0 | 0 | 0 | 0 | 0 | 0 | 0 | 0 | 0 | 0 | 0 | 0 | 0 | 0 | 0 | 0 | 0 | 0 | 0
PhII (LIE400-2MW) | LIE400 | 3 | LI Energy Storage System LLC | East Hampton Energy Storage System | 2 | 1 | Battery Storage | East Hampton - 4kV or 13kV | 2052 | 0 | 0 | 1.026 | 2649021.5219 | 0 | 0 | 2649021.5219 | 0 | 0 | 0 | 0 | 0 | 0 | 0 | 0 | 0 | 0 | 0 | 0 | 0 | 0 | 0 | 0 | 0 | 0 | 0 | 0 | 0 | 0 | 0 | 0 | 0 | 0 | 0 | 0 | 0 | 0 | 0 | 0 | 0 | 0 | 0 | 0 | 0 | 0 | 0 | 0 | 0 | 0 | 0 | 0 | 0 | 0 | 0 | 0 | 0
PhII (LIE400-5MW) | LIE400 | 1 | LI Energy Storage System LLC | East Hampton Energy Storage System | 3 | 1 | Battery Storage | East Hampton - 13kV | 5130 | 0 | 0 | 1.026 | 6622553.8047 | 0 | 0 | 6622553.8047 | 0 | 0 | 0.20624 | 0.33016 | 0.8031 | 0.8031 | 3.9753 | 3.9753 | 3.9753 | 3.9753 | 3.4106 | 3.4106 | -0.37719 | -0.37719 | -0.84277 | -0.84277 | -0.84277 | -0.84277 | -0.84277 | -0.84277 | -0.84277 | -0.84277 | -0.84277 | -0.84277 | -0.84277 | -0.84277 | -0.84277 | -0.84277 | -0.84277 | -0.84277 | -0.84277 | -0.84277 | -0.84277 | -0.84277 | -0.84277 | -0.84277 | -0.84277 | -1.049 | -1.1729 | -1.6459 | -1.6459 | -4.8181 | -4.8181 | -4.8181 | -4.8181 | -4.2534 | -4.2534 | -0.46559 | 6622.5538
PhII (LIE400-5MW) | LIE400 | 2 | LI Energy Storage System LLC | East Hampton Energy Storage System | 3 | 1 | Battery Storage | East Hampton - 13kV | 5130 | 0 | 0 | 1.026 | 6622553.8047 | 0 | 0 | 6622553.8047 | 0 | 0 | 0 | 0 | 0 | 0 | 0 | 0 | 0 | 0 | 0 | 0 | 0 | 0 | 0 | 0 | 0 | 0 | 0 | 0 | 0 | 0 | 0 | 0 | 0 | 0 | 0 | 0 | 0 | 0 | 0 | 0 | 0 | 0 | 0 | 0 | 0 | 0 | 0 | 0 | 0 | 0 | 0 | 0 | 0 | 0 | 0 | 0 | 0
PhII (LIE400-5MW) | LIE400 | 3 | LI Energy Storage System LLC | East Hampton Energy Storage System | 3 | 1 | Battery Storage | East Hampton - 13kV | 5130 | 0 | 0 | 1.026 | 6622553.8047 | 0 | 0 | 6622553.8047 | 0 | 0 | 0 | 0 | 0 | 0 | 0 | 0 | 0 | 0 | 0 | 0 | 0 | 0 | 0 | 0 | 0 | 0 | 0 | 0 | 0 | 0 | 0 | 0 | 0 | 0 | 0 | 0 | 0 | 0 | 0 | 0 | 0 | 0 | 0 | 0 | 0 | 0 | 0 | 0 | 0 | 0 | 0 | 0 | 0 | 0 | 0 | 0 | 0
PhII (LIE400-9MW) | LIE400 | 1 | LI Energy Storage System LLC | East Hampton Energy Storage System | 4 | 1 | Battery Storage | East Hampton - 13kV | 9234 | 0 | 0 | 1.026 | 11920596.8485 | 0 | 0 | 11920596.8485 | 0 | 0 | 0.37124 | 0.59429 | 1.4456 | 1.4456 | 7.1556 | 7.1556 | 7.1556 | 7.1556 | 6.1391 | 6.1391 | -0.67894 | -0.67894 | -1.517 | -1.517 | -1.517 | -1.517 | -1.517 | -1.517 | -1.517 | -1.517 | -1.517 | -1.517 | -1.517 | -1.517 | -1.517 | -1.517 | -1.517 | -1.517 | -1.517 | -1.517 | -1.517 | -1.517 | -1.517 | -1.517 | -1.517 | -1.8882 | -2.1113 | -2.9626 | -2.9626 | -8.6726 | -8.6726 | -8.6726 | -8.6726 | -7.6561 | -7.6561 | -0.83806 | 11920.5968
PhII (LIE400-9MW) | LIE400 | 2 | LI Energy Storage System LLC | East Hampton Energy Storage System | 4 | 1 | Battery Storage | East Hampton - 13kV | 9234 | 0 | 0 | 1.026 | 11920596.8485 | 0 | 0 | 11920596.8485 | 0 | 0 | 0 | 0 | 0 | 0 | 0 | 0 | 0 | 0 | 0 | 0 | 0 | 0 | 0 | 0 | 0 | 0 | 0 | 0 | 0 | 0 | 0 | 0 | 0 | 0 | 0 | 0 | 0 | 0 | 0 | 0 | 0 | 0 | 0 | 0 | 0 | 0 | 0 | 0 | 0 | 0 | 0 | 0 | 0 | 0 | 0 | 0 | 0
PhII (LIE400-9MW) | LIE400 | 3 | LI Energy Storage System LLC | East Hampton Energy Storage System | 4 | 1 | Battery Storage | East Hampton - 13kV | 9234 | 0 | 0 | 1.026 | 11920596.8485 | 0 | 0 | 11920596.8485 | 0 | 0 | 0 | 0 | 0 | 0 | 0 | 0 | 0 | 0 | 0 | 0 | 0 | 0 | 0 | 0 | 0 | 0 | 0 | 0 | 0 | 0 | 0 | 0 | 0 | 0 | 0 | 0 | 0 | 0 | 0 | 0 | 0 | 0 | 0 | 0 | 0 | 0 | 0 | 0 | 0 | 0 | 0 | 0 | 0 | 0 | 0 | 0 | 0
PhII (LIE400-33MW) | LIE400 | 1 | LI Energy Storage System LLC | East Hampton Energy Storage System | 5 | 1 | Battery Storage | East Hampton - 69kV | 0 | 33000 | 0 | 1 | 0 | 35590867.5484 | 0 | 35590867.5484 | 0 | 0 | 0 | 0 | 0 | 0 | 0 | 0 | 0 | 0 | 0 | 0 | 0 | 0 | 0 | 0 | 0 | 0 | 0 | 0 | 0 | 0 | 0 | 0 | 0 | 0 | 0 | 0 | 0 | 0 | 0 | 0 | 0 | 0 | 0 | 0 | 0 | 0 | 0 | 0 | 0 | 0 | 0 | 0 | 0 | 0 | 0 | 0 | 0
PhII (LIE400-33MW) | LIE400 | 2 | LI Energy Storage System LLC | East Hampton Energy Storage System | 5 | 1 | Battery Storage | East Hampton - 69kV | 0 | 33000 | 0 | 1 | 0 | 35590867.5484 | 0 | 35590867.5484 | 0 | 0 | 0 | 0 | 3.0423 | 3.0423 | 23.4483 | 23.4483 | 23.4483 | 23.4483 | 19.8157 | 19.8157 | -4.5502 | -4.5502 | -4.5502 | -4.5502 | -4.5502 | -4.5502 | -4.5502 | -4.5502 | -4.5502 | -4.5502 | -4.5502 | -4.5502 | -4.5502 | -4.5502 | -4.5502 | -4.5502 | -4.5502 | -4.5502 | -4.5502 | -4.5502 | -4.5502 | -4.5502 | -4.5502 | -4.5502 | -4.5502 | -4.5502 | -4.5502 | -7.5925 | -7.5925 | -27.9985 | -27.9985 | -27.9985 | -27.9985 | -24.3659 | -24.3659 | 0 | 35590.8675
PhII (LIE400-33MW) | LIE400 | 3 | LI Energy Storage System LLC | East Hampton Energy Storage System | 5 | 1 | Battery Storage | East Hampton - 69kV | 0 | 33000 | 0 | 1 | 0 | 35590867.5484 | 0 | 35590867.5484 | 0 | 0 | 0 | 0 | 0 | 0 | 0 | 0 | 0 | 0 | 0 | 0 | 0 | 0 | 0 | 0 | 0 | 0 | 0 | 0 | 0 | 0 | 0 | 0 | 0 | 0 | 0 | 0 | 0 | 0 | 0 | 0 | 0 | 0 | 0 | 0 | 0 | 0 | 0 | 0 | 0 | 0 | 0 | 0 | 0 | 0 | 0 | 0 | 0
PhII (NEX100) | NEX100 | 1 | NextEra Energy | South Fork Thermal Energy Storage | 1 | All | Thermal Energy Storage | Behind the Meter | 1333.75 | 2400.75 | 6935.5 | 1.067 | 1721799.4419 | 2589235.6141 | 6415446.6093 | 10726481.6654 | 0 | 0 | 0.053622 | 0.085839 | 0.2088 | 0.2088 | 1.0335 | 1.0335 | 1.0335 | 1.0335 | 0.88672 | 0.88672 | -0.098065 | -0.098065 | -0.21911 | -0.21911 | -0.21911 | -0.21911 | -0.21911 | -0.21911 | -0.21911 | -0.21911 | -0.21911 | -0.21911 | -0.21911 | -0.21911 | -0.21911 | -0.21911 | -0.21911 | -0.21911 | -0.21911 | -0.21911 | -0.21911 | -0.21911 | -0.21911 | -0.21911 | -0.21911 | -0.27273 | -0.30495 | -0.42791 | -0.42791 | -1.2527 | -1.2527 | -1.2527 | -1.2527 | -1.1058 | -1.1058 | -0.12105 | 1721.7994
PhII (NEX100) | NEX100 | 2 | NextEra Energy | South Fork Thermal Energy Storage | 1 | All | Thermal Energy Storage | Behind the Meter | 1333.75 | 2400.75 | 6935.5 | 1.067 | 1721799.4419 | 2589235.6141 | 6415446.6093 | 10726481.6654 | 0 | 0 | 0 | 0 | 0.22133 | 0.22133 | 1.7059 | 1.7059 | 1.7059 | 1.7059 | 1.4416 | 1.4416 | -0.33103 | -0.33103 | -0.33103 | -0.33103 | -0.33103 | -0.33103 | -0.33103 | -0.33103 | -0.33103 | -0.33103 | -0.33103 | -0.33103 | -0.33103 | -0.33103 | -0.33103 | -0.33103 | -0.33103 | -0.33103 | -0.33103 | -0.33103 | -0.33103 | -0.33103 | -0.33103 | -0.33103 | -0.33103 | -0.33103 | -0.33103 | -0.55235 | -0.55235 | -2.0369 | -2.0369 | -2.0369 | -2.0369 | -1.7726 | -1.7726 | 0 | 2589.2356
PhII (NEX100) | NEX100 | 3 | NextEra Energy | South Fork Thermal Energy Storage | 1 | All | Thermal Energy Storage | Behind the Meter | 1333.75 | 2400.75 | 6935.5 | 1.067 | 1721799.4419 | 2589235.6141 | 6415446.6093 | 10726481.6654 | 0 | 0 | 0 | 0 | 0 | 0 | 4.2887 | 4.2887 | 4.2887 | 4.2887 | 4.2887 | 4.2887 | -0.83223 | -0.83223 | -0.83223 | -0.83223 | -0.83223 | -0.83223 | -0.83223 | -0.83223 | -0.83223 | -0.83223 | -0.83223 | -0.83223 | -0.83223 | -0.83223 | -0.83223 | -0.83223 | -0.83223 | -0.83223 | -0.83223 | -0.83223 | -0.83223 | -0.83223 | -0.83223 | -0.83223 | -0.83223 | -0.83223 | -0.83223 | -0.83223 | -0.83223 | -5.1209 | -5.1209 | -5.1209 | -5.1209 | -5.1209 | -5.1209 | 0 | 6415.4466
PhII (RES100-Montauk) | RES100 | 1 | RES America Developments, Inc. | South Fork Mobile Energy Storage Solution | 1 | 1 | Battery Storage | Montauk (23kV) or Various | 1000 | 0 | 0 | 1 | 1290946.1608 | 0 | 0 | 1290946.1608 | 0 | 0 | 0.040204 | 0.064359 | 0.15655 | 0.15655 | 0.77491 | 0.77491 | 0.77491 | 0.77491 | 0.66483 | 0.66483 | -0.073526 | -0.073526 | -0.16428 | -0.16428 | -0.16428 | -0.16428 | -0.16428 | -0.16428 | -0.16428 | -0.16428 | -0.16428 | -0.16428 | -0.16428 | -0.16428 | -0.16428 | -0.16428 | -0.16428 | -0.16428 | -0.16428 | -0.16428 | -0.16428 | -0.16428 | -0.16428 | -0.16428 | -0.16428 | -0.20449 | -0.22864 | -0.32083 | -0.32083 | -0.9392 | -0.9392 | -0.9392 | -0.9392 | -0.82912 | -0.82912 | -0.090758 | 1290.9462
PhII (RES100-Montauk) | RES100 | 2 | RES America Developments, Inc. | South Fork Mobile Energy Storage Solution | 1 | 1 | Battery Storage | Montauk (23kV) or Various | 1000 | 0 | 0 | 1 | 1290946.1608 | 0 | 0 | 1290946.1608 | 0 | 0 | 0 | 0 | 0 | 0 | 0 | 0 | 0 | 0 | 0 | 0 | 0 | 0 | 0 | 0 | 0 | 0 | 0 | 0 | 0 | 0 | 0 | 0 | 0 | 0 | 0 | 0 | 0 | 0 | 0 | 0 | 0 | 0 | 0 | 0 | 0 | 0 | 0 | 0 | 0 | 0 | 0 | 0 | 0 | 0 | 0 | 0 | 0
PhII (RES100-Montauk) | RES100 | 3 | RES America Developments, Inc. | South Fork Mobile Energy Storage Solution | 1 | 1 | Battery Storage | Montauk (23kV) or Various | 1000 | 0 | 0 | 1 | 1290946.1608 | 0 | 0 | 1290946.1608 | 0 | 0 | 0 | 0 | 0 | 0 | 0 | 0 | 0 | 0 | 0 | 0 | 0 | 0 | 0 | 0 | 0 | 0 | 0 | 0 | 0 | 0 | 0 | 0 | 0 | 0 | 0 | 0 | 0 | 0 | 0 | 0 | 0 | 0 | 0 | 0 | 0 | 0 | 0 | 0 | 0 | 0 | 0 | 0 | 0 | 0 | 0 | 0 | 0
PhII (STM100) | STM100 | 1 | Stem, Inc. | Energy Storage | 1 | All (partially specified) | Energy Storage (Battery) | Behind the Meter | 533.5 | 533.5 | 2134 | 1.067 | 688719.7768 | 575385.692 | 1973983.5721 | 3238089.0409 | 0 | 0 | 0.021449 | 0.034336 | 0.083519 | 0.083519 | 0.41342 | 0.41342 | 0.41342 | 0.41342 | 0.35469 | 0.35469 | -0.039226 | -0.039226 | -0.087645 | -0.087645 | -0.087645 | -0.087645 | -0.087645 | -0.087645 | -0.087645 | -0.087645 | -0.087645 | -0.087645 | -0.087645 | -0.087645 | -0.087645 | -0.087645 | -0.087645 | -0.087645 | -0.087645 | -0.087645 | -0.087645 | -0.087645 | -0.087645 | -0.087645 | -0.087645 | -0.10909 | -0.12198 | -0.17116 | -0.17116 | -0.50106 | -0.50106 | -0.50106 | -0.50106 | -0.44233 | -0.44233 | -0.048419 | 688.7198
PhII (STM100) | STM100 | 2 | Stem, Inc. | Energy Storage | 1 | All (partially specified) | Energy Storage (Battery) | Behind the Meter | 533.5 | 533.5 | 2134 | 1.067 | 688719.7768 | 575385.692 | 1973983.5721 | 3238089.0409 | 0 | 0 | 0 | 0 | 0.049184 | 0.049184 | 0.37908 | 0.37908 | 0.37908 | 0.37908 | 0.32035 | 0.32035 | -0.073562 | -0.073562 | -0.073562 | -0.073562 | -0.073562 | -0.073562 | -0.073562 | -0.073562 | -0.073562 | -0.073562 | -0.073562 | -0.073562 | -0.073562 | -0.073562 | -0.073562 | -0.073562 | -0.073562 | -0.073562 | -0.073562 | -0.073562 | -0.073562 | -0.073562 | -0.073562 | -0.073562 | -0.073562 | -0.073562 | -0.073562 | -0.12275 | -0.12275 | -0.45264 | -0.45264 | -0.45264 | -0.45264 | -0.39392 | -0.39392 | 0 | 575.3857
PhII (STM100) | STM100 | 3 | Stem, Inc. | Energy Storage | 1 | All (partially specified) | Energy Storage (Battery) | Behind the Meter | 533.5 | 533.5 | 2134 | 1.067 | 688719.7768 | 575385.692 | 1973983.5721 | 3238089.0409 | 0 | 0 | 0 | 0 | 0 | 0 | 1.3196 | 1.3196 | 1.3196 | 1.3196 | 1.3196 | 1.3196 | -0.25607 | -0.25607 | -0.25607 | -0.25607 | -0.25607 | -0.25607 | -0.25607 | -0.25607 | -0.25607 | -0.25607 | -0.25607 | -0.25607 | -0.25607 | -0.25607 | -0.25607 | -0.25607 | -0.25607 | -0.25607 | -0.25607 | -0.25607 | -0.25607 | -0.25607 | -0.25607 | -0.25607 | -0.25607 | -0.25607 | -0.25607 | -0.25607 | -0.25607 | -1.5757 | -1.5757 | -1.5757 | -1.5757 | -1.5757 | -1.5757 | 0 | 1973.9836
DO NOT ERASE
[17 empty] | E105 | F105 | G105 | H105 | I105 | J105 | K105 | L105 | M105 | N105 | O105 | P105 | Q105 | R105 | S105 | T105 | U105 | V105 | W105 | X105 | Y105 | Z105 | AA105 | AB105 | AC105 | AD105 | AE105 | AF105 | AG105 | AH105 | AI105 | AJ105 | AK105 | AL105 | AM105 | AN105 | AO105 | AP105 | AQ105 | AR105 | AS105 | AT105 | AU105 | AV105 | AW105 | AX105 | AY105 | AZ105 | BD105
[17 empty] | E127 | F127 | G127 | H127 | I127 | J127 | K127 | L127 | M127 | N127 | O127 | P127 | Q127 | R127 | S127 | T127 | U127 | V127 | W127 | X127 | Y127 | Z127 | AA127 | AB127 | AC127 | AD127 | AE127 | AF127 | AG127 | AH127 | AI127 | AJ127 | AK127 | AL127 | AM127 | AN127 | AO127 | AP127 | AQ127 | AR127 | AS127 | AT127 | AU127 | AV127 | AW127 | AX127 | AY127 | AZ127 | BD127
[17 empty] | E148 | F148 | G148 | H148 | I148 | J148 | K148 | L148 | M148 | N148 | O148 | P148 | Q148 | R148 | S148 | T148 | U148 | V148 | W148 | X148 | Y148 | Z148 | AA148 | AB148 | AC148 | AD148 | AE148 | AF148 | AG148 | AH148 | AI148 | AJ148 | AK148 | AL148 | AM148 | AN148 | AO148 | AP148 | AQ148 | AR148 | AS148 | AT148 | AU148 | AV148 | AW148 | AX148 | AY148 | AZ148 | BD148

## PSEG-LI Assumptions
Version |  | Based on PSEGLI file: "East End Utility 2_0_Economics_2014_10_13_r28_Sargent_Lundy.xlsx"
Inputs: |  |  |  | Note
Escalation Rate | 3%
| ACR | CoM | O&M + property tax | Life
ACR (Investor) | 15% |  |  |  | Assumed desired rate recovery
ACR (PSEGLI- LIPA Cost) | 11.5% | 5.5% | 5% | 35 | Based on LIPA Cost of Money, 3.0% O&M adder and 2.0% property tax adder (J. Wittine e-mail of Nov. 10, 2015) and 35 year life
ACR PSEG Funded Projects Proxy Value | 16% | 7.5% |  | 10 | DLC | ACR computed at 15.74% - using 6% Bond/9% Equity
ACR Investor Funded Projects Proxy Value | 15% |  |  | 15 | Battery | 80/20 Ratio, 20% Equity/9%Debt
Base Year | 2015 |  |  |  | Updated Capital Costs and Base Year from S. Manessis e-mail of Dec. 7, 2015
Investment |  | ACR | Premium |  | Quantity |  |  | Total Capital | Annual O&M
|  | Type | $ | Unit | Amount | Unit | Cap Factor | $M | $M | Notes:
1) Reference (Transmission only) Case
Transmission Reinforcement I | 2017 | PSEGLI | [5 empty] | 197 |  | See transmission notes below, O&M included in PSEGLI ACR | [9 empty] | Assumes 50 MW of Peaking units on South is replaced
Transmission Reinforcement II | 2018 | PSEGLI | [5 empty] | 4.8 |  | See transmission notes below, O&M included in PSEGLI ACR
Transmission Reinforcement III | 2019 | PSEGLI | [5 empty] | 2.8 |  | See transmission notes below, O&M included in PSEGLI ACR
Transmission Reinforcement IV | 2020 | PSEGLI | [5 empty] | 33.2 |  | See transmission notes below, O&M included in PSEGLI ACR | [9 empty] | Assumes 50 MW of generation at Greenport
Transmission Reinforcement V | 2022 | PSEGLI | [5 empty] | 275.5 |  | See transmission notes below, O&M included in PSEGLI ACR
Capacity Credit Market Price ($M) | MW | Derate | 2018 | 2019 | 2020 | 2021 | 2022 | 2023 | 2024 | 2025 | 2026 | 2027 | 2028 | 2029 | 2030 | 2031 | 2032 | 2033 | 2034 | 2035
Battery Storage 2.5 MW | 2.5 | 37% |  | -0.17006 | -0.18036 | -0.21578 | -0.24462 | -0.25191 | -0.25661 | -0.26568 | -0.27899 | -0.2694 | -0.24578 | -0.25315 | -0.26075 | -0.26857 | -0.27663 | -0.28493 | -0.29347 | -0.30228
Energy Efficiency - DLC 10 MW | 10 | 25% | 0 | -0.80981 | -0.85888 | -1.0275 | -1.1649 | -1.1996 | -1.222 | -1.2651 | -1.3285 | -1.2829 | -1.1704 | -1.2055 | -1.2417 | -1.2789 | -1.3173 | -1.3568 | -1.3975 | -1.4394
Energy Efficiency - DLC 13 MW | 13 | 25% | 0 | -1.0528 | -1.1165 | -1.3358 | -1.5143 | -1.5595 | -1.5885 | -1.6447 | -1.7271 | -1.6677 | -1.5215 | -1.5671 | -1.6142 | -1.6626 | -1.7125 | -1.7638 | -1.8167 | -1.8712
[6 empty] | Energy Efficiency |  |  | Res Credit | 0% | Peaking Generation Penalty ($k) vs CC | [5 empty] | MW
Reference Case Details |  | Capital | 2021: Capacity Credits; 275.5 2023: MW:; 275.5 2024: 10; See transmission notes below, O&M included in PSEGLI ACR 2025: Value M$ for 10MW; See transmission notes below, O&M included in PSEGLI ACR 2026: 125; See transmission notes below, O&M included in PSEGLI ACR 2027: Phased In Opt 2 & 3; See transmission notes below, O&M included in PSEGLI ACR 2032: 250
|  | Cost ($M) | 2021: 2018; 2022: 93819; 275.5 2023: Mw/yr.; 275.5 2024: 10; See transmission notes below, O&M included in PSEGLI ACR 2025: 0.93819; See transmission notes below, O&M included in PSEGLI ACR 2026: 0; See transmission notes below, O&M included in PSEGLI ACR 2027: 0; See transmission notes below, O&M included in PSEGLI ACR 2028: 0; See transmission notes below, O&M included in PSEGLI ACR 2032: 16920
Transmission 1 (Total) | 2017 | 197 | 17 | 197 |  | 2019 | 107975 | Mw/yr. | 10 | 1.0797 | 8640 | 25 | 1728 |  |  |  | 17280
New Canal - Southampton Cable |  | 37.6 | 2021: 2020; 2022: 114517; 275.5 2023: Mw/yr.; 275.5 2024: 10; See transmission notes below, O&M included in PSEGLI ACR 2025: 1.1452; See transmission notes below, O&M included in PSEGLI ACR 2026: 8180; See transmission notes below, O&M included in PSEGLI ACR 2027: 25; See transmission notes below, O&M included in PSEGLI ACR 2028: 1636; See transmission notes below, O&M included in PSEGLI ACR 2032: 16360
Upgrade Wildwood - Riverhead to 138 kV |  | 7.7 | 2021: 2021; 2022: 137006; 275.5 2023: Mw/yr.; 275.5 2024: 10; See transmission notes below, O&M included in PSEGLI ACR 2025: 1.3701; See transmission notes below, O&M included in PSEGLI ACR 2026: 10545; See transmission notes below, O&M included in PSEGLI ACR 2027: 50; See transmission notes below, O&M included in PSEGLI ACR 2028: 4218; See transmission notes below, O&M included in PSEGLI ACR 2032: 21090
Riverhead Canal 2nd Line and Bank |  | 136.8 | 2021: 2022; 2022: 155317; 275.5 2023: Mw/yr.; 275.5 2024: 10; See transmission notes below, O&M included in PSEGLI ACR 2025: 1.5532; See transmission notes below, O&M included in PSEGLI ACR 2026: 8650; See transmission notes below, O&M included in PSEGLI ACR 2027: 50; See transmission notes below, O&M included in PSEGLI ACR 2028: 3460; See transmission notes below, O&M included in PSEGLI ACR 2032: 17300
Amagansett Conversion 33 kV |  | 8 | 2021: 2023; 2022: 159946; 275.5 2023: Mw/yr.; 275.5 2024: 10; See transmission notes below, O&M included in PSEGLI ACR 2025: 1.5995; See transmission notes below, O&M included in PSEGLI ACR 2026: 12140; See transmission notes below, O&M included in PSEGLI ACR 2027: 75; See transmission notes below, O&M included in PSEGLI ACR 2028: 7284; See transmission notes below, O&M included in PSEGLI ACR 2032: 24280
East Hampton Conversion 33 kV |  | 3.2 | 2021: 2024; 2022: 162928; 275.5 2023: Mw/yr.; 275.5 2024: 10; See transmission notes below, O&M included in PSEGLI ACR 2025: 1.6293; See transmission notes below, O&M included in PSEGLI ACR 2026: 8960; See transmission notes below, O&M included in PSEGLI ACR 2027: 75; See transmission notes below, O&M included in PSEGLI ACR 2028: 5376; See transmission notes below, O&M included in PSEGLI ACR 2032: 17920
Buell Conversion 33 kV |  | 3.7 | 2021: 2025; 2022: 168686; 275.5 2023: Mw/yr.; 275.5 2024: 10; See transmission notes below, O&M included in PSEGLI ACR 2025: 1.6869; See transmission notes below, O&M included in PSEGLI ACR 2026: 8190; See transmission notes below, O&M included in PSEGLI ACR 2027: 100; See transmission notes below, O&M included in PSEGLI ACR 2028: 6552; See transmission notes below, O&M included in PSEGLI ACR 2032: 16380
[6 empty] | 2026 | 177137 | Mw/yr. | 10 | 1.7714 | 8795 | 100 | 7036 |  |  |  | 17590
Transmission 2 | 2018 | 4.8 | 18-22 | 316.3 |  | 2027 | 171050 | Mw/yr. | 10 | 1.7105 | 7680 | 125 | 7680 |  |  |  | 15360
Hither Hills Conversion to 33 kV |  | 4.8 | Total | 513.3 |  | 2028 | 156051 | Mw/yr. | 10 | 1.5605 | 9435 | 125 | 9435 |  |  |  | 18870
[6 empty] | 2029 |  |  |  | 1.6073 | 7890 | 125 | 7890 |  |  |  | 15780
Transmission 3 | 2019 | 2.8 | 2021: 2030; See transmission notes below, O&M included in PSEGLI ACR 2025: 1.6555; See transmission notes below, O&M included in PSEGLI ACR 2026: 8145; See transmission notes below, O&M included in PSEGLI ACR 2027: 125; See transmission notes below, O&M included in PSEGLI ACR 2028: 8145; See transmission notes below, O&M included in PSEGLI ACR 2032: 16290
Culloden Pt Conversion to 33 kV |  | 2.8 | 2021: 2031; See transmission notes below, O&M included in PSEGLI ACR 2025: 1.7052; See transmission notes below, O&M included in PSEGLI ACR 2026: 6935; See transmission notes below, O&M included in PSEGLI ACR 2027: 125; See transmission notes below, O&M included in PSEGLI ACR 2028: 6935; See transmission notes below, O&M included in PSEGLI ACR 2032: 13870
[6 empty] | 2032 |  |  |  | 1.7564 | 6650 | 125 | 6650 |  |  |  | 13300
Transmission 4 | 2020 | 33.2 | 2021: 2033; See transmission notes below, O&M included in PSEGLI ACR 2025: 1.8091; See transmission notes below, O&M included in PSEGLI ACR 2026: 8790; See transmission notes below, O&M included in PSEGLI ACR 2027: 125; See transmission notes below, O&M included in PSEGLI ACR 2028: 8790; See transmission notes below, O&M included in PSEGLI ACR 2032: 17580
Bridgehampton - Buell New 69 kV UG Cable |  | 33.2 | 2021: 2034; See transmission notes below, O&M included in PSEGLI ACR 2025: 1.8633; See transmission notes below, O&M included in PSEGLI ACR 2026: 8790; See transmission notes below, O&M included in PSEGLI ACR 2027: 125; See transmission notes below, O&M included in PSEGLI ACR 2028: 8790; See transmission notes below, O&M included in PSEGLI ACR 2032: 17580; See transmission notes below, O&M included in PSEGLI ACR 2033: Estimated
[6 empty] | 2035 |  |  |  | 1.9192 | 8790 | 125 | 8790 |  |  |  | 17580 | Estimated
Transmission 5 | 2022 | 275.5
Canal - Wainscott New 138 kV UG Cable |  | 275.5 | 2022: Cap Credit - Assume increases at general inflation after 2028
[7 empty] | Derate Factor Battery |  | 37% | Derate Factor DLC | 25%
Capacity credit w/o Caithness and updated LCR forecast 9/8/2014. Reserve credit for 17% already included in cost
Resource need by 2030 | 250 |  | 2022: Revised production cost per KZ 4/11/2014 - for 250 MW of peaking generation
Greenport Existing | 50 | Assumed in the Transmission Plan | 2022: Battery: 37% Derate Factor from NYISO May 2012 report, 4 hours call with greater than 30 days
Replacement of South Fork units | 50 | Assumed in the Transmission Plan | 2022: DLC: Assume 25% derate based on DLC 4 hour call limitation 10 times per year but when combined with solar assume similar to 10 hour call credit (75% credit) per NYISO May 2012 report
DLC / Solar (Effective) | 25 | 10 MW of DLC needed based on 40 MW solar output | 2022: Plan 3 Energy savings based on replacement of Combined cycle unit versus peaking plant on annual basis - Starting in 2022 for base Utility 2.0
Energy Storage | 0 | Not needed if peak demand is as typically occurs - hours ending 5 and 6 PM
Net Peaking RFP Need | 125
Note on C31: Marron, Stephen:
Note on H28: Marron, Stephen: See P Andolena email 9/8/2014
Note on L49: Marron, Stephen: Based on 4 hour call - From SCR Evaluation of Perfromance and Contribution to Resource Adequacy May 2012

## PhII (AEG100-2017)
Version |  | Based on PSEGLI file: "East End Utility 2_0_Economics_2014_10_13_r28_Sargent_Lundy.xlsx"
Annual Revenue Requirements (Millions of $s)
1) Reference (Transmission only) Case
Project | I/S Year | Investor | Capital (2015$s) | 2016 | 2017 | 2018 | 2019 | 2020 | 2021 | 2022 | 2023 | 2024 | 2025 | 2026 | 2027 | 2028 | 2029 | 2030 | 2031 | 2032 | 2033 | 2034 | 2035 | 2036 | 2037 | 2038 | 2039 | 2040 | 2041 | 2042 | 2043 | 2044 | 2045 | 2046 | 2047 | 2048 | 2049 | 2050 | 2051 | 2052 | 2053 | 2054 | 2055 | 2056 | 2057 | 2058 | 2059 | 2060 | 2061 | 2062 | 2063 | 2064 |  | NPV |  | Proposal Number = | AEG100
Transmission Reinforcement I | 2017 | PSEGLI | 197 | 0 | 24.0294 | 24.0294 | 24.0294 | 24.0294 | 24.0294 | 24.0294 | 24.0294 | 24.0294 | 24.0294 | 24.0294 | 24.0294 | 24.0294 | 24.0294 | 24.0294 | 24.0294 | 24.0294 | 24.0294 | 24.0294 | 24.0294 | 24.0294 | 24.0294 | 24.0294 | 24.0294 | 24.0294 | 24.0294 | 24.0294 | 24.0294 | 24.0294 | 24.0294 | 24.0294 | 24.0294 | 24.0294 | 24.0294 | 24.0294 | 24.0294 | [13 empty] | 35 | 350.5464 |  | Proposer Name = | Applied Energy Group
Transmission Reinforcement II | 2018 | PSEGLI | 4.8 | 0 | 0 | 0.60305 | 0.60305 | 0.60305 | 0.60305 | 0.60305 | 0.60305 | 0.60305 | 0.60305 | 0.60305 | 0.60305 | 0.60305 | 0.60305 | 0.60305 | 0.60305 | 0.60305 | 0.60305 | 0.60305 | 0.60305 | 0.60305 | 0.60305 | 0.60305 | 0.60305 | 0.60305 | 0.60305 | 0.60305 | 0.60305 | 0.60305 | 0.60305 | 0.60305 | 0.60305 | 0.60305 | 0.60305 | 0.60305 | 0.60305 | 0.60305 | [12 empty] | 35 | 8.3388 |  | Proposal/Project = | South Fork Load Reduction Resources
Transmission Reinforcement III | 2019 | PSEGLI | 2.8 | 0 | 0 | 0 | 0.36233 | 0.36233 | 0.36233 | 0.36233 | 0.36233 | 0.36233 | 0.36233 | 0.36233 | 0.36233 | 0.36233 | 0.36233 | 0.36233 | 0.36233 | 0.36233 | 0.36233 | 0.36233 | 0.36233 | 0.36233 | 0.36233 | 0.36233 | 0.36233 | 0.36233 | 0.36233 | 0.36233 | 0.36233 | 0.36233 | 0.36233 | 0.36233 | 0.36233 | 0.36233 | 0.36233 | 0.36233 | 0.36233 | 0.36233 | 0.36233 | [11 empty] | 35 | 4.7491 |  | Option Number = | 1
Transmission Reinforcement IV | 2020 | PSEGLI | 33.2 | 0 | 0 | 0 | 0 | 4.4251 | 4.4251 | 4.4251 | 4.4251 | 4.4251 | 4.4251 | 4.4251 | 4.4251 | 4.4251 | 4.4251 | 4.4251 | 4.4251 | 4.4251 | 4.4251 | 4.4251 | 4.4251 | 4.4251 | 4.4251 | 4.4251 | 4.4251 | 4.4251 | 4.4251 | 4.4251 | 4.4251 | 4.4251 | 4.4251 | 4.4251 | 4.4251 | 4.4251 | 4.4251 | 4.4251 | 4.4251 | 4.4251 | 4.4251 | 4.4251 | [10 empty] | 35 | 54.9758 |  | Location = | 1 and 3
Transmission Reinforcement V | 2022 | PSEGLI | 275.5 | 0 | 0 | 0 | 0 | 0 | 0 | 38.957 | 38.957 | 38.957 | 38.957 | 38.957 | 38.957 | 38.957 | 38.957 | 38.957 | 38.957 | 38.957 | 38.957 | 38.957 | 38.957 | 38.957 | 38.957 | 38.957 | 38.957 | 38.957 | 38.957 | 38.957 | 38.957 | 38.957 | 38.957 | 38.957 | 38.957 | 38.957 | 38.957 | 38.957 | 38.957 | 38.957 | 38.957 | 38.957 | 38.957 | 38.957 | [8 empty] | 35 | 434.8353 |  | Technology = | Thermostats, LED, Pool Pump, RAC Control
[56 empty] | Interconnection Points = | Various
Total |  |  | 513.3 | 0 | 24.0294 | 24.6325 | 24.9948 | 29.42 | 29.42 | 68.377 | 68.377 | 68.377 | 68.377 | 68.377 | 68.377 | 68.377 | 68.377 | 68.377 | 68.377 | 68.377 | 68.377 | 68.377 | 68.377 | 68.377 | 68.377 | 68.377 | 68.377 | 68.377 | 68.377 | 68.377 | 68.377 | 68.377 | 68.377 | 68.377 | 68.377 | 68.377 | 68.377 | 68.377 | 68.377 | 44.3475 | 43.7445 | 43.3821 | 38.957 | 38.957 | 0 | 0 | 0 | 0 | 0 | 0 | 0 | 0 |  | 853.4454 |  | Loss Factor = | 1.067
2016 NPV @ 5.5%, thru 2035 |  |  |  | 2016: 582.1416
2016 NPV @ 5.5%, thru 2056 |  |  |  | 2016: 853.4454 |  |  |  | MW Required by 2022 (cap) = | 15 | 33 | 15 | Output: NPV of Transmission Avoided Costs for Selected Project (see note*)
[57 empty] | Selected Project Inputs - Area 1 Portion | Selected Project Inputs - Area 2 Portion | Selected Project Inputs - Area 3 Portion | Area 1 | Area 2 | Area 3 | Total | check
[56 empty] | Project kW = | 378.3582 | 0 | 2774.6268
[55 empty] | Capped kW = | 3152.985 | 378.3582 | 0 | 2774.6268
[56 empty] | Project Area (1, 2, or 3) = | 1 | 2 | 3
[56 empty] | Proportion of Peak Hours Covered = | 100% | 100% | 100%
[55 empty] | Project COD = | 2017
[55 empty] | Effective kW = | 3152.985 |  |  |  | 926644.2156 | 0 | 4466463.6029 | 5393107.8184
[60 empty] | check | check | check
| I/S Year |  | Capital (2015$s) | 2016 | 2017 | 2018 | 2019 | 2020 | 2021 | 2022 | 2023 | 2024 | 2025 | 2026 | 2027 | 2028 | 2029 | 2030 | 2031 | 2032 | 2033 | 2034 | 2035 | 2036 | 2037 | 2038 | 2039 | 2040 | 2041 | 2042 | 2043 | 2044 | 2045 | 2046 | 2047 | 2048 | 2049 | 2050 | 2051 | 2052 | 2053 | 2054 | 2055 | 2056 | 2057 | 2058 | 2059 | 2060 | 2061 | 2062 | 2063 | 2064 |  | MW Required by 2022 | NPV Base $M | Differential NPV $M | Differential NPV $M (adjusted for COD of Selected Project) | Differntial NPV $/MW | NPV of Transmission Avoided Costs for Selected Project
Area I Projects: | [53 empty] | 15
Amagansett Conversion 33 kV | 2017 |  | 8 | 0 | 0.97582 | 0.97582 | 0.97582 | 0.97582 | 0.97582 | 0.97582 | 0.97582 | 0.97582 | 0.97582 | 0.97582 | 0.97582 | 0.97582 | 0.97582 | 0.97582 | 0.97582 | 0.97582 | 0.97582 | 0.97582 | 0.97582 | 0.97582 | 0.97582 | 0.97582 | 0.97582 | 0.97582 | 0.97582 | 0.97582 | 0.97582 | 0.97582 | 0.97582 | 0.97582 | 0.97582 | 0.97582 | 0.97582 | 0.97582 | 0.97582 | [13 empty] | 35 |  | 14.2354
East Hampton Conversion 33 kV | 2017 |  | 3.2 | 0 | 0.39033 | 0.39033 | 0.39033 | 0.39033 | 0.39033 | 0.39033 | 0.39033 | 0.39033 | 0.39033 | 0.39033 | 0.39033 | 0.39033 | 0.39033 | 0.39033 | 0.39033 | 0.39033 | 0.39033 | 0.39033 | 0.39033 | 0.39033 | 0.39033 | 0.39033 | 0.39033 | 0.39033 | 0.39033 | 0.39033 | 0.39033 | 0.39033 | 0.39033 | 0.39033 | 0.39033 | 0.39033 | 0.39033 | 0.39033 | 0.39033 | [13 empty] | 35 |  | 5.6942
Buell Conversion 33 kV | 2017 |  | 3.7 | 0 | 0.45131 | 0.45131 | 0.45131 | 0.45131 | 0.45131 | 0.45131 | 0.45131 | 0.45131 | 0.45131 | 0.45131 | 0.45131 | 0.45131 | 0.45131 | 0.45131 | 0.45131 | 0.45131 | 0.45131 | 0.45131 | 0.45131 | 0.45131 | 0.45131 | 0.45131 | 0.45131 | 0.45131 | 0.45131 | 0.45131 | 0.45131 | 0.45131 | 0.45131 | 0.45131 | 0.45131 | 0.45131 | 0.45131 | 0.45131 | 0.45131 | [13 empty] | 35 |  | 6.5839
Hither Hills Conversion to 33 kV | 2018 |  | 4.8 | 0 | 0 | 0.60305 | 0.60305 | 0.60305 | 0.60305 | 0.60305 | 0.60305 | 0.60305 | 0.60305 | 0.60305 | 0.60305 | 0.60305 | 0.60305 | 0.60305 | 0.60305 | 0.60305 | 0.60305 | 0.60305 | 0.60305 | 0.60305 | 0.60305 | 0.60305 | 0.60305 | 0.60305 | 0.60305 | 0.60305 | 0.60305 | 0.60305 | 0.60305 | 0.60305 | 0.60305 | 0.60305 | 0.60305 | 0.60305 | 0.60305 | 0.60305 | [12 empty] | 35 |  | 8.3388
Culloden Pt Conversion to 33 kV | 2019 |  | 2.8 | 0 | 0 | 0 | 0.36233 | 0.36233 | 0.36233 | 0.36233 | 0.36233 | 0.36233 | 0.36233 | 0.36233 | 0.36233 | 0.36233 | 0.36233 | 0.36233 | 0.36233 | 0.36233 | 0.36233 | 0.36233 | 0.36233 | 0.36233 | 0.36233 | 0.36233 | 0.36233 | 0.36233 | 0.36233 | 0.36233 | 0.36233 | 0.36233 | 0.36233 | 0.36233 | 0.36233 | 0.36233 | 0.36233 | 0.36233 | 0.36233 | 0.36233 | 0.36233 | [11 empty] | 35 |  | 4.7491
No Deferral |  |  | 22.5 |  | 1.8175 | 2.4205 | 2.7828 | 2.7828 | 2.7828 | 2.7828 | 2.7828 | 2.7828 | 2.7828 | 2.7828 | 2.7828 | 2.7828 | 2.7828 | 2.7828 | 2.7828 | 2.7828 | 2.7828 | 2.7828 | 2.7828 | 2.7828 | 2.7828 | 2.7828 | 2.7828 | 2.7828 | 2.7828 | 2.7828 | 2.7828 | 2.7828 | 2.7828 | 2.7828 | 2.7828 | 2.7828 | 2.7828 | 2.7828 | 2.7828 | 0.96539 | 0.36233 | 0 | 0 | 0 | [10 empty] | 39.6013
Amagansett Conversion 33 kV | 2030 |  | 8 | [14 empty] | 1.433 | 1.433 | 1.433 | 1.433 | 1.433 | 1.433 | 1.433 | 1.433 | 1.433 | 1.433 | 1.433 | 1.433 | 1.433 | 1.433 | 1.433 | 1.433 | 1.433 | 1.433 | 1.433 | 1.433 | 1.433 | 1.433 | 1.433 | 1.433 | 1.433 | 1.433 | 1.433 | 1.433 | 1.433 | 1.433 | 1.433 | 1.433 | 1.433 | 1.433 | 1.433 | 35 |  | 10.4225 | 3.8129 | 3.8129 | 254193.5784 | 801468.5398
East Hampton Conversion 33 kV | 2030 |  | 3.2 | [14 empty] | 0.57321 | 0.57321 | 0.57321 | 0.57321 | 0.57321 | 0.57321 | 0.57321 | 0.57321 | 0.57321 | 0.57321 | 0.57321 | 0.57321 | 0.57321 | 0.57321 | 0.57321 | 0.57321 | 0.57321 | 0.57321 | 0.57321 | 0.57321 | 0.57321 | 0.57321 | 0.57321 | 0.57321 | 0.57321 | 0.57321 | 0.57321 | 0.57321 | 0.57321 | 0.57321 | 0.57321 | 0.57321 | 0.57321 | 0.57321 | 0.57321 | 35 |  | 4.169 | 1.5252 | 1.5252 | 101677.4314 | 320587.4159
Buell Conversion 33 kV | 2030 |  | 3.7 | [14 empty] | 0.66277 | 0.66277 | 0.66277 | 0.66277 | 0.66277 | 0.66277 | 0.66277 | 0.66277 | 0.66277 | 0.66277 | 0.66277 | 0.66277 | 0.66277 | 0.66277 | 0.66277 | 0.66277 | 0.66277 | 0.66277 | 0.66277 | 0.66277 | 0.66277 | 0.66277 | 0.66277 | 0.66277 | 0.66277 | 0.66277 | 0.66277 | 0.66277 | 0.66277 | 0.66277 | 0.66277 | 0.66277 | 0.66277 | 0.66277 | 0.66277 | 35 |  | 4.8204 | 1.7635 | 1.7635 | 117564.53 | 370679.1997
Hither Hills Conversion to 33 kV | 2030 |  | 4.8 | [14 empty] | 0.85981 | 0.85981 | 0.85981 | 0.85981 | 0.85981 | 0.85981 | 0.85981 | 0.85981 | 0.85981 | 0.85981 | 0.85981 | 0.85981 | 0.85981 | 0.85981 | 0.85981 | 0.85981 | 0.85981 | 0.85981 | 0.85981 | 0.85981 | 0.85981 | 0.85981 | 0.85981 | 0.85981 | 0.85981 | 0.85981 | 0.85981 | 0.85981 | 0.85981 | 0.85981 | 0.85981 | 0.85981 | 0.85981 | 0.85981 | 0.85981 | 35 |  | 6.2535 | 2.0853 | 2.0853 | 139022.8879 | 438337.0803
Culloden Pt Conversion to 33 kV | 2030 |  | 2.8 | [14 empty] | 0.50156 | 0.50156 | 0.50156 | 0.50156 | 0.50156 | 0.50156 | 0.50156 | 0.50156 | 0.50156 | 0.50156 | 0.50156 | 0.50156 | 0.50156 | 0.50156 | 0.50156 | 0.50156 | 0.50156 | 0.50156 | 0.50156 | 0.50156 | 0.50156 | 0.50156 | 0.50156 | 0.50156 | 0.50156 | 0.50156 | 0.50156 | 0.50156 | 0.50156 | 0.50156 | 0.50156 | 0.50156 | 0.50156 | 0.50156 | 0.50156 | 35 |  | 3.6479 | 1.1012 | 1.1012 | 73412.135 | 231467.3605
Deferral to Indicated Year |  |  | 22.5 | [6 empty] | 0 | 0 | 0 | 0 | 0 | 0 | 0 | 0 | 4.0304 | 4.0304 | 4.0304 | 4.0304 | 4.0304 | 4.0304 | 4.0304 | 4.0304 | 4.0304 | 4.0304 | 4.0304 | 4.0304 | 4.0304 | 4.0304 | 4.0304 | 4.0304 | 4.0304 | 4.0304 | 4.0304 | 4.0304 | 4.0304 | 4.0304 | 4.0304 | 4.0304 | 4.0304 | 4.0304 | 4.0304 | 4.0304 | 4.0304 | 4.0304 | 4.0304 | 4.0304 | 4.0304 | 4.0304 | 4.0304 | 35 |  | 29.3132 | 10.2881 | 10.2881 | 685870.5627 | 2162539.5962 | =Area I Portion
[59 empty] | 7722035.1298 | =Area I+II+III Portions
Annual Avoided Costs for Deferral to Indicated Year:
Amagansett Conversion 33 kV | 2030 |  |  | 0 | 0.97582 | 0.97582 | 0.97582 | 0.97582 | 0.97582 | 0.97582 | 0.97582 | 0.97582 | 0.97582 | 0.97582 | 0.97582 | 0.97582 | 0.97582 | -0.4572 | -0.4572 | -0.4572 | -0.4572 | -0.4572 | -0.4572 | -0.4572 | -0.4572 | -0.4572 | -0.4572 | -0.4572 | -0.4572 | -0.4572 | -0.4572 | -0.4572 | -0.4572 | -0.4572 | -0.4572 | -0.4572 | -0.4572 | -0.4572 | -0.4572 | -1.433 | -1.433 | -1.433 | -1.433 | -1.433 | -1.433 | -1.433 | -1.433 | -1.433 | -1.433 | -1.433 | -1.433 | -1.433 | 35 |  |  | 3.8129
East Hampton Conversion 33 kV | 2030 |  |  | 0 | 0.39033 | 0.39033 | 0.39033 | 0.39033 | 0.39033 | 0.39033 | 0.39033 | 0.39033 | 0.39033 | 0.39033 | 0.39033 | 0.39033 | 0.39033 | -0.18288 | -0.18288 | -0.18288 | -0.18288 | -0.18288 | -0.18288 | -0.18288 | -0.18288 | -0.18288 | -0.18288 | -0.18288 | -0.18288 | -0.18288 | -0.18288 | -0.18288 | -0.18288 | -0.18288 | -0.18288 | -0.18288 | -0.18288 | -0.18288 | -0.18288 | -0.57321 | -0.57321 | -0.57321 | -0.57321 | -0.57321 | -0.57321 | -0.57321 | -0.57321 | -0.57321 | -0.57321 | -0.57321 | -0.57321 | -0.57321 | 35 |  |  | 1.5252
Buell Conversion 33 kV | 2030 |  |  | 0 | 0.45131 | 0.45131 | 0.45131 | 0.45131 | 0.45131 | 0.45131 | 0.45131 | 0.45131 | 0.45131 | 0.45131 | 0.45131 | 0.45131 | 0.45131 | -0.21146 | -0.21146 | -0.21146 | -0.21146 | -0.21146 | -0.21146 | -0.21146 | -0.21146 | -0.21146 | -0.21146 | -0.21146 | -0.21146 | -0.21146 | -0.21146 | -0.21146 | -0.21146 | -0.21146 | -0.21146 | -0.21146 | -0.21146 | -0.21146 | -0.21146 | -0.66277 | -0.66277 | -0.66277 | -0.66277 | -0.66277 | -0.66277 | -0.66277 | -0.66277 | -0.66277 | -0.66277 | -0.66277 | -0.66277 | -0.66277 | 35 |  |  | 1.7635
Hither Hills Conversion to 33 kV | 2030 |  |  | 0 | 0 | 0.60305 | 0.60305 | 0.60305 | 0.60305 | 0.60305 | 0.60305 | 0.60305 | 0.60305 | 0.60305 | 0.60305 | 0.60305 | 0.60305 | -0.25676 | -0.25676 | -0.25676 | -0.25676 | -0.25676 | -0.25676 | -0.25676 | -0.25676 | -0.25676 | -0.25676 | -0.25676 | -0.25676 | -0.25676 | -0.25676 | -0.25676 | -0.25676 | -0.25676 | -0.25676 | -0.25676 | -0.25676 | -0.25676 | -0.25676 | -0.25676 | -0.85981 | -0.85981 | -0.85981 | -0.85981 | -0.85981 | -0.85981 | -0.85981 | -0.85981 | -0.85981 | -0.85981 | -0.85981 | -0.85981 | 35 |  |  | 2.0853
Culloden Pt Conversion to 33 kV | 2030 |  |  | 0 | 0 | 0 | 0.36233 | 0.36233 | 0.36233 | 0.36233 | 0.36233 | 0.36233 | 0.36233 | 0.36233 | 0.36233 | 0.36233 | 0.36233 | -0.13922 | -0.13922 | -0.13922 | -0.13922 | -0.13922 | -0.13922 | -0.13922 | -0.13922 | -0.13922 | -0.13922 | -0.13922 | -0.13922 | -0.13922 | -0.13922 | -0.13922 | -0.13922 | -0.13922 | -0.13922 | -0.13922 | -0.13922 | -0.13922 | -0.13922 | -0.13922 | -0.13922 | -0.50156 | -0.50156 | -0.50156 | -0.50156 | -0.50156 | -0.50156 | -0.50156 | -0.50156 | -0.50156 | -0.50156 | -0.50156 | 35 |  |  | 1.1012
Area II Projects: | [53 empty] | 33
Bridgehampton - Buell New 69 kV UG Cable | 2020 |  | 33.2 | 0 | 0 | 0 | 0 | 4.4251 | 4.4251 | 4.4251 | 4.4251 | 4.4251 | 4.4251 | 4.4251 | 4.4251 | 4.4251 | 4.4251 | 4.4251 | 4.4251 | 4.4251 | 4.4251 | 4.4251 | 4.4251 | 4.4251 | 4.4251 | 4.4251 | 4.4251 | 4.4251 | 4.4251 | 4.4251 | 4.4251 | 4.4251 | 4.4251 | 4.4251 | 4.4251 | 4.4251 | 4.4251 | 4.4251 | 4.4251 | 4.4251 | 4.4251 | 4.4251 | [10 empty] | 35 |  | 54.9758
No Deferral |  |  | 33.2 |  | 0 | 0 | 0 | 4.4251 | 4.4251 | 4.4251 | 4.4251 | 4.4251 | 4.4251 | 4.4251 | 4.4251 | 4.4251 | 4.4251 | 4.4251 | 4.4251 | 4.4251 | 4.4251 | 4.4251 | 4.4251 | 4.4251 | 4.4251 | 4.4251 | 4.4251 | 4.4251 | 4.4251 | 4.4251 | 4.4251 | 4.4251 | 4.4251 | 4.4251 | 4.4251 | 4.4251 | 4.4251 | 4.4251 | 4.4251 | 4.4251 | 4.4251 | 4.4251 | [10 empty] | 35 |  | 54.9758
Bridgehampton - Buell New 69 kV UG Cable | 2026 |  | 33.2 | [10 empty] | 5.2839 | 5.2839 | 5.2839 | 5.2839 | 5.2839 | 5.2839 | 5.2839 | 5.2839 | 5.2839 | 5.2839 | 5.2839 | 5.2839 | 5.2839 | 5.2839 | 5.2839 | 5.2839 | 5.2839 | 5.2839 | 5.2839 | 5.2839 | 5.2839 | 5.2839 | 5.2839 | 5.2839 | 5.2839 | 5.2839 | 5.2839 | 5.2839 | 5.2839 | 5.2839 | 5.2839 | 5.2839 | 5.2839 | 5.2839 | 5.2839 |  |  |  |  | 35 |  | 47.608 | 7.3678 | 7.3678 | 153495.4058 | 483968.7121
Deferral to Indicated Year |  |  | 33.2 | [6 empty] | 0 | 0 | 0 | 0 | 5.2839 | 5.2839 | 5.2839 | 5.2839 | 5.2839 | 5.2839 | 5.2839 | 5.2839 | 5.2839 | 5.2839 | 5.2839 | 5.2839 | 5.2839 | 5.2839 | 5.2839 | 5.2839 | 5.2839 | 5.2839 | 5.2839 | 5.2839 | 5.2839 | 5.2839 | 5.2839 | 5.2839 | 5.2839 | 5.2839 | 5.2839 | 5.2839 | 5.2839 | 5.2839 | 5.2839 | 5.2839 | 5.2839 | 5.2839 | 5.2839 |  |  |  |  | 35 |  | 47.608 | 7.3678 | 7.3678 | 153495.4058 | 483968.7121 | =Area II Portion
[59 empty] | 5559495.5336 | =Area II+III Portions
Annual Avoided Costs for Deferral to Indicated Year:
Bridgehampton - Buell New 69 kV UG Cable | 2026 |  |  | 0 | 0 | 0 | 0 | 4.4251 | 4.4251 | 4.4251 | 4.4251 | 4.4251 | 4.4251 | -0.85871 | -0.85871 | -0.85871 | -0.85871 | -0.85871 | -0.85871 | -0.85871 | -0.85871 | -0.85871 | -0.85871 | -0.85871 | -0.85871 | -0.85871 | -0.85871 | -0.85871 | -0.85871 | -0.85871 | -0.85871 | -0.85871 | -0.85871 | -0.85871 | -0.85871 | -0.85871 | -0.85871 | -0.85871 | -0.85871 | -0.85871 | -0.85871 | -0.85871 | -5.2839 | -5.2839 | -5.2839 | -5.2839 | -5.2839 | -5.2839 |  |  |  |  | 35 |  |  | 7.3678
0
Area III Projects: | [52 empty] | 0 | 15
New Canal - Southampton Cable | 2017 |  | 37.6 | 0 | 4.5863 | 4.5863 | 4.5863 | 4.5863 | 4.5863 | 4.5863 | 4.5863 | 4.5863 | 4.5863 | 4.5863 | 4.5863 | 4.5863 | 4.5863 | 4.5863 | 4.5863 | 4.5863 | 4.5863 | 4.5863 | 4.5863 | 4.5863 | 4.5863 | 4.5863 | 4.5863 | 4.5863 | 4.5863 | 4.5863 | 4.5863 | 4.5863 | 4.5863 | 4.5863 | 4.5863 | 4.5863 | 4.5863 | 4.5863 | 4.5863 | [13 empty] | 35 |  | 66.9063
Upgrade Wildwood - Riverhead to 138 kV | 2017 |  | 7.7 | 0 | 0.93922 | 0.93922 | 0.93922 | 0.93922 | 0.93922 | 0.93922 | 0.93922 | 0.93922 | 0.93922 | 0.93922 | 0.93922 | 0.93922 | 0.93922 | 0.93922 | 0.93922 | 0.93922 | 0.93922 | 0.93922 | 0.93922 | 0.93922 | 0.93922 | 0.93922 | 0.93922 | 0.93922 | 0.93922 | 0.93922 | 0.93922 | 0.93922 | 0.93922 | 0.93922 | 0.93922 | 0.93922 | 0.93922 | 0.93922 | 0.93922 | [13 empty] | 35 |  | 13.7016
Riverhead Canal 2nd Line and Bank | 2017 |  | 136.8 | 0 | 16.6864 | 16.6864 | 16.6864 | 16.6864 | 16.6864 | 16.6864 | 16.6864 | 16.6864 | 16.6864 | 16.6864 | 16.6864 | 16.6864 | 16.6864 | 16.6864 | 16.6864 | 16.6864 | 16.6864 | 16.6864 | 16.6864 | 16.6864 | 16.6864 | 16.6864 | 16.6864 | 16.6864 | 16.6864 | 16.6864 | 16.6864 | 16.6864 | 16.6864 | 16.6864 | 16.6864 | 16.6864 | 16.6864 | 16.6864 | 16.6864 | [13 empty] | 35 |  | 243.4251
Canal - Wainscott New 138 kV UG Cable | 2022 |  | 275.5 | 0 | 0 | 0 | 0 | 0 | 0 | 38.957 | 38.957 | 38.957 | 38.957 | 38.957 | 38.957 | 38.957 | 38.957 | 38.957 | 38.957 | 38.957 | 38.957 | 38.957 | 38.957 | 38.957 | 38.957 | 38.957 | 38.957 | 38.957 | 38.957 | 38.957 | 38.957 | 38.957 | 38.957 | 38.957 | 38.957 | 38.957 | 38.957 | 38.957 | 38.957 | 38.957 | 38.957 | 38.957 | 38.957 | 38.957 | [8 empty] | 35 |  | 434.8353
No Deferral |  |  | 457.6 |  | 22.212 | 22.212 | 22.212 | 22.212 | 22.212 | 61.169 | 61.169 | 61.169 | 61.169 | 61.169 | 61.169 | 61.169 | 61.169 | 61.169 | 61.169 | 61.169 | 61.169 | 61.169 | 61.169 | 61.169 | 61.169 | 61.169 | 61.169 | 61.169 | 61.169 | 61.169 | 61.169 | 61.169 | 61.169 | 61.169 | 61.169 | 61.169 | 61.169 | 61.169 | 61.169 | 38.957 | 38.957 | 38.957 | 38.957 | 38.957 | [10 empty] | 758.8683
New Canal - Southampton Cable | 2023 |  | 37.6 | [7 empty] | 5.4763 | 5.4763 | 5.4763 | 5.4763 | 5.4763 | 5.4763 | 5.4763 | 5.4763 | 5.4763 | 5.4763 | 5.4763 | 5.4763 | 5.4763 | 5.4763 | 5.4763 | 5.4763 | 5.4763 | 5.4763 | 5.4763 | 5.4763 | 5.4763 | 5.4763 | 5.4763 | 5.4763 | 5.4763 | 5.4763 | 5.4763 | 5.4763 | 5.4763 | 5.4763 | 5.4763 | 5.4763 | 5.4763 | 5.4763 | 5.4763 | [7 empty] | 35 |  | 57.9396 | 8.9667 | 8.9667 | 142328.3896 | 448759.2774
Upgrade Wildwood - Riverhead to 138 kV | 2022 |  | 7.7 | [6 empty] | 1.0888 | 1.0888 | 1.0888 | 1.0888 | 1.0888 | 1.0888 | 1.0888 | 1.0888 | 1.0888 | 1.0888 | 1.0888 | 1.0888 | 1.0888 | 1.0888 | 1.0888 | 1.0888 | 1.0888 | 1.0888 | 1.0888 | 1.0888 | 1.0888 | 1.0888 | 1.0888 | 1.0888 | 1.0888 | 1.0888 | 1.0888 | 1.0888 | 1.0888 | 1.0888 | 1.0888 | 1.0888 | 1.0888 | 1.0888 | 1.0888 | [8 empty] | 35 |  | 12.1533 | 1.5483 | 1.5483 | 24575.725 | 77486.8923
Riverhead Canal 2nd Line and Bank | 2023 |  | 136.8 | [7 empty] | 19.9245 | 19.9245 | 19.9245 | 19.9245 | 19.9245 | 19.9245 | 19.9245 | 19.9245 | 19.9245 | 19.9245 | 19.9245 | 19.9245 | 19.9245 | 19.9245 | 19.9245 | 19.9245 | 19.9245 | 19.9245 | 19.9245 | 19.9245 | 19.9245 | 19.9245 | 19.9245 | 19.9245 | 19.9245 | 19.9245 | 19.9245 | 19.9245 | 19.9245 | 19.9245 | 19.9245 | 19.9245 | 19.9245 | 19.9245 | 19.9245 | [7 empty] | 35 |  | 210.8017 | 32.6235 | 32.6235 | 517833.0769 | 1632719.924
Canal - Wainscott New 138 kV UG Cable | 2028 |  | 275.5 | [12 empty] | 46.5167 | 46.5167 | 46.5167 | 46.5167 | 46.5167 | 46.5167 | 46.5167 | 46.5167 | 46.5167 | 46.5167 | 46.5167 | 46.5167 | 46.5167 | 46.5167 | 46.5167 | 46.5167 | 46.5167 | 46.5167 | 46.5167 | 46.5167 | 46.5167 | 46.5167 | 46.5167 | 46.5167 | 46.5167 | 46.5167 | 46.5167 | 46.5167 | 46.5167 | 46.5167 | 46.5167 | 46.5167 | 46.5167 | 46.5167 | 46.5167 |  |  | 35 |  | 376.5593 | 58.276 | 58.276 | 925015.732 | 2916560.7278
Deferral to Indicated Year |  |  | 457.6 | [6 empty] | 1.0888 | 26.4896 | 26.4896 | 26.4896 | 26.4896 | 26.4896 | 73.0063 | 73.0063 | 73.0063 | 73.0063 | 73.0063 | 73.0063 | 73.0063 | 73.0063 | 73.0063 | 73.0063 | 73.0063 | 73.0063 | 73.0063 | 73.0063 | 73.0063 | 73.0063 | 73.0063 | 73.0063 | 73.0063 | 73.0063 | 73.0063 | 73.0063 | 73.0063 | 73.0063 | 73.0063 | 73.0063 | 73.0063 | 73.0063 | 73.0063 | 71.9175 | 46.5167 | 46.5167 | 46.5167 | 46.5167 | 46.5167 |  |  | 41 |  | 657.4539 | 101.4144 | 101.4144 | 1609752.9235 | 5075526.8214 | =Area III Portion
[59 empty] | 5075526.8214 | =Area III Portion
Annual Avoided Costs for Deferral to Indicated Year:
New Canal - Southampton Cable | 2023 |  |  | 0 | 4.5863 | 4.5863 | 4.5863 | 4.5863 | 4.5863 | 4.5863 | -0.88999 | -0.88999 | -0.88999 | -0.88999 | -0.88999 | -0.88999 | -0.88999 | -0.88999 | -0.88999 | -0.88999 | -0.88999 | -0.88999 | -0.88999 | -0.88999 | -0.88999 | -0.88999 | -0.88999 | -0.88999 | -0.88999 | -0.88999 | -0.88999 | -0.88999 | -0.88999 | -0.88999 | -0.88999 | -0.88999 | -0.88999 | -0.88999 | -0.88999 | -5.4763 | -5.4763 | -5.4763 | -5.4763 | -5.4763 | -5.4763 | 0 | 0 | 0 | 0 | 0 |  |  | 35 |  |  | 8.9667
Upgrade Wildwood - Riverhead to 138 kV | 2022 |  |  | 0 | 0.93922 | 0.93922 | 0.93922 | 0.93922 | 0.93922 | -0.14959 | -0.14959 | -0.14959 | -0.14959 | -0.14959 | -0.14959 | -0.14959 | -0.14959 | -0.14959 | -0.14959 | -0.14959 | -0.14959 | -0.14959 | -0.14959 | -0.14959 | -0.14959 | -0.14959 | -0.14959 | -0.14959 | -0.14959 | -0.14959 | -0.14959 | -0.14959 | -0.14959 | -0.14959 | -0.14959 | -0.14959 | -0.14959 | -0.14959 | -0.14959 | -1.0888 | -1.0888 | -1.0888 | -1.0888 | -1.0888 | 0 | 0 | 0 | 0 | 0 | 0 |  |  | 35 |  |  | 1.5483
Riverhead Canal 2nd Line and Bank | 2023 |  |  | 0 | 16.6864 | 16.6864 | 16.6864 | 16.6864 | 16.6864 | 16.6864 | -3.238 | -3.238 | -3.238 | -3.238 | -3.238 | -3.238 | -3.238 | -3.238 | -3.238 | -3.238 | -3.238 | -3.238 | -3.238 | -3.238 | -3.238 | -3.238 | -3.238 | -3.238 | -3.238 | -3.238 | -3.238 | -3.238 | -3.238 | -3.238 | -3.238 | -3.238 | -3.238 | -3.238 | -3.238 | -19.9245 | -19.9245 | -19.9245 | -19.9245 | -19.9245 | -19.9245 | 0 | 0 | 0 | 0 | 0 |  |  | 35 |  |  | 32.6235
Canal - Wainscott New 138 kV UG Cable | 2028 |  |  | 0 | 0 | 0 | 0 | 0 | 0 | 38.957 | 38.957 | 38.957 | 38.957 | 38.957 | 38.957 | -7.5597 | -7.5597 | -7.5597 | -7.5597 | -7.5597 | -7.5597 | -7.5597 | -7.5597 | -7.5597 | -7.5597 | -7.5597 | -7.5597 | -7.5597 | -7.5597 | -7.5597 | -7.5597 | -7.5597 | -7.5597 | -7.5597 | -7.5597 | -7.5597 | -7.5597 | -7.5597 | -7.5597 | -7.5597 | -7.5597 | -7.5597 | -7.5597 | -7.5597 | -46.5167 | -46.5167 | -46.5167 | -46.5167 | -46.5167 | -46.5167 | [5 empty] | 58.276
Total - All Areas (No Deferrals,$Millions) |  |  | 513.3 |  | 24.0294 | 24.6325 | 24.9948 | 29.42 | 29.42 | 68.377 | 68.377 | 68.377 | 68.377 | 68.377 | 68.377 | 68.377 | 68.377 | 68.377 | 68.377 | 68.377 | 68.377 | 68.377 | 68.377 | 68.377 | 68.377 | 68.377 | 68.377 | 68.377 | 68.377 | 68.377 | 68.377 | 68.377 | 68.377 | 68.377 | 68.377 | 68.377 | 68.377 | 68.377 | 68.377 | 44.3475 | 43.7445 | 43.3821 | 38.957 | 38.957 | 0 | 0 | 0 | 0 | 0 | 0 | 0 | 0 |  | 63 | 853.4454 | 119.0703 | = max. total avoided cost in portfolio
Annual Avoided Costs for Deferrals - Area 1 Proposal: (see note*) | Deferral Year |  |  | 2016 | 2017 | 2018 | 2019 | 2020 | 2021 | 2022 | 2023 | 2024 | 2025 | 2026 | 2027 | 2028 | 2029 | 2030 | 2031 | 2032 | 2033 | 2034 | 2035 | 2036 | 2037 | 2038 | 2039 | 2040 | 2041 | 2042 | 2043 | 2044 | 2045 | 2046 | 2047 | 2048 | 2049 | 2050 | 2051 | 2052 | 2053 | 2054 | 2055 | 2056 | 2057 | 2058 | 2059 | 2060 | 2061 | 2062 | 2063 | 2064 |  |  | Differential NPV $M |  | Differential NPV $M (adjusted for COD of Selected Project) | Differntial NPV $/MW | NPV of Transmission Avoided Costs for Selected Project
Area I Projects:
Amagansett Conversion 33 kV | 2030 |  |  | 0 | 0.97582 | 0.97582 | 0.97582 | 0.97582 | 0.97582 | 0.97582 | 0.97582 | 0.97582 | 0.97582 | 0.97582 | 0.97582 | 0.97582 | 0.97582 | -0.4572 | -0.4572 | -0.4572 | -0.4572 | -0.4572 | -0.4572 | -0.4572 | -0.4572 | -0.4572 | -0.4572 | -0.4572 | -0.4572 | -0.4572 | -0.4572 | -0.4572 | -0.4572 | -0.4572 | -0.4572 | -0.4572 | -0.4572 | -0.4572 | -0.4572 | -1.433 | -1.433 | -1.433 | -1.433 | -1.433 | -1.433 | -1.433 | -1.433 | -1.433 | -1.433 | -1.433 | -1.433 | -1.433 |  |  | 3.8129 |  | 3.8129 | 254193.5784 | 96176.2248
East Hampton Conversion 33 kV | 2030 |  |  | 0 | 0.39033 | 0.39033 | 0.39033 | 0.39033 | 0.39033 | 0.39033 | 0.39033 | 0.39033 | 0.39033 | 0.39033 | 0.39033 | 0.39033 | 0.39033 | -0.18288 | -0.18288 | -0.18288 | -0.18288 | -0.18288 | -0.18288 | -0.18288 | -0.18288 | -0.18288 | -0.18288 | -0.18288 | -0.18288 | -0.18288 | -0.18288 | -0.18288 | -0.18288 | -0.18288 | -0.18288 | -0.18288 | -0.18288 | -0.18288 | -0.18288 | -0.57321 | -0.57321 | -0.57321 | -0.57321 | -0.57321 | -0.57321 | -0.57321 | -0.57321 | -0.57321 | -0.57321 | -0.57321 | -0.57321 | -0.57321 |  |  | 1.5252 |  | 1.5252 | 101677.4314 | 38470.4899
Buell Conversion 33 kV | 2030 |  |  | 0 | 0.45131 | 0.45131 | 0.45131 | 0.45131 | 0.45131 | 0.45131 | 0.45131 | 0.45131 | 0.45131 | 0.45131 | 0.45131 | 0.45131 | 0.45131 | -0.21146 | -0.21146 | -0.21146 | -0.21146 | -0.21146 | -0.21146 | -0.21146 | -0.21146 | -0.21146 | -0.21146 | -0.21146 | -0.21146 | -0.21146 | -0.21146 | -0.21146 | -0.21146 | -0.21146 | -0.21146 | -0.21146 | -0.21146 | -0.21146 | -0.21146 | -0.66277 | -0.66277 | -0.66277 | -0.66277 | -0.66277 | -0.66277 | -0.66277 | -0.66277 | -0.66277 | -0.66277 | -0.66277 | -0.66277 | -0.66277 |  |  | 1.7635 |  | 1.7635 | 117564.53 | 44481.504
Hither Hills Conversion to 33 kV | 2030 |  |  | 0 | 0 | 0.60305 | 0.60305 | 0.60305 | 0.60305 | 0.60305 | 0.60305 | 0.60305 | 0.60305 | 0.60305 | 0.60305 | 0.60305 | 0.60305 | -0.25676 | -0.25676 | -0.25676 | -0.25676 | -0.25676 | -0.25676 | -0.25676 | -0.25676 | -0.25676 | -0.25676 | -0.25676 | -0.25676 | -0.25676 | -0.25676 | -0.25676 | -0.25676 | -0.25676 | -0.25676 | -0.25676 | -0.25676 | -0.25676 | -0.25676 | -0.25676 | -0.85981 | -0.85981 | -0.85981 | -0.85981 | -0.85981 | -0.85981 | -0.85981 | -0.85981 | -0.85981 | -0.85981 | -0.85981 | -0.85981 |  |  | 2.0853 |  | 2.0853 | 139022.8879 | 52600.4496
Culloden Pt Conversion to 33 kV | 2030 |  |  | 0 | 0 | 0 | 0.36233 | 0.36233 | 0.36233 | 0.36233 | 0.36233 | 0.36233 | 0.36233 | 0.36233 | 0.36233 | 0.36233 | 0.36233 | -0.13922 | -0.13922 | -0.13922 | -0.13922 | -0.13922 | -0.13922 | -0.13922 | -0.13922 | -0.13922 | -0.13922 | -0.13922 | -0.13922 | -0.13922 | -0.13922 | -0.13922 | -0.13922 | -0.13922 | -0.13922 | -0.13922 | -0.13922 | -0.13922 | -0.13922 | -0.13922 | -0.13922 | -0.50156 | -0.50156 | -0.50156 | -0.50156 | -0.50156 | -0.50156 | -0.50156 | -0.50156 | -0.50156 | -0.50156 | -0.50156 |  |  | 1.1012 |  | 1.1012 | 73412.135 | 27776.0833
[59 empty] | 259504.7515 | =Area I Portion
Area II Projects: | [58 empty] | 926644.2156 | =Area I+II+III Portions
Bridgehampton - Buell New 69 kV UG Cable | 2026 |  |  | 0 | 0 | 0 | 0 | 4.4251 | 4.4251 | 4.4251 | 4.4251 | 4.4251 | 4.4251 | -0.85871 | -0.85871 | -0.85871 | -0.85871 | -0.85871 | -0.85871 | -0.85871 | -0.85871 | -0.85871 | -0.85871 | -0.85871 | -0.85871 | -0.85871 | -0.85871 | -0.85871 | -0.85871 | -0.85871 | -0.85871 | -0.85871 | -0.85871 | -0.85871 | -0.85871 | -0.85871 | -0.85871 | -0.85871 | -0.85871 | -0.85871 | -0.85871 | -0.85871 | -5.2839 | -5.2839 | -5.2839 | -5.2839 | -5.2839 | -5.2839 | 0 | 0 | 0 | 0 |  |  | 7.3678 |  | 7.3678 | 153495.4058 | 58076.2455
[59 empty] | 58076.2455 | =Area II Portion
Area III Projects: | [58 empty] | 667139.464 | =Area II+III Portions
New Canal - Southampton Cable | 2023 |  |  | 0 | 4.5863 | 4.5863 | 4.5863 | 4.5863 | 4.5863 | 4.5863 | -0.88999 | -0.88999 | -0.88999 | -0.88999 | -0.88999 | -0.88999 | -0.88999 | -0.88999 | -0.88999 | -0.88999 | -0.88999 | -0.88999 | -0.88999 | -0.88999 | -0.88999 | -0.88999 | -0.88999 | -0.88999 | -0.88999 | -0.88999 | -0.88999 | -0.88999 | -0.88999 | -0.88999 | -0.88999 | -0.88999 | -0.88999 | -0.88999 | -0.88999 | -5.4763 | -5.4763 | -5.4763 | -5.4763 | -5.4763 | -5.4763 | 0 | 0 | 0 | 0 | 0 | 0 | 0 |  |  | 8.9667 |  | 8.9667 | 142328.3896 | 53851.1133
Upgrade Wildwood - Riverhead to 138 kV | 2022 |  |  | 0 | 0.93922 | 0.93922 | 0.93922 | 0.93922 | 0.93922 | -0.14959 | -0.14959 | -0.14959 | -0.14959 | -0.14959 | -0.14959 | -0.14959 | -0.14959 | -0.14959 | -0.14959 | -0.14959 | -0.14959 | -0.14959 | -0.14959 | -0.14959 | -0.14959 | -0.14959 | -0.14959 | -0.14959 | -0.14959 | -0.14959 | -0.14959 | -0.14959 | -0.14959 | -0.14959 | -0.14959 | -0.14959 | -0.14959 | -0.14959 | -0.14959 | -1.0888 | -1.0888 | -1.0888 | -1.0888 | -1.0888 | 0 | 0 | 0 | 0 | 0 | 0 | 0 | 0 |  |  | 1.5483 |  | 1.5483 | 24575.725 | 9298.4271
Riverhead Canal 2nd Line and Bank | 2023 |  |  | 0 | 16.6864 | 16.6864 | 16.6864 | 16.6864 | 16.6864 | 16.6864 | -3.238 | -3.238 | -3.238 | -3.238 | -3.238 | -3.238 | -3.238 | -3.238 | -3.238 | -3.238 | -3.238 | -3.238 | -3.238 | -3.238 | -3.238 | -3.238 | -3.238 | -3.238 | -3.238 | -3.238 | -3.238 | -3.238 | -3.238 | -3.238 | -3.238 | -3.238 | -3.238 | -3.238 | -3.238 | -19.9245 | -19.9245 | -19.9245 | -19.9245 | -19.9245 | -19.9245 | 0 | 0 | 0 | 0 | 0 | 0 | 0 |  |  | 32.6235 |  | 32.6235 | 517833.0769 | 195926.3909
Canal - Wainscott New 138 kV UG Cable | 2028 |  |  | 0 | 0 | 0 | 0 | 0 | 0 | 38.957 | 38.957 | 38.957 | 38.957 | 38.957 | 38.957 | -7.5597 | -7.5597 | -7.5597 | -7.5597 | -7.5597 | -7.5597 | -7.5597 | -7.5597 | -7.5597 | -7.5597 | -7.5597 | -7.5597 | -7.5597 | -7.5597 | -7.5597 | -7.5597 | -7.5597 | -7.5597 | -7.5597 | -7.5597 | -7.5597 | -7.5597 | -7.5597 | -7.5597 | -7.5597 | -7.5597 | -7.5597 | -7.5597 | -7.5597 | -46.5167 | -46.5167 | -46.5167 | -46.5167 | -46.5167 | -46.5167 | 0 | 0 |  |  | 58.276 |  | 58.276 | 925015.732 | 349987.2873
[59 empty] | 609063.2186 | =Area III Portion
Total - Area 1 Proposal, $Millions (unadjusted) |  |  |  | 0 | 24.0294 | 24.6325 | 24.9948 | 29.42 | 29.42 | 67.2881 | 41.8873 | 41.8873 | 41.8873 | 36.6035 | 36.6035 | -9.9132 | -9.9132 | -13.9435 | -13.9435 | -13.9435 | -13.9435 | -13.9435 | -13.9435 | -13.9435 | -13.9435 | -13.9435 | -13.9435 | -13.9435 | -13.9435 | -13.9435 | -13.9435 | -13.9435 | -13.9435 | -13.9435 | -13.9435 | -13.9435 | -13.9435 | -13.9435 | -13.9435 | -37.973 | -38.576 | -38.9384 | -43.3635 | -43.3635 | -81.2317 | -55.8309 | -55.8309 | -55.8309 | -50.547 | -50.547 | -4.0304 | -4.0304 |  |  | 119.0703 |  |  | 2449118.892 | 926644.2156
$/MW-yr |  |  |  | 0 | 473735.0447 | 513938.6308 | 538094.2855 | 630284.7729 | 630284.7729 | 1231366.793 | 828179.4687 | 828179.4687 | 828179.4687 | 718099.2055 | 718099.2055 | -20260.7179 | -20260.7179 | -288951.502 | -288951.502 | -288951.502 | -288951.502 | -288951.502 | -288951.502 | -288951.502 | -288951.502 | -288951.502 | -288951.502 | -288951.502 | -288951.502 | -288951.502 | -288951.502 | -288951.502 | -288951.502 | -288951.502 | -288951.502 | -288951.502 | -288951.502 | -288951.502 | -288951.502 | -762686.5467 | -802890.1328 | -827045.7875 | -919236.2749 | -919236.2749 | -1520318.295 | -1117130.9707 | -1117130.9707 | -1117130.9707 | -1007050.7076 | -1007050.7076 | -268690.7842 | -268690.7842
$Millions (adjusted) |  |  |  | 0 | 0.17924 | 0.19445 | 0.20359 | 0.23847 | 0.23847 | 0.4659 | 0.31335 | 0.31335 | 0.31335 | 0.2717 | 0.2717 | -0.0076658 | -0.0076658 | -0.10933 | -0.10933 | -0.10933 | -0.10933 | -0.10933 | -0.10933 | -0.10933 | -0.10933 | -0.10933 | -0.10933 | -0.10933 | -0.10933 | -0.10933 | -0.10933 | -0.10933 | -0.10933 | -0.10933 | -0.10933 | -0.10933 | -0.10933 | -0.10933 | -0.10933 | -0.28857 | -0.30378 | -0.31292 | -0.3478 | -0.3478 | -0.57522 | -0.42268 | -0.42268 | -0.42268 | -0.38103 | -0.38103 | -0.10166 | -0.10166 |  |  | 926.6442
Annual Avoided Costs for Deferrals - Area 2 Proposal: (see note*) | Deferral Year |  |  | 2016 | 2017 | 2018 | 2019 | 2020 | 2021 | 2022 | 2023 | 2024 | 2025 | 2026 | 2027 | 2028 | 2029 | 2030 | 2031 | 2032 | 2033 | 2034 | 2035 | 2036 | 2037 | 2038 | 2039 | 2040 | 2041 | 2042 | 2043 | 2044 | 2045 | 2046 | 2047 | 2048 | 2049 | 2050 | 2051 | 2052 | 2053 | 2054 | 2055 | 2056 | 2057 | 2058 | 2059 | 2060 | 2061 | 2062 | 2063 | 2064 |  |  | Differential NPV $M |  | Differential NPV $M (adjusted for COD of Selected Project) | Differntial NPV $/MW | NPV of Transmission Avoided Costs for Selected Project
Area I Projects:
Amagansett Conversion 33 kV | 2030 |  |  | 0 | 0 | 0 | 0 | 0 | 0 | 0 | 0 | 0 | 0 | 0 | 0 | 0 | 0 | 0 | 0 | 0 | 0 | 0 | 0 | 0 | 0 | 0 | 0 | 0 | 0 | 0 | 0 | 0 | 0 | 0 | 0 | 0 | 0 | 0 | 0 | 0 | 0 | 0 | 0 | 0 | 0 | 0 | 0 | 0 | 0 | 0 | 0 | 0 |  |  | 0 |  | 0 | 0 | 0
East Hampton Conversion 33 kV | 2030 |  |  | 0 | 0 | 0 | 0 | 0 | 0 | 0 | 0 | 0 | 0 | 0 | 0 | 0 | 0 | 0 | 0 | 0 | 0 | 0 | 0 | 0 | 0 | 0 | 0 | 0 | 0 | 0 | 0 | 0 | 0 | 0 | 0 | 0 | 0 | 0 | 0 | 0 | 0 | 0 | 0 | 0 | 0 | 0 | 0 | 0 | 0 | 0 | 0 | 0 |  |  | 0 |  | 0 | 0 | 0
Buell Conversion 33 kV | 2030 |  |  | 0 | 0 | 0 | 0 | 0 | 0 | 0 | 0 | 0 | 0 | 0 | 0 | 0 | 0 | 0 | 0 | 0 | 0 | 0 | 0 | 0 | 0 | 0 | 0 | 0 | 0 | 0 | 0 | 0 | 0 | 0 | 0 | 0 | 0 | 0 | 0 | 0 | 0 | 0 | 0 | 0 | 0 | 0 | 0 | 0 | 0 | 0 | 0 | 0 |  |  | 0 |  | 0 | 0 | 0
Hither Hills Conversion to 33 kV | 2030 |  |  | 0 | 0 | 0 | 0 | 0 | 0 | 0 | 0 | 0 | 0 | 0 | 0 | 0 | 0 | 0 | 0 | 0 | 0 | 0 | 0 | 0 | 0 | 0 | 0 | 0 | 0 | 0 | 0 | 0 | 0 | 0 | 0 | 0 | 0 | 0 | 0 | 0 | 0 | 0 | 0 | 0 | 0 | 0 | 0 | 0 | 0 | 0 | 0 | 0 |  |  | 0 |  | 0 | 0 | 0
Culloden Pt Conversion to 33 kV | 2030 |  |  | 0 | 0 | 0 | 0 | 0 | 0 | 0 | 0 | 0 | 0 | 0 | 0 | 0 | 0 | 0 | 0 | 0 | 0 | 0 | 0 | 0 | 0 | 0 | 0 | 0 | 0 | 0 | 0 | 0 | 0 | 0 | 0 | 0 | 0 | 0 | 0 | 0 | 0 | 0 | 0 | 0 | 0 | 0 | 0 | 0 | 0 | 0 | 0 | 0 |  |  | 0 |  | 0 | 0 | 0
[59 empty] | 0 | =Area I Portion
Area II Projects: | [58 empty] | 0 | =Area I+II+III Portions
Bridgehampton - Buell New 69 kV UG Cable | 2026 |  |  | 0 | 0 | 0 | 0 | 4.4251 | 4.4251 | 4.4251 | 4.4251 | 4.4251 | 4.4251 | -0.85871 | -0.85871 | -0.85871 | -0.85871 | -0.85871 | -0.85871 | -0.85871 | -0.85871 | -0.85871 | -0.85871 | -0.85871 | -0.85871 | -0.85871 | -0.85871 | -0.85871 | -0.85871 | -0.85871 | -0.85871 | -0.85871 | -0.85871 | -0.85871 | -0.85871 | -0.85871 | -0.85871 | -0.85871 | -0.85871 | -0.85871 | -0.85871 | -0.85871 | -5.2839 | -5.2839 | -5.2839 | -5.2839 | -5.2839 | -5.2839 | 0 | 0 | 0 | 0 |  |  | 7.3678 |  | 7.3678 | 153495.4058 | 0
[59 empty] | 0 | =Area II Portion
Area III Projects: | [58 empty] | 0 | =Area II+III Portions
New Canal - Southampton Cable | 2023 |  |  | 0 | 4.5863 | 4.5863 | 4.5863 | 4.5863 | 4.5863 | 4.5863 | -0.88999 | -0.88999 | -0.88999 | -0.88999 | -0.88999 | -0.88999 | -0.88999 | -0.88999 | -0.88999 | -0.88999 | -0.88999 | -0.88999 | -0.88999 | -0.88999 | -0.88999 | -0.88999 | -0.88999 | -0.88999 | -0.88999 | -0.88999 | -0.88999 | -0.88999 | -0.88999 | -0.88999 | -0.88999 | -0.88999 | -0.88999 | -0.88999 | -0.88999 | -5.4763 | -5.4763 | -5.4763 | -5.4763 | -5.4763 | -5.4763 | 0 | 0 | 0 | 0 | 0 | 0 | 0 |  |  | 8.9667 |  | 8.9667 | 142328.3896 | 0
Upgrade Wildwood - Riverhead to 138 kV | 2022 |  |  | 0 | 0.93922 | 0.93922 | 0.93922 | 0.93922 | 0.93922 | -0.14959 | -0.14959 | -0.14959 | -0.14959 | -0.14959 | -0.14959 | -0.14959 | -0.14959 | -0.14959 | -0.14959 | -0.14959 | -0.14959 | -0.14959 | -0.14959 | -0.14959 | -0.14959 | -0.14959 | -0.14959 | -0.14959 | -0.14959 | -0.14959 | -0.14959 | -0.14959 | -0.14959 | -0.14959 | -0.14959 | -0.14959 | -0.14959 | -0.14959 | -0.14959 | -1.0888 | -1.0888 | -1.0888 | -1.0888 | -1.0888 | 0 | 0 | 0 | 0 | 0 | 0 | 0 | 0 |  |  | 1.5483 |  | 1.5483 | 24575.725 | 0
Riverhead Canal 2nd Line and Bank | 2023 |  |  | 0 | 16.6864 | 16.6864 | 16.6864 | 16.6864 | 16.6864 | 16.6864 | -3.238 | -3.238 | -3.238 | -3.238 | -3.238 | -3.238 | -3.238 | -3.238 | -3.238 | -3.238 | -3.238 | -3.238 | -3.238 | -3.238 | -3.238 | -3.238 | -3.238 | -3.238 | -3.238 | -3.238 | -3.238 | -3.238 | -3.238 | -3.238 | -3.238 | -3.238 | -3.238 | -3.238 | -3.238 | -19.9245 | -19.9245 | -19.9245 | -19.9245 | -19.9245 | -19.9245 | 0 | 0 | 0 | 0 | 0 | 0 | 0 |  |  | 32.6235 |  | 32.6235 | 517833.0769 | 0
Canal - Wainscott New 138 kV UG Cable | 2028 |  |  | 0 | 0 | 0 | 0 | 0 | 0 | 38.957 | 38.957 | 38.957 | 38.957 | 38.957 | 38.957 | -7.5597 | -7.5597 | -7.5597 | -7.5597 | -7.5597 | -7.5597 | -7.5597 | -7.5597 | -7.5597 | -7.5597 | -7.5597 | -7.5597 | -7.5597 | -7.5597 | -7.5597 | -7.5597 | -7.5597 | -7.5597 | -7.5597 | -7.5597 | -7.5597 | -7.5597 | -7.5597 | -7.5597 | -7.5597 | -7.5597 | -7.5597 | -7.5597 | -7.5597 | -46.5167 | -46.5167 | -46.5167 | -46.5167 | -46.5167 | -46.5167 | 0 | 0 |  |  | 58.276 |  | 58.276 | 925015.732 | 0
[59 empty] | 0 | =Area III Portion
Total - Area 2 Proposal, $Millions (unadjusted) |  |  |  | 0 | 22.212 | 22.212 | 22.212 | 26.6371 | 26.6371 | 64.5053 | 39.1045 | 39.1045 | 39.1045 | 33.8207 | 33.8207 | -12.696 | -12.696 | -12.696 | -12.696 | -12.696 | -12.696 | -12.696 | -12.696 | -12.696 | -12.696 | -12.696 | -12.696 | -12.696 | -12.696 | -12.696 | -12.696 | -12.696 | -12.696 | -12.696 | -12.696 | -12.696 | -12.696 | -12.696 | -12.696 | -34.908 | -34.908 | -34.908 | -39.3332 | -39.3332 | -77.2013 | -51.8005 | -51.8005 | -51.8005 | -46.5167 | -46.5167 | 0 | 0 |  |  | 108.7822 |  |  | 1763248.3293 | 0
$/MW-yr |  |  |  | 0 | 352571.3243 | 352571.3243 | 352571.3243 | 444761.8117 | 444761.8117 | 1045843.8318 | 642656.5076 | 642656.5076 | 642656.5076 | 532576.2444 | 532576.2444 | -205783.679 | -205783.679 | -205783.679 | -205783.679 | -205783.679 | -205783.679 | -205783.679 | -205783.679 | -205783.679 | -205783.679 | -205783.679 | -205783.679 | -205783.679 | -205783.679 | -205783.679 | -205783.679 | -205783.679 | -205783.679 | -205783.679 | -205783.679 | -205783.679 | -205783.679 | -205783.679 | -205783.679 | -558355.0033 | -558355.0033 | -558355.0033 | -650545.4907 | -650545.4907 | -1251627.5109 | -848440.1866 | -848440.1866 | -848440.1866 | -738359.9234 | -738359.9234 | 0 | 0
$Millions (adjusted) |  |  |  | 0 | 0 | 0 | 0 | 0 | 0 | 0 | 0 | 0 | 0 | 0 | 0 | 0 | 0 | 0 | 0 | 0 | 0 | 0 | 0 | 0 | 0 | 0 | 0 | 0 | 0 | 0 | 0 | 0 | 0 | 0 | 0 | 0 | 0 | 0 | 0 | 0 | 0 | 0 | 0 | 0 | 0 | 0 | 0 | 0 | 0 | 0 | 0 | 0 |  |  | 0
Annual Avoided Costs for Deferrals - Area 3 Proposal: (see note*) | Deferral Year |  |  | 2016 | 2017 | 2018 | 2019 | 2020 | 2021 | 2022 | 2023 | 2024 | 2025 | 2026 | 2027 | 2028 | 2029 | 2030 | 2031 | 2032 | 2033 | 2034 | 2035 | 2036 | 2037 | 2038 | 2039 | 2040 | 2041 | 2042 | 2043 | 2044 | 2045 | 2046 | 2047 | 2048 | 2049 | 2050 | 2051 | 2052 | 2053 | 2054 | 2055 | 2056 | 2057 | 2058 | 2059 | 2060 | 2061 | 2062 | 2063 | 2064 |  |  | Differential NPV $M |  | Differential NPV $M (adjusted for COD of Selected Project) | Differntial NPV $/MW | NPV of Transmission Avoided Costs for Selected Project
Area I Projects:
Amagansett Conversion 33 kV | 2030 |  |  | 0 | 0 | 0 | 0 | 0 | 0 | 0 | 0 | 0 | 0 | 0 | 0 | 0 | 0 | 0 | 0 | 0 | 0 | 0 | 0 | 0 | 0 | 0 | 0 | 0 | 0 | 0 | 0 | 0 | 0 | 0 | 0 | 0 | 0 | 0 | 0 | 0 | 0 | 0 | 0 | 0 | 0 | 0 | 0 | 0 | 0 | 0 | 0 | 0 |  |  | 0 |  | 0 | 0 | 0
East Hampton Conversion 33 kV | 2030 |  |  | 0 | 0 | 0 | 0 | 0 | 0 | 0 | 0 | 0 | 0 | 0 | 0 | 0 | 0 | 0 | 0 | 0 | 0 | 0 | 0 | 0 | 0 | 0 | 0 | 0 | 0 | 0 | 0 | 0 | 0 | 0 | 0 | 0 | 0 | 0 | 0 | 0 | 0 | 0 | 0 | 0 | 0 | 0 | 0 | 0 | 0 | 0 | 0 | 0 |  |  | 0 |  | 0 | 0 | 0
Buell Conversion 33 kV | 2030 |  |  | 0 | 0 | 0 | 0 | 0 | 0 | 0 | 0 | 0 | 0 | 0 | 0 | 0 | 0 | 0 | 0 | 0 | 0 | 0 | 0 | 0 | 0 | 0 | 0 | 0 | 0 | 0 | 0 | 0 | 0 | 0 | 0 | 0 | 0 | 0 | 0 | 0 | 0 | 0 | 0 | 0 | 0 | 0 | 0 | 0 | 0 | 0 | 0 | 0 |  |  | 0 |  | 0 | 0 | 0
Hither Hills Conversion to 33 kV | 2030 |  |  | 0 | 0 | 0 | 0 | 0 | 0 | 0 | 0 | 0 | 0 | 0 | 0 | 0 | 0 | 0 | 0 | 0 | 0 | 0 | 0 | 0 | 0 | 0 | 0 | 0 | 0 | 0 | 0 | 0 | 0 | 0 | 0 | 0 | 0 | 0 | 0 | 0 | 0 | 0 | 0 | 0 | 0 | 0 | 0 | 0 | 0 | 0 | 0 | 0 |  |  | 0 |  | 0 | 0 | 0
Culloden Pt Conversion to 33 kV | 2030 |  |  | 0 | 0 | 0 | 0 | 0 | 0 | 0 | 0 | 0 | 0 | 0 | 0 | 0 | 0 | 0 | 0 | 0 | 0 | 0 | 0 | 0 | 0 | 0 | 0 | 0 | 0 | 0 | 0 | 0 | 0 | 0 | 0 | 0 | 0 | 0 | 0 | 0 | 0 | 0 | 0 | 0 | 0 | 0 | 0 | 0 | 0 | 0 | 0 | 0 |  |  | 0 |  | 0 | 0 | 0
[59 empty] | 0 | =Area I Portion
Area II Projects: | [58 empty] | 4466463.6029 | =Area I+II+III Portions
Bridgehampton - Buell New 69 kV UG Cable | 2026 |  |  | 0 | 0 | 0 | 0 | 0 | 0 | 0 | 0 | 0 | 0 | 0 | 0 | 0 | 0 | 0 | 0 | 0 | 0 | 0 | 0 | 0 | 0 | 0 | 0 | 0 | 0 | 0 | 0 | 0 | 0 | 0 | 0 | 0 | 0 | 0 | 0 | 0 | 0 | 0 | 0 | 0 | 0 | 0 | 0 | 0 | 0 | 0 | 0 | 0 |  |  | 0 |  | 0 | 0 | 0
[59 empty] | 0 | =Area II Portion
Area III Projects: | [58 empty] | 4466463.6029 | =Area II+III Portions
New Canal - Southampton Cable | 2023 |  |  | 0 | 4.5863 | 4.5863 | 4.5863 | 4.5863 | 4.5863 | 4.5863 | -0.88999 | -0.88999 | -0.88999 | -0.88999 | -0.88999 | -0.88999 | -0.88999 | -0.88999 | -0.88999 | -0.88999 | -0.88999 | -0.88999 | -0.88999 | -0.88999 | -0.88999 | -0.88999 | -0.88999 | -0.88999 | -0.88999 | -0.88999 | -0.88999 | -0.88999 | -0.88999 | -0.88999 | -0.88999 | -0.88999 | -0.88999 | -0.88999 | -0.88999 | -5.4763 | -5.4763 | -5.4763 | -5.4763 | -5.4763 | -5.4763 | 0 | 0 | 0 | 0 | 0 | 0 | 0 |  |  | 8.9667 |  | 8.9667 | 142328.3896 | 394908.1641
Upgrade Wildwood - Riverhead to 138 kV | 2022 |  |  | 0 | 0.93922 | 0.93922 | 0.93922 | 0.93922 | 0.93922 | -0.14959 | -0.14959 | -0.14959 | -0.14959 | -0.14959 | -0.14959 | -0.14959 | -0.14959 | -0.14959 | -0.14959 | -0.14959 | -0.14959 | -0.14959 | -0.14959 | -0.14959 | -0.14959 | -0.14959 | -0.14959 | -0.14959 | -0.14959 | -0.14959 | -0.14959 | -0.14959 | -0.14959 | -0.14959 | -0.14959 | -0.14959 | -0.14959 | -0.14959 | -0.14959 | -1.0888 | -1.0888 | -1.0888 | -1.0888 | -1.0888 | 0 | 0 | 0 | 0 | 0 | 0 | 0 | 0 |  |  | 1.5483 |  | 1.5483 | 24575.725 | 68188.4653
Riverhead Canal 2nd Line and Bank | 2023 |  |  | 0 | 16.6864 | 16.6864 | 16.6864 | 16.6864 | 16.6864 | 16.6864 | -3.238 | -3.238 | -3.238 | -3.238 | -3.238 | -3.238 | -3.238 | -3.238 | -3.238 | -3.238 | -3.238 | -3.238 | -3.238 | -3.238 | -3.238 | -3.238 | -3.238 | -3.238 | -3.238 | -3.238 | -3.238 | -3.238 | -3.238 | -3.238 | -3.238 | -3.238 | -3.238 | -3.238 | -3.238 | -19.9245 | -19.9245 | -19.9245 | -19.9245 | -19.9245 | -19.9245 | 0 | 0 | 0 | 0 | 0 | 0 | 0 |  |  | 32.6235 |  | 32.6235 | 517833.0769 | 1436793.5331
Canal - Wainscott New 138 kV UG Cable | 2028 |  |  | 0 | 0 | 0 | 0 | 0 | 0 | 38.957 | 38.957 | 38.957 | 38.957 | 38.957 | 38.957 | -7.5597 | -7.5597 | -7.5597 | -7.5597 | -7.5597 | -7.5597 | -7.5597 | -7.5597 | -7.5597 | -7.5597 | -7.5597 | -7.5597 | -7.5597 | -7.5597 | -7.5597 | -7.5597 | -7.5597 | -7.5597 | -7.5597 | -7.5597 | -7.5597 | -7.5597 | -7.5597 | -7.5597 | -7.5597 | -7.5597 | -7.5597 | -7.5597 | -7.5597 | -46.5167 | -46.5167 | -46.5167 | -46.5167 | -46.5167 | -46.5167 | 0 | 0 |  |  | 58.276 |  | 58.276 | 925015.732 | 2566573.4404
[59 empty] | 4466463.6029 | =Area III Portion
Total - Area 3 Proposal, $Millions (unadjusted) |  |  |  | 0 | 22.212 | 22.212 | 22.212 | 22.212 | 22.212 | 60.0802 | 34.6794 | 34.6794 | 34.6794 | 34.6794 | 34.6794 | -11.8373 | -11.8373 | -11.8373 | -11.8373 | -11.8373 | -11.8373 | -11.8373 | -11.8373 | -11.8373 | -11.8373 | -11.8373 | -11.8373 | -11.8373 | -11.8373 | -11.8373 | -11.8373 | -11.8373 | -11.8373 | -11.8373 | -11.8373 | -11.8373 | -11.8373 | -11.8373 | -11.8373 | -34.0493 | -34.0493 | -34.0493 | -34.0493 | -34.0493 | -71.9175 | -46.5167 | -46.5167 | -46.5167 | -46.5167 | -46.5167 | 0 | 0 |  |  | 101.4144 |  |  | 1609752.9235 | 4466463.6029
$/MW-yr |  |  |  | 0 | 352571.3243 | 352571.3243 | 352571.3243 | 352571.3243 | 352571.3243 | 953653.3444 | 550466.0202 | 550466.0202 | 550466.0202 | 550466.0202 | 550466.0202 | -187893.9032 | -187893.9032 | -187893.9032 | -187893.9032 | -187893.9032 | -187893.9032 | -187893.9032 | -187893.9032 | -187893.9032 | -187893.9032 | -187893.9032 | -187893.9032 | -187893.9032 | -187893.9032 | -187893.9032 | -187893.9032 | -187893.9032 | -187893.9032 | -187893.9032 | -187893.9032 | -187893.9032 | -187893.9032 | -187893.9032 | -187893.9032 | -540465.2275 | -540465.2275 | -540465.2275 | -540465.2275 | -540465.2275 | -1141547.2477 | -738359.9234 | -738359.9234 | -738359.9234 | -738359.9234 | -738359.9234 | 0 | 0
$Millions (adjusted) |  |  |  | 0 | 0.97825 | 0.97825 | 0.97825 | 0.97825 | 0.97825 | 2.646 | 1.5273 | 1.5273 | 1.5273 | 1.5273 | 1.5273 | -0.52134 | -0.52134 | -0.52134 | -0.52134 | -0.52134 | -0.52134 | -0.52134 | -0.52134 | -0.52134 | -0.52134 | -0.52134 | -0.52134 | -0.52134 | -0.52134 | -0.52134 | -0.52134 | -0.52134 | -0.52134 | -0.52134 | -0.52134 | -0.52134 | -0.52134 | -0.52134 | -0.52134 | -1.4996 | -1.4996 | -1.4996 | -1.4996 | -1.4996 | -3.1674 | -2.0487 | -2.0487 | -2.0487 | -2.0487 | -2.0487 | 0 | 0 |  |  | 4466.4636
Discount Factor (Relative to 1/1/2016) = |  |  |  | 0.94787 | 0.89845 | 0.85161 | 0.80722 | 0.76513 | 0.72525 | 0.68744 | 0.6516 | 0.61763 | 0.58543 | 0.55491 | 0.52598 | 0.49856 | 0.47257 | 0.44793 | 0.42458 | 0.40245 | 0.38147 | 0.36158 | 0.34273 | 0.32486 | 0.30793 | 0.29187 | 0.27666 | 0.26223 | 0.24856 | 0.2356 | 0.22332 | 0.21168 | 0.20064 | 0.19018 | 0.18027 | 0.17087 | 0.16196 | 0.15352 | 0.14552 | 0.13793 | 0.13074 | 0.12392 | 0.11746 | 0.11134 | 0.10554 | 0.10003 | 0.094818 | 0.089875 | 0.08519 | 0.080748 | 0.076539 | 0.072549
* Note: A positive (+) avoided cost in a given year represents a cost savings relative to not having a transmission project deferral.

## PhII (AEG100-2018)
Version |  | Based on PSEGLI file: "East End Utility 2_0_Economics_2014_10_13_r28_Sargent_Lundy.xlsx"
Annual Revenue Requirements (Millions of $s)
1) Reference (Transmission only) Case
Project | I/S Year | Investor | Capital (2015$s) | 2016 | 2017 | 2018 | 2019 | 2020 | 2021 | 2022 | 2023 | 2024 | 2025 | 2026 | 2027 | 2028 | 2029 | 2030 | 2031 | 2032 | 2033 | 2034 | 2035 | 2036 | 2037 | 2038 | 2039 | 2040 | 2041 | 2042 | 2043 | 2044 | 2045 | 2046 | 2047 | 2048 | 2049 | 2050 | 2051 | 2052 | 2053 | 2054 | 2055 | 2056 | 2057 | 2058 | 2059 | 2060 | 2061 | 2062 | 2063 | 2064 |  | NPV |  | Proposal Number = | AEG100
Transmission Reinforcement I | 2017 | PSEGLI | 197 | 0 | 24.0294 | 24.0294 | 24.0294 | 24.0294 | 24.0294 | 24.0294 | 24.0294 | 24.0294 | 24.0294 | 24.0294 | 24.0294 | 24.0294 | 24.0294 | 24.0294 | 24.0294 | 24.0294 | 24.0294 | 24.0294 | 24.0294 | 24.0294 | 24.0294 | 24.0294 | 24.0294 | 24.0294 | 24.0294 | 24.0294 | 24.0294 | 24.0294 | 24.0294 | 24.0294 | 24.0294 | 24.0294 | 24.0294 | 24.0294 | 24.0294 | [13 empty] | 35 | 350.5464 |  | Proposer Name = | Applied Energy Group
Transmission Reinforcement II | 2018 | PSEGLI | 4.8 | 0 | 0 | 0.60305 | 0.60305 | 0.60305 | 0.60305 | 0.60305 | 0.60305 | 0.60305 | 0.60305 | 0.60305 | 0.60305 | 0.60305 | 0.60305 | 0.60305 | 0.60305 | 0.60305 | 0.60305 | 0.60305 | 0.60305 | 0.60305 | 0.60305 | 0.60305 | 0.60305 | 0.60305 | 0.60305 | 0.60305 | 0.60305 | 0.60305 | 0.60305 | 0.60305 | 0.60305 | 0.60305 | 0.60305 | 0.60305 | 0.60305 | 0.60305 | [12 empty] | 35 | 8.3388 |  | Proposal/Project = | South Fork Load Reduction Resources
Transmission Reinforcement III | 2019 | PSEGLI | 2.8 | 0 | 0 | 0 | 0.36233 | 0.36233 | 0.36233 | 0.36233 | 0.36233 | 0.36233 | 0.36233 | 0.36233 | 0.36233 | 0.36233 | 0.36233 | 0.36233 | 0.36233 | 0.36233 | 0.36233 | 0.36233 | 0.36233 | 0.36233 | 0.36233 | 0.36233 | 0.36233 | 0.36233 | 0.36233 | 0.36233 | 0.36233 | 0.36233 | 0.36233 | 0.36233 | 0.36233 | 0.36233 | 0.36233 | 0.36233 | 0.36233 | 0.36233 | 0.36233 | [11 empty] | 35 | 4.7491 |  | Option Number = | 1
Transmission Reinforcement IV | 2020 | PSEGLI | 33.2 | 0 | 0 | 0 | 0 | 4.4251 | 4.4251 | 4.4251 | 4.4251 | 4.4251 | 4.4251 | 4.4251 | 4.4251 | 4.4251 | 4.4251 | 4.4251 | 4.4251 | 4.4251 | 4.4251 | 4.4251 | 4.4251 | 4.4251 | 4.4251 | 4.4251 | 4.4251 | 4.4251 | 4.4251 | 4.4251 | 4.4251 | 4.4251 | 4.4251 | 4.4251 | 4.4251 | 4.4251 | 4.4251 | 4.4251 | 4.4251 | 4.4251 | 4.4251 | 4.4251 | [10 empty] | 35 | 54.9758 |  | Location = | 1 and 3
Transmission Reinforcement V | 2022 | PSEGLI | 275.5 | 0 | 0 | 0 | 0 | 0 | 0 | 38.957 | 38.957 | 38.957 | 38.957 | 38.957 | 38.957 | 38.957 | 38.957 | 38.957 | 38.957 | 38.957 | 38.957 | 38.957 | 38.957 | 38.957 | 38.957 | 38.957 | 38.957 | 38.957 | 38.957 | 38.957 | 38.957 | 38.957 | 38.957 | 38.957 | 38.957 | 38.957 | 38.957 | 38.957 | 38.957 | 38.957 | 38.957 | 38.957 | 38.957 | 38.957 | [8 empty] | 35 | 434.8353 |  | Technology = | Thermostats, LED, Pool Pump, RAC Control
[56 empty] | Interconnection Points = | Various
Total |  |  | 513.3 | 0 | 24.0294 | 24.6325 | 24.9948 | 29.42 | 29.42 | 68.377 | 68.377 | 68.377 | 68.377 | 68.377 | 68.377 | 68.377 | 68.377 | 68.377 | 68.377 | 68.377 | 68.377 | 68.377 | 68.377 | 68.377 | 68.377 | 68.377 | 68.377 | 68.377 | 68.377 | 68.377 | 68.377 | 68.377 | 68.377 | 68.377 | 68.377 | 68.377 | 68.377 | 68.377 | 68.377 | 44.3475 | 43.7445 | 43.3821 | 38.957 | 38.957 | 0 | 0 | 0 | 0 | 0 | 0 | 0 | 0 |  | 853.4454 |  | Loss Factor = | 1.067
2016 NPV @ 5.5%, thru 2035 |  |  |  | 2016: 582.1416
2016 NPV @ 5.5%, thru 2056 |  |  |  | 2016: 853.4454 |  |  |  | MW Required by 2022 (cap) = | 15 | 33 | 15 | Output: NPV of Transmission Avoided Costs for Selected Project (see note*)
[57 empty] | Selected Project Inputs - Area 1 Portion | Selected Project Inputs - Area 2 Portion | Selected Project Inputs - Area 3 Portion | Area 1 | Area 2 | Area 3 | Total | check
[56 empty] | Project kW = | 307.296 | 0 | 2253.504
[55 empty] | Capped kW = | 2560.8 | 307.296 | 0 | 2253.504
[56 empty] | Project Area (1, 2, or 3) = | 1 | 2 | 3
[56 empty] | Proportion of Peak Hours Covered = | 100% | 100% | 100%
[55 empty] | Project COD = | 2018
[55 empty] | Effective kW = | 2560.8 |  |  |  | 396702.5914 | 0 | 2084526.6521 | 2481229.2435
[60 empty] | check | check | check
| I/S Year |  | Capital (2015$s) | 2016 | 2017 | 2018 | 2019 | 2020 | 2021 | 2022 | 2023 | 2024 | 2025 | 2026 | 2027 | 2028 | 2029 | 2030 | 2031 | 2032 | 2033 | 2034 | 2035 | 2036 | 2037 | 2038 | 2039 | 2040 | 2041 | 2042 | 2043 | 2044 | 2045 | 2046 | 2047 | 2048 | 2049 | 2050 | 2051 | 2052 | 2053 | 2054 | 2055 | 2056 | 2057 | 2058 | 2059 | 2060 | 2061 | 2062 | 2063 | 2064 |  | MW Required by 2022 | NPV Base $M | Differential NPV $M | Differential NPV $M (adjusted for COD of Selected Project) | Differntial NPV $/MW | NPV of Transmission Avoided Costs for Selected Project
Area I Projects: | [53 empty] | 15
Amagansett Conversion 33 kV | 2017 |  | 8 | 0 | 0.97582 | 0.97582 | 0.97582 | 0.97582 | 0.97582 | 0.97582 | 0.97582 | 0.97582 | 0.97582 | 0.97582 | 0.97582 | 0.97582 | 0.97582 | 0.97582 | 0.97582 | 0.97582 | 0.97582 | 0.97582 | 0.97582 | 0.97582 | 0.97582 | 0.97582 | 0.97582 | 0.97582 | 0.97582 | 0.97582 | 0.97582 | 0.97582 | 0.97582 | 0.97582 | 0.97582 | 0.97582 | 0.97582 | 0.97582 | 0.97582 | [13 empty] | 35 |  | 14.2354
East Hampton Conversion 33 kV | 2017 |  | 3.2 | 0 | 0.39033 | 0.39033 | 0.39033 | 0.39033 | 0.39033 | 0.39033 | 0.39033 | 0.39033 | 0.39033 | 0.39033 | 0.39033 | 0.39033 | 0.39033 | 0.39033 | 0.39033 | 0.39033 | 0.39033 | 0.39033 | 0.39033 | 0.39033 | 0.39033 | 0.39033 | 0.39033 | 0.39033 | 0.39033 | 0.39033 | 0.39033 | 0.39033 | 0.39033 | 0.39033 | 0.39033 | 0.39033 | 0.39033 | 0.39033 | 0.39033 | [13 empty] | 35 |  | 5.6942
Buell Conversion 33 kV | 2017 |  | 3.7 | 0 | 0.45131 | 0.45131 | 0.45131 | 0.45131 | 0.45131 | 0.45131 | 0.45131 | 0.45131 | 0.45131 | 0.45131 | 0.45131 | 0.45131 | 0.45131 | 0.45131 | 0.45131 | 0.45131 | 0.45131 | 0.45131 | 0.45131 | 0.45131 | 0.45131 | 0.45131 | 0.45131 | 0.45131 | 0.45131 | 0.45131 | 0.45131 | 0.45131 | 0.45131 | 0.45131 | 0.45131 | 0.45131 | 0.45131 | 0.45131 | 0.45131 | [13 empty] | 35 |  | 6.5839
Hither Hills Conversion to 33 kV | 2018 |  | 4.8 | 0 | 0 | 0.60305 | 0.60305 | 0.60305 | 0.60305 | 0.60305 | 0.60305 | 0.60305 | 0.60305 | 0.60305 | 0.60305 | 0.60305 | 0.60305 | 0.60305 | 0.60305 | 0.60305 | 0.60305 | 0.60305 | 0.60305 | 0.60305 | 0.60305 | 0.60305 | 0.60305 | 0.60305 | 0.60305 | 0.60305 | 0.60305 | 0.60305 | 0.60305 | 0.60305 | 0.60305 | 0.60305 | 0.60305 | 0.60305 | 0.60305 | 0.60305 | [12 empty] | 35 |  | 8.3388
Culloden Pt Conversion to 33 kV | 2019 |  | 2.8 | 0 | 0 | 0 | 0.36233 | 0.36233 | 0.36233 | 0.36233 | 0.36233 | 0.36233 | 0.36233 | 0.36233 | 0.36233 | 0.36233 | 0.36233 | 0.36233 | 0.36233 | 0.36233 | 0.36233 | 0.36233 | 0.36233 | 0.36233 | 0.36233 | 0.36233 | 0.36233 | 0.36233 | 0.36233 | 0.36233 | 0.36233 | 0.36233 | 0.36233 | 0.36233 | 0.36233 | 0.36233 | 0.36233 | 0.36233 | 0.36233 | 0.36233 | 0.36233 | [11 empty] | 35 |  | 4.7491
No Deferral |  |  | 22.5 |  | 1.8175 | 2.4205 | 2.7828 | 2.7828 | 2.7828 | 2.7828 | 2.7828 | 2.7828 | 2.7828 | 2.7828 | 2.7828 | 2.7828 | 2.7828 | 2.7828 | 2.7828 | 2.7828 | 2.7828 | 2.7828 | 2.7828 | 2.7828 | 2.7828 | 2.7828 | 2.7828 | 2.7828 | 2.7828 | 2.7828 | 2.7828 | 2.7828 | 2.7828 | 2.7828 | 2.7828 | 2.7828 | 2.7828 | 2.7828 | 2.7828 | 0.96539 | 0.36233 | 0 | 0 | 0 | [10 empty] | 39.6013
Amagansett Conversion 33 kV | 2030 |  | 8 | [14 empty] | 1.433 | 1.433 | 1.433 | 1.433 | 1.433 | 1.433 | 1.433 | 1.433 | 1.433 | 1.433 | 1.433 | 1.433 | 1.433 | 1.433 | 1.433 | 1.433 | 1.433 | 1.433 | 1.433 | 1.433 | 1.433 | 1.433 | 1.433 | 1.433 | 1.433 | 1.433 | 1.433 | 1.433 | 1.433 | 1.433 | 1.433 | 1.433 | 1.433 | 1.433 | 1.433 | 35 |  | 10.4225 | 3.8129 | 0 | 0 | 0
East Hampton Conversion 33 kV | 2030 |  | 3.2 | [14 empty] | 0.57321 | 0.57321 | 0.57321 | 0.57321 | 0.57321 | 0.57321 | 0.57321 | 0.57321 | 0.57321 | 0.57321 | 0.57321 | 0.57321 | 0.57321 | 0.57321 | 0.57321 | 0.57321 | 0.57321 | 0.57321 | 0.57321 | 0.57321 | 0.57321 | 0.57321 | 0.57321 | 0.57321 | 0.57321 | 0.57321 | 0.57321 | 0.57321 | 0.57321 | 0.57321 | 0.57321 | 0.57321 | 0.57321 | 0.57321 | 0.57321 | 35 |  | 4.169 | 1.5252 | 0 | 0 | 0
Buell Conversion 33 kV | 2030 |  | 3.7 | [14 empty] | 0.66277 | 0.66277 | 0.66277 | 0.66277 | 0.66277 | 0.66277 | 0.66277 | 0.66277 | 0.66277 | 0.66277 | 0.66277 | 0.66277 | 0.66277 | 0.66277 | 0.66277 | 0.66277 | 0.66277 | 0.66277 | 0.66277 | 0.66277 | 0.66277 | 0.66277 | 0.66277 | 0.66277 | 0.66277 | 0.66277 | 0.66277 | 0.66277 | 0.66277 | 0.66277 | 0.66277 | 0.66277 | 0.66277 | 0.66277 | 0.66277 | 35 |  | 4.8204 | 1.7635 | 0 | 0 | 0
Hither Hills Conversion to 33 kV | 2030 |  | 4.8 | [14 empty] | 0.85981 | 0.85981 | 0.85981 | 0.85981 | 0.85981 | 0.85981 | 0.85981 | 0.85981 | 0.85981 | 0.85981 | 0.85981 | 0.85981 | 0.85981 | 0.85981 | 0.85981 | 0.85981 | 0.85981 | 0.85981 | 0.85981 | 0.85981 | 0.85981 | 0.85981 | 0.85981 | 0.85981 | 0.85981 | 0.85981 | 0.85981 | 0.85981 | 0.85981 | 0.85981 | 0.85981 | 0.85981 | 0.85981 | 0.85981 | 0.85981 | 35 |  | 6.2535 | 2.0853 | 2.0853 | 139022.8879 | 356009.8114
Culloden Pt Conversion to 33 kV | 2030 |  | 2.8 | [14 empty] | 0.50156 | 0.50156 | 0.50156 | 0.50156 | 0.50156 | 0.50156 | 0.50156 | 0.50156 | 0.50156 | 0.50156 | 0.50156 | 0.50156 | 0.50156 | 0.50156 | 0.50156 | 0.50156 | 0.50156 | 0.50156 | 0.50156 | 0.50156 | 0.50156 | 0.50156 | 0.50156 | 0.50156 | 0.50156 | 0.50156 | 0.50156 | 0.50156 | 0.50156 | 0.50156 | 0.50156 | 0.50156 | 0.50156 | 0.50156 | 0.50156 | 35 |  | 3.6479 | 1.1012 | 1.1012 | 73412.135 | 187993.7953
Deferral to Indicated Year |  |  | 22.5 | [6 empty] | 0 | 0 | 0 | 0 | 0 | 0 | 0 | 0 | 4.0304 | 4.0304 | 4.0304 | 4.0304 | 4.0304 | 4.0304 | 4.0304 | 4.0304 | 4.0304 | 4.0304 | 4.0304 | 4.0304 | 4.0304 | 4.0304 | 4.0304 | 4.0304 | 4.0304 | 4.0304 | 4.0304 | 4.0304 | 4.0304 | 4.0304 | 4.0304 | 4.0304 | 4.0304 | 4.0304 | 4.0304 | 4.0304 | 4.0304 | 4.0304 | 4.0304 | 4.0304 | 4.0304 | 4.0304 | 4.0304 | 35 |  | 29.3132 | 10.2881 | 3.1865 | 212435.0229 | 544003.6067 | =Area I Portion
[59 empty] | 3305854.9285 | =Area I+II+III Portions
Annual Avoided Costs for Deferral to Indicated Year:
Amagansett Conversion 33 kV | 2030 |  |  | 0 | 0.97582 | 0.97582 | 0.97582 | 0.97582 | 0.97582 | 0.97582 | 0.97582 | 0.97582 | 0.97582 | 0.97582 | 0.97582 | 0.97582 | 0.97582 | -0.4572 | -0.4572 | -0.4572 | -0.4572 | -0.4572 | -0.4572 | -0.4572 | -0.4572 | -0.4572 | -0.4572 | -0.4572 | -0.4572 | -0.4572 | -0.4572 | -0.4572 | -0.4572 | -0.4572 | -0.4572 | -0.4572 | -0.4572 | -0.4572 | -0.4572 | -1.433 | -1.433 | -1.433 | -1.433 | -1.433 | -1.433 | -1.433 | -1.433 | -1.433 | -1.433 | -1.433 | -1.433 | -1.433 | 35 |  |  | 3.8129
East Hampton Conversion 33 kV | 2030 |  |  | 0 | 0.39033 | 0.39033 | 0.39033 | 0.39033 | 0.39033 | 0.39033 | 0.39033 | 0.39033 | 0.39033 | 0.39033 | 0.39033 | 0.39033 | 0.39033 | -0.18288 | -0.18288 | -0.18288 | -0.18288 | -0.18288 | -0.18288 | -0.18288 | -0.18288 | -0.18288 | -0.18288 | -0.18288 | -0.18288 | -0.18288 | -0.18288 | -0.18288 | -0.18288 | -0.18288 | -0.18288 | -0.18288 | -0.18288 | -0.18288 | -0.18288 | -0.57321 | -0.57321 | -0.57321 | -0.57321 | -0.57321 | -0.57321 | -0.57321 | -0.57321 | -0.57321 | -0.57321 | -0.57321 | -0.57321 | -0.57321 | 35 |  |  | 1.5252
Buell Conversion 33 kV | 2030 |  |  | 0 | 0.45131 | 0.45131 | 0.45131 | 0.45131 | 0.45131 | 0.45131 | 0.45131 | 0.45131 | 0.45131 | 0.45131 | 0.45131 | 0.45131 | 0.45131 | -0.21146 | -0.21146 | -0.21146 | -0.21146 | -0.21146 | -0.21146 | -0.21146 | -0.21146 | -0.21146 | -0.21146 | -0.21146 | -0.21146 | -0.21146 | -0.21146 | -0.21146 | -0.21146 | -0.21146 | -0.21146 | -0.21146 | -0.21146 | -0.21146 | -0.21146 | -0.66277 | -0.66277 | -0.66277 | -0.66277 | -0.66277 | -0.66277 | -0.66277 | -0.66277 | -0.66277 | -0.66277 | -0.66277 | -0.66277 | -0.66277 | 35 |  |  | 1.7635
Hither Hills Conversion to 33 kV | 2030 |  |  | 0 | 0 | 0.60305 | 0.60305 | 0.60305 | 0.60305 | 0.60305 | 0.60305 | 0.60305 | 0.60305 | 0.60305 | 0.60305 | 0.60305 | 0.60305 | -0.25676 | -0.25676 | -0.25676 | -0.25676 | -0.25676 | -0.25676 | -0.25676 | -0.25676 | -0.25676 | -0.25676 | -0.25676 | -0.25676 | -0.25676 | -0.25676 | -0.25676 | -0.25676 | -0.25676 | -0.25676 | -0.25676 | -0.25676 | -0.25676 | -0.25676 | -0.25676 | -0.85981 | -0.85981 | -0.85981 | -0.85981 | -0.85981 | -0.85981 | -0.85981 | -0.85981 | -0.85981 | -0.85981 | -0.85981 | -0.85981 | 35 |  |  | 2.0853
Culloden Pt Conversion to 33 kV | 2030 |  |  | 0 | 0 | 0 | 0.36233 | 0.36233 | 0.36233 | 0.36233 | 0.36233 | 0.36233 | 0.36233 | 0.36233 | 0.36233 | 0.36233 | 0.36233 | -0.13922 | -0.13922 | -0.13922 | -0.13922 | -0.13922 | -0.13922 | -0.13922 | -0.13922 | -0.13922 | -0.13922 | -0.13922 | -0.13922 | -0.13922 | -0.13922 | -0.13922 | -0.13922 | -0.13922 | -0.13922 | -0.13922 | -0.13922 | -0.13922 | -0.13922 | -0.13922 | -0.13922 | -0.50156 | -0.50156 | -0.50156 | -0.50156 | -0.50156 | -0.50156 | -0.50156 | -0.50156 | -0.50156 | -0.50156 | -0.50156 | 35 |  |  | 1.1012
Area II Projects: | [53 empty] | 33
Bridgehampton - Buell New 69 kV UG Cable | 2020 |  | 33.2 | 0 | 0 | 0 | 0 | 4.4251 | 4.4251 | 4.4251 | 4.4251 | 4.4251 | 4.4251 | 4.4251 | 4.4251 | 4.4251 | 4.4251 | 4.4251 | 4.4251 | 4.4251 | 4.4251 | 4.4251 | 4.4251 | 4.4251 | 4.4251 | 4.4251 | 4.4251 | 4.4251 | 4.4251 | 4.4251 | 4.4251 | 4.4251 | 4.4251 | 4.4251 | 4.4251 | 4.4251 | 4.4251 | 4.4251 | 4.4251 | 4.4251 | 4.4251 | 4.4251 | [10 empty] | 35 |  | 54.9758
No Deferral |  |  | 33.2 |  | 0 | 0 | 0 | 4.4251 | 4.4251 | 4.4251 | 4.4251 | 4.4251 | 4.4251 | 4.4251 | 4.4251 | 4.4251 | 4.4251 | 4.4251 | 4.4251 | 4.4251 | 4.4251 | 4.4251 | 4.4251 | 4.4251 | 4.4251 | 4.4251 | 4.4251 | 4.4251 | 4.4251 | 4.4251 | 4.4251 | 4.4251 | 4.4251 | 4.4251 | 4.4251 | 4.4251 | 4.4251 | 4.4251 | 4.4251 | 4.4251 | 4.4251 | 4.4251 | [10 empty] | 35 |  | 54.9758
Bridgehampton - Buell New 69 kV UG Cable | 2026 |  | 33.2 | [10 empty] | 5.2839 | 5.2839 | 5.2839 | 5.2839 | 5.2839 | 5.2839 | 5.2839 | 5.2839 | 5.2839 | 5.2839 | 5.2839 | 5.2839 | 5.2839 | 5.2839 | 5.2839 | 5.2839 | 5.2839 | 5.2839 | 5.2839 | 5.2839 | 5.2839 | 5.2839 | 5.2839 | 5.2839 | 5.2839 | 5.2839 | 5.2839 | 5.2839 | 5.2839 | 5.2839 | 5.2839 | 5.2839 | 5.2839 | 5.2839 | 5.2839 |  |  |  |  | 35 |  | 47.608 | 7.3678 | 7.3678 | 153495.4058 | 393071.0352
Deferral to Indicated Year |  |  | 33.2 | [6 empty] | 0 | 0 | 0 | 0 | 5.2839 | 5.2839 | 5.2839 | 5.2839 | 5.2839 | 5.2839 | 5.2839 | 5.2839 | 5.2839 | 5.2839 | 5.2839 | 5.2839 | 5.2839 | 5.2839 | 5.2839 | 5.2839 | 5.2839 | 5.2839 | 5.2839 | 5.2839 | 5.2839 | 5.2839 | 5.2839 | 5.2839 | 5.2839 | 5.2839 | 5.2839 | 5.2839 | 5.2839 | 5.2839 | 5.2839 | 5.2839 | 5.2839 | 5.2839 | 5.2839 |  |  |  |  | 35 |  | 47.608 | 7.3678 | 7.3678 | 153495.4058 | 393071.0352 | =Area II Portion
[59 empty] | 2761851.3218 | =Area II+III Portions
Annual Avoided Costs for Deferral to Indicated Year:
Bridgehampton - Buell New 69 kV UG Cable | 2026 |  |  | 0 | 0 | 0 | 0 | 4.4251 | 4.4251 | 4.4251 | 4.4251 | 4.4251 | 4.4251 | -0.85871 | -0.85871 | -0.85871 | -0.85871 | -0.85871 | -0.85871 | -0.85871 | -0.85871 | -0.85871 | -0.85871 | -0.85871 | -0.85871 | -0.85871 | -0.85871 | -0.85871 | -0.85871 | -0.85871 | -0.85871 | -0.85871 | -0.85871 | -0.85871 | -0.85871 | -0.85871 | -0.85871 | -0.85871 | -0.85871 | -0.85871 | -0.85871 | -0.85871 | -5.2839 | -5.2839 | -5.2839 | -5.2839 | -5.2839 | -5.2839 |  |  |  |  | 35 |  |  | 7.3678
0
Area III Projects: | [52 empty] | 0 | 15
New Canal - Southampton Cable | 2017 |  | 37.6 | 0 | 4.5863 | 4.5863 | 4.5863 | 4.5863 | 4.5863 | 4.5863 | 4.5863 | 4.5863 | 4.5863 | 4.5863 | 4.5863 | 4.5863 | 4.5863 | 4.5863 | 4.5863 | 4.5863 | 4.5863 | 4.5863 | 4.5863 | 4.5863 | 4.5863 | 4.5863 | 4.5863 | 4.5863 | 4.5863 | 4.5863 | 4.5863 | 4.5863 | 4.5863 | 4.5863 | 4.5863 | 4.5863 | 4.5863 | 4.5863 | 4.5863 | [13 empty] | 35 |  | 66.9063
Upgrade Wildwood - Riverhead to 138 kV | 2017 |  | 7.7 | 0 | 0.93922 | 0.93922 | 0.93922 | 0.93922 | 0.93922 | 0.93922 | 0.93922 | 0.93922 | 0.93922 | 0.93922 | 0.93922 | 0.93922 | 0.93922 | 0.93922 | 0.93922 | 0.93922 | 0.93922 | 0.93922 | 0.93922 | 0.93922 | 0.93922 | 0.93922 | 0.93922 | 0.93922 | 0.93922 | 0.93922 | 0.93922 | 0.93922 | 0.93922 | 0.93922 | 0.93922 | 0.93922 | 0.93922 | 0.93922 | 0.93922 | [13 empty] | 35 |  | 13.7016
Riverhead Canal 2nd Line and Bank | 2017 |  | 136.8 | 0 | 16.6864 | 16.6864 | 16.6864 | 16.6864 | 16.6864 | 16.6864 | 16.6864 | 16.6864 | 16.6864 | 16.6864 | 16.6864 | 16.6864 | 16.6864 | 16.6864 | 16.6864 | 16.6864 | 16.6864 | 16.6864 | 16.6864 | 16.6864 | 16.6864 | 16.6864 | 16.6864 | 16.6864 | 16.6864 | 16.6864 | 16.6864 | 16.6864 | 16.6864 | 16.6864 | 16.6864 | 16.6864 | 16.6864 | 16.6864 | 16.6864 | [13 empty] | 35 |  | 243.4251
Canal - Wainscott New 138 kV UG Cable | 2022 |  | 275.5 | 0 | 0 | 0 | 0 | 0 | 0 | 38.957 | 38.957 | 38.957 | 38.957 | 38.957 | 38.957 | 38.957 | 38.957 | 38.957 | 38.957 | 38.957 | 38.957 | 38.957 | 38.957 | 38.957 | 38.957 | 38.957 | 38.957 | 38.957 | 38.957 | 38.957 | 38.957 | 38.957 | 38.957 | 38.957 | 38.957 | 38.957 | 38.957 | 38.957 | 38.957 | 38.957 | 38.957 | 38.957 | 38.957 | 38.957 | [8 empty] | 35 |  | 434.8353
No Deferral |  |  | 457.6 |  | 22.212 | 22.212 | 22.212 | 22.212 | 22.212 | 61.169 | 61.169 | 61.169 | 61.169 | 61.169 | 61.169 | 61.169 | 61.169 | 61.169 | 61.169 | 61.169 | 61.169 | 61.169 | 61.169 | 61.169 | 61.169 | 61.169 | 61.169 | 61.169 | 61.169 | 61.169 | 61.169 | 61.169 | 61.169 | 61.169 | 61.169 | 61.169 | 61.169 | 61.169 | 61.169 | 38.957 | 38.957 | 38.957 | 38.957 | 38.957 | [10 empty] | 758.8683
New Canal - Southampton Cable | 2023 |  | 37.6 | [7 empty] | 5.4763 | 5.4763 | 5.4763 | 5.4763 | 5.4763 | 5.4763 | 5.4763 | 5.4763 | 5.4763 | 5.4763 | 5.4763 | 5.4763 | 5.4763 | 5.4763 | 5.4763 | 5.4763 | 5.4763 | 5.4763 | 5.4763 | 5.4763 | 5.4763 | 5.4763 | 5.4763 | 5.4763 | 5.4763 | 5.4763 | 5.4763 | 5.4763 | 5.4763 | 5.4763 | 5.4763 | 5.4763 | 5.4763 | 5.4763 | 5.4763 | [7 empty] | 35 |  | 57.9396 | 8.9667 | 0 | 0 | 0
Upgrade Wildwood - Riverhead to 138 kV | 2022 |  | 7.7 | [6 empty] | 1.0888 | 1.0888 | 1.0888 | 1.0888 | 1.0888 | 1.0888 | 1.0888 | 1.0888 | 1.0888 | 1.0888 | 1.0888 | 1.0888 | 1.0888 | 1.0888 | 1.0888 | 1.0888 | 1.0888 | 1.0888 | 1.0888 | 1.0888 | 1.0888 | 1.0888 | 1.0888 | 1.0888 | 1.0888 | 1.0888 | 1.0888 | 1.0888 | 1.0888 | 1.0888 | 1.0888 | 1.0888 | 1.0888 | 1.0888 | 1.0888 | [8 empty] | 35 |  | 12.1533 | 1.5483 | 0 | 0 | 0
Riverhead Canal 2nd Line and Bank | 2023 |  | 136.8 | [7 empty] | 19.9245 | 19.9245 | 19.9245 | 19.9245 | 19.9245 | 19.9245 | 19.9245 | 19.9245 | 19.9245 | 19.9245 | 19.9245 | 19.9245 | 19.9245 | 19.9245 | 19.9245 | 19.9245 | 19.9245 | 19.9245 | 19.9245 | 19.9245 | 19.9245 | 19.9245 | 19.9245 | 19.9245 | 19.9245 | 19.9245 | 19.9245 | 19.9245 | 19.9245 | 19.9245 | 19.9245 | 19.9245 | 19.9245 | 19.9245 | 19.9245 | [7 empty] | 35 |  | 210.8017 | 32.6235 | 0 | 0 | 0
Canal - Wainscott New 138 kV UG Cable | 2028 |  | 275.5 | [12 empty] | 46.5167 | 46.5167 | 46.5167 | 46.5167 | 46.5167 | 46.5167 | 46.5167 | 46.5167 | 46.5167 | 46.5167 | 46.5167 | 46.5167 | 46.5167 | 46.5167 | 46.5167 | 46.5167 | 46.5167 | 46.5167 | 46.5167 | 46.5167 | 46.5167 | 46.5167 | 46.5167 | 46.5167 | 46.5167 | 46.5167 | 46.5167 | 46.5167 | 46.5167 | 46.5167 | 46.5167 | 46.5167 | 46.5167 | 46.5167 | 46.5167 |  |  | 35 |  | 376.5593 | 58.276 | 58.276 | 925015.732 | 2368780.2865
Deferral to Indicated Year |  |  | 457.6 | [6 empty] | 1.0888 | 26.4896 | 26.4896 | 26.4896 | 26.4896 | 26.4896 | 73.0063 | 73.0063 | 73.0063 | 73.0063 | 73.0063 | 73.0063 | 73.0063 | 73.0063 | 73.0063 | 73.0063 | 73.0063 | 73.0063 | 73.0063 | 73.0063 | 73.0063 | 73.0063 | 73.0063 | 73.0063 | 73.0063 | 73.0063 | 73.0063 | 73.0063 | 73.0063 | 73.0063 | 73.0063 | 73.0063 | 73.0063 | 73.0063 | 73.0063 | 71.9175 | 46.5167 | 46.5167 | 46.5167 | 46.5167 | 46.5167 |  |  | 41 |  | 657.4539 | 101.4144 | 58.276 | 925015.732 | 2368780.2865 | =Area III Portion
[59 empty] | 2368780.2865 | =Area III Portion
Annual Avoided Costs for Deferral to Indicated Year:
New Canal - Southampton Cable | 2023 |  |  | 0 | 4.5863 | 4.5863 | 4.5863 | 4.5863 | 4.5863 | 4.5863 | -0.88999 | -0.88999 | -0.88999 | -0.88999 | -0.88999 | -0.88999 | -0.88999 | -0.88999 | -0.88999 | -0.88999 | -0.88999 | -0.88999 | -0.88999 | -0.88999 | -0.88999 | -0.88999 | -0.88999 | -0.88999 | -0.88999 | -0.88999 | -0.88999 | -0.88999 | -0.88999 | -0.88999 | -0.88999 | -0.88999 | -0.88999 | -0.88999 | -0.88999 | -5.4763 | -5.4763 | -5.4763 | -5.4763 | -5.4763 | -5.4763 | 0 | 0 | 0 | 0 | 0 |  |  | 35 |  |  | 8.9667
Upgrade Wildwood - Riverhead to 138 kV | 2022 |  |  | 0 | 0.93922 | 0.93922 | 0.93922 | 0.93922 | 0.93922 | -0.14959 | -0.14959 | -0.14959 | -0.14959 | -0.14959 | -0.14959 | -0.14959 | -0.14959 | -0.14959 | -0.14959 | -0.14959 | -0.14959 | -0.14959 | -0.14959 | -0.14959 | -0.14959 | -0.14959 | -0.14959 | -0.14959 | -0.14959 | -0.14959 | -0.14959 | -0.14959 | -0.14959 | -0.14959 | -0.14959 | -0.14959 | -0.14959 | -0.14959 | -0.14959 | -1.0888 | -1.0888 | -1.0888 | -1.0888 | -1.0888 | 0 | 0 | 0 | 0 | 0 | 0 |  |  | 35 |  |  | 1.5483
Riverhead Canal 2nd Line and Bank | 2023 |  |  | 0 | 16.6864 | 16.6864 | 16.6864 | 16.6864 | 16.6864 | 16.6864 | -3.238 | -3.238 | -3.238 | -3.238 | -3.238 | -3.238 | -3.238 | -3.238 | -3.238 | -3.238 | -3.238 | -3.238 | -3.238 | -3.238 | -3.238 | -3.238 | -3.238 | -3.238 | -3.238 | -3.238 | -3.238 | -3.238 | -3.238 | -3.238 | -3.238 | -3.238 | -3.238 | -3.238 | -3.238 | -19.9245 | -19.9245 | -19.9245 | -19.9245 | -19.9245 | -19.9245 | 0 | 0 | 0 | 0 | 0 |  |  | 35 |  |  | 32.6235
Canal - Wainscott New 138 kV UG Cable | 2028 |  |  | 0 | 0 | 0 | 0 | 0 | 0 | 38.957 | 38.957 | 38.957 | 38.957 | 38.957 | 38.957 | -7.5597 | -7.5597 | -7.5597 | -7.5597 | -7.5597 | -7.5597 | -7.5597 | -7.5597 | -7.5597 | -7.5597 | -7.5597 | -7.5597 | -7.5597 | -7.5597 | -7.5597 | -7.5597 | -7.5597 | -7.5597 | -7.5597 | -7.5597 | -7.5597 | -7.5597 | -7.5597 | -7.5597 | -7.5597 | -7.5597 | -7.5597 | -7.5597 | -7.5597 | -46.5167 | -46.5167 | -46.5167 | -46.5167 | -46.5167 | -46.5167 | [5 empty] | 58.276
Total - All Areas (No Deferrals,$Millions) |  |  | 513.3 |  | 24.0294 | 24.6325 | 24.9948 | 29.42 | 29.42 | 68.377 | 68.377 | 68.377 | 68.377 | 68.377 | 68.377 | 68.377 | 68.377 | 68.377 | 68.377 | 68.377 | 68.377 | 68.377 | 68.377 | 68.377 | 68.377 | 68.377 | 68.377 | 68.377 | 68.377 | 68.377 | 68.377 | 68.377 | 68.377 | 68.377 | 68.377 | 68.377 | 68.377 | 68.377 | 68.377 | 44.3475 | 43.7445 | 43.3821 | 38.957 | 38.957 | 0 | 0 | 0 | 0 | 0 | 0 | 0 | 0 |  | 63 | 853.4454 | 119.0703 | = max. total avoided cost in portfolio
Annual Avoided Costs for Deferrals - Area 1 Proposal: (see note*) | Deferral Year |  |  | 2016 | 2017 | 2018 | 2019 | 2020 | 2021 | 2022 | 2023 | 2024 | 2025 | 2026 | 2027 | 2028 | 2029 | 2030 | 2031 | 2032 | 2033 | 2034 | 2035 | 2036 | 2037 | 2038 | 2039 | 2040 | 2041 | 2042 | 2043 | 2044 | 2045 | 2046 | 2047 | 2048 | 2049 | 2050 | 2051 | 2052 | 2053 | 2054 | 2055 | 2056 | 2057 | 2058 | 2059 | 2060 | 2061 | 2062 | 2063 | 2064 |  |  | Differential NPV $M |  | Differential NPV $M (adjusted for COD of Selected Project) | Differntial NPV $/MW | NPV of Transmission Avoided Costs for Selected Project
Area I Projects:
Amagansett Conversion 33 kV | 2030 |  |  | 0 | 0.97582 | 0.97582 | 0.97582 | 0.97582 | 0.97582 | 0.97582 | 0.97582 | 0.97582 | 0.97582 | 0.97582 | 0.97582 | 0.97582 | 0.97582 | -0.4572 | -0.4572 | -0.4572 | -0.4572 | -0.4572 | -0.4572 | -0.4572 | -0.4572 | -0.4572 | -0.4572 | -0.4572 | -0.4572 | -0.4572 | -0.4572 | -0.4572 | -0.4572 | -0.4572 | -0.4572 | -0.4572 | -0.4572 | -0.4572 | -0.4572 | -1.433 | -1.433 | -1.433 | -1.433 | -1.433 | -1.433 | -1.433 | -1.433 | -1.433 | -1.433 | -1.433 | -1.433 | -1.433 |  |  | 3.8129 |  | 0 | 0 | 0
East Hampton Conversion 33 kV | 2030 |  |  | 0 | 0.39033 | 0.39033 | 0.39033 | 0.39033 | 0.39033 | 0.39033 | 0.39033 | 0.39033 | 0.39033 | 0.39033 | 0.39033 | 0.39033 | 0.39033 | -0.18288 | -0.18288 | -0.18288 | -0.18288 | -0.18288 | -0.18288 | -0.18288 | -0.18288 | -0.18288 | -0.18288 | -0.18288 | -0.18288 | -0.18288 | -0.18288 | -0.18288 | -0.18288 | -0.18288 | -0.18288 | -0.18288 | -0.18288 | -0.18288 | -0.18288 | -0.57321 | -0.57321 | -0.57321 | -0.57321 | -0.57321 | -0.57321 | -0.57321 | -0.57321 | -0.57321 | -0.57321 | -0.57321 | -0.57321 | -0.57321 |  |  | 1.5252 |  | 0 | 0 | 0
Buell Conversion 33 kV | 2030 |  |  | 0 | 0.45131 | 0.45131 | 0.45131 | 0.45131 | 0.45131 | 0.45131 | 0.45131 | 0.45131 | 0.45131 | 0.45131 | 0.45131 | 0.45131 | 0.45131 | -0.21146 | -0.21146 | -0.21146 | -0.21146 | -0.21146 | -0.21146 | -0.21146 | -0.21146 | -0.21146 | -0.21146 | -0.21146 | -0.21146 | -0.21146 | -0.21146 | -0.21146 | -0.21146 | -0.21146 | -0.21146 | -0.21146 | -0.21146 | -0.21146 | -0.21146 | -0.66277 | -0.66277 | -0.66277 | -0.66277 | -0.66277 | -0.66277 | -0.66277 | -0.66277 | -0.66277 | -0.66277 | -0.66277 | -0.66277 | -0.66277 |  |  | 1.7635 |  | 0 | 0 | 0
Hither Hills Conversion to 33 kV | 2030 |  |  | 0 | 0 | 0.60305 | 0.60305 | 0.60305 | 0.60305 | 0.60305 | 0.60305 | 0.60305 | 0.60305 | 0.60305 | 0.60305 | 0.60305 | 0.60305 | -0.25676 | -0.25676 | -0.25676 | -0.25676 | -0.25676 | -0.25676 | -0.25676 | -0.25676 | -0.25676 | -0.25676 | -0.25676 | -0.25676 | -0.25676 | -0.25676 | -0.25676 | -0.25676 | -0.25676 | -0.25676 | -0.25676 | -0.25676 | -0.25676 | -0.25676 | -0.25676 | -0.85981 | -0.85981 | -0.85981 | -0.85981 | -0.85981 | -0.85981 | -0.85981 | -0.85981 | -0.85981 | -0.85981 | -0.85981 | -0.85981 |  |  | 2.0853 |  | 2.0853 | 139022.8879 | 42721.1774
Culloden Pt Conversion to 33 kV | 2030 |  |  | 0 | 0 | 0 | 0.36233 | 0.36233 | 0.36233 | 0.36233 | 0.36233 | 0.36233 | 0.36233 | 0.36233 | 0.36233 | 0.36233 | 0.36233 | -0.13922 | -0.13922 | -0.13922 | -0.13922 | -0.13922 | -0.13922 | -0.13922 | -0.13922 | -0.13922 | -0.13922 | -0.13922 | -0.13922 | -0.13922 | -0.13922 | -0.13922 | -0.13922 | -0.13922 | -0.13922 | -0.13922 | -0.13922 | -0.13922 | -0.13922 | -0.13922 | -0.13922 | -0.50156 | -0.50156 | -0.50156 | -0.50156 | -0.50156 | -0.50156 | -0.50156 | -0.50156 | -0.50156 | -0.50156 | -0.50156 |  |  | 1.1012 |  | 1.1012 | 73412.135 | 22559.2554
[59 empty] | 65280.4328 | =Area I Portion
Area II Projects: | [58 empty] | 396702.5914 | =Area I+II+III Portions
Bridgehampton - Buell New 69 kV UG Cable | 2026 |  |  | 0 | 0 | 0 | 0 | 4.4251 | 4.4251 | 4.4251 | 4.4251 | 4.4251 | 4.4251 | -0.85871 | -0.85871 | -0.85871 | -0.85871 | -0.85871 | -0.85871 | -0.85871 | -0.85871 | -0.85871 | -0.85871 | -0.85871 | -0.85871 | -0.85871 | -0.85871 | -0.85871 | -0.85871 | -0.85871 | -0.85871 | -0.85871 | -0.85871 | -0.85871 | -0.85871 | -0.85871 | -0.85871 | -0.85871 | -0.85871 | -0.85871 | -0.85871 | -0.85871 | -5.2839 | -5.2839 | -5.2839 | -5.2839 | -5.2839 | -5.2839 | 0 | 0 | 0 | 0 |  |  | 7.3678 |  | 7.3678 | 153495.4058 | 47168.5242
[59 empty] | 47168.5242 | =Area II Portion
Area III Projects: | [58 empty] | 331422.1586 | =Area II+III Portions
New Canal - Southampton Cable | 2023 |  |  | 0 | 4.5863 | 4.5863 | 4.5863 | 4.5863 | 4.5863 | 4.5863 | -0.88999 | -0.88999 | -0.88999 | -0.88999 | -0.88999 | -0.88999 | -0.88999 | -0.88999 | -0.88999 | -0.88999 | -0.88999 | -0.88999 | -0.88999 | -0.88999 | -0.88999 | -0.88999 | -0.88999 | -0.88999 | -0.88999 | -0.88999 | -0.88999 | -0.88999 | -0.88999 | -0.88999 | -0.88999 | -0.88999 | -0.88999 | -0.88999 | -0.88999 | -5.4763 | -5.4763 | -5.4763 | -5.4763 | -5.4763 | -5.4763 | 0 | 0 | 0 | 0 | 0 | 0 | 0 |  |  | 8.9667 |  | 0 | 0 | 0
Upgrade Wildwood - Riverhead to 138 kV | 2022 |  |  | 0 | 0.93922 | 0.93922 | 0.93922 | 0.93922 | 0.93922 | -0.14959 | -0.14959 | -0.14959 | -0.14959 | -0.14959 | -0.14959 | -0.14959 | -0.14959 | -0.14959 | -0.14959 | -0.14959 | -0.14959 | -0.14959 | -0.14959 | -0.14959 | -0.14959 | -0.14959 | -0.14959 | -0.14959 | -0.14959 | -0.14959 | -0.14959 | -0.14959 | -0.14959 | -0.14959 | -0.14959 | -0.14959 | -0.14959 | -0.14959 | -0.14959 | -1.0888 | -1.0888 | -1.0888 | -1.0888 | -1.0888 | 0 | 0 | 0 | 0 | 0 | 0 | 0 | 0 |  |  | 1.5483 |  | 0 | 0 | 0
Riverhead Canal 2nd Line and Bank | 2023 |  |  | 0 | 16.6864 | 16.6864 | 16.6864 | 16.6864 | 16.6864 | 16.6864 | -3.238 | -3.238 | -3.238 | -3.238 | -3.238 | -3.238 | -3.238 | -3.238 | -3.238 | -3.238 | -3.238 | -3.238 | -3.238 | -3.238 | -3.238 | -3.238 | -3.238 | -3.238 | -3.238 | -3.238 | -3.238 | -3.238 | -3.238 | -3.238 | -3.238 | -3.238 | -3.238 | -3.238 | -3.238 | -19.9245 | -19.9245 | -19.9245 | -19.9245 | -19.9245 | -19.9245 | 0 | 0 | 0 | 0 | 0 | 0 | 0 |  |  | 32.6235 |  | 0 | 0 | 0
Canal - Wainscott New 138 kV UG Cable | 2028 |  |  | 0 | 0 | 0 | 0 | 0 | 0 | 38.957 | 38.957 | 38.957 | 38.957 | 38.957 | 38.957 | -7.5597 | -7.5597 | -7.5597 | -7.5597 | -7.5597 | -7.5597 | -7.5597 | -7.5597 | -7.5597 | -7.5597 | -7.5597 | -7.5597 | -7.5597 | -7.5597 | -7.5597 | -7.5597 | -7.5597 | -7.5597 | -7.5597 | -7.5597 | -7.5597 | -7.5597 | -7.5597 | -7.5597 | -7.5597 | -7.5597 | -7.5597 | -7.5597 | -7.5597 | -46.5167 | -46.5167 | -46.5167 | -46.5167 | -46.5167 | -46.5167 | 0 | 0 |  |  | 58.276 |  | 58.276 | 925015.732 | 284253.6344
[59 empty] | 284253.6344 | =Area III Portion
Total - Area 1 Proposal, $Millions (unadjusted) |  |  |  | 0 | 0 | 0.60305 | 0.96539 | 5.3905 | 5.3905 | 44.3475 | 44.3475 | 44.3475 | 44.3475 | 39.0637 | 39.0637 | -7.453 | -7.453 | -8.8144 | -8.8144 | -8.8144 | -8.8144 | -8.8144 | -8.8144 | -8.8144 | -8.8144 | -8.8144 | -8.8144 | -8.8144 | -8.8144 | -8.8144 | -8.8144 | -8.8144 | -8.8144 | -8.8144 | -8.8144 | -8.8144 | -8.8144 | -8.8144 | -8.8144 | -8.8144 | -9.4174 | -9.7798 | -14.2049 | -14.2049 | -53.1619 | -53.1619 | -53.1619 | -53.1619 | -47.878 | -47.878 | -1.3614 | -1.3614 |  |  | 68.8303 |  |  | 1290946.1608 | 396702.5914
$/MW-yr |  |  |  | 0 | 0 | 40203.5861 | 64359.2408 | 156549.7282 | 156549.7282 | 774914.5398 | 774914.5398 | 774914.5398 | 774914.5398 | 664834.2766 | 664834.2766 | -73525.6468 | -73525.6468 | -164283.4228 | -164283.4228 | -164283.4228 | -164283.4228 | -164283.4228 | -164283.4228 | -164283.4228 | -164283.4228 | -164283.4228 | -164283.4228 | -164283.4228 | -164283.4228 | -164283.4228 | -164283.4228 | -164283.4228 | -164283.4228 | -164283.4228 | -164283.4228 | -164283.4228 | -164283.4228 | -164283.4228 | -164283.4228 | -164283.4228 | -204487.0089 | -228642.6636 | -320833.151 | -320833.151 | -939197.9626 | -939197.9626 | -939197.9626 | -939197.9626 | -829117.6994 | -829117.6994 | -90757.776 | -90757.776
$Millions (adjusted) |  |  |  | 0 | 0 | 0.012354 | 0.019777 | 0.048107 | 0.048107 | 0.23813 | 0.23813 | 0.23813 | 0.23813 | 0.2043 | 0.2043 | -0.022594 | -0.022594 | -0.050484 | -0.050484 | -0.050484 | -0.050484 | -0.050484 | -0.050484 | -0.050484 | -0.050484 | -0.050484 | -0.050484 | -0.050484 | -0.050484 | -0.050484 | -0.050484 | -0.050484 | -0.050484 | -0.050484 | -0.050484 | -0.050484 | -0.050484 | -0.050484 | -0.050484 | -0.050484 | -0.062838 | -0.070261 | -0.098591 | -0.098591 | -0.28861 | -0.28861 | -0.28861 | -0.28861 | -0.25478 | -0.25478 | -0.02789 | -0.02789 |  |  | 396.7026
Annual Avoided Costs for Deferrals - Area 2 Proposal: (see note*) | Deferral Year |  |  | 2016 | 2017 | 2018 | 2019 | 2020 | 2021 | 2022 | 2023 | 2024 | 2025 | 2026 | 2027 | 2028 | 2029 | 2030 | 2031 | 2032 | 2033 | 2034 | 2035 | 2036 | 2037 | 2038 | 2039 | 2040 | 2041 | 2042 | 2043 | 2044 | 2045 | 2046 | 2047 | 2048 | 2049 | 2050 | 2051 | 2052 | 2053 | 2054 | 2055 | 2056 | 2057 | 2058 | 2059 | 2060 | 2061 | 2062 | 2063 | 2064 |  |  | Differential NPV $M |  | Differential NPV $M (adjusted for COD of Selected Project) | Differntial NPV $/MW | NPV of Transmission Avoided Costs for Selected Project
Area I Projects:
Amagansett Conversion 33 kV | 2030 |  |  | 0 | 0 | 0 | 0 | 0 | 0 | 0 | 0 | 0 | 0 | 0 | 0 | 0 | 0 | 0 | 0 | 0 | 0 | 0 | 0 | 0 | 0 | 0 | 0 | 0 | 0 | 0 | 0 | 0 | 0 | 0 | 0 | 0 | 0 | 0 | 0 | 0 | 0 | 0 | 0 | 0 | 0 | 0 | 0 | 0 | 0 | 0 | 0 | 0 |  |  | 0 |  | 0 | 0 | 0
East Hampton Conversion 33 kV | 2030 |  |  | 0 | 0 | 0 | 0 | 0 | 0 | 0 | 0 | 0 | 0 | 0 | 0 | 0 | 0 | 0 | 0 | 0 | 0 | 0 | 0 | 0 | 0 | 0 | 0 | 0 | 0 | 0 | 0 | 0 | 0 | 0 | 0 | 0 | 0 | 0 | 0 | 0 | 0 | 0 | 0 | 0 | 0 | 0 | 0 | 0 | 0 | 0 | 0 | 0 |  |  | 0 |  | 0 | 0 | 0
Buell Conversion 33 kV | 2030 |  |  | 0 | 0 | 0 | 0 | 0 | 0 | 0 | 0 | 0 | 0 | 0 | 0 | 0 | 0 | 0 | 0 | 0 | 0 | 0 | 0 | 0 | 0 | 0 | 0 | 0 | 0 | 0 | 0 | 0 | 0 | 0 | 0 | 0 | 0 | 0 | 0 | 0 | 0 | 0 | 0 | 0 | 0 | 0 | 0 | 0 | 0 | 0 | 0 | 0 |  |  | 0 |  | 0 | 0 | 0
Hither Hills Conversion to 33 kV | 2030 |  |  | 0 | 0 | 0 | 0 | 0 | 0 | 0 | 0 | 0 | 0 | 0 | 0 | 0 | 0 | 0 | 0 | 0 | 0 | 0 | 0 | 0 | 0 | 0 | 0 | 0 | 0 | 0 | 0 | 0 | 0 | 0 | 0 | 0 | 0 | 0 | 0 | 0 | 0 | 0 | 0 | 0 | 0 | 0 | 0 | 0 | 0 | 0 | 0 | 0 |  |  | 0 |  | 0 | 0 | 0
Culloden Pt Conversion to 33 kV | 2030 |  |  | 0 | 0 | 0 | 0 | 0 | 0 | 0 | 0 | 0 | 0 | 0 | 0 | 0 | 0 | 0 | 0 | 0 | 0 | 0 | 0 | 0 | 0 | 0 | 0 | 0 | 0 | 0 | 0 | 0 | 0 | 0 | 0 | 0 | 0 | 0 | 0 | 0 | 0 | 0 | 0 | 0 | 0 | 0 | 0 | 0 | 0 | 0 | 0 | 0 |  |  | 0 |  | 0 | 0 | 0
[59 empty] | 0 | =Area I Portion
Area II Projects: | [58 empty] | 0 | =Area I+II+III Portions
Bridgehampton - Buell New 69 kV UG Cable | 2026 |  |  | 0 | 0 | 0 | 0 | 4.4251 | 4.4251 | 4.4251 | 4.4251 | 4.4251 | 4.4251 | -0.85871 | -0.85871 | -0.85871 | -0.85871 | -0.85871 | -0.85871 | -0.85871 | -0.85871 | -0.85871 | -0.85871 | -0.85871 | -0.85871 | -0.85871 | -0.85871 | -0.85871 | -0.85871 | -0.85871 | -0.85871 | -0.85871 | -0.85871 | -0.85871 | -0.85871 | -0.85871 | -0.85871 | -0.85871 | -0.85871 | -0.85871 | -0.85871 | -0.85871 | -5.2839 | -5.2839 | -5.2839 | -5.2839 | -5.2839 | -5.2839 | 0 | 0 | 0 | 0 |  |  | 7.3678 |  | 7.3678 | 153495.4058 | 0
[59 empty] | 0 | =Area II Portion
Area III Projects: | [58 empty] | 0 | =Area II+III Portions
New Canal - Southampton Cable | 2023 |  |  | 0 | 4.5863 | 4.5863 | 4.5863 | 4.5863 | 4.5863 | 4.5863 | -0.88999 | -0.88999 | -0.88999 | -0.88999 | -0.88999 | -0.88999 | -0.88999 | -0.88999 | -0.88999 | -0.88999 | -0.88999 | -0.88999 | -0.88999 | -0.88999 | -0.88999 | -0.88999 | -0.88999 | -0.88999 | -0.88999 | -0.88999 | -0.88999 | -0.88999 | -0.88999 | -0.88999 | -0.88999 | -0.88999 | -0.88999 | -0.88999 | -0.88999 | -5.4763 | -5.4763 | -5.4763 | -5.4763 | -5.4763 | -5.4763 | 0 | 0 | 0 | 0 | 0 | 0 | 0 |  |  | 8.9667 |  | 0 | 0 | 0
Upgrade Wildwood - Riverhead to 138 kV | 2022 |  |  | 0 | 0.93922 | 0.93922 | 0.93922 | 0.93922 | 0.93922 | -0.14959 | -0.14959 | -0.14959 | -0.14959 | -0.14959 | -0.14959 | -0.14959 | -0.14959 | -0.14959 | -0.14959 | -0.14959 | -0.14959 | -0.14959 | -0.14959 | -0.14959 | -0.14959 | -0.14959 | -0.14959 | -0.14959 | -0.14959 | -0.14959 | -0.14959 | -0.14959 | -0.14959 | -0.14959 | -0.14959 | -0.14959 | -0.14959 | -0.14959 | -0.14959 | -1.0888 | -1.0888 | -1.0888 | -1.0888 | -1.0888 | 0 | 0 | 0 | 0 | 0 | 0 | 0 | 0 |  |  | 1.5483 |  | 0 | 0 | 0
Riverhead Canal 2nd Line and Bank | 2023 |  |  | 0 | 16.6864 | 16.6864 | 16.6864 | 16.6864 | 16.6864 | 16.6864 | -3.238 | -3.238 | -3.238 | -3.238 | -3.238 | -3.238 | -3.238 | -3.238 | -3.238 | -3.238 | -3.238 | -3.238 | -3.238 | -3.238 | -3.238 | -3.238 | -3.238 | -3.238 | -3.238 | -3.238 | -3.238 | -3.238 | -3.238 | -3.238 | -3.238 | -3.238 | -3.238 | -3.238 | -3.238 | -19.9245 | -19.9245 | -19.9245 | -19.9245 | -19.9245 | -19.9245 | 0 | 0 | 0 | 0 | 0 | 0 | 0 |  |  | 32.6235 |  | 0 | 0 | 0
Canal - Wainscott New 138 kV UG Cable | 2028 |  |  | 0 | 0 | 0 | 0 | 0 | 0 | 38.957 | 38.957 | 38.957 | 38.957 | 38.957 | 38.957 | -7.5597 | -7.5597 | -7.5597 | -7.5597 | -7.5597 | -7.5597 | -7.5597 | -7.5597 | -7.5597 | -7.5597 | -7.5597 | -7.5597 | -7.5597 | -7.5597 | -7.5597 | -7.5597 | -7.5597 | -7.5597 | -7.5597 | -7.5597 | -7.5597 | -7.5597 | -7.5597 | -7.5597 | -7.5597 | -7.5597 | -7.5597 | -7.5597 | -7.5597 | -46.5167 | -46.5167 | -46.5167 | -46.5167 | -46.5167 | -46.5167 | 0 | 0 |  |  | 58.276 |  | 58.276 | 925015.732 | 0
[59 empty] | 0 | =Area III Portion
Total - Area 2 Proposal, $Millions (unadjusted) |  |  |  | 0 | 0 | 0 | 0 | 4.4251 | 4.4251 | 43.3821 | 43.3821 | 43.3821 | 43.3821 | 38.0983 | 38.0983 | -8.4184 | -8.4184 | -8.4184 | -8.4184 | -8.4184 | -8.4184 | -8.4184 | -8.4184 | -8.4184 | -8.4184 | -8.4184 | -8.4184 | -8.4184 | -8.4184 | -8.4184 | -8.4184 | -8.4184 | -8.4184 | -8.4184 | -8.4184 | -8.4184 | -8.4184 | -8.4184 | -8.4184 | -8.4184 | -8.4184 | -8.4184 | -12.8435 | -12.8435 | -51.8005 | -51.8005 | -51.8005 | -51.8005 | -46.5167 | -46.5167 | 0 | 0 |  |  | 65.6438 |  |  | 1078511.1378 | 0
$/MW-yr |  |  |  | 0 | 0 | 0 | 0 | 92190.4874 | 92190.4874 | 710555.299 | 710555.299 | 710555.299 | 710555.299 | 600475.0358 | 600475.0358 | -137884.8876 | -137884.8876 | -137884.8876 | -137884.8876 | -137884.8876 | -137884.8876 | -137884.8876 | -137884.8876 | -137884.8876 | -137884.8876 | -137884.8876 | -137884.8876 | -137884.8876 | -137884.8876 | -137884.8876 | -137884.8876 | -137884.8876 | -137884.8876 | -137884.8876 | -137884.8876 | -137884.8876 | -137884.8876 | -137884.8876 | -137884.8876 | -137884.8876 | -137884.8876 | -137884.8876 | -230075.375 | -230075.375 | -848440.1866 | -848440.1866 | -848440.1866 | -848440.1866 | -738359.9234 | -738359.9234 | 0 | 0
$Millions (adjusted) |  |  |  | 0 | 0 | 0 | 0 | 0 | 0 | 0 | 0 | 0 | 0 | 0 | 0 | 0 | 0 | 0 | 0 | 0 | 0 | 0 | 0 | 0 | 0 | 0 | 0 | 0 | 0 | 0 | 0 | 0 | 0 | 0 | 0 | 0 | 0 | 0 | 0 | 0 | 0 | 0 | 0 | 0 | 0 | 0 | 0 | 0 | 0 | 0 | 0 | 0 |  |  | 0
Annual Avoided Costs for Deferrals - Area 3 Proposal: (see note*) | Deferral Year |  |  | 2016 | 2017 | 2018 | 2019 | 2020 | 2021 | 2022 | 2023 | 2024 | 2025 | 2026 | 2027 | 2028 | 2029 | 2030 | 2031 | 2032 | 2033 | 2034 | 2035 | 2036 | 2037 | 2038 | 2039 | 2040 | 2041 | 2042 | 2043 | 2044 | 2045 | 2046 | 2047 | 2048 | 2049 | 2050 | 2051 | 2052 | 2053 | 2054 | 2055 | 2056 | 2057 | 2058 | 2059 | 2060 | 2061 | 2062 | 2063 | 2064 |  |  | Differential NPV $M |  | Differential NPV $M (adjusted for COD of Selected Project) | Differntial NPV $/MW | NPV of Transmission Avoided Costs for Selected Project
Area I Projects:
Amagansett Conversion 33 kV | 2030 |  |  | 0 | 0 | 0 | 0 | 0 | 0 | 0 | 0 | 0 | 0 | 0 | 0 | 0 | 0 | 0 | 0 | 0 | 0 | 0 | 0 | 0 | 0 | 0 | 0 | 0 | 0 | 0 | 0 | 0 | 0 | 0 | 0 | 0 | 0 | 0 | 0 | 0 | 0 | 0 | 0 | 0 | 0 | 0 | 0 | 0 | 0 | 0 | 0 | 0 |  |  | 0 |  | 0 | 0 | 0
East Hampton Conversion 33 kV | 2030 |  |  | 0 | 0 | 0 | 0 | 0 | 0 | 0 | 0 | 0 | 0 | 0 | 0 | 0 | 0 | 0 | 0 | 0 | 0 | 0 | 0 | 0 | 0 | 0 | 0 | 0 | 0 | 0 | 0 | 0 | 0 | 0 | 0 | 0 | 0 | 0 | 0 | 0 | 0 | 0 | 0 | 0 | 0 | 0 | 0 | 0 | 0 | 0 | 0 | 0 |  |  | 0 |  | 0 | 0 | 0
Buell Conversion 33 kV | 2030 |  |  | 0 | 0 | 0 | 0 | 0 | 0 | 0 | 0 | 0 | 0 | 0 | 0 | 0 | 0 | 0 | 0 | 0 | 0 | 0 | 0 | 0 | 0 | 0 | 0 | 0 | 0 | 0 | 0 | 0 | 0 | 0 | 0 | 0 | 0 | 0 | 0 | 0 | 0 | 0 | 0 | 0 | 0 | 0 | 0 | 0 | 0 | 0 | 0 | 0 |  |  | 0 |  | 0 | 0 | 0
Hither Hills Conversion to 33 kV | 2030 |  |  | 0 | 0 | 0 | 0 | 0 | 0 | 0 | 0 | 0 | 0 | 0 | 0 | 0 | 0 | 0 | 0 | 0 | 0 | 0 | 0 | 0 | 0 | 0 | 0 | 0 | 0 | 0 | 0 | 0 | 0 | 0 | 0 | 0 | 0 | 0 | 0 | 0 | 0 | 0 | 0 | 0 | 0 | 0 | 0 | 0 | 0 | 0 | 0 | 0 |  |  | 0 |  | 0 | 0 | 0
Culloden Pt Conversion to 33 kV | 2030 |  |  | 0 | 0 | 0 | 0 | 0 | 0 | 0 | 0 | 0 | 0 | 0 | 0 | 0 | 0 | 0 | 0 | 0 | 0 | 0 | 0 | 0 | 0 | 0 | 0 | 0 | 0 | 0 | 0 | 0 | 0 | 0 | 0 | 0 | 0 | 0 | 0 | 0 | 0 | 0 | 0 | 0 | 0 | 0 | 0 | 0 | 0 | 0 | 0 | 0 |  |  | 0 |  | 0 | 0 | 0
[59 empty] | 0 | =Area I Portion
Area II Projects: | [58 empty] | 2084526.6521 | =Area I+II+III Portions
Bridgehampton - Buell New 69 kV UG Cable | 2026 |  |  | 0 | 0 | 0 | 0 | 0 | 0 | 0 | 0 | 0 | 0 | 0 | 0 | 0 | 0 | 0 | 0 | 0 | 0 | 0 | 0 | 0 | 0 | 0 | 0 | 0 | 0 | 0 | 0 | 0 | 0 | 0 | 0 | 0 | 0 | 0 | 0 | 0 | 0 | 0 | 0 | 0 | 0 | 0 | 0 | 0 | 0 | 0 | 0 | 0 |  |  | 0 |  | 0 | 0 | 0
[59 empty] | 0 | =Area II Portion
Area III Projects: | [58 empty] | 2084526.6521 | =Area II+III Portions
New Canal - Southampton Cable | 2023 |  |  | 0 | 4.5863 | 4.5863 | 4.5863 | 4.5863 | 4.5863 | 4.5863 | -0.88999 | -0.88999 | -0.88999 | -0.88999 | -0.88999 | -0.88999 | -0.88999 | -0.88999 | -0.88999 | -0.88999 | -0.88999 | -0.88999 | -0.88999 | -0.88999 | -0.88999 | -0.88999 | -0.88999 | -0.88999 | -0.88999 | -0.88999 | -0.88999 | -0.88999 | -0.88999 | -0.88999 | -0.88999 | -0.88999 | -0.88999 | -0.88999 | -0.88999 | -5.4763 | -5.4763 | -5.4763 | -5.4763 | -5.4763 | -5.4763 | 0 | 0 | 0 | 0 | 0 | 0 | 0 |  |  | 8.9667 |  | 0 | 0 | 0
Upgrade Wildwood - Riverhead to 138 kV | 2022 |  |  | 0 | 0.93922 | 0.93922 | 0.93922 | 0.93922 | 0.93922 | -0.14959 | -0.14959 | -0.14959 | -0.14959 | -0.14959 | -0.14959 | -0.14959 | -0.14959 | -0.14959 | -0.14959 | -0.14959 | -0.14959 | -0.14959 | -0.14959 | -0.14959 | -0.14959 | -0.14959 | -0.14959 | -0.14959 | -0.14959 | -0.14959 | -0.14959 | -0.14959 | -0.14959 | -0.14959 | -0.14959 | -0.14959 | -0.14959 | -0.14959 | -0.14959 | -1.0888 | -1.0888 | -1.0888 | -1.0888 | -1.0888 | 0 | 0 | 0 | 0 | 0 | 0 | 0 | 0 |  |  | 1.5483 |  | 0 | 0 | 0
Riverhead Canal 2nd Line and Bank | 2023 |  |  | 0 | 16.6864 | 16.6864 | 16.6864 | 16.6864 | 16.6864 | 16.6864 | -3.238 | -3.238 | -3.238 | -3.238 | -3.238 | -3.238 | -3.238 | -3.238 | -3.238 | -3.238 | -3.238 | -3.238 | -3.238 | -3.238 | -3.238 | -3.238 | -3.238 | -3.238 | -3.238 | -3.238 | -3.238 | -3.238 | -3.238 | -3.238 | -3.238 | -3.238 | -3.238 | -3.238 | -3.238 | -19.9245 | -19.9245 | -19.9245 | -19.9245 | -19.9245 | -19.9245 | 0 | 0 | 0 | 0 | 0 | 0 | 0 |  |  | 32.6235 |  | 0 | 0 | 0
Canal - Wainscott New 138 kV UG Cable | 2028 |  |  | 0 | 0 | 0 | 0 | 0 | 0 | 38.957 | 38.957 | 38.957 | 38.957 | 38.957 | 38.957 | -7.5597 | -7.5597 | -7.5597 | -7.5597 | -7.5597 | -7.5597 | -7.5597 | -7.5597 | -7.5597 | -7.5597 | -7.5597 | -7.5597 | -7.5597 | -7.5597 | -7.5597 | -7.5597 | -7.5597 | -7.5597 | -7.5597 | -7.5597 | -7.5597 | -7.5597 | -7.5597 | -7.5597 | -7.5597 | -7.5597 | -7.5597 | -7.5597 | -7.5597 | -46.5167 | -46.5167 | -46.5167 | -46.5167 | -46.5167 | -46.5167 | 0 | 0 |  |  | 58.276 |  | 58.276 | 925015.732 | 2084526.6521
[59 empty] | 2084526.6521 | =Area III Portion
Total - Area 3 Proposal, $Millions (unadjusted) |  |  |  | 0 | 22.212 | 22.212 | 22.212 | 22.212 | 22.212 | 60.0802 | 34.6794 | 34.6794 | 34.6794 | 34.6794 | 34.6794 | -11.8373 | -11.8373 | -11.8373 | -11.8373 | -11.8373 | -11.8373 | -11.8373 | -11.8373 | -11.8373 | -11.8373 | -11.8373 | -11.8373 | -11.8373 | -11.8373 | -11.8373 | -11.8373 | -11.8373 | -11.8373 | -11.8373 | -11.8373 | -11.8373 | -11.8373 | -11.8373 | -11.8373 | -34.0493 | -34.0493 | -34.0493 | -34.0493 | -34.0493 | -71.9175 | -46.5167 | -46.5167 | -46.5167 | -46.5167 | -46.5167 | 0 | 0 |  |  | 101.4144 |  |  | 925015.732 | 2084526.6521
$/MW-yr |  |  |  | 0 | 0 | 0 | 0 | 0 | 0 | 618364.8116 | 618364.8116 | 618364.8116 | 618364.8116 | 618364.8116 | 618364.8116 | -119995.1118 | -119995.1118 | -119995.1118 | -119995.1118 | -119995.1118 | -119995.1118 | -119995.1118 | -119995.1118 | -119995.1118 | -119995.1118 | -119995.1118 | -119995.1118 | -119995.1118 | -119995.1118 | -119995.1118 | -119995.1118 | -119995.1118 | -119995.1118 | -119995.1118 | -119995.1118 | -119995.1118 | -119995.1118 | -119995.1118 | -119995.1118 | -119995.1118 | -119995.1118 | -119995.1118 | -119995.1118 | -119995.1118 | -738359.9234 | -738359.9234 | -738359.9234 | -738359.9234 | -738359.9234 | -738359.9234 | 0 | 0
$Millions (adjusted) |  |  |  | 0 | 0 | 0 | 0 | 0 | 0 | 1.3935 | 1.3935 | 1.3935 | 1.3935 | 1.3935 | 1.3935 | -0.27041 | -0.27041 | -0.27041 | -0.27041 | -0.27041 | -0.27041 | -0.27041 | -0.27041 | -0.27041 | -0.27041 | -0.27041 | -0.27041 | -0.27041 | -0.27041 | -0.27041 | -0.27041 | -0.27041 | -0.27041 | -0.27041 | -0.27041 | -0.27041 | -0.27041 | -0.27041 | -0.27041 | -0.27041 | -0.27041 | -0.27041 | -0.27041 | -0.27041 | -1.6639 | -1.6639 | -1.6639 | -1.6639 | -1.6639 | -1.6639 | 0 | 0 |  |  | 2084.5267
Discount Factor (Relative to 1/1/2016) = |  |  |  | 0.94787 | 0.89845 | 0.85161 | 0.80722 | 0.76513 | 0.72525 | 0.68744 | 0.6516 | 0.61763 | 0.58543 | 0.55491 | 0.52598 | 0.49856 | 0.47257 | 0.44793 | 0.42458 | 0.40245 | 0.38147 | 0.36158 | 0.34273 | 0.32486 | 0.30793 | 0.29187 | 0.27666 | 0.26223 | 0.24856 | 0.2356 | 0.22332 | 0.21168 | 0.20064 | 0.19018 | 0.18027 | 0.17087 | 0.16196 | 0.15352 | 0.14552 | 0.13793 | 0.13074 | 0.12392 | 0.11746 | 0.11134 | 0.10554 | 0.10003 | 0.094818 | 0.089875 | 0.08519 | 0.080748 | 0.076539 | 0.072549
* Note: A positive (+) avoided cost in a given year represents a cost savings relative to not having a transmission project deferral.

## PhII (AEG100-2019)
Version |  | Based on PSEGLI file: "East End Utility 2_0_Economics_2014_10_13_r28_Sargent_Lundy.xlsx"
Annual Revenue Requirements (Millions of $s)
1) Reference (Transmission only) Case
Project | I/S Year | Investor | Capital (2015$s) | 2016 | 2017 | 2018 | 2019 | 2020 | 2021 | 2022 | 2023 | 2024 | 2025 | 2026 | 2027 | 2028 | 2029 | 2030 | 2031 | 2032 | 2033 | 2034 | 2035 | 2036 | 2037 | 2038 | 2039 | 2040 | 2041 | 2042 | 2043 | 2044 | 2045 | 2046 | 2047 | 2048 | 2049 | 2050 | 2051 | 2052 | 2053 | 2054 | 2055 | 2056 | 2057 | 2058 | 2059 | 2060 | 2061 | 2062 | 2063 | 2064 |  | NPV |  | Proposal Number = | AEG100
Transmission Reinforcement I | 2017 | PSEGLI | 197 | 0 | 24.0294 | 24.0294 | 24.0294 | 24.0294 | 24.0294 | 24.0294 | 24.0294 | 24.0294 | 24.0294 | 24.0294 | 24.0294 | 24.0294 | 24.0294 | 24.0294 | 24.0294 | 24.0294 | 24.0294 | 24.0294 | 24.0294 | 24.0294 | 24.0294 | 24.0294 | 24.0294 | 24.0294 | 24.0294 | 24.0294 | 24.0294 | 24.0294 | 24.0294 | 24.0294 | 24.0294 | 24.0294 | 24.0294 | 24.0294 | 24.0294 | [13 empty] | 35 | 350.5464 |  | Proposer Name = | Applied Energy Group
Transmission Reinforcement II | 2018 | PSEGLI | 4.8 | 0 | 0 | 0.60305 | 0.60305 | 0.60305 | 0.60305 | 0.60305 | 0.60305 | 0.60305 | 0.60305 | 0.60305 | 0.60305 | 0.60305 | 0.60305 | 0.60305 | 0.60305 | 0.60305 | 0.60305 | 0.60305 | 0.60305 | 0.60305 | 0.60305 | 0.60305 | 0.60305 | 0.60305 | 0.60305 | 0.60305 | 0.60305 | 0.60305 | 0.60305 | 0.60305 | 0.60305 | 0.60305 | 0.60305 | 0.60305 | 0.60305 | 0.60305 | [12 empty] | 35 | 8.3388 |  | Proposal/Project = | South Fork Load Reduction Resources
Transmission Reinforcement III | 2019 | PSEGLI | 2.8 | 0 | 0 | 0 | 0.36233 | 0.36233 | 0.36233 | 0.36233 | 0.36233 | 0.36233 | 0.36233 | 0.36233 | 0.36233 | 0.36233 | 0.36233 | 0.36233 | 0.36233 | 0.36233 | 0.36233 | 0.36233 | 0.36233 | 0.36233 | 0.36233 | 0.36233 | 0.36233 | 0.36233 | 0.36233 | 0.36233 | 0.36233 | 0.36233 | 0.36233 | 0.36233 | 0.36233 | 0.36233 | 0.36233 | 0.36233 | 0.36233 | 0.36233 | 0.36233 | [11 empty] | 35 | 4.7491 |  | Option Number = | 1
Transmission Reinforcement IV | 2020 | PSEGLI | 33.2 | 0 | 0 | 0 | 0 | 4.4251 | 4.4251 | 4.4251 | 4.4251 | 4.4251 | 4.4251 | 4.4251 | 4.4251 | 4.4251 | 4.4251 | 4.4251 | 4.4251 | 4.4251 | 4.4251 | 4.4251 | 4.4251 | 4.4251 | 4.4251 | 4.4251 | 4.4251 | 4.4251 | 4.4251 | 4.4251 | 4.4251 | 4.4251 | 4.4251 | 4.4251 | 4.4251 | 4.4251 | 4.4251 | 4.4251 | 4.4251 | 4.4251 | 4.4251 | 4.4251 | [10 empty] | 35 | 54.9758 |  | Location = | 1 and 3
Transmission Reinforcement V | 2022 | PSEGLI | 275.5 | 0 | 0 | 0 | 0 | 0 | 0 | 38.957 | 38.957 | 38.957 | 38.957 | 38.957 | 38.957 | 38.957 | 38.957 | 38.957 | 38.957 | 38.957 | 38.957 | 38.957 | 38.957 | 38.957 | 38.957 | 38.957 | 38.957 | 38.957 | 38.957 | 38.957 | 38.957 | 38.957 | 38.957 | 38.957 | 38.957 | 38.957 | 38.957 | 38.957 | 38.957 | 38.957 | 38.957 | 38.957 | 38.957 | 38.957 | [8 empty] | 35 | 434.8353 |  | Technology = | Thermostats, LED, Pool Pump, RAC Control
[56 empty] | Interconnection Points = | Various
Total |  |  | 513.3 | 0 | 24.0294 | 24.6325 | 24.9948 | 29.42 | 29.42 | 68.377 | 68.377 | 68.377 | 68.377 | 68.377 | 68.377 | 68.377 | 68.377 | 68.377 | 68.377 | 68.377 | 68.377 | 68.377 | 68.377 | 68.377 | 68.377 | 68.377 | 68.377 | 68.377 | 68.377 | 68.377 | 68.377 | 68.377 | 68.377 | 68.377 | 68.377 | 68.377 | 68.377 | 68.377 | 68.377 | 44.3475 | 43.7445 | 43.3821 | 38.957 | 38.957 | 0 | 0 | 0 | 0 | 0 | 0 | 0 | 0 |  | 853.4454 |  | Loss Factor = | 1.067
2016 NPV @ 5.5%, thru 2035 |  |  |  | 2016: 582.1416
2016 NPV @ 5.5%, thru 2056 |  |  |  | 2016: 853.4454 |  |  |  | MW Required by 2022 (cap) = | 15 | 33 | 15 | Output: NPV of Transmission Avoided Costs for Selected Project (see note*)
[57 empty] | Selected Project Inputs - Area 1 Portion | Selected Project Inputs - Area 2 Portion | Selected Project Inputs - Area 3 Portion | Area 1 | Area 2 | Area 3 | Total | check
[56 empty] | Project kW = | 307.296 | 0 | 2253.504
[55 empty] | Capped kW = | 2560.8 | 307.296 | 0 | 2253.504
[56 empty] | Project Area (1, 2, or 3) = | 1 | 2 | 3
[56 empty] | Proportion of Peak Hours Covered = | 100% | 100% | 100%
[55 empty] | Project COD = | 2019
[55 empty] | Effective kW = | 2560.8 |  |  |  | 353981.414 | 0 | 2084526.6521 | 2438508.0662
[60 empty] | check | check | check
| I/S Year |  | Capital (2015$s) | 2016 | 2017 | 2018 | 2019 | 2020 | 2021 | 2022 | 2023 | 2024 | 2025 | 2026 | 2027 | 2028 | 2029 | 2030 | 2031 | 2032 | 2033 | 2034 | 2035 | 2036 | 2037 | 2038 | 2039 | 2040 | 2041 | 2042 | 2043 | 2044 | 2045 | 2046 | 2047 | 2048 | 2049 | 2050 | 2051 | 2052 | 2053 | 2054 | 2055 | 2056 | 2057 | 2058 | 2059 | 2060 | 2061 | 2062 | 2063 | 2064 |  | MW Required by 2022 | NPV Base $M | Differential NPV $M | Differential NPV $M (adjusted for COD of Selected Project) | Differntial NPV $/MW | NPV of Transmission Avoided Costs for Selected Project
Area I Projects: | [53 empty] | 15
Amagansett Conversion 33 kV | 2017 |  | 8 | 0 | 0.97582 | 0.97582 | 0.97582 | 0.97582 | 0.97582 | 0.97582 | 0.97582 | 0.97582 | 0.97582 | 0.97582 | 0.97582 | 0.97582 | 0.97582 | 0.97582 | 0.97582 | 0.97582 | 0.97582 | 0.97582 | 0.97582 | 0.97582 | 0.97582 | 0.97582 | 0.97582 | 0.97582 | 0.97582 | 0.97582 | 0.97582 | 0.97582 | 0.97582 | 0.97582 | 0.97582 | 0.97582 | 0.97582 | 0.97582 | 0.97582 | [13 empty] | 35 |  | 14.2354
East Hampton Conversion 33 kV | 2017 |  | 3.2 | 0 | 0.39033 | 0.39033 | 0.39033 | 0.39033 | 0.39033 | 0.39033 | 0.39033 | 0.39033 | 0.39033 | 0.39033 | 0.39033 | 0.39033 | 0.39033 | 0.39033 | 0.39033 | 0.39033 | 0.39033 | 0.39033 | 0.39033 | 0.39033 | 0.39033 | 0.39033 | 0.39033 | 0.39033 | 0.39033 | 0.39033 | 0.39033 | 0.39033 | 0.39033 | 0.39033 | 0.39033 | 0.39033 | 0.39033 | 0.39033 | 0.39033 | [13 empty] | 35 |  | 5.6942
Buell Conversion 33 kV | 2017 |  | 3.7 | 0 | 0.45131 | 0.45131 | 0.45131 | 0.45131 | 0.45131 | 0.45131 | 0.45131 | 0.45131 | 0.45131 | 0.45131 | 0.45131 | 0.45131 | 0.45131 | 0.45131 | 0.45131 | 0.45131 | 0.45131 | 0.45131 | 0.45131 | 0.45131 | 0.45131 | 0.45131 | 0.45131 | 0.45131 | 0.45131 | 0.45131 | 0.45131 | 0.45131 | 0.45131 | 0.45131 | 0.45131 | 0.45131 | 0.45131 | 0.45131 | 0.45131 | [13 empty] | 35 |  | 6.5839
Hither Hills Conversion to 33 kV | 2018 |  | 4.8 | 0 | 0 | 0.60305 | 0.60305 | 0.60305 | 0.60305 | 0.60305 | 0.60305 | 0.60305 | 0.60305 | 0.60305 | 0.60305 | 0.60305 | 0.60305 | 0.60305 | 0.60305 | 0.60305 | 0.60305 | 0.60305 | 0.60305 | 0.60305 | 0.60305 | 0.60305 | 0.60305 | 0.60305 | 0.60305 | 0.60305 | 0.60305 | 0.60305 | 0.60305 | 0.60305 | 0.60305 | 0.60305 | 0.60305 | 0.60305 | 0.60305 | 0.60305 | [12 empty] | 35 |  | 8.3388
Culloden Pt Conversion to 33 kV | 2019 |  | 2.8 | 0 | 0 | 0 | 0.36233 | 0.36233 | 0.36233 | 0.36233 | 0.36233 | 0.36233 | 0.36233 | 0.36233 | 0.36233 | 0.36233 | 0.36233 | 0.36233 | 0.36233 | 0.36233 | 0.36233 | 0.36233 | 0.36233 | 0.36233 | 0.36233 | 0.36233 | 0.36233 | 0.36233 | 0.36233 | 0.36233 | 0.36233 | 0.36233 | 0.36233 | 0.36233 | 0.36233 | 0.36233 | 0.36233 | 0.36233 | 0.36233 | 0.36233 | 0.36233 | [11 empty] | 35 |  | 4.7491
No Deferral |  |  | 22.5 |  | 1.8175 | 2.4205 | 2.7828 | 2.7828 | 2.7828 | 2.7828 | 2.7828 | 2.7828 | 2.7828 | 2.7828 | 2.7828 | 2.7828 | 2.7828 | 2.7828 | 2.7828 | 2.7828 | 2.7828 | 2.7828 | 2.7828 | 2.7828 | 2.7828 | 2.7828 | 2.7828 | 2.7828 | 2.7828 | 2.7828 | 2.7828 | 2.7828 | 2.7828 | 2.7828 | 2.7828 | 2.7828 | 2.7828 | 2.7828 | 2.7828 | 0.96539 | 0.36233 | 0 | 0 | 0 | [10 empty] | 39.6013
Amagansett Conversion 33 kV | 2030 |  | 8 | [14 empty] | 1.433 | 1.433 | 1.433 | 1.433 | 1.433 | 1.433 | 1.433 | 1.433 | 1.433 | 1.433 | 1.433 | 1.433 | 1.433 | 1.433 | 1.433 | 1.433 | 1.433 | 1.433 | 1.433 | 1.433 | 1.433 | 1.433 | 1.433 | 1.433 | 1.433 | 1.433 | 1.433 | 1.433 | 1.433 | 1.433 | 1.433 | 1.433 | 1.433 | 1.433 | 1.433 | 35 |  | 10.4225 | 3.8129 | 0 | 0 | 0
East Hampton Conversion 33 kV | 2030 |  | 3.2 | [14 empty] | 0.57321 | 0.57321 | 0.57321 | 0.57321 | 0.57321 | 0.57321 | 0.57321 | 0.57321 | 0.57321 | 0.57321 | 0.57321 | 0.57321 | 0.57321 | 0.57321 | 0.57321 | 0.57321 | 0.57321 | 0.57321 | 0.57321 | 0.57321 | 0.57321 | 0.57321 | 0.57321 | 0.57321 | 0.57321 | 0.57321 | 0.57321 | 0.57321 | 0.57321 | 0.57321 | 0.57321 | 0.57321 | 0.57321 | 0.57321 | 0.57321 | 35 |  | 4.169 | 1.5252 | 0 | 0 | 0
Buell Conversion 33 kV | 2030 |  | 3.7 | [14 empty] | 0.66277 | 0.66277 | 0.66277 | 0.66277 | 0.66277 | 0.66277 | 0.66277 | 0.66277 | 0.66277 | 0.66277 | 0.66277 | 0.66277 | 0.66277 | 0.66277 | 0.66277 | 0.66277 | 0.66277 | 0.66277 | 0.66277 | 0.66277 | 0.66277 | 0.66277 | 0.66277 | 0.66277 | 0.66277 | 0.66277 | 0.66277 | 0.66277 | 0.66277 | 0.66277 | 0.66277 | 0.66277 | 0.66277 | 0.66277 | 0.66277 | 35 |  | 4.8204 | 1.7635 | 0 | 0 | 0
Hither Hills Conversion to 33 kV | 2030 |  | 4.8 | [14 empty] | 0.85981 | 0.85981 | 0.85981 | 0.85981 | 0.85981 | 0.85981 | 0.85981 | 0.85981 | 0.85981 | 0.85981 | 0.85981 | 0.85981 | 0.85981 | 0.85981 | 0.85981 | 0.85981 | 0.85981 | 0.85981 | 0.85981 | 0.85981 | 0.85981 | 0.85981 | 0.85981 | 0.85981 | 0.85981 | 0.85981 | 0.85981 | 0.85981 | 0.85981 | 0.85981 | 0.85981 | 0.85981 | 0.85981 | 0.85981 | 0.85981 | 35 |  | 6.2535 | 2.0853 | 0 | 0 | 0
Culloden Pt Conversion to 33 kV | 2030 |  | 2.8 | [14 empty] | 0.50156 | 0.50156 | 0.50156 | 0.50156 | 0.50156 | 0.50156 | 0.50156 | 0.50156 | 0.50156 | 0.50156 | 0.50156 | 0.50156 | 0.50156 | 0.50156 | 0.50156 | 0.50156 | 0.50156 | 0.50156 | 0.50156 | 0.50156 | 0.50156 | 0.50156 | 0.50156 | 0.50156 | 0.50156 | 0.50156 | 0.50156 | 0.50156 | 0.50156 | 0.50156 | 0.50156 | 0.50156 | 0.50156 | 0.50156 | 0.50156 | 35 |  | 3.6479 | 1.1012 | 1.1012 | 73412.135 | 187993.7953
Deferral to Indicated Year |  |  | 22.5 | [6 empty] | 0 | 0 | 0 | 0 | 0 | 0 | 0 | 0 | 4.0304 | 4.0304 | 4.0304 | 4.0304 | 4.0304 | 4.0304 | 4.0304 | 4.0304 | 4.0304 | 4.0304 | 4.0304 | 4.0304 | 4.0304 | 4.0304 | 4.0304 | 4.0304 | 4.0304 | 4.0304 | 4.0304 | 4.0304 | 4.0304 | 4.0304 | 4.0304 | 4.0304 | 4.0304 | 4.0304 | 4.0304 | 4.0304 | 4.0304 | 4.0304 | 4.0304 | 4.0304 | 4.0304 | 4.0304 | 4.0304 | 35 |  | 29.3132 | 10.2881 | 1.1012 | 73412.135 | 187993.7953 | =Area I Portion
[59 empty] | 2949845.1171 | =Area I+II+III Portions
Annual Avoided Costs for Deferral to Indicated Year:
Amagansett Conversion 33 kV | 2030 |  |  | 0 | 0.97582 | 0.97582 | 0.97582 | 0.97582 | 0.97582 | 0.97582 | 0.97582 | 0.97582 | 0.97582 | 0.97582 | 0.97582 | 0.97582 | 0.97582 | -0.4572 | -0.4572 | -0.4572 | -0.4572 | -0.4572 | -0.4572 | -0.4572 | -0.4572 | -0.4572 | -0.4572 | -0.4572 | -0.4572 | -0.4572 | -0.4572 | -0.4572 | -0.4572 | -0.4572 | -0.4572 | -0.4572 | -0.4572 | -0.4572 | -0.4572 | -1.433 | -1.433 | -1.433 | -1.433 | -1.433 | -1.433 | -1.433 | -1.433 | -1.433 | -1.433 | -1.433 | -1.433 | -1.433 | 35 |  |  | 3.8129
East Hampton Conversion 33 kV | 2030 |  |  | 0 | 0.39033 | 0.39033 | 0.39033 | 0.39033 | 0.39033 | 0.39033 | 0.39033 | 0.39033 | 0.39033 | 0.39033 | 0.39033 | 0.39033 | 0.39033 | -0.18288 | -0.18288 | -0.18288 | -0.18288 | -0.18288 | -0.18288 | -0.18288 | -0.18288 | -0.18288 | -0.18288 | -0.18288 | -0.18288 | -0.18288 | -0.18288 | -0.18288 | -0.18288 | -0.18288 | -0.18288 | -0.18288 | -0.18288 | -0.18288 | -0.18288 | -0.57321 | -0.57321 | -0.57321 | -0.57321 | -0.57321 | -0.57321 | -0.57321 | -0.57321 | -0.57321 | -0.57321 | -0.57321 | -0.57321 | -0.57321 | 35 |  |  | 1.5252
Buell Conversion 33 kV | 2030 |  |  | 0 | 0.45131 | 0.45131 | 0.45131 | 0.45131 | 0.45131 | 0.45131 | 0.45131 | 0.45131 | 0.45131 | 0.45131 | 0.45131 | 0.45131 | 0.45131 | -0.21146 | -0.21146 | -0.21146 | -0.21146 | -0.21146 | -0.21146 | -0.21146 | -0.21146 | -0.21146 | -0.21146 | -0.21146 | -0.21146 | -0.21146 | -0.21146 | -0.21146 | -0.21146 | -0.21146 | -0.21146 | -0.21146 | -0.21146 | -0.21146 | -0.21146 | -0.66277 | -0.66277 | -0.66277 | -0.66277 | -0.66277 | -0.66277 | -0.66277 | -0.66277 | -0.66277 | -0.66277 | -0.66277 | -0.66277 | -0.66277 | 35 |  |  | 1.7635
Hither Hills Conversion to 33 kV | 2030 |  |  | 0 | 0 | 0.60305 | 0.60305 | 0.60305 | 0.60305 | 0.60305 | 0.60305 | 0.60305 | 0.60305 | 0.60305 | 0.60305 | 0.60305 | 0.60305 | -0.25676 | -0.25676 | -0.25676 | -0.25676 | -0.25676 | -0.25676 | -0.25676 | -0.25676 | -0.25676 | -0.25676 | -0.25676 | -0.25676 | -0.25676 | -0.25676 | -0.25676 | -0.25676 | -0.25676 | -0.25676 | -0.25676 | -0.25676 | -0.25676 | -0.25676 | -0.25676 | -0.85981 | -0.85981 | -0.85981 | -0.85981 | -0.85981 | -0.85981 | -0.85981 | -0.85981 | -0.85981 | -0.85981 | -0.85981 | -0.85981 | 35 |  |  | 2.0853
Culloden Pt Conversion to 33 kV | 2030 |  |  | 0 | 0 | 0 | 0.36233 | 0.36233 | 0.36233 | 0.36233 | 0.36233 | 0.36233 | 0.36233 | 0.36233 | 0.36233 | 0.36233 | 0.36233 | -0.13922 | -0.13922 | -0.13922 | -0.13922 | -0.13922 | -0.13922 | -0.13922 | -0.13922 | -0.13922 | -0.13922 | -0.13922 | -0.13922 | -0.13922 | -0.13922 | -0.13922 | -0.13922 | -0.13922 | -0.13922 | -0.13922 | -0.13922 | -0.13922 | -0.13922 | -0.13922 | -0.13922 | -0.50156 | -0.50156 | -0.50156 | -0.50156 | -0.50156 | -0.50156 | -0.50156 | -0.50156 | -0.50156 | -0.50156 | -0.50156 | 35 |  |  | 1.1012
Area II Projects: | [53 empty] | 33
Bridgehampton - Buell New 69 kV UG Cable | 2020 |  | 33.2 | 0 | 0 | 0 | 0 | 4.4251 | 4.4251 | 4.4251 | 4.4251 | 4.4251 | 4.4251 | 4.4251 | 4.4251 | 4.4251 | 4.4251 | 4.4251 | 4.4251 | 4.4251 | 4.4251 | 4.4251 | 4.4251 | 4.4251 | 4.4251 | 4.4251 | 4.4251 | 4.4251 | 4.4251 | 4.4251 | 4.4251 | 4.4251 | 4.4251 | 4.4251 | 4.4251 | 4.4251 | 4.4251 | 4.4251 | 4.4251 | 4.4251 | 4.4251 | 4.4251 | [10 empty] | 35 |  | 54.9758
No Deferral |  |  | 33.2 |  | 0 | 0 | 0 | 4.4251 | 4.4251 | 4.4251 | 4.4251 | 4.4251 | 4.4251 | 4.4251 | 4.4251 | 4.4251 | 4.4251 | 4.4251 | 4.4251 | 4.4251 | 4.4251 | 4.4251 | 4.4251 | 4.4251 | 4.4251 | 4.4251 | 4.4251 | 4.4251 | 4.4251 | 4.4251 | 4.4251 | 4.4251 | 4.4251 | 4.4251 | 4.4251 | 4.4251 | 4.4251 | 4.4251 | 4.4251 | 4.4251 | 4.4251 | 4.4251 | [10 empty] | 35 |  | 54.9758
Bridgehampton - Buell New 69 kV UG Cable | 2026 |  | 33.2 | [10 empty] | 5.2839 | 5.2839 | 5.2839 | 5.2839 | 5.2839 | 5.2839 | 5.2839 | 5.2839 | 5.2839 | 5.2839 | 5.2839 | 5.2839 | 5.2839 | 5.2839 | 5.2839 | 5.2839 | 5.2839 | 5.2839 | 5.2839 | 5.2839 | 5.2839 | 5.2839 | 5.2839 | 5.2839 | 5.2839 | 5.2839 | 5.2839 | 5.2839 | 5.2839 | 5.2839 | 5.2839 | 5.2839 | 5.2839 | 5.2839 | 5.2839 |  |  |  |  | 35 |  | 47.608 | 7.3678 | 7.3678 | 153495.4058 | 393071.0352
Deferral to Indicated Year |  |  | 33.2 | [6 empty] | 0 | 0 | 0 | 0 | 5.2839 | 5.2839 | 5.2839 | 5.2839 | 5.2839 | 5.2839 | 5.2839 | 5.2839 | 5.2839 | 5.2839 | 5.2839 | 5.2839 | 5.2839 | 5.2839 | 5.2839 | 5.2839 | 5.2839 | 5.2839 | 5.2839 | 5.2839 | 5.2839 | 5.2839 | 5.2839 | 5.2839 | 5.2839 | 5.2839 | 5.2839 | 5.2839 | 5.2839 | 5.2839 | 5.2839 | 5.2839 | 5.2839 | 5.2839 | 5.2839 |  |  |  |  | 35 |  | 47.608 | 7.3678 | 7.3678 | 153495.4058 | 393071.0352 | =Area II Portion
[59 empty] | 2761851.3218 | =Area II+III Portions
Annual Avoided Costs for Deferral to Indicated Year:
Bridgehampton - Buell New 69 kV UG Cable | 2026 |  |  | 0 | 0 | 0 | 0 | 4.4251 | 4.4251 | 4.4251 | 4.4251 | 4.4251 | 4.4251 | -0.85871 | -0.85871 | -0.85871 | -0.85871 | -0.85871 | -0.85871 | -0.85871 | -0.85871 | -0.85871 | -0.85871 | -0.85871 | -0.85871 | -0.85871 | -0.85871 | -0.85871 | -0.85871 | -0.85871 | -0.85871 | -0.85871 | -0.85871 | -0.85871 | -0.85871 | -0.85871 | -0.85871 | -0.85871 | -0.85871 | -0.85871 | -0.85871 | -0.85871 | -5.2839 | -5.2839 | -5.2839 | -5.2839 | -5.2839 | -5.2839 |  |  |  |  | 35 |  |  | 7.3678
0
Area III Projects: | [52 empty] | 0 | 15
New Canal - Southampton Cable | 2017 |  | 37.6 | 0 | 4.5863 | 4.5863 | 4.5863 | 4.5863 | 4.5863 | 4.5863 | 4.5863 | 4.5863 | 4.5863 | 4.5863 | 4.5863 | 4.5863 | 4.5863 | 4.5863 | 4.5863 | 4.5863 | 4.5863 | 4.5863 | 4.5863 | 4.5863 | 4.5863 | 4.5863 | 4.5863 | 4.5863 | 4.5863 | 4.5863 | 4.5863 | 4.5863 | 4.5863 | 4.5863 | 4.5863 | 4.5863 | 4.5863 | 4.5863 | 4.5863 | [13 empty] | 35 |  | 66.9063
Upgrade Wildwood - Riverhead to 138 kV | 2017 |  | 7.7 | 0 | 0.93922 | 0.93922 | 0.93922 | 0.93922 | 0.93922 | 0.93922 | 0.93922 | 0.93922 | 0.93922 | 0.93922 | 0.93922 | 0.93922 | 0.93922 | 0.93922 | 0.93922 | 0.93922 | 0.93922 | 0.93922 | 0.93922 | 0.93922 | 0.93922 | 0.93922 | 0.93922 | 0.93922 | 0.93922 | 0.93922 | 0.93922 | 0.93922 | 0.93922 | 0.93922 | 0.93922 | 0.93922 | 0.93922 | 0.93922 | 0.93922 | [13 empty] | 35 |  | 13.7016
Riverhead Canal 2nd Line and Bank | 2017 |  | 136.8 | 0 | 16.6864 | 16.6864 | 16.6864 | 16.6864 | 16.6864 | 16.6864 | 16.6864 | 16.6864 | 16.6864 | 16.6864 | 16.6864 | 16.6864 | 16.6864 | 16.6864 | 16.6864 | 16.6864 | 16.6864 | 16.6864 | 16.6864 | 16.6864 | 16.6864 | 16.6864 | 16.6864 | 16.6864 | 16.6864 | 16.6864 | 16.6864 | 16.6864 | 16.6864 | 16.6864 | 16.6864 | 16.6864 | 16.6864 | 16.6864 | 16.6864 | [13 empty] | 35 |  | 243.4251
Canal - Wainscott New 138 kV UG Cable | 2022 |  | 275.5 | 0 | 0 | 0 | 0 | 0 | 0 | 38.957 | 38.957 | 38.957 | 38.957 | 38.957 | 38.957 | 38.957 | 38.957 | 38.957 | 38.957 | 38.957 | 38.957 | 38.957 | 38.957 | 38.957 | 38.957 | 38.957 | 38.957 | 38.957 | 38.957 | 38.957 | 38.957 | 38.957 | 38.957 | 38.957 | 38.957 | 38.957 | 38.957 | 38.957 | 38.957 | 38.957 | 38.957 | 38.957 | 38.957 | 38.957 | [8 empty] | 35 |  | 434.8353
No Deferral |  |  | 457.6 |  | 22.212 | 22.212 | 22.212 | 22.212 | 22.212 | 61.169 | 61.169 | 61.169 | 61.169 | 61.169 | 61.169 | 61.169 | 61.169 | 61.169 | 61.169 | 61.169 | 61.169 | 61.169 | 61.169 | 61.169 | 61.169 | 61.169 | 61.169 | 61.169 | 61.169 | 61.169 | 61.169 | 61.169 | 61.169 | 61.169 | 61.169 | 61.169 | 61.169 | 61.169 | 61.169 | 38.957 | 38.957 | 38.957 | 38.957 | 38.957 | [10 empty] | 758.8683
New Canal - Southampton Cable | 2023 |  | 37.6 | [7 empty] | 5.4763 | 5.4763 | 5.4763 | 5.4763 | 5.4763 | 5.4763 | 5.4763 | 5.4763 | 5.4763 | 5.4763 | 5.4763 | 5.4763 | 5.4763 | 5.4763 | 5.4763 | 5.4763 | 5.4763 | 5.4763 | 5.4763 | 5.4763 | 5.4763 | 5.4763 | 5.4763 | 5.4763 | 5.4763 | 5.4763 | 5.4763 | 5.4763 | 5.4763 | 5.4763 | 5.4763 | 5.4763 | 5.4763 | 5.4763 | 5.4763 | [7 empty] | 35 |  | 57.9396 | 8.9667 | 0 | 0 | 0
Upgrade Wildwood - Riverhead to 138 kV | 2022 |  | 7.7 | [6 empty] | 1.0888 | 1.0888 | 1.0888 | 1.0888 | 1.0888 | 1.0888 | 1.0888 | 1.0888 | 1.0888 | 1.0888 | 1.0888 | 1.0888 | 1.0888 | 1.0888 | 1.0888 | 1.0888 | 1.0888 | 1.0888 | 1.0888 | 1.0888 | 1.0888 | 1.0888 | 1.0888 | 1.0888 | 1.0888 | 1.0888 | 1.0888 | 1.0888 | 1.0888 | 1.0888 | 1.0888 | 1.0888 | 1.0888 | 1.0888 | 1.0888 | [8 empty] | 35 |  | 12.1533 | 1.5483 | 0 | 0 | 0
Riverhead Canal 2nd Line and Bank | 2023 |  | 136.8 | [7 empty] | 19.9245 | 19.9245 | 19.9245 | 19.9245 | 19.9245 | 19.9245 | 19.9245 | 19.9245 | 19.9245 | 19.9245 | 19.9245 | 19.9245 | 19.9245 | 19.9245 | 19.9245 | 19.9245 | 19.9245 | 19.9245 | 19.9245 | 19.9245 | 19.9245 | 19.9245 | 19.9245 | 19.9245 | 19.9245 | 19.9245 | 19.9245 | 19.9245 | 19.9245 | 19.9245 | 19.9245 | 19.9245 | 19.9245 | 19.9245 | 19.9245 | [7 empty] | 35 |  | 210.8017 | 32.6235 | 0 | 0 | 0
Canal - Wainscott New 138 kV UG Cable | 2028 |  | 275.5 | [12 empty] | 46.5167 | 46.5167 | 46.5167 | 46.5167 | 46.5167 | 46.5167 | 46.5167 | 46.5167 | 46.5167 | 46.5167 | 46.5167 | 46.5167 | 46.5167 | 46.5167 | 46.5167 | 46.5167 | 46.5167 | 46.5167 | 46.5167 | 46.5167 | 46.5167 | 46.5167 | 46.5167 | 46.5167 | 46.5167 | 46.5167 | 46.5167 | 46.5167 | 46.5167 | 46.5167 | 46.5167 | 46.5167 | 46.5167 | 46.5167 | 46.5167 |  |  | 35 |  | 376.5593 | 58.276 | 58.276 | 925015.732 | 2368780.2865
Deferral to Indicated Year |  |  | 457.6 | [6 empty] | 1.0888 | 26.4896 | 26.4896 | 26.4896 | 26.4896 | 26.4896 | 73.0063 | 73.0063 | 73.0063 | 73.0063 | 73.0063 | 73.0063 | 73.0063 | 73.0063 | 73.0063 | 73.0063 | 73.0063 | 73.0063 | 73.0063 | 73.0063 | 73.0063 | 73.0063 | 73.0063 | 73.0063 | 73.0063 | 73.0063 | 73.0063 | 73.0063 | 73.0063 | 73.0063 | 73.0063 | 73.0063 | 73.0063 | 73.0063 | 73.0063 | 71.9175 | 46.5167 | 46.5167 | 46.5167 | 46.5167 | 46.5167 |  |  | 41 |  | 657.4539 | 101.4144 | 58.276 | 925015.732 | 2368780.2865 | =Area III Portion
[59 empty] | 2368780.2865 | =Area III Portion
Annual Avoided Costs for Deferral to Indicated Year:
New Canal - Southampton Cable | 2023 |  |  | 0 | 4.5863 | 4.5863 | 4.5863 | 4.5863 | 4.5863 | 4.5863 | -0.88999 | -0.88999 | -0.88999 | -0.88999 | -0.88999 | -0.88999 | -0.88999 | -0.88999 | -0.88999 | -0.88999 | -0.88999 | -0.88999 | -0.88999 | -0.88999 | -0.88999 | -0.88999 | -0.88999 | -0.88999 | -0.88999 | -0.88999 | -0.88999 | -0.88999 | -0.88999 | -0.88999 | -0.88999 | -0.88999 | -0.88999 | -0.88999 | -0.88999 | -5.4763 | -5.4763 | -5.4763 | -5.4763 | -5.4763 | -5.4763 | 0 | 0 | 0 | 0 | 0 |  |  | 35 |  |  | 8.9667
Upgrade Wildwood - Riverhead to 138 kV | 2022 |  |  | 0 | 0.93922 | 0.93922 | 0.93922 | 0.93922 | 0.93922 | -0.14959 | -0.14959 | -0.14959 | -0.14959 | -0.14959 | -0.14959 | -0.14959 | -0.14959 | -0.14959 | -0.14959 | -0.14959 | -0.14959 | -0.14959 | -0.14959 | -0.14959 | -0.14959 | -0.14959 | -0.14959 | -0.14959 | -0.14959 | -0.14959 | -0.14959 | -0.14959 | -0.14959 | -0.14959 | -0.14959 | -0.14959 | -0.14959 | -0.14959 | -0.14959 | -1.0888 | -1.0888 | -1.0888 | -1.0888 | -1.0888 | 0 | 0 | 0 | 0 | 0 | 0 |  |  | 35 |  |  | 1.5483
Riverhead Canal 2nd Line and Bank | 2023 |  |  | 0 | 16.6864 | 16.6864 | 16.6864 | 16.6864 | 16.6864 | 16.6864 | -3.238 | -3.238 | -3.238 | -3.238 | -3.238 | -3.238 | -3.238 | -3.238 | -3.238 | -3.238 | -3.238 | -3.238 | -3.238 | -3.238 | -3.238 | -3.238 | -3.238 | -3.238 | -3.238 | -3.238 | -3.238 | -3.238 | -3.238 | -3.238 | -3.238 | -3.238 | -3.238 | -3.238 | -3.238 | -19.9245 | -19.9245 | -19.9245 | -19.9245 | -19.9245 | -19.9245 | 0 | 0 | 0 | 0 | 0 |  |  | 35 |  |  | 32.6235
Canal - Wainscott New 138 kV UG Cable | 2028 |  |  | 0 | 0 | 0 | 0 | 0 | 0 | 38.957 | 38.957 | 38.957 | 38.957 | 38.957 | 38.957 | -7.5597 | -7.5597 | -7.5597 | -7.5597 | -7.5597 | -7.5597 | -7.5597 | -7.5597 | -7.5597 | -7.5597 | -7.5597 | -7.5597 | -7.5597 | -7.5597 | -7.5597 | -7.5597 | -7.5597 | -7.5597 | -7.5597 | -7.5597 | -7.5597 | -7.5597 | -7.5597 | -7.5597 | -7.5597 | -7.5597 | -7.5597 | -7.5597 | -7.5597 | -46.5167 | -46.5167 | -46.5167 | -46.5167 | -46.5167 | -46.5167 | [5 empty] | 58.276
Total - All Areas (No Deferrals,$Millions) |  |  | 513.3 |  | 24.0294 | 24.6325 | 24.9948 | 29.42 | 29.42 | 68.377 | 68.377 | 68.377 | 68.377 | 68.377 | 68.377 | 68.377 | 68.377 | 68.377 | 68.377 | 68.377 | 68.377 | 68.377 | 68.377 | 68.377 | 68.377 | 68.377 | 68.377 | 68.377 | 68.377 | 68.377 | 68.377 | 68.377 | 68.377 | 68.377 | 68.377 | 68.377 | 68.377 | 68.377 | 68.377 | 44.3475 | 43.7445 | 43.3821 | 38.957 | 38.957 | 0 | 0 | 0 | 0 | 0 | 0 | 0 | 0 |  | 63 | 853.4454 | 119.0703 | = max. total avoided cost in portfolio
Annual Avoided Costs for Deferrals - Area 1 Proposal: (see note*) | Deferral Year |  |  | 2016 | 2017 | 2018 | 2019 | 2020 | 2021 | 2022 | 2023 | 2024 | 2025 | 2026 | 2027 | 2028 | 2029 | 2030 | 2031 | 2032 | 2033 | 2034 | 2035 | 2036 | 2037 | 2038 | 2039 | 2040 | 2041 | 2042 | 2043 | 2044 | 2045 | 2046 | 2047 | 2048 | 2049 | 2050 | 2051 | 2052 | 2053 | 2054 | 2055 | 2056 | 2057 | 2058 | 2059 | 2060 | 2061 | 2062 | 2063 | 2064 |  |  | Differential NPV $M |  | Differential NPV $M (adjusted for COD of Selected Project) | Differntial NPV $/MW | NPV of Transmission Avoided Costs for Selected Project
Area I Projects:
Amagansett Conversion 33 kV | 2030 |  |  | 0 | 0.97582 | 0.97582 | 0.97582 | 0.97582 | 0.97582 | 0.97582 | 0.97582 | 0.97582 | 0.97582 | 0.97582 | 0.97582 | 0.97582 | 0.97582 | -0.4572 | -0.4572 | -0.4572 | -0.4572 | -0.4572 | -0.4572 | -0.4572 | -0.4572 | -0.4572 | -0.4572 | -0.4572 | -0.4572 | -0.4572 | -0.4572 | -0.4572 | -0.4572 | -0.4572 | -0.4572 | -0.4572 | -0.4572 | -0.4572 | -0.4572 | -1.433 | -1.433 | -1.433 | -1.433 | -1.433 | -1.433 | -1.433 | -1.433 | -1.433 | -1.433 | -1.433 | -1.433 | -1.433 |  |  | 3.8129 |  | 0 | 0 | 0
East Hampton Conversion 33 kV | 2030 |  |  | 0 | 0.39033 | 0.39033 | 0.39033 | 0.39033 | 0.39033 | 0.39033 | 0.39033 | 0.39033 | 0.39033 | 0.39033 | 0.39033 | 0.39033 | 0.39033 | -0.18288 | -0.18288 | -0.18288 | -0.18288 | -0.18288 | -0.18288 | -0.18288 | -0.18288 | -0.18288 | -0.18288 | -0.18288 | -0.18288 | -0.18288 | -0.18288 | -0.18288 | -0.18288 | -0.18288 | -0.18288 | -0.18288 | -0.18288 | -0.18288 | -0.18288 | -0.57321 | -0.57321 | -0.57321 | -0.57321 | -0.57321 | -0.57321 | -0.57321 | -0.57321 | -0.57321 | -0.57321 | -0.57321 | -0.57321 | -0.57321 |  |  | 1.5252 |  | 0 | 0 | 0
Buell Conversion 33 kV | 2030 |  |  | 0 | 0.45131 | 0.45131 | 0.45131 | 0.45131 | 0.45131 | 0.45131 | 0.45131 | 0.45131 | 0.45131 | 0.45131 | 0.45131 | 0.45131 | 0.45131 | -0.21146 | -0.21146 | -0.21146 | -0.21146 | -0.21146 | -0.21146 | -0.21146 | -0.21146 | -0.21146 | -0.21146 | -0.21146 | -0.21146 | -0.21146 | -0.21146 | -0.21146 | -0.21146 | -0.21146 | -0.21146 | -0.21146 | -0.21146 | -0.21146 | -0.21146 | -0.66277 | -0.66277 | -0.66277 | -0.66277 | -0.66277 | -0.66277 | -0.66277 | -0.66277 | -0.66277 | -0.66277 | -0.66277 | -0.66277 | -0.66277 |  |  | 1.7635 |  | 0 | 0 | 0
Hither Hills Conversion to 33 kV | 2030 |  |  | 0 | 0 | 0.60305 | 0.60305 | 0.60305 | 0.60305 | 0.60305 | 0.60305 | 0.60305 | 0.60305 | 0.60305 | 0.60305 | 0.60305 | 0.60305 | -0.25676 | -0.25676 | -0.25676 | -0.25676 | -0.25676 | -0.25676 | -0.25676 | -0.25676 | -0.25676 | -0.25676 | -0.25676 | -0.25676 | -0.25676 | -0.25676 | -0.25676 | -0.25676 | -0.25676 | -0.25676 | -0.25676 | -0.25676 | -0.25676 | -0.25676 | -0.25676 | -0.85981 | -0.85981 | -0.85981 | -0.85981 | -0.85981 | -0.85981 | -0.85981 | -0.85981 | -0.85981 | -0.85981 | -0.85981 | -0.85981 |  |  | 2.0853 |  | 0 | 0 | 0
Culloden Pt Conversion to 33 kV | 2030 |  |  | 0 | 0 | 0 | 0.36233 | 0.36233 | 0.36233 | 0.36233 | 0.36233 | 0.36233 | 0.36233 | 0.36233 | 0.36233 | 0.36233 | 0.36233 | -0.13922 | -0.13922 | -0.13922 | -0.13922 | -0.13922 | -0.13922 | -0.13922 | -0.13922 | -0.13922 | -0.13922 | -0.13922 | -0.13922 | -0.13922 | -0.13922 | -0.13922 | -0.13922 | -0.13922 | -0.13922 | -0.13922 | -0.13922 | -0.13922 | -0.13922 | -0.13922 | -0.13922 | -0.50156 | -0.50156 | -0.50156 | -0.50156 | -0.50156 | -0.50156 | -0.50156 | -0.50156 | -0.50156 | -0.50156 | -0.50156 |  |  | 1.1012 |  | 1.1012 | 73412.135 | 22559.2554
[59 empty] | 22559.2554 | =Area I Portion
Area II Projects: | [58 empty] | 353981.414 | =Area I+II+III Portions
Bridgehampton - Buell New 69 kV UG Cable | 2026 |  |  | 0 | 0 | 0 | 0 | 4.4251 | 4.4251 | 4.4251 | 4.4251 | 4.4251 | 4.4251 | -0.85871 | -0.85871 | -0.85871 | -0.85871 | -0.85871 | -0.85871 | -0.85871 | -0.85871 | -0.85871 | -0.85871 | -0.85871 | -0.85871 | -0.85871 | -0.85871 | -0.85871 | -0.85871 | -0.85871 | -0.85871 | -0.85871 | -0.85871 | -0.85871 | -0.85871 | -0.85871 | -0.85871 | -0.85871 | -0.85871 | -0.85871 | -0.85871 | -0.85871 | -5.2839 | -5.2839 | -5.2839 | -5.2839 | -5.2839 | -5.2839 | 0 | 0 | 0 | 0 |  |  | 7.3678 |  | 7.3678 | 153495.4058 | 47168.5242
[59 empty] | 47168.5242 | =Area II Portion
Area III Projects: | [58 empty] | 331422.1586 | =Area II+III Portions
New Canal - Southampton Cable | 2023 |  |  | 0 | 4.5863 | 4.5863 | 4.5863 | 4.5863 | 4.5863 | 4.5863 | -0.88999 | -0.88999 | -0.88999 | -0.88999 | -0.88999 | -0.88999 | -0.88999 | -0.88999 | -0.88999 | -0.88999 | -0.88999 | -0.88999 | -0.88999 | -0.88999 | -0.88999 | -0.88999 | -0.88999 | -0.88999 | -0.88999 | -0.88999 | -0.88999 | -0.88999 | -0.88999 | -0.88999 | -0.88999 | -0.88999 | -0.88999 | -0.88999 | -0.88999 | -5.4763 | -5.4763 | -5.4763 | -5.4763 | -5.4763 | -5.4763 | 0 | 0 | 0 | 0 | 0 | 0 | 0 |  |  | 8.9667 |  | 0 | 0 | 0
Upgrade Wildwood - Riverhead to 138 kV | 2022 |  |  | 0 | 0.93922 | 0.93922 | 0.93922 | 0.93922 | 0.93922 | -0.14959 | -0.14959 | -0.14959 | -0.14959 | -0.14959 | -0.14959 | -0.14959 | -0.14959 | -0.14959 | -0.14959 | -0.14959 | -0.14959 | -0.14959 | -0.14959 | -0.14959 | -0.14959 | -0.14959 | -0.14959 | -0.14959 | -0.14959 | -0.14959 | -0.14959 | -0.14959 | -0.14959 | -0.14959 | -0.14959 | -0.14959 | -0.14959 | -0.14959 | -0.14959 | -1.0888 | -1.0888 | -1.0888 | -1.0888 | -1.0888 | 0 | 0 | 0 | 0 | 0 | 0 | 0 | 0 |  |  | 1.5483 |  | 0 | 0 | 0
Riverhead Canal 2nd Line and Bank | 2023 |  |  | 0 | 16.6864 | 16.6864 | 16.6864 | 16.6864 | 16.6864 | 16.6864 | -3.238 | -3.238 | -3.238 | -3.238 | -3.238 | -3.238 | -3.238 | -3.238 | -3.238 | -3.238 | -3.238 | -3.238 | -3.238 | -3.238 | -3.238 | -3.238 | -3.238 | -3.238 | -3.238 | -3.238 | -3.238 | -3.238 | -3.238 | -3.238 | -3.238 | -3.238 | -3.238 | -3.238 | -3.238 | -19.9245 | -19.9245 | -19.9245 | -19.9245 | -19.9245 | -19.9245 | 0 | 0 | 0 | 0 | 0 | 0 | 0 |  |  | 32.6235 |  | 0 | 0 | 0
Canal - Wainscott New 138 kV UG Cable | 2028 |  |  | 0 | 0 | 0 | 0 | 0 | 0 | 38.957 | 38.957 | 38.957 | 38.957 | 38.957 | 38.957 | -7.5597 | -7.5597 | -7.5597 | -7.5597 | -7.5597 | -7.5597 | -7.5597 | -7.5597 | -7.5597 | -7.5597 | -7.5597 | -7.5597 | -7.5597 | -7.5597 | -7.5597 | -7.5597 | -7.5597 | -7.5597 | -7.5597 | -7.5597 | -7.5597 | -7.5597 | -7.5597 | -7.5597 | -7.5597 | -7.5597 | -7.5597 | -7.5597 | -7.5597 | -46.5167 | -46.5167 | -46.5167 | -46.5167 | -46.5167 | -46.5167 | 0 | 0 |  |  | 58.276 |  | 58.276 | 925015.732 | 284253.6344
[59 empty] | 284253.6344 | =Area III Portion
Total - Area 1 Proposal, $Millions (unadjusted) |  |  |  | 0 | 0 | 0 | 0.36233 | 4.7875 | 4.7875 | 43.7445 | 43.7445 | 43.7445 | 43.7445 | 38.4606 | 38.4606 | -8.0561 | -8.0561 | -8.5576 | -8.5576 | -8.5576 | -8.5576 | -8.5576 | -8.5576 | -8.5576 | -8.5576 | -8.5576 | -8.5576 | -8.5576 | -8.5576 | -8.5576 | -8.5576 | -8.5576 | -8.5576 | -8.5576 | -8.5576 | -8.5576 | -8.5576 | -8.5576 | -8.5576 | -8.5576 | -8.5576 | -8.92 | -13.3451 | -13.3451 | -52.3021 | -52.3021 | -52.3021 | -52.3021 | -47.0182 | -47.0182 | -0.50156 | -0.50156 |  |  | 66.745 |  |  | 1151923.2728 | 353981.414
$/MW-yr |  |  |  | 0 | 0 | 0 | 24155.6547 | 116346.1421 | 116346.1421 | 734710.9537 | 734710.9537 | 734710.9537 | 734710.9537 | 624630.6905 | 624630.6905 | -113729.2329 | -113729.2329 | -147166.3083 | -147166.3083 | -147166.3083 | -147166.3083 | -147166.3083 | -147166.3083 | -147166.3083 | -147166.3083 | -147166.3083 | -147166.3083 | -147166.3083 | -147166.3083 | -147166.3083 | -147166.3083 | -147166.3083 | -147166.3083 | -147166.3083 | -147166.3083 | -147166.3083 | -147166.3083 | -147166.3083 | -147166.3083 | -147166.3083 | -147166.3083 | -171321.9629 | -263512.4503 | -263512.4503 | -881877.2619 | -881877.2619 | -881877.2619 | -881877.2619 | -771796.9988 | -771796.9988 | -33437.0754 | -33437.0754
$Millions (adjusted) |  |  |  | 0 | 0 | 0 | 0.0074229 | 0.035753 | 0.035753 | 0.22577 | 0.22577 | 0.22577 | 0.22577 | 0.19195 | 0.19195 | -0.034949 | -0.034949 | -0.045224 | -0.045224 | -0.045224 | -0.045224 | -0.045224 | -0.045224 | -0.045224 | -0.045224 | -0.045224 | -0.045224 | -0.045224 | -0.045224 | -0.045224 | -0.045224 | -0.045224 | -0.045224 | -0.045224 | -0.045224 | -0.045224 | -0.045224 | -0.045224 | -0.045224 | -0.045224 | -0.045224 | -0.052647 | -0.080976 | -0.080976 | -0.271 | -0.271 | -0.271 | -0.271 | -0.23717 | -0.23717 | -0.010275 | -0.010275 |  |  | 353.9814
Annual Avoided Costs for Deferrals - Area 2 Proposal: (see note*) | Deferral Year |  |  | 2016 | 2017 | 2018 | 2019 | 2020 | 2021 | 2022 | 2023 | 2024 | 2025 | 2026 | 2027 | 2028 | 2029 | 2030 | 2031 | 2032 | 2033 | 2034 | 2035 | 2036 | 2037 | 2038 | 2039 | 2040 | 2041 | 2042 | 2043 | 2044 | 2045 | 2046 | 2047 | 2048 | 2049 | 2050 | 2051 | 2052 | 2053 | 2054 | 2055 | 2056 | 2057 | 2058 | 2059 | 2060 | 2061 | 2062 | 2063 | 2064 |  |  | Differential NPV $M |  | Differential NPV $M (adjusted for COD of Selected Project) | Differntial NPV $/MW | NPV of Transmission Avoided Costs for Selected Project
Area I Projects:
Amagansett Conversion 33 kV | 2030 |  |  | 0 | 0 | 0 | 0 | 0 | 0 | 0 | 0 | 0 | 0 | 0 | 0 | 0 | 0 | 0 | 0 | 0 | 0 | 0 | 0 | 0 | 0 | 0 | 0 | 0 | 0 | 0 | 0 | 0 | 0 | 0 | 0 | 0 | 0 | 0 | 0 | 0 | 0 | 0 | 0 | 0 | 0 | 0 | 0 | 0 | 0 | 0 | 0 | 0 |  |  | 0 |  | 0 | 0 | 0
East Hampton Conversion 33 kV | 2030 |  |  | 0 | 0 | 0 | 0 | 0 | 0 | 0 | 0 | 0 | 0 | 0 | 0 | 0 | 0 | 0 | 0 | 0 | 0 | 0 | 0 | 0 | 0 | 0 | 0 | 0 | 0 | 0 | 0 | 0 | 0 | 0 | 0 | 0 | 0 | 0 | 0 | 0 | 0 | 0 | 0 | 0 | 0 | 0 | 0 | 0 | 0 | 0 | 0 | 0 |  |  | 0 |  | 0 | 0 | 0
Buell Conversion 33 kV | 2030 |  |  | 0 | 0 | 0 | 0 | 0 | 0 | 0 | 0 | 0 | 0 | 0 | 0 | 0 | 0 | 0 | 0 | 0 | 0 | 0 | 0 | 0 | 0 | 0 | 0 | 0 | 0 | 0 | 0 | 0 | 0 | 0 | 0 | 0 | 0 | 0 | 0 | 0 | 0 | 0 | 0 | 0 | 0 | 0 | 0 | 0 | 0 | 0 | 0 | 0 |  |  | 0 |  | 0 | 0 | 0
Hither Hills Conversion to 33 kV | 2030 |  |  | 0 | 0 | 0 | 0 | 0 | 0 | 0 | 0 | 0 | 0 | 0 | 0 | 0 | 0 | 0 | 0 | 0 | 0 | 0 | 0 | 0 | 0 | 0 | 0 | 0 | 0 | 0 | 0 | 0 | 0 | 0 | 0 | 0 | 0 | 0 | 0 | 0 | 0 | 0 | 0 | 0 | 0 | 0 | 0 | 0 | 0 | 0 | 0 | 0 |  |  | 0 |  | 0 | 0 | 0
Culloden Pt Conversion to 33 kV | 2030 |  |  | 0 | 0 | 0 | 0 | 0 | 0 | 0 | 0 | 0 | 0 | 0 | 0 | 0 | 0 | 0 | 0 | 0 | 0 | 0 | 0 | 0 | 0 | 0 | 0 | 0 | 0 | 0 | 0 | 0 | 0 | 0 | 0 | 0 | 0 | 0 | 0 | 0 | 0 | 0 | 0 | 0 | 0 | 0 | 0 | 0 | 0 | 0 | 0 | 0 |  |  | 0 |  | 0 | 0 | 0
[59 empty] | 0 | =Area I Portion
Area II Projects: | [58 empty] | 0 | =Area I+II+III Portions
Bridgehampton - Buell New 69 kV UG Cable | 2026 |  |  | 0 | 0 | 0 | 0 | 4.4251 | 4.4251 | 4.4251 | 4.4251 | 4.4251 | 4.4251 | -0.85871 | -0.85871 | -0.85871 | -0.85871 | -0.85871 | -0.85871 | -0.85871 | -0.85871 | -0.85871 | -0.85871 | -0.85871 | -0.85871 | -0.85871 | -0.85871 | -0.85871 | -0.85871 | -0.85871 | -0.85871 | -0.85871 | -0.85871 | -0.85871 | -0.85871 | -0.85871 | -0.85871 | -0.85871 | -0.85871 | -0.85871 | -0.85871 | -0.85871 | -5.2839 | -5.2839 | -5.2839 | -5.2839 | -5.2839 | -5.2839 | 0 | 0 | 0 | 0 |  |  | 7.3678 |  | 7.3678 | 153495.4058 | 0
[59 empty] | 0 | =Area II Portion
Area III Projects: | [58 empty] | 0 | =Area II+III Portions
New Canal - Southampton Cable | 2023 |  |  | 0 | 4.5863 | 4.5863 | 4.5863 | 4.5863 | 4.5863 | 4.5863 | -0.88999 | -0.88999 | -0.88999 | -0.88999 | -0.88999 | -0.88999 | -0.88999 | -0.88999 | -0.88999 | -0.88999 | -0.88999 | -0.88999 | -0.88999 | -0.88999 | -0.88999 | -0.88999 | -0.88999 | -0.88999 | -0.88999 | -0.88999 | -0.88999 | -0.88999 | -0.88999 | -0.88999 | -0.88999 | -0.88999 | -0.88999 | -0.88999 | -0.88999 | -5.4763 | -5.4763 | -5.4763 | -5.4763 | -5.4763 | -5.4763 | 0 | 0 | 0 | 0 | 0 | 0 | 0 |  |  | 8.9667 |  | 0 | 0 | 0
Upgrade Wildwood - Riverhead to 138 kV | 2022 |  |  | 0 | 0.93922 | 0.93922 | 0.93922 | 0.93922 | 0.93922 | -0.14959 | -0.14959 | -0.14959 | -0.14959 | -0.14959 | -0.14959 | -0.14959 | -0.14959 | -0.14959 | -0.14959 | -0.14959 | -0.14959 | -0.14959 | -0.14959 | -0.14959 | -0.14959 | -0.14959 | -0.14959 | -0.14959 | -0.14959 | -0.14959 | -0.14959 | -0.14959 | -0.14959 | -0.14959 | -0.14959 | -0.14959 | -0.14959 | -0.14959 | -0.14959 | -1.0888 | -1.0888 | -1.0888 | -1.0888 | -1.0888 | 0 | 0 | 0 | 0 | 0 | 0 | 0 | 0 |  |  | 1.5483 |  | 0 | 0 | 0
Riverhead Canal 2nd Line and Bank | 2023 |  |  | 0 | 16.6864 | 16.6864 | 16.6864 | 16.6864 | 16.6864 | 16.6864 | -3.238 | -3.238 | -3.238 | -3.238 | -3.238 | -3.238 | -3.238 | -3.238 | -3.238 | -3.238 | -3.238 | -3.238 | -3.238 | -3.238 | -3.238 | -3.238 | -3.238 | -3.238 | -3.238 | -3.238 | -3.238 | -3.238 | -3.238 | -3.238 | -3.238 | -3.238 | -3.238 | -3.238 | -3.238 | -19.9245 | -19.9245 | -19.9245 | -19.9245 | -19.9245 | -19.9245 | 0 | 0 | 0 | 0 | 0 | 0 | 0 |  |  | 32.6235 |  | 0 | 0 | 0
Canal - Wainscott New 138 kV UG Cable | 2028 |  |  | 0 | 0 | 0 | 0 | 0 | 0 | 38.957 | 38.957 | 38.957 | 38.957 | 38.957 | 38.957 | -7.5597 | -7.5597 | -7.5597 | -7.5597 | -7.5597 | -7.5597 | -7.5597 | -7.5597 | -7.5597 | -7.5597 | -7.5597 | -7.5597 | -7.5597 | -7.5597 | -7.5597 | -7.5597 | -7.5597 | -7.5597 | -7.5597 | -7.5597 | -7.5597 | -7.5597 | -7.5597 | -7.5597 | -7.5597 | -7.5597 | -7.5597 | -7.5597 | -7.5597 | -46.5167 | -46.5167 | -46.5167 | -46.5167 | -46.5167 | -46.5167 | 0 | 0 |  |  | 58.276 |  | 58.276 | 925015.732 | 0
[59 empty] | 0 | =Area III Portion
Total - Area 2 Proposal, $Millions (unadjusted) |  |  |  | 0 | 0 | 0 | 0 | 4.4251 | 4.4251 | 43.3821 | 43.3821 | 43.3821 | 43.3821 | 38.0983 | 38.0983 | -8.4184 | -8.4184 | -8.4184 | -8.4184 | -8.4184 | -8.4184 | -8.4184 | -8.4184 | -8.4184 | -8.4184 | -8.4184 | -8.4184 | -8.4184 | -8.4184 | -8.4184 | -8.4184 | -8.4184 | -8.4184 | -8.4184 | -8.4184 | -8.4184 | -8.4184 | -8.4184 | -8.4184 | -8.4184 | -8.4184 | -8.4184 | -12.8435 | -12.8435 | -51.8005 | -51.8005 | -51.8005 | -51.8005 | -46.5167 | -46.5167 | 0 | 0 |  |  | 65.6438 |  |  | 1078511.1378 | 0
$/MW-yr |  |  |  | 0 | 0 | 0 | 0 | 92190.4874 | 92190.4874 | 710555.299 | 710555.299 | 710555.299 | 710555.299 | 600475.0358 | 600475.0358 | -137884.8876 | -137884.8876 | -137884.8876 | -137884.8876 | -137884.8876 | -137884.8876 | -137884.8876 | -137884.8876 | -137884.8876 | -137884.8876 | -137884.8876 | -137884.8876 | -137884.8876 | -137884.8876 | -137884.8876 | -137884.8876 | -137884.8876 | -137884.8876 | -137884.8876 | -137884.8876 | -137884.8876 | -137884.8876 | -137884.8876 | -137884.8876 | -137884.8876 | -137884.8876 | -137884.8876 | -230075.375 | -230075.375 | -848440.1866 | -848440.1866 | -848440.1866 | -848440.1866 | -738359.9234 | -738359.9234 | 0 | 0
$Millions (adjusted) |  |  |  | 0 | 0 | 0 | 0 | 0 | 0 | 0 | 0 | 0 | 0 | 0 | 0 | 0 | 0 | 0 | 0 | 0 | 0 | 0 | 0 | 0 | 0 | 0 | 0 | 0 | 0 | 0 | 0 | 0 | 0 | 0 | 0 | 0 | 0 | 0 | 0 | 0 | 0 | 0 | 0 | 0 | 0 | 0 | 0 | 0 | 0 | 0 | 0 | 0 |  |  | 0
Annual Avoided Costs for Deferrals - Area 3 Proposal: (see note*) | Deferral Year |  |  | 2016 | 2017 | 2018 | 2019 | 2020 | 2021 | 2022 | 2023 | 2024 | 2025 | 2026 | 2027 | 2028 | 2029 | 2030 | 2031 | 2032 | 2033 | 2034 | 2035 | 2036 | 2037 | 2038 | 2039 | 2040 | 2041 | 2042 | 2043 | 2044 | 2045 | 2046 | 2047 | 2048 | 2049 | 2050 | 2051 | 2052 | 2053 | 2054 | 2055 | 2056 | 2057 | 2058 | 2059 | 2060 | 2061 | 2062 | 2063 | 2064 |  |  | Differential NPV $M |  | Differential NPV $M (adjusted for COD of Selected Project) | Differntial NPV $/MW | NPV of Transmission Avoided Costs for Selected Project
Area I Projects:
Amagansett Conversion 33 kV | 2030 |  |  | 0 | 0 | 0 | 0 | 0 | 0 | 0 | 0 | 0 | 0 | 0 | 0 | 0 | 0 | 0 | 0 | 0 | 0 | 0 | 0 | 0 | 0 | 0 | 0 | 0 | 0 | 0 | 0 | 0 | 0 | 0 | 0 | 0 | 0 | 0 | 0 | 0 | 0 | 0 | 0 | 0 | 0 | 0 | 0 | 0 | 0 | 0 | 0 | 0 |  |  | 0 |  | 0 | 0 | 0
East Hampton Conversion 33 kV | 2030 |  |  | 0 | 0 | 0 | 0 | 0 | 0 | 0 | 0 | 0 | 0 | 0 | 0 | 0 | 0 | 0 | 0 | 0 | 0 | 0 | 0 | 0 | 0 | 0 | 0 | 0 | 0 | 0 | 0 | 0 | 0 | 0 | 0 | 0 | 0 | 0 | 0 | 0 | 0 | 0 | 0 | 0 | 0 | 0 | 0 | 0 | 0 | 0 | 0 | 0 |  |  | 0 |  | 0 | 0 | 0
Buell Conversion 33 kV | 2030 |  |  | 0 | 0 | 0 | 0 | 0 | 0 | 0 | 0 | 0 | 0 | 0 | 0 | 0 | 0 | 0 | 0 | 0 | 0 | 0 | 0 | 0 | 0 | 0 | 0 | 0 | 0 | 0 | 0 | 0 | 0 | 0 | 0 | 0 | 0 | 0 | 0 | 0 | 0 | 0 | 0 | 0 | 0 | 0 | 0 | 0 | 0 | 0 | 0 | 0 |  |  | 0 |  | 0 | 0 | 0
Hither Hills Conversion to 33 kV | 2030 |  |  | 0 | 0 | 0 | 0 | 0 | 0 | 0 | 0 | 0 | 0 | 0 | 0 | 0 | 0 | 0 | 0 | 0 | 0 | 0 | 0 | 0 | 0 | 0 | 0 | 0 | 0 | 0 | 0 | 0 | 0 | 0 | 0 | 0 | 0 | 0 | 0 | 0 | 0 | 0 | 0 | 0 | 0 | 0 | 0 | 0 | 0 | 0 | 0 | 0 |  |  | 0 |  | 0 | 0 | 0
Culloden Pt Conversion to 33 kV | 2030 |  |  | 0 | 0 | 0 | 0 | 0 | 0 | 0 | 0 | 0 | 0 | 0 | 0 | 0 | 0 | 0 | 0 | 0 | 0 | 0 | 0 | 0 | 0 | 0 | 0 | 0 | 0 | 0 | 0 | 0 | 0 | 0 | 0 | 0 | 0 | 0 | 0 | 0 | 0 | 0 | 0 | 0 | 0 | 0 | 0 | 0 | 0 | 0 | 0 | 0 |  |  | 0 |  | 0 | 0 | 0
[59 empty] | 0 | =Area I Portion
Area II Projects: | [58 empty] | 2084526.6521 | =Area I+II+III Portions
Bridgehampton - Buell New 69 kV UG Cable | 2026 |  |  | 0 | 0 | 0 | 0 | 0 | 0 | 0 | 0 | 0 | 0 | 0 | 0 | 0 | 0 | 0 | 0 | 0 | 0 | 0 | 0 | 0 | 0 | 0 | 0 | 0 | 0 | 0 | 0 | 0 | 0 | 0 | 0 | 0 | 0 | 0 | 0 | 0 | 0 | 0 | 0 | 0 | 0 | 0 | 0 | 0 | 0 | 0 | 0 | 0 |  |  | 0 |  | 0 | 0 | 0
[59 empty] | 0 | =Area II Portion
Area III Projects: | [58 empty] | 2084526.6521 | =Area II+III Portions
New Canal - Southampton Cable | 2023 |  |  | 0 | 4.5863 | 4.5863 | 4.5863 | 4.5863 | 4.5863 | 4.5863 | -0.88999 | -0.88999 | -0.88999 | -0.88999 | -0.88999 | -0.88999 | -0.88999 | -0.88999 | -0.88999 | -0.88999 | -0.88999 | -0.88999 | -0.88999 | -0.88999 | -0.88999 | -0.88999 | -0.88999 | -0.88999 | -0.88999 | -0.88999 | -0.88999 | -0.88999 | -0.88999 | -0.88999 | -0.88999 | -0.88999 | -0.88999 | -0.88999 | -0.88999 | -5.4763 | -5.4763 | -5.4763 | -5.4763 | -5.4763 | -5.4763 | 0 | 0 | 0 | 0 | 0 | 0 | 0 |  |  | 8.9667 |  | 0 | 0 | 0
Upgrade Wildwood - Riverhead to 138 kV | 2022 |  |  | 0 | 0.93922 | 0.93922 | 0.93922 | 0.93922 | 0.93922 | -0.14959 | -0.14959 | -0.14959 | -0.14959 | -0.14959 | -0.14959 | -0.14959 | -0.14959 | -0.14959 | -0.14959 | -0.14959 | -0.14959 | -0.14959 | -0.14959 | -0.14959 | -0.14959 | -0.14959 | -0.14959 | -0.14959 | -0.14959 | -0.14959 | -0.14959 | -0.14959 | -0.14959 | -0.14959 | -0.14959 | -0.14959 | -0.14959 | -0.14959 | -0.14959 | -1.0888 | -1.0888 | -1.0888 | -1.0888 | -1.0888 | 0 | 0 | 0 | 0 | 0 | 0 | 0 | 0 |  |  | 1.5483 |  | 0 | 0 | 0
Riverhead Canal 2nd Line and Bank | 2023 |  |  | 0 | 16.6864 | 16.6864 | 16.6864 | 16.6864 | 16.6864 | 16.6864 | -3.238 | -3.238 | -3.238 | -3.238 | -3.238 | -3.238 | -3.238 | -3.238 | -3.238 | -3.238 | -3.238 | -3.238 | -3.238 | -3.238 | -3.238 | -3.238 | -3.238 | -3.238 | -3.238 | -3.238 | -3.238 | -3.238 | -3.238 | -3.238 | -3.238 | -3.238 | -3.238 | -3.238 | -3.238 | -19.9245 | -19.9245 | -19.9245 | -19.9245 | -19.9245 | -19.9245 | 0 | 0 | 0 | 0 | 0 | 0 | 0 |  |  | 32.6235 |  | 0 | 0 | 0
Canal - Wainscott New 138 kV UG Cable | 2028 |  |  | 0 | 0 | 0 | 0 | 0 | 0 | 38.957 | 38.957 | 38.957 | 38.957 | 38.957 | 38.957 | -7.5597 | -7.5597 | -7.5597 | -7.5597 | -7.5597 | -7.5597 | -7.5597 | -7.5597 | -7.5597 | -7.5597 | -7.5597 | -7.5597 | -7.5597 | -7.5597 | -7.5597 | -7.5597 | -7.5597 | -7.5597 | -7.5597 | -7.5597 | -7.5597 | -7.5597 | -7.5597 | -7.5597 | -7.5597 | -7.5597 | -7.5597 | -7.5597 | -7.5597 | -46.5167 | -46.5167 | -46.5167 | -46.5167 | -46.5167 | -46.5167 | 0 | 0 |  |  | 58.276 |  | 58.276 | 925015.732 | 2084526.6521
[59 empty] | 2084526.6521 | =Area III Portion
Total - Area 3 Proposal, $Millions (unadjusted) |  |  |  | 0 | 22.212 | 22.212 | 22.212 | 22.212 | 22.212 | 60.0802 | 34.6794 | 34.6794 | 34.6794 | 34.6794 | 34.6794 | -11.8373 | -11.8373 | -11.8373 | -11.8373 | -11.8373 | -11.8373 | -11.8373 | -11.8373 | -11.8373 | -11.8373 | -11.8373 | -11.8373 | -11.8373 | -11.8373 | -11.8373 | -11.8373 | -11.8373 | -11.8373 | -11.8373 | -11.8373 | -11.8373 | -11.8373 | -11.8373 | -11.8373 | -34.0493 | -34.0493 | -34.0493 | -34.0493 | -34.0493 | -71.9175 | -46.5167 | -46.5167 | -46.5167 | -46.5167 | -46.5167 | 0 | 0 |  |  | 101.4144 |  |  | 925015.732 | 2084526.6521
$/MW-yr |  |  |  | 0 | 0 | 0 | 0 | 0 | 0 | 618364.8116 | 618364.8116 | 618364.8116 | 618364.8116 | 618364.8116 | 618364.8116 | -119995.1118 | -119995.1118 | -119995.1118 | -119995.1118 | -119995.1118 | -119995.1118 | -119995.1118 | -119995.1118 | -119995.1118 | -119995.1118 | -119995.1118 | -119995.1118 | -119995.1118 | -119995.1118 | -119995.1118 | -119995.1118 | -119995.1118 | -119995.1118 | -119995.1118 | -119995.1118 | -119995.1118 | -119995.1118 | -119995.1118 | -119995.1118 | -119995.1118 | -119995.1118 | -119995.1118 | -119995.1118 | -119995.1118 | -738359.9234 | -738359.9234 | -738359.9234 | -738359.9234 | -738359.9234 | -738359.9234 | 0 | 0
$Millions (adjusted) |  |  |  | 0 | 0 | 0 | 0 | 0 | 0 | 1.3935 | 1.3935 | 1.3935 | 1.3935 | 1.3935 | 1.3935 | -0.27041 | -0.27041 | -0.27041 | -0.27041 | -0.27041 | -0.27041 | -0.27041 | -0.27041 | -0.27041 | -0.27041 | -0.27041 | -0.27041 | -0.27041 | -0.27041 | -0.27041 | -0.27041 | -0.27041 | -0.27041 | -0.27041 | -0.27041 | -0.27041 | -0.27041 | -0.27041 | -0.27041 | -0.27041 | -0.27041 | -0.27041 | -0.27041 | -0.27041 | -1.6639 | -1.6639 | -1.6639 | -1.6639 | -1.6639 | -1.6639 | 0 | 0 |  |  | 2084.5267
Discount Factor (Relative to 1/1/2016) = |  |  |  | 0.94787 | 0.89845 | 0.85161 | 0.80722 | 0.76513 | 0.72525 | 0.68744 | 0.6516 | 0.61763 | 0.58543 | 0.55491 | 0.52598 | 0.49856 | 0.47257 | 0.44793 | 0.42458 | 0.40245 | 0.38147 | 0.36158 | 0.34273 | 0.32486 | 0.30793 | 0.29187 | 0.27666 | 0.26223 | 0.24856 | 0.2356 | 0.22332 | 0.21168 | 0.20064 | 0.19018 | 0.18027 | 0.17087 | 0.16196 | 0.15352 | 0.14552 | 0.13793 | 0.13074 | 0.12392 | 0.11746 | 0.11134 | 0.10554 | 0.10003 | 0.094818 | 0.089875 | 0.08519 | 0.080748 | 0.076539 | 0.072549
* Note: A positive (+) avoided cost in a given year represents a cost savings relative to not having a transmission project deferral.

## AEG100 Summary
|  | 2016 | 2017 | 2018 | 2019 | 2020 | 2021 | 2022 | 2023 | 2024 | 2025 | 2026 | 2027 | 2028 | 2029 | 2030 | 2031 | 2032 | 2033 | 2034 | 2035 | 2036 | 2037 | 2038 | 2039 | 2040 | 2041 | 2042 | 2043 | 2044 | 2045 | 2046 | 2047 | 2048 | 2049 | 2050 | 2051 | 2052 | 2053 | 2054 | 2055 | 2056 | 2057 | 2058 | 2059 | 2060 | 2061 | 2062 | 2063 | 2064 | NPV Base $M
355 kW (378 kW effective) Implemented in 2017 - Area 1 | $/MW-yr | 0 | 473735.0447 | 513938.6308 | 538094.2855 | 630284.7729 | 630284.7729 | 1231366.793 | 828179.4687 | 828179.4687 | 828179.4687 | 718099.2055 | 718099.2055 | -20260.7179 | -20260.7179 | -288951.502 | -288951.502 | -288951.502 | -288951.502 | -288951.502 | -288951.502 | -288951.502 | -288951.502 | -288951.502 | -288951.502 | -288951.502 | -288951.502 | -288951.502 | -288951.502 | -288951.502 | -288951.502 | -288951.502 | -288951.502 | -288951.502 | -288951.502 | -288951.502 | -288951.502 | -762686.5467 | -802890.1328 | -827045.7875 | -919236.2749 | -919236.2749 | -1520318.295 | -1117130.9707 | -1117130.9707 | -1117130.9707 | -1007050.7076 | -1007050.7076 | -268690.7842 | -268690.7842
| $Millions (adjusted) | 0 | 0.17924 | 0.19445 | 0.20359 | 0.23847 | 0.23847 | 0.4659 | 0.31335 | 0.31335 | 0.31335 | 0.2717 | 0.2717 | -0.0076658 | -0.0076658 | -0.10933 | -0.10933 | -0.10933 | -0.10933 | -0.10933 | -0.10933 | -0.10933 | -0.10933 | -0.10933 | -0.10933 | -0.10933 | -0.10933 | -0.10933 | -0.10933 | -0.10933 | -0.10933 | -0.10933 | -0.10933 | -0.10933 | -0.10933 | -0.10933 | -0.10933 | -0.28857 | -0.30378 | -0.31292 | -0.3478 | -0.3478 | -0.57522 | -0.42268 | -0.42268 | -0.42268 | -0.38103 | -0.38103 | -0.10166 | -0.10166 | 926.6442 | 926644.2156
2,600 kW (2,775 kW effective) Implemented in 2017 - Area 3 | $/MW-yr | 0 | 352571.3243 | 352571.3243 | 352571.3243 | 352571.3243 | 352571.3243 | 953653.3444 | 550466.0202 | 550466.0202 | 550466.0202 | 550466.0202 | 550466.0202 | -187893.9032 | -187893.9032 | -187893.9032 | -187893.9032 | -187893.9032 | -187893.9032 | -187893.9032 | -187893.9032 | -187893.9032 | -187893.9032 | -187893.9032 | -187893.9032 | -187893.9032 | -187893.9032 | -187893.9032 | -187893.9032 | -187893.9032 | -187893.9032 | -187893.9032 | -187893.9032 | -187893.9032 | -187893.9032 | -187893.9032 | -187893.9032 | -540465.2275 | -540465.2275 | -540465.2275 | -540465.2275 | -540465.2275 | -1141547.2477 | -738359.9234 | -738359.9234 | -738359.9234 | -738359.9234 | -738359.9234 | 0 | 0
| $Millions (adjusted) | 0 | 0.97825 | 0.97825 | 0.97825 | 0.97825 | 0.97825 | 2.646 | 1.5273 | 1.5273 | 1.5273 | 1.5273 | 1.5273 | -0.52134 | -0.52134 | -0.52134 | -0.52134 | -0.52134 | -0.52134 | -0.52134 | -0.52134 | -0.52134 | -0.52134 | -0.52134 | -0.52134 | -0.52134 | -0.52134 | -0.52134 | -0.52134 | -0.52134 | -0.52134 | -0.52134 | -0.52134 | -0.52134 | -0.52134 | -0.52134 | -0.52134 | -1.4996 | -1.4996 | -1.4996 | -1.4996 | -1.4996 | -3.1674 | -2.0487 | -2.0487 | -2.0487 | -2.0487 | -2.0487 | 0 | 0 | 4466.4636 | 4466463.6029
288 kW (307 kW effective) Implemented in 2018 - Area 1 | $/MW-yr | 0 | 0 | 40203.5861 | 64359.2408 | 156549.7282 | 156549.7282 | 774914.5398 | 774914.5398 | 774914.5398 | 774914.5398 | 664834.2766 | 664834.2766 | -73525.6468 | -73525.6468 | -164283.4228 | -164283.4228 | -164283.4228 | -164283.4228 | -164283.4228 | -164283.4228 | -164283.4228 | -164283.4228 | -164283.4228 | -164283.4228 | -164283.4228 | -164283.4228 | -164283.4228 | -164283.4228 | -164283.4228 | -164283.4228 | -164283.4228 | -164283.4228 | -164283.4228 | -164283.4228 | -164283.4228 | -164283.4228 | -164283.4228 | -204487.0089 | -228642.6636 | -320833.151 | -320833.151 | -939197.9626 | -939197.9626 | -939197.9626 | -939197.9626 | -829117.6994 | -829117.6994 | -90757.776 | -90757.776
| $Millions (adjusted) | 0 | 0 | 0.012354 | 0.019777 | 0.048107 | 0.048107 | 0.23813 | 0.23813 | 0.23813 | 0.23813 | 0.2043 | 0.2043 | -0.022594 | -0.022594 | -0.050484 | -0.050484 | -0.050484 | -0.050484 | -0.050484 | -0.050484 | -0.050484 | -0.050484 | -0.050484 | -0.050484 | -0.050484 | -0.050484 | -0.050484 | -0.050484 | -0.050484 | -0.050484 | -0.050484 | -0.050484 | -0.050484 | -0.050484 | -0.050484 | -0.050484 | -0.050484 | -0.062838 | -0.070261 | -0.098591 | -0.098591 | -0.28861 | -0.28861 | -0.28861 | -0.28861 | -0.25478 | -0.25478 | -0.02789 | -0.02789 | 396.7026 | 396702.5914
2,112 kW (2,254 kW effective) Implemented in 2018 - Area 3 | $/MW-yr | 0 | 0 | 0 | 0 | 0 | 0 | 618364.8116 | 618364.8116 | 618364.8116 | 618364.8116 | 618364.8116 | 618364.8116 | -119995.1118 | -119995.1118 | -119995.1118 | -119995.1118 | -119995.1118 | -119995.1118 | -119995.1118 | -119995.1118 | -119995.1118 | -119995.1118 | -119995.1118 | -119995.1118 | -119995.1118 | -119995.1118 | -119995.1118 | -119995.1118 | -119995.1118 | -119995.1118 | -119995.1118 | -119995.1118 | -119995.1118 | -119995.1118 | -119995.1118 | -119995.1118 | -119995.1118 | -119995.1118 | -119995.1118 | -119995.1118 | -119995.1118 | -738359.9234 | -738359.9234 | -738359.9234 | -738359.9234 | -738359.9234 | -738359.9234 | 0 | 0
| $Millions (adjusted) | 0 | 0 | 0 | 0 | 0 | 0 | 1.3935 | 1.3935 | 1.3935 | 1.3935 | 1.3935 | 1.3935 | -0.27041 | -0.27041 | -0.27041 | -0.27041 | -0.27041 | -0.27041 | -0.27041 | -0.27041 | -0.27041 | -0.27041 | -0.27041 | -0.27041 | -0.27041 | -0.27041 | -0.27041 | -0.27041 | -0.27041 | -0.27041 | -0.27041 | -0.27041 | -0.27041 | -0.27041 | -0.27041 | -0.27041 | -0.27041 | -0.27041 | -0.27041 | -0.27041 | -0.27041 | -1.6639 | -1.6639 | -1.6639 | -1.6639 | -1.6639 | -1.6639 | 0 | 0 | 2084.5267 | 2084526.6521
288 kW (307 kW effective) Implemented in 2019 - Area 1 | $/MW-yr | 0 | 0 | 0 | 24155.6547 | 116346.1421 | 116346.1421 | 734710.9537 | 734710.9537 | 734710.9537 | 734710.9537 | 624630.6905 | 624630.6905 | -113729.2329 | -113729.2329 | -147166.3083 | -147166.3083 | -147166.3083 | -147166.3083 | -147166.3083 | -147166.3083 | -147166.3083 | -147166.3083 | -147166.3083 | -147166.3083 | -147166.3083 | -147166.3083 | -147166.3083 | -147166.3083 | -147166.3083 | -147166.3083 | -147166.3083 | -147166.3083 | -147166.3083 | -147166.3083 | -147166.3083 | -147166.3083 | -147166.3083 | -147166.3083 | -171321.9629 | -263512.4503 | -263512.4503 | -881877.2619 | -881877.2619 | -881877.2619 | -881877.2619 | -771796.9988 | -771796.9988 | -33437.0754 | -33437.0754
| $Millions (adjusted) | 0 | 0 | 0 | 0.0074229 | 0.035753 | 0.035753 | 0.22577 | 0.22577 | 0.22577 | 0.22577 | 0.19195 | 0.19195 | -0.034949 | -0.034949 | -0.045224 | -0.045224 | -0.045224 | -0.045224 | -0.045224 | -0.045224 | -0.045224 | -0.045224 | -0.045224 | -0.045224 | -0.045224 | -0.045224 | -0.045224 | -0.045224 | -0.045224 | -0.045224 | -0.045224 | -0.045224 | -0.045224 | -0.045224 | -0.045224 | -0.045224 | -0.045224 | -0.045224 | -0.052647 | -0.080976 | -0.080976 | -0.271 | -0.271 | -0.271 | -0.271 | -0.23717 | -0.23717 | -0.010275 | -0.010275 | 353.9814 | 353981.414
2,112 kW (2,254 kW effective) Implemented in 2019 - Area 3 | $/MW-yr | 0 | 0 | 0 | 0 | 0 | 0 | 618364.8116 | 618364.8116 | 618364.8116 | 618364.8116 | 618364.8116 | 618364.8116 | -119995.1118 | -119995.1118 | -119995.1118 | -119995.1118 | -119995.1118 | -119995.1118 | -119995.1118 | -119995.1118 | -119995.1118 | -119995.1118 | -119995.1118 | -119995.1118 | -119995.1118 | -119995.1118 | -119995.1118 | -119995.1118 | -119995.1118 | -119995.1118 | -119995.1118 | -119995.1118 | -119995.1118 | -119995.1118 | -119995.1118 | -119995.1118 | -119995.1118 | -119995.1118 | -119995.1118 | -119995.1118 | -119995.1118 | -738359.9234 | -738359.9234 | -738359.9234 | -738359.9234 | -738359.9234 | -738359.9234 | 0 | 0
| $Millions (adjusted) | 0 | 0 | 0 | 0 | 0 | 0 | 1.3935 | 1.3935 | 1.3935 | 1.3935 | 1.3935 | 1.3935 | -0.27041 | -0.27041 | -0.27041 | -0.27041 | -0.27041 | -0.27041 | -0.27041 | -0.27041 | -0.27041 | -0.27041 | -0.27041 | -0.27041 | -0.27041 | -0.27041 | -0.27041 | -0.27041 | -0.27041 | -0.27041 | -0.27041 | -0.27041 | -0.27041 | -0.27041 | -0.27041 | -0.27041 | -0.27041 | -0.27041 | -0.27041 | -0.27041 | -0.27041 | -1.6639 | -1.6639 | -1.6639 | -1.6639 | -1.6639 | -1.6639 | 0 | 0 | 2084.5267 | 2084526.6521
Thermostats & Pool Pumps - 7,755 kW (8,275 kW effective) Composite | $/MW-yr | 0 | 367110.9708 | 207385.8709 | 146098.1517 | 157159.6841 | 157159.6841 | 768957.8244 | 615325.5171 | 615325.5171 | 615325.5171 | 602115.8855 | 602115.8855 | -136244.0379 | -136244.0379 | -153142.2802 | -153142.2802 | -153142.2802 | -153142.2802 | -153142.2802 | -153142.2802 | -153142.2802 | -153142.2802 | -153142.2802 | -153142.2802 | -153142.2802 | -153142.2802 | -153142.2802 | -153142.2802 | -153142.2802 | -153142.2802 | -153142.2802 | -153142.2802 | -153142.2802 | -153142.2802 | -153142.2802 | -153142.2802 | -293027.8919 | -296359.2684 | -299257.9469 | -310320.8054 | -310320.8054 | -922100.1046 | -768467.7973 | -768467.7973 | -768467.7973 | -755258.1657 | -755258.1657 | -140818.6861 | -140818.6861
| $Millions (adjusted) | 0 | 1.1575 | 1.1851 | 1.209 | 1.3006 | 1.3006 | 6.3628 | 5.0916 | 5.0916 | 5.0916 | 4.9823 | 4.9823 | -1.1274 | -1.1274 | -1.2672 | -1.2672 | -1.2672 | -1.2672 | -1.2672 | -1.2672 | -1.2672 | -1.2672 | -1.2672 | -1.2672 | -1.2672 | -1.2672 | -1.2672 | -1.2672 | -1.2672 | -1.2672 | -1.2672 | -1.2672 | -1.2672 | -1.2672 | -1.2672 | -1.2672 | -2.4247 | -2.4522 | -2.4762 | -2.5678 | -2.5678 | -7.63 | -6.3588 | -6.3588 | -6.3588 | -6.2494 | -6.2494 | -0.13983 | -0.13983 | 10312.8451 | 10312845.1282
Discount Factor (Relative to 1/1/2016) = |  | 0.94787 | 0.89845 | 0.85161 | 0.80722 | 0.76513 | 0.72525 | 0.68744 | 0.6516 | 0.61763 | 0.58543 | 0.55491 | 0.52598 | 0.49856 | 0.47257 | 0.44793 | 0.42458 | 0.40245 | 0.38147 | 0.36158 | 0.34273 | 0.32486 | 0.30793 | 0.29187 | 0.27666 | 0.26223 | 0.24856 | 0.2356 | 0.22332 | 0.21168 | 0.20064 | 0.19018 | 0.18027 | 0.17087 | 0.16196 | 0.15352 | 0.14552 | 0.13793 | 0.13074 | 0.12392 | 0.11746 | 0.11134 | 0.10554 | 0.10003 | 0.094818 | 0.089875 | 0.08519 | 0.080748 | 0.076539 | 0.072549
* Note: A positive (+) avoided cost in a given year represents a cost savings relative to not having a transmission project deferral.
Phased in effective kW (including losses) - 2017 Area 1 portion implemented |  | 0 | 378.3582 | 378.3582 | 378.3582 | 378.3582 | 378.3582 | 378.3582 | 378.3582 | 378.3582 | 378.3582 | 378.3582 | 378.3582 | 378.3582 | 378.3582 | 378.3582 | 378.3582 | 378.3582 | 378.3582 | 378.3582 | 378.3582 | 378.3582 | 378.3582 | 378.3582 | 378.3582 | 378.3582 | 378.3582 | 378.3582 | 378.3582 | 378.3582 | 378.3582 | 378.3582 | 378.3582 | 378.3582 | 378.3582 | 378.3582 | 378.3582 | 378.3582 | 378.3582 | 378.3582 | 378.3582 | 378.3582 | 378.3582 | 378.3582 | 378.3582 | 378.3582 | 378.3582 | 378.3582 | 378.3582 | 378.3582
Phased in effective kW (including losses) - 2017 Areas 3 portion implemented |  | 0 | 2774.6268 | 2774.6268 | 2774.6268 | 2774.6268 | 2774.6268 | 2774.6268 | 2774.6268 | 2774.6268 | 2774.6268 | 2774.6268 | 2774.6268 | 2774.6268 | 2774.6268 | 2774.6268 | 2774.6268 | 2774.6268 | 2774.6268 | 2774.6268 | 2774.6268 | 2774.6268 | 2774.6268 | 2774.6268 | 2774.6268 | 2774.6268 | 2774.6268 | 2774.6268 | 2774.6268 | 2774.6268 | 2774.6268 | 2774.6268 | 2774.6268 | 2774.6268 | 2774.6268 | 2774.6268 | 2774.6268 | 2774.6268 | 2774.6268 | 2774.6268 | 2774.6268 | 2774.6268 | 2774.6268 | 2774.6268 | 2774.6268 | 2774.6268 | 2774.6268 | 2774.6268 | 0 | 0
Phased in effective kW (including losses) - 2018 Area 1 portion implemented |  | 0 | 0 | 307.296 | 307.296 | 307.296 | 307.296 | 307.296 | 307.296 | 307.296 | 307.296 | 307.296 | 307.296 | 307.296 | 307.296 | 307.296 | 307.296 | 307.296 | 307.296 | 307.296 | 307.296 | 307.296 | 307.296 | 307.296 | 307.296 | 307.296 | 307.296 | 307.296 | 307.296 | 307.296 | 307.296 | 307.296 | 307.296 | 307.296 | 307.296 | 307.296 | 307.296 | 307.296 | 307.296 | 307.296 | 307.296 | 307.296 | 307.296 | 307.296 | 307.296 | 307.296 | 307.296 | 307.296 | 307.296 | 307.296
Phased in effective kW (including losses) - 2018 Area 3 portion implemented |  | 0 | 0 | 2254 | 2254 | 2254 | 2254 | 2253.504 | 2253.504 | 2253.504 | 2253.504 | 2253.504 | 2253.504 | 2253.504 | 2253.504 | 2253.504 | 2253.504 | 2253.504 | 2253.504 | 2253.504 | 2253.504 | 2253.504 | 2253.504 | 2253.504 | 2253.504 | 2253.504 | 2253.504 | 2253.504 | 2253.504 | 2253.504 | 2253.504 | 2253.504 | 2253.504 | 2253.504 | 2253.504 | 2253.504 | 2253.504 | 2253.504 | 2253.504 | 2253.504 | 2253.504 | 2253.504 | 2253.504 | 2253.504 | 2253.504 | 2253.504 | 2253.504 | 2253.504 | 0 | 0
Phased in effective kW (including losses) - 2019 Area 1 portion implemented |  | 0 | 0 | 0 | 307.296 | 307.296 | 307.296 | 307.296 | 307.296 | 307.296 | 307.296 | 307.296 | 307.296 | 307.296 | 307.296 | 307.296 | 307.296 | 307.296 | 307.296 | 307.296 | 307.296 | 307.296 | 307.296 | 307.296 | 307.296 | 307.296 | 307.296 | 307.296 | 307.296 | 307.296 | 307.296 | 307.296 | 307.296 | 307.296 | 307.296 | 307.296 | 307.296 | 307.296 | 307.296 | 307.296 | 307.296 | 307.296 | 307.296 | 307.296 | 307.296 | 307.296 | 307.296 | 307.296 | 307.296 | 307.296
Phased in effective kW (including losses) - 2019 Area 3 portion implemented |  | 0 | 0 | 0 | 2254 | 2254 | 2254 | 2253.504 | 2253.504 | 2253.504 | 2253.504 | 2253.504 | 2253.504 | 2253.504 | 2253.504 | 2253.504 | 2253.504 | 2253.504 | 2253.504 | 2253.504 | 2253.504 | 2253.504 | 2253.504 | 2253.504 | 2253.504 | 2253.504 | 2253.504 | 2253.504 | 2253.504 | 2253.504 | 2253.504 | 2253.504 | 2253.504 | 2253.504 | 2253.504 | 2253.504 | 2253.504 | 2253.504 | 2253.504 | 2253.504 | 2253.504 | 2253.504 | 2253.504 | 2253.504 | 2253.504 | 2253.504 | 2253.504 | 2253.504 | 0 | 0
Phased in effective kW (including losses) - composite implementation |  | 0 | 3152.985 | 5714.281 | 8275.577 | 8275.577 | 8275.577 | 8274.585 | 8274.585 | 8274.585 | 8274.585 | 8274.585 | 8274.585 | 8274.585 | 8274.585 | 8274.585 | 8274.585 | 8274.585 | 8274.585 | 8274.585 | 8274.585 | 8274.585 | 8274.585 | 8274.585 | 8274.585 | 8274.585 | 8274.585 | 8274.585 | 8274.585 | 8274.585 | 8274.585 | 8274.585 | 8274.585 | 8274.585 | 8274.585 | 8274.585 | 8274.585 | 8274.585 | 8274.585 | 8274.585 | 8274.585 | 8274.585 | 8274.585 | 8274.585 | 8274.585 | 8274.585 | 8274.585 | 8274.585 | 992.9502 | 992.9502

## PhII (AES100-Mont, EH, and SH)
Version |  | Based on PSEGLI file: "East End Utility 2_0_Economics_2014_10_13_r28_Sargent_Lundy.xlsx"
Annual Revenue Requirements (Millions of $s)
1) Reference (Transmission only) Case
Project | I/S Year | Investor | Capital (2015$s) | 2016 | 2017 | 2018 | 2019 | 2020 | 2021 | 2022 | 2023 | 2024 | 2025 | 2026 | 2027 | 2028 | 2029 | 2030 | 2031 | 2032 | 2033 | 2034 | 2035 | 2036 | 2037 | 2038 | 2039 | 2040 | 2041 | 2042 | 2043 | 2044 | 2045 | 2046 | 2047 | 2048 | 2049 | 2050 | 2051 | 2052 | 2053 | 2054 | 2055 | 2056 | 2057 | 2058 | 2059 | 2060 | 2061 | 2062 | 2063 | 2064 |  | NPV |  | Proposal Number = | AES100
Transmission Reinforcement I | 2017 | PSEGLI | 197 | 0 | 24.0294 | 24.0294 | 24.0294 | 24.0294 | 24.0294 | 24.0294 | 24.0294 | 24.0294 | 24.0294 | 24.0294 | 24.0294 | 24.0294 | 24.0294 | 24.0294 | 24.0294 | 24.0294 | 24.0294 | 24.0294 | 24.0294 | 24.0294 | 24.0294 | 24.0294 | 24.0294 | 24.0294 | 24.0294 | 24.0294 | 24.0294 | 24.0294 | 24.0294 | 24.0294 | 24.0294 | 24.0294 | 24.0294 | 24.0294 | 24.0294 | [13 empty] | 35 | 350.5464 |  | Proposer Name = | AES Generation Development
Transmission Reinforcement II | 2018 | PSEGLI | 4.8 | 0 | 0 | 0.60305 | 0.60305 | 0.60305 | 0.60305 | 0.60305 | 0.60305 | 0.60305 | 0.60305 | 0.60305 | 0.60305 | 0.60305 | 0.60305 | 0.60305 | 0.60305 | 0.60305 | 0.60305 | 0.60305 | 0.60305 | 0.60305 | 0.60305 | 0.60305 | 0.60305 | 0.60305 | 0.60305 | 0.60305 | 0.60305 | 0.60305 | 0.60305 | 0.60305 | 0.60305 | 0.60305 | 0.60305 | 0.60305 | 0.60305 | 0.60305 | [12 empty] | 35 | 8.3388 |  | Proposal/Project = | Montauk, East Hampton, and Southampton
Transmission Reinforcement III | 2019 | PSEGLI | 2.8 | 0 | 0 | 0 | 0.36233 | 0.36233 | 0.36233 | 0.36233 | 0.36233 | 0.36233 | 0.36233 | 0.36233 | 0.36233 | 0.36233 | 0.36233 | 0.36233 | 0.36233 | 0.36233 | 0.36233 | 0.36233 | 0.36233 | 0.36233 | 0.36233 | 0.36233 | 0.36233 | 0.36233 | 0.36233 | 0.36233 | 0.36233 | 0.36233 | 0.36233 | 0.36233 | 0.36233 | 0.36233 | 0.36233 | 0.36233 | 0.36233 | 0.36233 | 0.36233 | [11 empty] | 35 | 4.7491 |  | Option Number = | 1
Transmission Reinforcement IV | 2020 | PSEGLI | 33.2 | 0 | 0 | 0 | 0 | 4.4251 | 4.4251 | 4.4251 | 4.4251 | 4.4251 | 4.4251 | 4.4251 | 4.4251 | 4.4251 | 4.4251 | 4.4251 | 4.4251 | 4.4251 | 4.4251 | 4.4251 | 4.4251 | 4.4251 | 4.4251 | 4.4251 | 4.4251 | 4.4251 | 4.4251 | 4.4251 | 4.4251 | 4.4251 | 4.4251 | 4.4251 | 4.4251 | 4.4251 | 4.4251 | 4.4251 | 4.4251 | 4.4251 | 4.4251 | 4.4251 | [10 empty] | 35 | 54.9758 |  | Location = | 1, 2, and 3
Transmission Reinforcement V | 2022 | PSEGLI | 275.5 | 0 | 0 | 0 | 0 | 0 | 0 | 38.957 | 38.957 | 38.957 | 38.957 | 38.957 | 38.957 | 38.957 | 38.957 | 38.957 | 38.957 | 38.957 | 38.957 | 38.957 | 38.957 | 38.957 | 38.957 | 38.957 | 38.957 | 38.957 | 38.957 | 38.957 | 38.957 | 38.957 | 38.957 | 38.957 | 38.957 | 38.957 | 38.957 | 38.957 | 38.957 | 38.957 | 38.957 | 38.957 | 38.957 | 38.957 | [8 empty] | 35 | 434.8353 |  | Technology = | Battery Storage
[56 empty] | Interconnection Points = | 13 kV Radial Feeders at Montauk, East Hampton, and Southampton
Total |  |  | 513.3 | 0 | 24.0294 | 24.6325 | 24.9948 | 29.42 | 29.42 | 68.377 | 68.377 | 68.377 | 68.377 | 68.377 | 68.377 | 68.377 | 68.377 | 68.377 | 68.377 | 68.377 | 68.377 | 68.377 | 68.377 | 68.377 | 68.377 | 68.377 | 68.377 | 68.377 | 68.377 | 68.377 | 68.377 | 68.377 | 68.377 | 68.377 | 68.377 | 68.377 | 68.377 | 68.377 | 68.377 | 44.3475 | 43.7445 | 43.3821 | 38.957 | 38.957 | 0 | 0 | 0 | 0 | 0 | 0 | 0 | 0 |  | 853.4454 |  | Loss Factor = | 1.026
2016 NPV @ 5.5%, thru 2035 |  |  |  | 2016: 582.1416
2016 NPV @ 5.5%, thru 2056 |  |  |  | 2016: 853.4454 |  |  |  | MW Required by 2022 (cap) = | 15 | 33 | 15 | Output: NPV of Transmission Avoided Costs for Selected Project (see note*)
[57 empty] | Selected Project Inputs - Area 1 Portion | Selected Project Inputs - Area 2 Portion | Selected Project Inputs - Area 3 Portion | Area 1 | Area 2 | Area 3 | Total | check
[56 empty] | Project kW = | 5130 | 5130 | 5130
[55 empty] | Capped kW = | 15390 | 5130 | 5130 | 5130
[56 empty] | Project Area (1, 2, or 3) = | 1 | 2 | 3
[56 empty] | Proportion of Peak Hours Covered = | 100% | 100% | 100%
[55 empty] | Project COD = | 2018
[55 empty] | Effective kW = | 15390 |  |  |  | 6622553.8047 | 5532762.1371 | 4745330.7052 | 16900646.647
[60 empty] | check | check | check
| I/S Year |  | Capital (2015$s) | 2016 | 2017 | 2018 | 2019 | 2020 | 2021 | 2022 | 2023 | 2024 | 2025 | 2026 | 2027 | 2028 | 2029 | 2030 | 2031 | 2032 | 2033 | 2034 | 2035 | 2036 | 2037 | 2038 | 2039 | 2040 | 2041 | 2042 | 2043 | 2044 | 2045 | 2046 | 2047 | 2048 | 2049 | 2050 | 2051 | 2052 | 2053 | 2054 | 2055 | 2056 | 2057 | 2058 | 2059 | 2060 | 2061 | 2062 | 2063 | 2064 |  | MW Required by 2022 | NPV Base $M | Differential NPV $M | Differential NPV $M (adjusted for COD of Selected Project) | Differntial NPV $/MW | NPV of Transmission Avoided Costs for Selected Project
Area I Projects: | [53 empty] | 15
Amagansett Conversion 33 kV | 2017 |  | 8 | 0 | 0.97582 | 0.97582 | 0.97582 | 0.97582 | 0.97582 | 0.97582 | 0.97582 | 0.97582 | 0.97582 | 0.97582 | 0.97582 | 0.97582 | 0.97582 | 0.97582 | 0.97582 | 0.97582 | 0.97582 | 0.97582 | 0.97582 | 0.97582 | 0.97582 | 0.97582 | 0.97582 | 0.97582 | 0.97582 | 0.97582 | 0.97582 | 0.97582 | 0.97582 | 0.97582 | 0.97582 | 0.97582 | 0.97582 | 0.97582 | 0.97582 | [13 empty] | 35 |  | 14.2354
East Hampton Conversion 33 kV | 2017 |  | 3.2 | 0 | 0.39033 | 0.39033 | 0.39033 | 0.39033 | 0.39033 | 0.39033 | 0.39033 | 0.39033 | 0.39033 | 0.39033 | 0.39033 | 0.39033 | 0.39033 | 0.39033 | 0.39033 | 0.39033 | 0.39033 | 0.39033 | 0.39033 | 0.39033 | 0.39033 | 0.39033 | 0.39033 | 0.39033 | 0.39033 | 0.39033 | 0.39033 | 0.39033 | 0.39033 | 0.39033 | 0.39033 | 0.39033 | 0.39033 | 0.39033 | 0.39033 | [13 empty] | 35 |  | 5.6942
Buell Conversion 33 kV | 2017 |  | 3.7 | 0 | 0.45131 | 0.45131 | 0.45131 | 0.45131 | 0.45131 | 0.45131 | 0.45131 | 0.45131 | 0.45131 | 0.45131 | 0.45131 | 0.45131 | 0.45131 | 0.45131 | 0.45131 | 0.45131 | 0.45131 | 0.45131 | 0.45131 | 0.45131 | 0.45131 | 0.45131 | 0.45131 | 0.45131 | 0.45131 | 0.45131 | 0.45131 | 0.45131 | 0.45131 | 0.45131 | 0.45131 | 0.45131 | 0.45131 | 0.45131 | 0.45131 | [13 empty] | 35 |  | 6.5839
Hither Hills Conversion to 33 kV | 2018 |  | 4.8 | 0 | 0 | 0.60305 | 0.60305 | 0.60305 | 0.60305 | 0.60305 | 0.60305 | 0.60305 | 0.60305 | 0.60305 | 0.60305 | 0.60305 | 0.60305 | 0.60305 | 0.60305 | 0.60305 | 0.60305 | 0.60305 | 0.60305 | 0.60305 | 0.60305 | 0.60305 | 0.60305 | 0.60305 | 0.60305 | 0.60305 | 0.60305 | 0.60305 | 0.60305 | 0.60305 | 0.60305 | 0.60305 | 0.60305 | 0.60305 | 0.60305 | 0.60305 | [12 empty] | 35 |  | 8.3388
Culloden Pt Conversion to 33 kV | 2019 |  | 2.8 | 0 | 0 | 0 | 0.36233 | 0.36233 | 0.36233 | 0.36233 | 0.36233 | 0.36233 | 0.36233 | 0.36233 | 0.36233 | 0.36233 | 0.36233 | 0.36233 | 0.36233 | 0.36233 | 0.36233 | 0.36233 | 0.36233 | 0.36233 | 0.36233 | 0.36233 | 0.36233 | 0.36233 | 0.36233 | 0.36233 | 0.36233 | 0.36233 | 0.36233 | 0.36233 | 0.36233 | 0.36233 | 0.36233 | 0.36233 | 0.36233 | 0.36233 | 0.36233 | [11 empty] | 35 |  | 4.7491
No Deferral |  |  | 22.5 |  | 1.8175 | 2.4205 | 2.7828 | 2.7828 | 2.7828 | 2.7828 | 2.7828 | 2.7828 | 2.7828 | 2.7828 | 2.7828 | 2.7828 | 2.7828 | 2.7828 | 2.7828 | 2.7828 | 2.7828 | 2.7828 | 2.7828 | 2.7828 | 2.7828 | 2.7828 | 2.7828 | 2.7828 | 2.7828 | 2.7828 | 2.7828 | 2.7828 | 2.7828 | 2.7828 | 2.7828 | 2.7828 | 2.7828 | 2.7828 | 2.7828 | 0.96539 | 0.36233 | 0 | 0 | 0 | [10 empty] | 39.6013
Amagansett Conversion 33 kV | 2030 |  | 8 | [14 empty] | 1.433 | 1.433 | 1.433 | 1.433 | 1.433 | 1.433 | 1.433 | 1.433 | 1.433 | 1.433 | 1.433 | 1.433 | 1.433 | 1.433 | 1.433 | 1.433 | 1.433 | 1.433 | 1.433 | 1.433 | 1.433 | 1.433 | 1.433 | 1.433 | 1.433 | 1.433 | 1.433 | 1.433 | 1.433 | 1.433 | 1.433 | 1.433 | 1.433 | 1.433 | 1.433 | 35 |  | 10.4225 | 3.8129 | 0 | 0 | 0
East Hampton Conversion 33 kV | 2030 |  | 3.2 | [14 empty] | 0.57321 | 0.57321 | 0.57321 | 0.57321 | 0.57321 | 0.57321 | 0.57321 | 0.57321 | 0.57321 | 0.57321 | 0.57321 | 0.57321 | 0.57321 | 0.57321 | 0.57321 | 0.57321 | 0.57321 | 0.57321 | 0.57321 | 0.57321 | 0.57321 | 0.57321 | 0.57321 | 0.57321 | 0.57321 | 0.57321 | 0.57321 | 0.57321 | 0.57321 | 0.57321 | 0.57321 | 0.57321 | 0.57321 | 0.57321 | 0.57321 | 35 |  | 4.169 | 1.5252 | 0 | 0 | 0
Buell Conversion 33 kV | 2030 |  | 3.7 | [14 empty] | 0.66277 | 0.66277 | 0.66277 | 0.66277 | 0.66277 | 0.66277 | 0.66277 | 0.66277 | 0.66277 | 0.66277 | 0.66277 | 0.66277 | 0.66277 | 0.66277 | 0.66277 | 0.66277 | 0.66277 | 0.66277 | 0.66277 | 0.66277 | 0.66277 | 0.66277 | 0.66277 | 0.66277 | 0.66277 | 0.66277 | 0.66277 | 0.66277 | 0.66277 | 0.66277 | 0.66277 | 0.66277 | 0.66277 | 0.66277 | 0.66277 | 35 |  | 4.8204 | 1.7635 | 0 | 0 | 0
Hither Hills Conversion to 33 kV | 2030 |  | 4.8 | [14 empty] | 0.85981 | 0.85981 | 0.85981 | 0.85981 | 0.85981 | 0.85981 | 0.85981 | 0.85981 | 0.85981 | 0.85981 | 0.85981 | 0.85981 | 0.85981 | 0.85981 | 0.85981 | 0.85981 | 0.85981 | 0.85981 | 0.85981 | 0.85981 | 0.85981 | 0.85981 | 0.85981 | 0.85981 | 0.85981 | 0.85981 | 0.85981 | 0.85981 | 0.85981 | 0.85981 | 0.85981 | 0.85981 | 0.85981 | 0.85981 | 0.85981 | 35 |  | 6.2535 | 2.0853 | 2.0853 | 139022.8879 | 2139562.2452
Culloden Pt Conversion to 33 kV | 2030 |  | 2.8 | [14 empty] | 0.50156 | 0.50156 | 0.50156 | 0.50156 | 0.50156 | 0.50156 | 0.50156 | 0.50156 | 0.50156 | 0.50156 | 0.50156 | 0.50156 | 0.50156 | 0.50156 | 0.50156 | 0.50156 | 0.50156 | 0.50156 | 0.50156 | 0.50156 | 0.50156 | 0.50156 | 0.50156 | 0.50156 | 0.50156 | 0.50156 | 0.50156 | 0.50156 | 0.50156 | 0.50156 | 0.50156 | 0.50156 | 0.50156 | 0.50156 | 0.50156 | 35 |  | 3.6479 | 1.1012 | 1.1012 | 73412.135 | 1129812.7577
Deferral to Indicated Year |  |  | 22.5 | [6 empty] | 0 | 0 | 0 | 0 | 0 | 0 | 0 | 0 | 4.0304 | 4.0304 | 4.0304 | 4.0304 | 4.0304 | 4.0304 | 4.0304 | 4.0304 | 4.0304 | 4.0304 | 4.0304 | 4.0304 | 4.0304 | 4.0304 | 4.0304 | 4.0304 | 4.0304 | 4.0304 | 4.0304 | 4.0304 | 4.0304 | 4.0304 | 4.0304 | 4.0304 | 4.0304 | 4.0304 | 4.0304 | 4.0304 | 4.0304 | 4.0304 | 4.0304 | 4.0304 | 4.0304 | 4.0304 | 4.0304 | 35 |  | 29.3132 | 10.2881 | 3.1865 | 212435.0229 | 3269375.0029 | =Area I Portion
[59 empty] | 19867661.4141 | =Area I+II+III Portions
Annual Avoided Costs for Deferral to Indicated Year:
Amagansett Conversion 33 kV | 2030 |  |  | 0 | 0.97582 | 0.97582 | 0.97582 | 0.97582 | 0.97582 | 0.97582 | 0.97582 | 0.97582 | 0.97582 | 0.97582 | 0.97582 | 0.97582 | 0.97582 | -0.4572 | -0.4572 | -0.4572 | -0.4572 | -0.4572 | -0.4572 | -0.4572 | -0.4572 | -0.4572 | -0.4572 | -0.4572 | -0.4572 | -0.4572 | -0.4572 | -0.4572 | -0.4572 | -0.4572 | -0.4572 | -0.4572 | -0.4572 | -0.4572 | -0.4572 | -1.433 | -1.433 | -1.433 | -1.433 | -1.433 | -1.433 | -1.433 | -1.433 | -1.433 | -1.433 | -1.433 | -1.433 | -1.433 | 35 |  |  | 3.8129
East Hampton Conversion 33 kV | 2030 |  |  | 0 | 0.39033 | 0.39033 | 0.39033 | 0.39033 | 0.39033 | 0.39033 | 0.39033 | 0.39033 | 0.39033 | 0.39033 | 0.39033 | 0.39033 | 0.39033 | -0.18288 | -0.18288 | -0.18288 | -0.18288 | -0.18288 | -0.18288 | -0.18288 | -0.18288 | -0.18288 | -0.18288 | -0.18288 | -0.18288 | -0.18288 | -0.18288 | -0.18288 | -0.18288 | -0.18288 | -0.18288 | -0.18288 | -0.18288 | -0.18288 | -0.18288 | -0.57321 | -0.57321 | -0.57321 | -0.57321 | -0.57321 | -0.57321 | -0.57321 | -0.57321 | -0.57321 | -0.57321 | -0.57321 | -0.57321 | -0.57321 | 35 |  |  | 1.5252
Buell Conversion 33 kV | 2030 |  |  | 0 | 0.45131 | 0.45131 | 0.45131 | 0.45131 | 0.45131 | 0.45131 | 0.45131 | 0.45131 | 0.45131 | 0.45131 | 0.45131 | 0.45131 | 0.45131 | -0.21146 | -0.21146 | -0.21146 | -0.21146 | -0.21146 | -0.21146 | -0.21146 | -0.21146 | -0.21146 | -0.21146 | -0.21146 | -0.21146 | -0.21146 | -0.21146 | -0.21146 | -0.21146 | -0.21146 | -0.21146 | -0.21146 | -0.21146 | -0.21146 | -0.21146 | -0.66277 | -0.66277 | -0.66277 | -0.66277 | -0.66277 | -0.66277 | -0.66277 | -0.66277 | -0.66277 | -0.66277 | -0.66277 | -0.66277 | -0.66277 | 35 |  |  | 1.7635
Hither Hills Conversion to 33 kV | 2030 |  |  | 0 | 0 | 0.60305 | 0.60305 | 0.60305 | 0.60305 | 0.60305 | 0.60305 | 0.60305 | 0.60305 | 0.60305 | 0.60305 | 0.60305 | 0.60305 | -0.25676 | -0.25676 | -0.25676 | -0.25676 | -0.25676 | -0.25676 | -0.25676 | -0.25676 | -0.25676 | -0.25676 | -0.25676 | -0.25676 | -0.25676 | -0.25676 | -0.25676 | -0.25676 | -0.25676 | -0.25676 | -0.25676 | -0.25676 | -0.25676 | -0.25676 | -0.25676 | -0.85981 | -0.85981 | -0.85981 | -0.85981 | -0.85981 | -0.85981 | -0.85981 | -0.85981 | -0.85981 | -0.85981 | -0.85981 | -0.85981 | 35 |  |  | 2.0853
Culloden Pt Conversion to 33 kV | 2030 |  |  | 0 | 0 | 0 | 0.36233 | 0.36233 | 0.36233 | 0.36233 | 0.36233 | 0.36233 | 0.36233 | 0.36233 | 0.36233 | 0.36233 | 0.36233 | -0.13922 | -0.13922 | -0.13922 | -0.13922 | -0.13922 | -0.13922 | -0.13922 | -0.13922 | -0.13922 | -0.13922 | -0.13922 | -0.13922 | -0.13922 | -0.13922 | -0.13922 | -0.13922 | -0.13922 | -0.13922 | -0.13922 | -0.13922 | -0.13922 | -0.13922 | -0.13922 | -0.13922 | -0.50156 | -0.50156 | -0.50156 | -0.50156 | -0.50156 | -0.50156 | -0.50156 | -0.50156 | -0.50156 | -0.50156 | -0.50156 | 35 |  |  | 1.1012
Area II Projects: | [53 empty] | 33
Bridgehampton - Buell New 69 kV UG Cable | 2020 |  | 33.2 | 0 | 0 | 0 | 0 | 4.4251 | 4.4251 | 4.4251 | 4.4251 | 4.4251 | 4.4251 | 4.4251 | 4.4251 | 4.4251 | 4.4251 | 4.4251 | 4.4251 | 4.4251 | 4.4251 | 4.4251 | 4.4251 | 4.4251 | 4.4251 | 4.4251 | 4.4251 | 4.4251 | 4.4251 | 4.4251 | 4.4251 | 4.4251 | 4.4251 | 4.4251 | 4.4251 | 4.4251 | 4.4251 | 4.4251 | 4.4251 | 4.4251 | 4.4251 | 4.4251 | [10 empty] | 35 |  | 54.9758
No Deferral |  |  | 33.2 |  | 0 | 0 | 0 | 4.4251 | 4.4251 | 4.4251 | 4.4251 | 4.4251 | 4.4251 | 4.4251 | 4.4251 | 4.4251 | 4.4251 | 4.4251 | 4.4251 | 4.4251 | 4.4251 | 4.4251 | 4.4251 | 4.4251 | 4.4251 | 4.4251 | 4.4251 | 4.4251 | 4.4251 | 4.4251 | 4.4251 | 4.4251 | 4.4251 | 4.4251 | 4.4251 | 4.4251 | 4.4251 | 4.4251 | 4.4251 | 4.4251 | 4.4251 | 4.4251 | [10 empty] | 35 |  | 54.9758
Bridgehampton - Buell New 69 kV UG Cable | 2026 |  | 33.2 | [10 empty] | 5.2839 | 5.2839 | 5.2839 | 5.2839 | 5.2839 | 5.2839 | 5.2839 | 5.2839 | 5.2839 | 5.2839 | 5.2839 | 5.2839 | 5.2839 | 5.2839 | 5.2839 | 5.2839 | 5.2839 | 5.2839 | 5.2839 | 5.2839 | 5.2839 | 5.2839 | 5.2839 | 5.2839 | 5.2839 | 5.2839 | 5.2839 | 5.2839 | 5.2839 | 5.2839 | 5.2839 | 5.2839 | 5.2839 | 5.2839 | 5.2839 |  |  |  |  | 35 |  | 47.608 | 7.3678 | 7.3678 | 153495.4058 | 2362294.2957
Deferral to Indicated Year |  |  | 33.2 | [6 empty] | 0 | 0 | 0 | 0 | 5.2839 | 5.2839 | 5.2839 | 5.2839 | 5.2839 | 5.2839 | 5.2839 | 5.2839 | 5.2839 | 5.2839 | 5.2839 | 5.2839 | 5.2839 | 5.2839 | 5.2839 | 5.2839 | 5.2839 | 5.2839 | 5.2839 | 5.2839 | 5.2839 | 5.2839 | 5.2839 | 5.2839 | 5.2839 | 5.2839 | 5.2839 | 5.2839 | 5.2839 | 5.2839 | 5.2839 | 5.2839 | 5.2839 | 5.2839 | 5.2839 |  |  |  |  | 35 |  | 47.608 | 7.3678 | 7.3678 | 153495.4058 | 2362294.2957 | =Area II Portion
[59 empty] | 16598286.4112 | =Area II+III Portions
Annual Avoided Costs for Deferral to Indicated Year:
Bridgehampton - Buell New 69 kV UG Cable | 2026 |  |  | 0 | 0 | 0 | 0 | 4.4251 | 4.4251 | 4.4251 | 4.4251 | 4.4251 | 4.4251 | -0.85871 | -0.85871 | -0.85871 | -0.85871 | -0.85871 | -0.85871 | -0.85871 | -0.85871 | -0.85871 | -0.85871 | -0.85871 | -0.85871 | -0.85871 | -0.85871 | -0.85871 | -0.85871 | -0.85871 | -0.85871 | -0.85871 | -0.85871 | -0.85871 | -0.85871 | -0.85871 | -0.85871 | -0.85871 | -0.85871 | -0.85871 | -0.85871 | -0.85871 | -5.2839 | -5.2839 | -5.2839 | -5.2839 | -5.2839 | -5.2839 |  |  |  |  | 35 |  |  | 7.3678
0
Area III Projects: | [52 empty] | 0 | 15
New Canal - Southampton Cable | 2017 |  | 37.6 | 0 | 4.5863 | 4.5863 | 4.5863 | 4.5863 | 4.5863 | 4.5863 | 4.5863 | 4.5863 | 4.5863 | 4.5863 | 4.5863 | 4.5863 | 4.5863 | 4.5863 | 4.5863 | 4.5863 | 4.5863 | 4.5863 | 4.5863 | 4.5863 | 4.5863 | 4.5863 | 4.5863 | 4.5863 | 4.5863 | 4.5863 | 4.5863 | 4.5863 | 4.5863 | 4.5863 | 4.5863 | 4.5863 | 4.5863 | 4.5863 | 4.5863 | [13 empty] | 35 |  | 66.9063
Upgrade Wildwood - Riverhead to 138 kV | 2017 |  | 7.7 | 0 | 0.93922 | 0.93922 | 0.93922 | 0.93922 | 0.93922 | 0.93922 | 0.93922 | 0.93922 | 0.93922 | 0.93922 | 0.93922 | 0.93922 | 0.93922 | 0.93922 | 0.93922 | 0.93922 | 0.93922 | 0.93922 | 0.93922 | 0.93922 | 0.93922 | 0.93922 | 0.93922 | 0.93922 | 0.93922 | 0.93922 | 0.93922 | 0.93922 | 0.93922 | 0.93922 | 0.93922 | 0.93922 | 0.93922 | 0.93922 | 0.93922 | [13 empty] | 35 |  | 13.7016
Riverhead Canal 2nd Line and Bank | 2017 |  | 136.8 | 0 | 16.6864 | 16.6864 | 16.6864 | 16.6864 | 16.6864 | 16.6864 | 16.6864 | 16.6864 | 16.6864 | 16.6864 | 16.6864 | 16.6864 | 16.6864 | 16.6864 | 16.6864 | 16.6864 | 16.6864 | 16.6864 | 16.6864 | 16.6864 | 16.6864 | 16.6864 | 16.6864 | 16.6864 | 16.6864 | 16.6864 | 16.6864 | 16.6864 | 16.6864 | 16.6864 | 16.6864 | 16.6864 | 16.6864 | 16.6864 | 16.6864 | [13 empty] | 35 |  | 243.4251
Canal - Wainscott New 138 kV UG Cable | 2022 |  | 275.5 | 0 | 0 | 0 | 0 | 0 | 0 | 38.957 | 38.957 | 38.957 | 38.957 | 38.957 | 38.957 | 38.957 | 38.957 | 38.957 | 38.957 | 38.957 | 38.957 | 38.957 | 38.957 | 38.957 | 38.957 | 38.957 | 38.957 | 38.957 | 38.957 | 38.957 | 38.957 | 38.957 | 38.957 | 38.957 | 38.957 | 38.957 | 38.957 | 38.957 | 38.957 | 38.957 | 38.957 | 38.957 | 38.957 | 38.957 | [8 empty] | 35 |  | 434.8353
No Deferral |  |  | 457.6 |  | 22.212 | 22.212 | 22.212 | 22.212 | 22.212 | 61.169 | 61.169 | 61.169 | 61.169 | 61.169 | 61.169 | 61.169 | 61.169 | 61.169 | 61.169 | 61.169 | 61.169 | 61.169 | 61.169 | 61.169 | 61.169 | 61.169 | 61.169 | 61.169 | 61.169 | 61.169 | 61.169 | 61.169 | 61.169 | 61.169 | 61.169 | 61.169 | 61.169 | 61.169 | 61.169 | 38.957 | 38.957 | 38.957 | 38.957 | 38.957 | [10 empty] | 758.8683
New Canal - Southampton Cable | 2023 |  | 37.6 | [7 empty] | 5.4763 | 5.4763 | 5.4763 | 5.4763 | 5.4763 | 5.4763 | 5.4763 | 5.4763 | 5.4763 | 5.4763 | 5.4763 | 5.4763 | 5.4763 | 5.4763 | 5.4763 | 5.4763 | 5.4763 | 5.4763 | 5.4763 | 5.4763 | 5.4763 | 5.4763 | 5.4763 | 5.4763 | 5.4763 | 5.4763 | 5.4763 | 5.4763 | 5.4763 | 5.4763 | 5.4763 | 5.4763 | 5.4763 | 5.4763 | 5.4763 | [7 empty] | 35 |  | 57.9396 | 8.9667 | 0 | 0 | 0
Upgrade Wildwood - Riverhead to 138 kV | 2022 |  | 7.7 | [6 empty] | 1.0888 | 1.0888 | 1.0888 | 1.0888 | 1.0888 | 1.0888 | 1.0888 | 1.0888 | 1.0888 | 1.0888 | 1.0888 | 1.0888 | 1.0888 | 1.0888 | 1.0888 | 1.0888 | 1.0888 | 1.0888 | 1.0888 | 1.0888 | 1.0888 | 1.0888 | 1.0888 | 1.0888 | 1.0888 | 1.0888 | 1.0888 | 1.0888 | 1.0888 | 1.0888 | 1.0888 | 1.0888 | 1.0888 | 1.0888 | 1.0888 | [8 empty] | 35 |  | 12.1533 | 1.5483 | 0 | 0 | 0
Riverhead Canal 2nd Line and Bank | 2023 |  | 136.8 | [7 empty] | 19.9245 | 19.9245 | 19.9245 | 19.9245 | 19.9245 | 19.9245 | 19.9245 | 19.9245 | 19.9245 | 19.9245 | 19.9245 | 19.9245 | 19.9245 | 19.9245 | 19.9245 | 19.9245 | 19.9245 | 19.9245 | 19.9245 | 19.9245 | 19.9245 | 19.9245 | 19.9245 | 19.9245 | 19.9245 | 19.9245 | 19.9245 | 19.9245 | 19.9245 | 19.9245 | 19.9245 | 19.9245 | 19.9245 | 19.9245 | 19.9245 | [7 empty] | 35 |  | 210.8017 | 32.6235 | 0 | 0 | 0
Canal - Wainscott New 138 kV UG Cable | 2028 |  | 275.5 | [12 empty] | 46.5167 | 46.5167 | 46.5167 | 46.5167 | 46.5167 | 46.5167 | 46.5167 | 46.5167 | 46.5167 | 46.5167 | 46.5167 | 46.5167 | 46.5167 | 46.5167 | 46.5167 | 46.5167 | 46.5167 | 46.5167 | 46.5167 | 46.5167 | 46.5167 | 46.5167 | 46.5167 | 46.5167 | 46.5167 | 46.5167 | 46.5167 | 46.5167 | 46.5167 | 46.5167 | 46.5167 | 46.5167 | 46.5167 | 46.5167 | 46.5167 |  |  | 35 |  | 376.5593 | 58.276 | 58.276 | 925015.732 | 14235992.1155
Deferral to Indicated Year |  |  | 457.6 | [6 empty] | 1.0888 | 26.4896 | 26.4896 | 26.4896 | 26.4896 | 26.4896 | 73.0063 | 73.0063 | 73.0063 | 73.0063 | 73.0063 | 73.0063 | 73.0063 | 73.0063 | 73.0063 | 73.0063 | 73.0063 | 73.0063 | 73.0063 | 73.0063 | 73.0063 | 73.0063 | 73.0063 | 73.0063 | 73.0063 | 73.0063 | 73.0063 | 73.0063 | 73.0063 | 73.0063 | 73.0063 | 73.0063 | 73.0063 | 73.0063 | 73.0063 | 71.9175 | 46.5167 | 46.5167 | 46.5167 | 46.5167 | 46.5167 |  |  | 41 |  | 657.4539 | 101.4144 | 58.276 | 925015.732 | 14235992.1155 | =Area III Portion
[59 empty] | 14235992.1155 | =Area III Portion
Annual Avoided Costs for Deferral to Indicated Year:
New Canal - Southampton Cable | 2023 |  |  | 0 | 4.5863 | 4.5863 | 4.5863 | 4.5863 | 4.5863 | 4.5863 | -0.88999 | -0.88999 | -0.88999 | -0.88999 | -0.88999 | -0.88999 | -0.88999 | -0.88999 | -0.88999 | -0.88999 | -0.88999 | -0.88999 | -0.88999 | -0.88999 | -0.88999 | -0.88999 | -0.88999 | -0.88999 | -0.88999 | -0.88999 | -0.88999 | -0.88999 | -0.88999 | -0.88999 | -0.88999 | -0.88999 | -0.88999 | -0.88999 | -0.88999 | -5.4763 | -5.4763 | -5.4763 | -5.4763 | -5.4763 | -5.4763 | 0 | 0 | 0 | 0 | 0 |  |  | 35 |  |  | 8.9667
Upgrade Wildwood - Riverhead to 138 kV | 2022 |  |  | 0 | 0.93922 | 0.93922 | 0.93922 | 0.93922 | 0.93922 | -0.14959 | -0.14959 | -0.14959 | -0.14959 | -0.14959 | -0.14959 | -0.14959 | -0.14959 | -0.14959 | -0.14959 | -0.14959 | -0.14959 | -0.14959 | -0.14959 | -0.14959 | -0.14959 | -0.14959 | -0.14959 | -0.14959 | -0.14959 | -0.14959 | -0.14959 | -0.14959 | -0.14959 | -0.14959 | -0.14959 | -0.14959 | -0.14959 | -0.14959 | -0.14959 | -1.0888 | -1.0888 | -1.0888 | -1.0888 | -1.0888 | 0 | 0 | 0 | 0 | 0 | 0 |  |  | 35 |  |  | 1.5483
Riverhead Canal 2nd Line and Bank | 2023 |  |  | 0 | 16.6864 | 16.6864 | 16.6864 | 16.6864 | 16.6864 | 16.6864 | -3.238 | -3.238 | -3.238 | -3.238 | -3.238 | -3.238 | -3.238 | -3.238 | -3.238 | -3.238 | -3.238 | -3.238 | -3.238 | -3.238 | -3.238 | -3.238 | -3.238 | -3.238 | -3.238 | -3.238 | -3.238 | -3.238 | -3.238 | -3.238 | -3.238 | -3.238 | -3.238 | -3.238 | -3.238 | -19.9245 | -19.9245 | -19.9245 | -19.9245 | -19.9245 | -19.9245 | 0 | 0 | 0 | 0 | 0 |  |  | 35 |  |  | 32.6235
Canal - Wainscott New 138 kV UG Cable | 2028 |  |  | 0 | 0 | 0 | 0 | 0 | 0 | 38.957 | 38.957 | 38.957 | 38.957 | 38.957 | 38.957 | -7.5597 | -7.5597 | -7.5597 | -7.5597 | -7.5597 | -7.5597 | -7.5597 | -7.5597 | -7.5597 | -7.5597 | -7.5597 | -7.5597 | -7.5597 | -7.5597 | -7.5597 | -7.5597 | -7.5597 | -7.5597 | -7.5597 | -7.5597 | -7.5597 | -7.5597 | -7.5597 | -7.5597 | -7.5597 | -7.5597 | -7.5597 | -7.5597 | -7.5597 | -46.5167 | -46.5167 | -46.5167 | -46.5167 | -46.5167 | -46.5167 | [5 empty] | 58.276
Total - All Areas (No Deferrals,$Millions) |  |  | 513.3 |  | 24.0294 | 24.6325 | 24.9948 | 29.42 | 29.42 | 68.377 | 68.377 | 68.377 | 68.377 | 68.377 | 68.377 | 68.377 | 68.377 | 68.377 | 68.377 | 68.377 | 68.377 | 68.377 | 68.377 | 68.377 | 68.377 | 68.377 | 68.377 | 68.377 | 68.377 | 68.377 | 68.377 | 68.377 | 68.377 | 68.377 | 68.377 | 68.377 | 68.377 | 68.377 | 68.377 | 44.3475 | 43.7445 | 43.3821 | 38.957 | 38.957 | 0 | 0 | 0 | 0 | 0 | 0 | 0 | 0 |  | 63 | 853.4454 | 119.0703 | = max. total avoided cost in portfolio
Annual Avoided Costs for Deferrals - Area 1 Proposal: (see note*) | Deferral Year |  |  | 2016 | 2017 | 2018 | 2019 | 2020 | 2021 | 2022 | 2023 | 2024 | 2025 | 2026 | 2027 | 2028 | 2029 | 2030 | 2031 | 2032 | 2033 | 2034 | 2035 | 2036 | 2037 | 2038 | 2039 | 2040 | 2041 | 2042 | 2043 | 2044 | 2045 | 2046 | 2047 | 2048 | 2049 | 2050 | 2051 | 2052 | 2053 | 2054 | 2055 | 2056 | 2057 | 2058 | 2059 | 2060 | 2061 | 2062 | 2063 | 2064 |  |  | Differential NPV $M |  | Differential NPV $M (adjusted for COD of Selected Project) | Differntial NPV $/MW | NPV of Transmission Avoided Costs for Selected Project
Area I Projects:
Amagansett Conversion 33 kV | 2030 |  |  | 0 | 0.97582 | 0.97582 | 0.97582 | 0.97582 | 0.97582 | 0.97582 | 0.97582 | 0.97582 | 0.97582 | 0.97582 | 0.97582 | 0.97582 | 0.97582 | -0.4572 | -0.4572 | -0.4572 | -0.4572 | -0.4572 | -0.4572 | -0.4572 | -0.4572 | -0.4572 | -0.4572 | -0.4572 | -0.4572 | -0.4572 | -0.4572 | -0.4572 | -0.4572 | -0.4572 | -0.4572 | -0.4572 | -0.4572 | -0.4572 | -0.4572 | -1.433 | -1.433 | -1.433 | -1.433 | -1.433 | -1.433 | -1.433 | -1.433 | -1.433 | -1.433 | -1.433 | -1.433 | -1.433 |  |  | 3.8129 |  | 0 | 0 | 0
East Hampton Conversion 33 kV | 2030 |  |  | 0 | 0.39033 | 0.39033 | 0.39033 | 0.39033 | 0.39033 | 0.39033 | 0.39033 | 0.39033 | 0.39033 | 0.39033 | 0.39033 | 0.39033 | 0.39033 | -0.18288 | -0.18288 | -0.18288 | -0.18288 | -0.18288 | -0.18288 | -0.18288 | -0.18288 | -0.18288 | -0.18288 | -0.18288 | -0.18288 | -0.18288 | -0.18288 | -0.18288 | -0.18288 | -0.18288 | -0.18288 | -0.18288 | -0.18288 | -0.18288 | -0.18288 | -0.57321 | -0.57321 | -0.57321 | -0.57321 | -0.57321 | -0.57321 | -0.57321 | -0.57321 | -0.57321 | -0.57321 | -0.57321 | -0.57321 | -0.57321 |  |  | 1.5252 |  | 0 | 0 | 0
Buell Conversion 33 kV | 2030 |  |  | 0 | 0.45131 | 0.45131 | 0.45131 | 0.45131 | 0.45131 | 0.45131 | 0.45131 | 0.45131 | 0.45131 | 0.45131 | 0.45131 | 0.45131 | 0.45131 | -0.21146 | -0.21146 | -0.21146 | -0.21146 | -0.21146 | -0.21146 | -0.21146 | -0.21146 | -0.21146 | -0.21146 | -0.21146 | -0.21146 | -0.21146 | -0.21146 | -0.21146 | -0.21146 | -0.21146 | -0.21146 | -0.21146 | -0.21146 | -0.21146 | -0.21146 | -0.66277 | -0.66277 | -0.66277 | -0.66277 | -0.66277 | -0.66277 | -0.66277 | -0.66277 | -0.66277 | -0.66277 | -0.66277 | -0.66277 | -0.66277 |  |  | 1.7635 |  | 0 | 0 | 0
Hither Hills Conversion to 33 kV | 2030 |  |  | 0 | 0 | 0.60305 | 0.60305 | 0.60305 | 0.60305 | 0.60305 | 0.60305 | 0.60305 | 0.60305 | 0.60305 | 0.60305 | 0.60305 | 0.60305 | -0.25676 | -0.25676 | -0.25676 | -0.25676 | -0.25676 | -0.25676 | -0.25676 | -0.25676 | -0.25676 | -0.25676 | -0.25676 | -0.25676 | -0.25676 | -0.25676 | -0.25676 | -0.25676 | -0.25676 | -0.25676 | -0.25676 | -0.25676 | -0.25676 | -0.25676 | -0.25676 | -0.85981 | -0.85981 | -0.85981 | -0.85981 | -0.85981 | -0.85981 | -0.85981 | -0.85981 | -0.85981 | -0.85981 | -0.85981 | -0.85981 |  |  | 2.0853 |  | 2.0853 | 139022.8879 | 713187.4151
Culloden Pt Conversion to 33 kV | 2030 |  |  | 0 | 0 | 0 | 0.36233 | 0.36233 | 0.36233 | 0.36233 | 0.36233 | 0.36233 | 0.36233 | 0.36233 | 0.36233 | 0.36233 | 0.36233 | -0.13922 | -0.13922 | -0.13922 | -0.13922 | -0.13922 | -0.13922 | -0.13922 | -0.13922 | -0.13922 | -0.13922 | -0.13922 | -0.13922 | -0.13922 | -0.13922 | -0.13922 | -0.13922 | -0.13922 | -0.13922 | -0.13922 | -0.13922 | -0.13922 | -0.13922 | -0.13922 | -0.13922 | -0.50156 | -0.50156 | -0.50156 | -0.50156 | -0.50156 | -0.50156 | -0.50156 | -0.50156 | -0.50156 | -0.50156 | -0.50156 |  |  | 1.1012 |  | 1.1012 | 73412.135 | 376604.2526
[59 empty] | 1089791.6676 | =Area I Portion
Area II Projects: | [58 empty] | 6622553.8047 | =Area I+II+III Portions
Bridgehampton - Buell New 69 kV UG Cable | 2026 |  |  | 0 | 0 | 0 | 0 | 4.4251 | 4.4251 | 4.4251 | 4.4251 | 4.4251 | 4.4251 | -0.85871 | -0.85871 | -0.85871 | -0.85871 | -0.85871 | -0.85871 | -0.85871 | -0.85871 | -0.85871 | -0.85871 | -0.85871 | -0.85871 | -0.85871 | -0.85871 | -0.85871 | -0.85871 | -0.85871 | -0.85871 | -0.85871 | -0.85871 | -0.85871 | -0.85871 | -0.85871 | -0.85871 | -0.85871 | -0.85871 | -0.85871 | -0.85871 | -0.85871 | -5.2839 | -5.2839 | -5.2839 | -5.2839 | -5.2839 | -5.2839 | 0 | 0 | 0 | 0 |  |  | 7.3678 |  | 7.3678 | 153495.4058 | 787431.4319
[59 empty] | 787431.4319 | =Area II Portion
Area III Projects: | [58 empty] | 5532762.1371 | =Area II+III Portions
New Canal - Southampton Cable | 2023 |  |  | 0 | 4.5863 | 4.5863 | 4.5863 | 4.5863 | 4.5863 | 4.5863 | -0.88999 | -0.88999 | -0.88999 | -0.88999 | -0.88999 | -0.88999 | -0.88999 | -0.88999 | -0.88999 | -0.88999 | -0.88999 | -0.88999 | -0.88999 | -0.88999 | -0.88999 | -0.88999 | -0.88999 | -0.88999 | -0.88999 | -0.88999 | -0.88999 | -0.88999 | -0.88999 | -0.88999 | -0.88999 | -0.88999 | -0.88999 | -0.88999 | -0.88999 | -5.4763 | -5.4763 | -5.4763 | -5.4763 | -5.4763 | -5.4763 | 0 | 0 | 0 | 0 | 0 | 0 | 0 |  |  | 8.9667 |  | 0 | 0 | 0
Upgrade Wildwood - Riverhead to 138 kV | 2022 |  |  | 0 | 0.93922 | 0.93922 | 0.93922 | 0.93922 | 0.93922 | -0.14959 | -0.14959 | -0.14959 | -0.14959 | -0.14959 | -0.14959 | -0.14959 | -0.14959 | -0.14959 | -0.14959 | -0.14959 | -0.14959 | -0.14959 | -0.14959 | -0.14959 | -0.14959 | -0.14959 | -0.14959 | -0.14959 | -0.14959 | -0.14959 | -0.14959 | -0.14959 | -0.14959 | -0.14959 | -0.14959 | -0.14959 | -0.14959 | -0.14959 | -0.14959 | -1.0888 | -1.0888 | -1.0888 | -1.0888 | -1.0888 | 0 | 0 | 0 | 0 | 0 | 0 | 0 | 0 |  |  | 1.5483 |  | 0 | 0 | 0
Riverhead Canal 2nd Line and Bank | 2023 |  |  | 0 | 16.6864 | 16.6864 | 16.6864 | 16.6864 | 16.6864 | 16.6864 | -3.238 | -3.238 | -3.238 | -3.238 | -3.238 | -3.238 | -3.238 | -3.238 | -3.238 | -3.238 | -3.238 | -3.238 | -3.238 | -3.238 | -3.238 | -3.238 | -3.238 | -3.238 | -3.238 | -3.238 | -3.238 | -3.238 | -3.238 | -3.238 | -3.238 | -3.238 | -3.238 | -3.238 | -3.238 | -19.9245 | -19.9245 | -19.9245 | -19.9245 | -19.9245 | -19.9245 | 0 | 0 | 0 | 0 | 0 | 0 | 0 |  |  | 32.6235 |  | 0 | 0 | 0
Canal - Wainscott New 138 kV UG Cable | 2028 |  |  | 0 | 0 | 0 | 0 | 0 | 0 | 38.957 | 38.957 | 38.957 | 38.957 | 38.957 | 38.957 | -7.5597 | -7.5597 | -7.5597 | -7.5597 | -7.5597 | -7.5597 | -7.5597 | -7.5597 | -7.5597 | -7.5597 | -7.5597 | -7.5597 | -7.5597 | -7.5597 | -7.5597 | -7.5597 | -7.5597 | -7.5597 | -7.5597 | -7.5597 | -7.5597 | -7.5597 | -7.5597 | -7.5597 | -7.5597 | -7.5597 | -7.5597 | -7.5597 | -7.5597 | -46.5167 | -46.5167 | -46.5167 | -46.5167 | -46.5167 | -46.5167 | 0 | 0 |  |  | 58.276 |  | 58.276 | 925015.732 | 4745330.7052
[59 empty] | 4745330.7052 | =Area III Portion
Total - Area 1 Proposal, $Millions (unadjusted) |  |  |  | 0 | 0 | 0.60305 | 0.96539 | 5.3905 | 5.3905 | 44.3475 | 44.3475 | 44.3475 | 44.3475 | 39.0637 | 39.0637 | -7.453 | -7.453 | -8.8144 | -8.8144 | -8.8144 | -8.8144 | -8.8144 | -8.8144 | -8.8144 | -8.8144 | -8.8144 | -8.8144 | -8.8144 | -8.8144 | -8.8144 | -8.8144 | -8.8144 | -8.8144 | -8.8144 | -8.8144 | -8.8144 | -8.8144 | -8.8144 | -8.8144 | -8.8144 | -9.4174 | -9.7798 | -14.2049 | -14.2049 | -53.1619 | -53.1619 | -53.1619 | -53.1619 | -47.878 | -47.878 | -1.3614 | -1.3614 |  |  | 68.8303 |  |  | 1290946.1608 | 6622553.8047
$/MW-yr |  |  |  | 0 | 0 | 40203.5861 | 64359.2408 | 156549.7282 | 156549.7282 | 774914.5398 | 774914.5398 | 774914.5398 | 774914.5398 | 664834.2766 | 664834.2766 | -73525.6468 | -73525.6468 | -164283.4228 | -164283.4228 | -164283.4228 | -164283.4228 | -164283.4228 | -164283.4228 | -164283.4228 | -164283.4228 | -164283.4228 | -164283.4228 | -164283.4228 | -164283.4228 | -164283.4228 | -164283.4228 | -164283.4228 | -164283.4228 | -164283.4228 | -164283.4228 | -164283.4228 | -164283.4228 | -164283.4228 | -164283.4228 | -164283.4228 | -204487.0089 | -228642.6636 | -320833.151 | -320833.151 | -939197.9626 | -939197.9626 | -939197.9626 | -939197.9626 | -829117.6994 | -829117.6994 | -90757.776 | -90757.776
$Millions (adjusted) |  |  |  | 0 | 0 | 0.20624 | 0.33016 | 0.8031 | 0.8031 | 3.9753 | 3.9753 | 3.9753 | 3.9753 | 3.4106 | 3.4106 | -0.37719 | -0.37719 | -0.84277 | -0.84277 | -0.84277 | -0.84277 | -0.84277 | -0.84277 | -0.84277 | -0.84277 | -0.84277 | -0.84277 | -0.84277 | -0.84277 | -0.84277 | -0.84277 | -0.84277 | -0.84277 | -0.84277 | -0.84277 | -0.84277 | -0.84277 | -0.84277 | -0.84277 | -0.84277 | -1.049 | -1.1729 | -1.6459 | -1.6459 | -4.8181 | -4.8181 | -4.8181 | -4.8181 | -4.2534 | -4.2534 | -0.46559 | -0.46559 |  |  | 6622.5538
Annual Avoided Costs for Deferrals - Area 2 Proposal: (see note*) | Deferral Year |  |  | 2016 | 2017 | 2018 | 2019 | 2020 | 2021 | 2022 | 2023 | 2024 | 2025 | 2026 | 2027 | 2028 | 2029 | 2030 | 2031 | 2032 | 2033 | 2034 | 2035 | 2036 | 2037 | 2038 | 2039 | 2040 | 2041 | 2042 | 2043 | 2044 | 2045 | 2046 | 2047 | 2048 | 2049 | 2050 | 2051 | 2052 | 2053 | 2054 | 2055 | 2056 | 2057 | 2058 | 2059 | 2060 | 2061 | 2062 | 2063 | 2064 |  |  | Differential NPV $M |  | Differential NPV $M (adjusted for COD of Selected Project) | Differntial NPV $/MW | NPV of Transmission Avoided Costs for Selected Project
Area I Projects:
Amagansett Conversion 33 kV | 2030 |  |  | 0 | 0 | 0 | 0 | 0 | 0 | 0 | 0 | 0 | 0 | 0 | 0 | 0 | 0 | 0 | 0 | 0 | 0 | 0 | 0 | 0 | 0 | 0 | 0 | 0 | 0 | 0 | 0 | 0 | 0 | 0 | 0 | 0 | 0 | 0 | 0 | 0 | 0 | 0 | 0 | 0 | 0 | 0 | 0 | 0 | 0 | 0 | 0 | 0 |  |  | 0 |  | 0 | 0 | 0
East Hampton Conversion 33 kV | 2030 |  |  | 0 | 0 | 0 | 0 | 0 | 0 | 0 | 0 | 0 | 0 | 0 | 0 | 0 | 0 | 0 | 0 | 0 | 0 | 0 | 0 | 0 | 0 | 0 | 0 | 0 | 0 | 0 | 0 | 0 | 0 | 0 | 0 | 0 | 0 | 0 | 0 | 0 | 0 | 0 | 0 | 0 | 0 | 0 | 0 | 0 | 0 | 0 | 0 | 0 |  |  | 0 |  | 0 | 0 | 0
Buell Conversion 33 kV | 2030 |  |  | 0 | 0 | 0 | 0 | 0 | 0 | 0 | 0 | 0 | 0 | 0 | 0 | 0 | 0 | 0 | 0 | 0 | 0 | 0 | 0 | 0 | 0 | 0 | 0 | 0 | 0 | 0 | 0 | 0 | 0 | 0 | 0 | 0 | 0 | 0 | 0 | 0 | 0 | 0 | 0 | 0 | 0 | 0 | 0 | 0 | 0 | 0 | 0 | 0 |  |  | 0 |  | 0 | 0 | 0
Hither Hills Conversion to 33 kV | 2030 |  |  | 0 | 0 | 0 | 0 | 0 | 0 | 0 | 0 | 0 | 0 | 0 | 0 | 0 | 0 | 0 | 0 | 0 | 0 | 0 | 0 | 0 | 0 | 0 | 0 | 0 | 0 | 0 | 0 | 0 | 0 | 0 | 0 | 0 | 0 | 0 | 0 | 0 | 0 | 0 | 0 | 0 | 0 | 0 | 0 | 0 | 0 | 0 | 0 | 0 |  |  | 0 |  | 0 | 0 | 0
Culloden Pt Conversion to 33 kV | 2030 |  |  | 0 | 0 | 0 | 0 | 0 | 0 | 0 | 0 | 0 | 0 | 0 | 0 | 0 | 0 | 0 | 0 | 0 | 0 | 0 | 0 | 0 | 0 | 0 | 0 | 0 | 0 | 0 | 0 | 0 | 0 | 0 | 0 | 0 | 0 | 0 | 0 | 0 | 0 | 0 | 0 | 0 | 0 | 0 | 0 | 0 | 0 | 0 | 0 | 0 |  |  | 0 |  | 0 | 0 | 0
[59 empty] | 0 | =Area I Portion
Area II Projects: | [58 empty] | 5532762.1371 | =Area I+II+III Portions
Bridgehampton - Buell New 69 kV UG Cable | 2026 |  |  | 0 | 0 | 0 | 0 | 4.4251 | 4.4251 | 4.4251 | 4.4251 | 4.4251 | 4.4251 | -0.85871 | -0.85871 | -0.85871 | -0.85871 | -0.85871 | -0.85871 | -0.85871 | -0.85871 | -0.85871 | -0.85871 | -0.85871 | -0.85871 | -0.85871 | -0.85871 | -0.85871 | -0.85871 | -0.85871 | -0.85871 | -0.85871 | -0.85871 | -0.85871 | -0.85871 | -0.85871 | -0.85871 | -0.85871 | -0.85871 | -0.85871 | -0.85871 | -0.85871 | -5.2839 | -5.2839 | -5.2839 | -5.2839 | -5.2839 | -5.2839 | 0 | 0 | 0 | 0 |  |  | 7.3678 |  | 7.3678 | 153495.4058 | 787431.4319
[59 empty] | 787431.4319 | =Area II Portion
Area III Projects: | [58 empty] | 5532762.1371 | =Area II+III Portions
New Canal - Southampton Cable | 2023 |  |  | 0 | 4.5863 | 4.5863 | 4.5863 | 4.5863 | 4.5863 | 4.5863 | -0.88999 | -0.88999 | -0.88999 | -0.88999 | -0.88999 | -0.88999 | -0.88999 | -0.88999 | -0.88999 | -0.88999 | -0.88999 | -0.88999 | -0.88999 | -0.88999 | -0.88999 | -0.88999 | -0.88999 | -0.88999 | -0.88999 | -0.88999 | -0.88999 | -0.88999 | -0.88999 | -0.88999 | -0.88999 | -0.88999 | -0.88999 | -0.88999 | -0.88999 | -5.4763 | -5.4763 | -5.4763 | -5.4763 | -5.4763 | -5.4763 | 0 | 0 | 0 | 0 | 0 | 0 | 0 |  |  | 8.9667 |  | 0 | 0 | 0
Upgrade Wildwood - Riverhead to 138 kV | 2022 |  |  | 0 | 0.93922 | 0.93922 | 0.93922 | 0.93922 | 0.93922 | -0.14959 | -0.14959 | -0.14959 | -0.14959 | -0.14959 | -0.14959 | -0.14959 | -0.14959 | -0.14959 | -0.14959 | -0.14959 | -0.14959 | -0.14959 | -0.14959 | -0.14959 | -0.14959 | -0.14959 | -0.14959 | -0.14959 | -0.14959 | -0.14959 | -0.14959 | -0.14959 | -0.14959 | -0.14959 | -0.14959 | -0.14959 | -0.14959 | -0.14959 | -0.14959 | -1.0888 | -1.0888 | -1.0888 | -1.0888 | -1.0888 | 0 | 0 | 0 | 0 | 0 | 0 | 0 | 0 |  |  | 1.5483 |  | 0 | 0 | 0
Riverhead Canal 2nd Line and Bank | 2023 |  |  | 0 | 16.6864 | 16.6864 | 16.6864 | 16.6864 | 16.6864 | 16.6864 | -3.238 | -3.238 | -3.238 | -3.238 | -3.238 | -3.238 | -3.238 | -3.238 | -3.238 | -3.238 | -3.238 | -3.238 | -3.238 | -3.238 | -3.238 | -3.238 | -3.238 | -3.238 | -3.238 | -3.238 | -3.238 | -3.238 | -3.238 | -3.238 | -3.238 | -3.238 | -3.238 | -3.238 | -3.238 | -19.9245 | -19.9245 | -19.9245 | -19.9245 | -19.9245 | -19.9245 | 0 | 0 | 0 | 0 | 0 | 0 | 0 |  |  | 32.6235 |  | 0 | 0 | 0
Canal - Wainscott New 138 kV UG Cable | 2028 |  |  | 0 | 0 | 0 | 0 | 0 | 0 | 38.957 | 38.957 | 38.957 | 38.957 | 38.957 | 38.957 | -7.5597 | -7.5597 | -7.5597 | -7.5597 | -7.5597 | -7.5597 | -7.5597 | -7.5597 | -7.5597 | -7.5597 | -7.5597 | -7.5597 | -7.5597 | -7.5597 | -7.5597 | -7.5597 | -7.5597 | -7.5597 | -7.5597 | -7.5597 | -7.5597 | -7.5597 | -7.5597 | -7.5597 | -7.5597 | -7.5597 | -7.5597 | -7.5597 | -7.5597 | -46.5167 | -46.5167 | -46.5167 | -46.5167 | -46.5167 | -46.5167 | 0 | 0 |  |  | 58.276 |  | 58.276 | 925015.732 | 4745330.7052
[59 empty] | 4745330.7052 | =Area III Portion
Total - Area 2 Proposal, $Millions (unadjusted) |  |  |  | 0 | 0 | 0 | 0 | 4.4251 | 4.4251 | 43.3821 | 43.3821 | 43.3821 | 43.3821 | 38.0983 | 38.0983 | -8.4184 | -8.4184 | -8.4184 | -8.4184 | -8.4184 | -8.4184 | -8.4184 | -8.4184 | -8.4184 | -8.4184 | -8.4184 | -8.4184 | -8.4184 | -8.4184 | -8.4184 | -8.4184 | -8.4184 | -8.4184 | -8.4184 | -8.4184 | -8.4184 | -8.4184 | -8.4184 | -8.4184 | -8.4184 | -8.4184 | -8.4184 | -12.8435 | -12.8435 | -51.8005 | -51.8005 | -51.8005 | -51.8005 | -46.5167 | -46.5167 | 0 | 0 |  |  | 65.6438 |  |  | 1078511.1378 | 5532762.1371
$/MW-yr |  |  |  | 0 | 0 | 0 | 0 | 92190.4874 | 92190.4874 | 710555.299 | 710555.299 | 710555.299 | 710555.299 | 600475.0358 | 600475.0358 | -137884.8876 | -137884.8876 | -137884.8876 | -137884.8876 | -137884.8876 | -137884.8876 | -137884.8876 | -137884.8876 | -137884.8876 | -137884.8876 | -137884.8876 | -137884.8876 | -137884.8876 | -137884.8876 | -137884.8876 | -137884.8876 | -137884.8876 | -137884.8876 | -137884.8876 | -137884.8876 | -137884.8876 | -137884.8876 | -137884.8876 | -137884.8876 | -137884.8876 | -137884.8876 | -137884.8876 | -230075.375 | -230075.375 | -848440.1866 | -848440.1866 | -848440.1866 | -848440.1866 | -738359.9234 | -738359.9234 | 0 | 0
$Millions (adjusted) |  |  |  | 0 | 0 | 0 | 0 | 0.47294 | 0.47294 | 3.6451 | 3.6451 | 3.6451 | 3.6451 | 3.0804 | 3.0804 | -0.70735 | -0.70735 | -0.70735 | -0.70735 | -0.70735 | -0.70735 | -0.70735 | -0.70735 | -0.70735 | -0.70735 | -0.70735 | -0.70735 | -0.70735 | -0.70735 | -0.70735 | -0.70735 | -0.70735 | -0.70735 | -0.70735 | -0.70735 | -0.70735 | -0.70735 | -0.70735 | -0.70735 | -0.70735 | -0.70735 | -0.70735 | -1.1803 | -1.1803 | -4.3525 | -4.3525 | -4.3525 | -4.3525 | -3.7878 | -3.7878 | 0 | 0 |  |  | 5532.7621
Annual Avoided Costs for Deferrals - Area 3 Proposal: (see note*) | Deferral Year |  |  | 2016 | 2017 | 2018 | 2019 | 2020 | 2021 | 2022 | 2023 | 2024 | 2025 | 2026 | 2027 | 2028 | 2029 | 2030 | 2031 | 2032 | 2033 | 2034 | 2035 | 2036 | 2037 | 2038 | 2039 | 2040 | 2041 | 2042 | 2043 | 2044 | 2045 | 2046 | 2047 | 2048 | 2049 | 2050 | 2051 | 2052 | 2053 | 2054 | 2055 | 2056 | 2057 | 2058 | 2059 | 2060 | 2061 | 2062 | 2063 | 2064 |  |  | Differential NPV $M |  | Differential NPV $M (adjusted for COD of Selected Project) | Differntial NPV $/MW | NPV of Transmission Avoided Costs for Selected Project
Area I Projects:
Amagansett Conversion 33 kV | 2030 |  |  | 0 | 0 | 0 | 0 | 0 | 0 | 0 | 0 | 0 | 0 | 0 | 0 | 0 | 0 | 0 | 0 | 0 | 0 | 0 | 0 | 0 | 0 | 0 | 0 | 0 | 0 | 0 | 0 | 0 | 0 | 0 | 0 | 0 | 0 | 0 | 0 | 0 | 0 | 0 | 0 | 0 | 0 | 0 | 0 | 0 | 0 | 0 | 0 | 0 |  |  | 0 |  | 0 | 0 | 0
East Hampton Conversion 33 kV | 2030 |  |  | 0 | 0 | 0 | 0 | 0 | 0 | 0 | 0 | 0 | 0 | 0 | 0 | 0 | 0 | 0 | 0 | 0 | 0 | 0 | 0 | 0 | 0 | 0 | 0 | 0 | 0 | 0 | 0 | 0 | 0 | 0 | 0 | 0 | 0 | 0 | 0 | 0 | 0 | 0 | 0 | 0 | 0 | 0 | 0 | 0 | 0 | 0 | 0 | 0 |  |  | 0 |  | 0 | 0 | 0
Buell Conversion 33 kV | 2030 |  |  | 0 | 0 | 0 | 0 | 0 | 0 | 0 | 0 | 0 | 0 | 0 | 0 | 0 | 0 | 0 | 0 | 0 | 0 | 0 | 0 | 0 | 0 | 0 | 0 | 0 | 0 | 0 | 0 | 0 | 0 | 0 | 0 | 0 | 0 | 0 | 0 | 0 | 0 | 0 | 0 | 0 | 0 | 0 | 0 | 0 | 0 | 0 | 0 | 0 |  |  | 0 |  | 0 | 0 | 0
Hither Hills Conversion to 33 kV | 2030 |  |  | 0 | 0 | 0 | 0 | 0 | 0 | 0 | 0 | 0 | 0 | 0 | 0 | 0 | 0 | 0 | 0 | 0 | 0 | 0 | 0 | 0 | 0 | 0 | 0 | 0 | 0 | 0 | 0 | 0 | 0 | 0 | 0 | 0 | 0 | 0 | 0 | 0 | 0 | 0 | 0 | 0 | 0 | 0 | 0 | 0 | 0 | 0 | 0 | 0 |  |  | 0 |  | 0 | 0 | 0
Culloden Pt Conversion to 33 kV | 2030 |  |  | 0 | 0 | 0 | 0 | 0 | 0 | 0 | 0 | 0 | 0 | 0 | 0 | 0 | 0 | 0 | 0 | 0 | 0 | 0 | 0 | 0 | 0 | 0 | 0 | 0 | 0 | 0 | 0 | 0 | 0 | 0 | 0 | 0 | 0 | 0 | 0 | 0 | 0 | 0 | 0 | 0 | 0 | 0 | 0 | 0 | 0 | 0 | 0 | 0 |  |  | 0 |  | 0 | 0 | 0
[59 empty] | 0 | =Area I Portion
Area II Projects: | [58 empty] | 4745330.7052 | =Area I+II+III Portions
Bridgehampton - Buell New 69 kV UG Cable | 2026 |  |  | 0 | 0 | 0 | 0 | 0 | 0 | 0 | 0 | 0 | 0 | 0 | 0 | 0 | 0 | 0 | 0 | 0 | 0 | 0 | 0 | 0 | 0 | 0 | 0 | 0 | 0 | 0 | 0 | 0 | 0 | 0 | 0 | 0 | 0 | 0 | 0 | 0 | 0 | 0 | 0 | 0 | 0 | 0 | 0 | 0 | 0 | 0 | 0 | 0 |  |  | 0 |  | 0 | 0 | 0
[59 empty] | 0 | =Area II Portion
Area III Projects: | [58 empty] | 4745330.7052 | =Area II+III Portions
New Canal - Southampton Cable | 2023 |  |  | 0 | 4.5863 | 4.5863 | 4.5863 | 4.5863 | 4.5863 | 4.5863 | -0.88999 | -0.88999 | -0.88999 | -0.88999 | -0.88999 | -0.88999 | -0.88999 | -0.88999 | -0.88999 | -0.88999 | -0.88999 | -0.88999 | -0.88999 | -0.88999 | -0.88999 | -0.88999 | -0.88999 | -0.88999 | -0.88999 | -0.88999 | -0.88999 | -0.88999 | -0.88999 | -0.88999 | -0.88999 | -0.88999 | -0.88999 | -0.88999 | -0.88999 | -5.4763 | -5.4763 | -5.4763 | -5.4763 | -5.4763 | -5.4763 | 0 | 0 | 0 | 0 | 0 | 0 | 0 |  |  | 8.9667 |  | 0 | 0 | 0
Upgrade Wildwood - Riverhead to 138 kV | 2022 |  |  | 0 | 0.93922 | 0.93922 | 0.93922 | 0.93922 | 0.93922 | -0.14959 | -0.14959 | -0.14959 | -0.14959 | -0.14959 | -0.14959 | -0.14959 | -0.14959 | -0.14959 | -0.14959 | -0.14959 | -0.14959 | -0.14959 | -0.14959 | -0.14959 | -0.14959 | -0.14959 | -0.14959 | -0.14959 | -0.14959 | -0.14959 | -0.14959 | -0.14959 | -0.14959 | -0.14959 | -0.14959 | -0.14959 | -0.14959 | -0.14959 | -0.14959 | -1.0888 | -1.0888 | -1.0888 | -1.0888 | -1.0888 | 0 | 0 | 0 | 0 | 0 | 0 | 0 | 0 |  |  | 1.5483 |  | 0 | 0 | 0
Riverhead Canal 2nd Line and Bank | 2023 |  |  | 0 | 16.6864 | 16.6864 | 16.6864 | 16.6864 | 16.6864 | 16.6864 | -3.238 | -3.238 | -3.238 | -3.238 | -3.238 | -3.238 | -3.238 | -3.238 | -3.238 | -3.238 | -3.238 | -3.238 | -3.238 | -3.238 | -3.238 | -3.238 | -3.238 | -3.238 | -3.238 | -3.238 | -3.238 | -3.238 | -3.238 | -3.238 | -3.238 | -3.238 | -3.238 | -3.238 | -3.238 | -19.9245 | -19.9245 | -19.9245 | -19.9245 | -19.9245 | -19.9245 | 0 | 0 | 0 | 0 | 0 | 0 | 0 |  |  | 32.6235 |  | 0 | 0 | 0
Canal - Wainscott New 138 kV UG Cable | 2028 |  |  | 0 | 0 | 0 | 0 | 0 | 0 | 38.957 | 38.957 | 38.957 | 38.957 | 38.957 | 38.957 | -7.5597 | -7.5597 | -7.5597 | -7.5597 | -7.5597 | -7.5597 | -7.5597 | -7.5597 | -7.5597 | -7.5597 | -7.5597 | -7.5597 | -7.5597 | -7.5597 | -7.5597 | -7.5597 | -7.5597 | -7.5597 | -7.5597 | -7.5597 | -7.5597 | -7.5597 | -7.5597 | -7.5597 | -7.5597 | -7.5597 | -7.5597 | -7.5597 | -7.5597 | -46.5167 | -46.5167 | -46.5167 | -46.5167 | -46.5167 | -46.5167 | 0 | 0 |  |  | 58.276 |  | 58.276 | 925015.732 | 4745330.7052
[59 empty] | 4745330.7052 | =Area III Portion
Total - Area 3 Proposal, $Millions (unadjusted) |  |  |  | 0 | 22.212 | 22.212 | 22.212 | 22.212 | 22.212 | 60.0802 | 34.6794 | 34.6794 | 34.6794 | 34.6794 | 34.6794 | -11.8373 | -11.8373 | -11.8373 | -11.8373 | -11.8373 | -11.8373 | -11.8373 | -11.8373 | -11.8373 | -11.8373 | -11.8373 | -11.8373 | -11.8373 | -11.8373 | -11.8373 | -11.8373 | -11.8373 | -11.8373 | -11.8373 | -11.8373 | -11.8373 | -11.8373 | -11.8373 | -11.8373 | -34.0493 | -34.0493 | -34.0493 | -34.0493 | -34.0493 | -71.9175 | -46.5167 | -46.5167 | -46.5167 | -46.5167 | -46.5167 | 0 | 0 |  |  | 101.4144 |  |  | 925015.732 | 4745330.7052
$/MW-yr |  |  |  | 0 | 0 | 0 | 0 | 0 | 0 | 618364.8116 | 618364.8116 | 618364.8116 | 618364.8116 | 618364.8116 | 618364.8116 | -119995.1118 | -119995.1118 | -119995.1118 | -119995.1118 | -119995.1118 | -119995.1118 | -119995.1118 | -119995.1118 | -119995.1118 | -119995.1118 | -119995.1118 | -119995.1118 | -119995.1118 | -119995.1118 | -119995.1118 | -119995.1118 | -119995.1118 | -119995.1118 | -119995.1118 | -119995.1118 | -119995.1118 | -119995.1118 | -119995.1118 | -119995.1118 | -119995.1118 | -119995.1118 | -119995.1118 | -119995.1118 | -119995.1118 | -738359.9234 | -738359.9234 | -738359.9234 | -738359.9234 | -738359.9234 | -738359.9234 | 0 | 0
$Millions (adjusted) |  |  |  | 0 | 0 | 0 | 0 | 0 | 0 | 3.1722 | 3.1722 | 3.1722 | 3.1722 | 3.1722 | 3.1722 | -0.61557 | -0.61557 | -0.61557 | -0.61557 | -0.61557 | -0.61557 | -0.61557 | -0.61557 | -0.61557 | -0.61557 | -0.61557 | -0.61557 | -0.61557 | -0.61557 | -0.61557 | -0.61557 | -0.61557 | -0.61557 | -0.61557 | -0.61557 | -0.61557 | -0.61557 | -0.61557 | -0.61557 | -0.61557 | -0.61557 | -0.61557 | -0.61557 | -0.61557 | -3.7878 | -3.7878 | -3.7878 | -3.7878 | -3.7878 | -3.7878 | 0 | 0 |  |  | 4745.3307
Discount Factor (Relative to 1/1/2016) = |  |  |  | 0.94787 | 0.89845 | 0.85161 | 0.80722 | 0.76513 | 0.72525 | 0.68744 | 0.6516 | 0.61763 | 0.58543 | 0.55491 | 0.52598 | 0.49856 | 0.47257 | 0.44793 | 0.42458 | 0.40245 | 0.38147 | 0.36158 | 0.34273 | 0.32486 | 0.30793 | 0.29187 | 0.27666 | 0.26223 | 0.24856 | 0.2356 | 0.22332 | 0.21168 | 0.20064 | 0.19018 | 0.18027 | 0.17087 | 0.16196 | 0.15352 | 0.14552 | 0.13793 | 0.13074 | 0.12392 | 0.11746 | 0.11134 | 0.10554 | 0.10003 | 0.094818 | 0.089875 | 0.08519 | 0.080748 | 0.076539 | 0.072549
* Note: A positive (+) avoided cost in a given year represents a cost savings relative to not having a transmission project deferral.
Note on BE18: Todd Kantarek: Base was 3 x 10 MW x 4hr. scaled to 3 x 5 MW x 8hr
Note on BF17: Todd Kantarek: 2.6% transmission loss factor added

## PhII (ANB100)
Version |  | Based on PSEGLI file: "East End Utility 2_0_Economics_2014_10_13_r28_Sargent_Lundy.xlsx"
Annual Revenue Requirements (Millions of $s)
1) Reference (Transmission only) Case
Project | I/S Year | Investor | Capital (2015$s) | 2016 | 2017 | 2018 | 2019 | 2020 | 2021 | 2022 | 2023 | 2024 | 2025 | 2026 | 2027 | 2028 | 2029 | 2030 | 2031 | 2032 | 2033 | 2034 | 2035 | 2036 | 2037 | 2038 | 2039 | 2040 | 2041 | 2042 | 2043 | 2044 | 2045 | 2046 | 2047 | 2048 | 2049 | 2050 | 2051 | 2052 | 2053 | 2054 | 2055 | 2056 | 2057 | 2058 | 2059 | 2060 | 2061 | 2062 | 2063 | 2064 |  | NPV |  | Proposal Number = | ANB100
Transmission Reinforcement I | 2017 | PSEGLI | 197 | 0 | 24.0294 | 24.0294 | 24.0294 | 24.0294 | 24.0294 | 24.0294 | 24.0294 | 24.0294 | 24.0294 | 24.0294 | 24.0294 | 24.0294 | 24.0294 | 24.0294 | 24.0294 | 24.0294 | 24.0294 | 24.0294 | 24.0294 | 24.0294 | 24.0294 | 24.0294 | 24.0294 | 24.0294 | 24.0294 | 24.0294 | 24.0294 | 24.0294 | 24.0294 | 24.0294 | 24.0294 | 24.0294 | 24.0294 | 24.0294 | 24.0294 | [13 empty] | 35 | 350.5464 |  | Proposer Name = | Anbaric Microgrid II LLC
Transmission Reinforcement II | 2018 | PSEGLI | 4.8 | 0 | 0 | 0.60305 | 0.60305 | 0.60305 | 0.60305 | 0.60305 | 0.60305 | 0.60305 | 0.60305 | 0.60305 | 0.60305 | 0.60305 | 0.60305 | 0.60305 | 0.60305 | 0.60305 | 0.60305 | 0.60305 | 0.60305 | 0.60305 | 0.60305 | 0.60305 | 0.60305 | 0.60305 | 0.60305 | 0.60305 | 0.60305 | 0.60305 | 0.60305 | 0.60305 | 0.60305 | 0.60305 | 0.60305 | 0.60305 | 0.60305 | 0.60305 | [12 empty] | 35 | 8.3388 |  | Proposal/Project = | South Fork Microgrid
Transmission Reinforcement III | 2019 | PSEGLI | 2.8 | 0 | 0 | 0 | 0.36233 | 0.36233 | 0.36233 | 0.36233 | 0.36233 | 0.36233 | 0.36233 | 0.36233 | 0.36233 | 0.36233 | 0.36233 | 0.36233 | 0.36233 | 0.36233 | 0.36233 | 0.36233 | 0.36233 | 0.36233 | 0.36233 | 0.36233 | 0.36233 | 0.36233 | 0.36233 | 0.36233 | 0.36233 | 0.36233 | 0.36233 | 0.36233 | 0.36233 | 0.36233 | 0.36233 | 0.36233 | 0.36233 | 0.36233 | 0.36233 | [11 empty] | 35 | 4.7491 |  | Option Number = | 1
Transmission Reinforcement IV | 2020 | PSEGLI | 33.2 | 0 | 0 | 0 | 0 | 4.4251 | 4.4251 | 4.4251 | 4.4251 | 4.4251 | 4.4251 | 4.4251 | 4.4251 | 4.4251 | 4.4251 | 4.4251 | 4.4251 | 4.4251 | 4.4251 | 4.4251 | 4.4251 | 4.4251 | 4.4251 | 4.4251 | 4.4251 | 4.4251 | 4.4251 | 4.4251 | 4.4251 | 4.4251 | 4.4251 | 4.4251 | 4.4251 | 4.4251 | 4.4251 | 4.4251 | 4.4251 | 4.4251 | 4.4251 | 4.4251 | [10 empty] | 35 | 54.9758 |  | Location = | 1, 2, and 3
Transmission Reinforcement V | 2022 | PSEGLI | 275.5 | 0 | 0 | 0 | 0 | 0 | 0 | 38.957 | 38.957 | 38.957 | 38.957 | 38.957 | 38.957 | 38.957 | 38.957 | 38.957 | 38.957 | 38.957 | 38.957 | 38.957 | 38.957 | 38.957 | 38.957 | 38.957 | 38.957 | 38.957 | 38.957 | 38.957 | 38.957 | 38.957 | 38.957 | 38.957 | 38.957 | 38.957 | 38.957 | 38.957 | 38.957 | 38.957 | 38.957 | 38.957 | 38.957 | 38.957 | [8 empty] | 35 | 434.8353 |  | Technology = | Demand Response, Battery Storage, Conventional Generation, Solar Power
[56 empty] | Interconnection Points = | Southampton, East Hampton, and Montauk - Dist'n Bus
Total |  |  | 513.3 | 0 | 24.0294 | 24.6325 | 24.9948 | 29.42 | 29.42 | 68.377 | 68.377 | 68.377 | 68.377 | 68.377 | 68.377 | 68.377 | 68.377 | 68.377 | 68.377 | 68.377 | 68.377 | 68.377 | 68.377 | 68.377 | 68.377 | 68.377 | 68.377 | 68.377 | 68.377 | 68.377 | 68.377 | 68.377 | 68.377 | 68.377 | 68.377 | 68.377 | 68.377 | 68.377 | 68.377 | 44.3475 | 43.7445 | 43.3821 | 38.957 | 38.957 | 0 | 0 | 0 | 0 | 0 | 0 | 0 | 0 |  | 853.4454 |  | Loss Factor = | 1.026
2016 NPV @ 5.5%, thru 2035 |  |  |  | 2016: 582.1416
2016 NPV @ 5.5%, thru 2056 |  |  |  | 2016: 853.4454 |  |  |  | MW Required by 2022 (cap) = | 15 | 33 | 15 | Output: NPV of Transmission Avoided Costs for Selected Project (see note*)
[57 empty] | Selected Project Inputs - Area 1 Portion | Selected Project Inputs - Area 2 Portion | Selected Project Inputs - Area 3 Portion | Area 1 | Area 2 | Area 3 | Total | check
[56 empty] | Project kW = | 5130 | 10260 | 10260
[55 empty] | Capped kW = | 25650 | 5130 | 10260 | 10260
[56 empty] | Project Area (1, 2, or 3) = | 1 | 2 | 3
[56 empty] | Proportion of Peak Hours Covered = | 100% | 100% | 100%
[55 empty] | Project COD = | 2019
[55 empty] | Effective kW = | 25650 |  |  |  | 5909366.3896 | 11065524.2741 | 9490661.4103 | 26465552.0741
[60 empty] | check | check | check
| I/S Year |  | Capital (2015$s) | 2016 | 2017 | 2018 | 2019 | 2020 | 2021 | 2022 | 2023 | 2024 | 2025 | 2026 | 2027 | 2028 | 2029 | 2030 | 2031 | 2032 | 2033 | 2034 | 2035 | 2036 | 2037 | 2038 | 2039 | 2040 | 2041 | 2042 | 2043 | 2044 | 2045 | 2046 | 2047 | 2048 | 2049 | 2050 | 2051 | 2052 | 2053 | 2054 | 2055 | 2056 | 2057 | 2058 | 2059 | 2060 | 2061 | 2062 | 2063 | 2064 |  | MW Required by 2022 | NPV Base $M | Differential NPV $M | Differential NPV $M (adjusted for COD of Selected Project) | Differntial NPV $/MW | NPV of Transmission Avoided Costs for Selected Project
Area I Projects: | [53 empty] | 15
Amagansett Conversion 33 kV | 2017 |  | 8 | 0 | 0.97582 | 0.97582 | 0.97582 | 0.97582 | 0.97582 | 0.97582 | 0.97582 | 0.97582 | 0.97582 | 0.97582 | 0.97582 | 0.97582 | 0.97582 | 0.97582 | 0.97582 | 0.97582 | 0.97582 | 0.97582 | 0.97582 | 0.97582 | 0.97582 | 0.97582 | 0.97582 | 0.97582 | 0.97582 | 0.97582 | 0.97582 | 0.97582 | 0.97582 | 0.97582 | 0.97582 | 0.97582 | 0.97582 | 0.97582 | 0.97582 | [13 empty] | 35 |  | 14.2354
East Hampton Conversion 33 kV | 2017 |  | 3.2 | 0 | 0.39033 | 0.39033 | 0.39033 | 0.39033 | 0.39033 | 0.39033 | 0.39033 | 0.39033 | 0.39033 | 0.39033 | 0.39033 | 0.39033 | 0.39033 | 0.39033 | 0.39033 | 0.39033 | 0.39033 | 0.39033 | 0.39033 | 0.39033 | 0.39033 | 0.39033 | 0.39033 | 0.39033 | 0.39033 | 0.39033 | 0.39033 | 0.39033 | 0.39033 | 0.39033 | 0.39033 | 0.39033 | 0.39033 | 0.39033 | 0.39033 | [13 empty] | 35 |  | 5.6942
Buell Conversion 33 kV | 2017 |  | 3.7 | 0 | 0.45131 | 0.45131 | 0.45131 | 0.45131 | 0.45131 | 0.45131 | 0.45131 | 0.45131 | 0.45131 | 0.45131 | 0.45131 | 0.45131 | 0.45131 | 0.45131 | 0.45131 | 0.45131 | 0.45131 | 0.45131 | 0.45131 | 0.45131 | 0.45131 | 0.45131 | 0.45131 | 0.45131 | 0.45131 | 0.45131 | 0.45131 | 0.45131 | 0.45131 | 0.45131 | 0.45131 | 0.45131 | 0.45131 | 0.45131 | 0.45131 | [13 empty] | 35 |  | 6.5839
Hither Hills Conversion to 33 kV | 2018 |  | 4.8 | 0 | 0 | 0.60305 | 0.60305 | 0.60305 | 0.60305 | 0.60305 | 0.60305 | 0.60305 | 0.60305 | 0.60305 | 0.60305 | 0.60305 | 0.60305 | 0.60305 | 0.60305 | 0.60305 | 0.60305 | 0.60305 | 0.60305 | 0.60305 | 0.60305 | 0.60305 | 0.60305 | 0.60305 | 0.60305 | 0.60305 | 0.60305 | 0.60305 | 0.60305 | 0.60305 | 0.60305 | 0.60305 | 0.60305 | 0.60305 | 0.60305 | 0.60305 | [12 empty] | 35 |  | 8.3388
Culloden Pt Conversion to 33 kV | 2019 |  | 2.8 | 0 | 0 | 0 | 0.36233 | 0.36233 | 0.36233 | 0.36233 | 0.36233 | 0.36233 | 0.36233 | 0.36233 | 0.36233 | 0.36233 | 0.36233 | 0.36233 | 0.36233 | 0.36233 | 0.36233 | 0.36233 | 0.36233 | 0.36233 | 0.36233 | 0.36233 | 0.36233 | 0.36233 | 0.36233 | 0.36233 | 0.36233 | 0.36233 | 0.36233 | 0.36233 | 0.36233 | 0.36233 | 0.36233 | 0.36233 | 0.36233 | 0.36233 | 0.36233 | [11 empty] | 35 |  | 4.7491
No Deferral |  |  | 22.5 |  | 1.8175 | 2.4205 | 2.7828 | 2.7828 | 2.7828 | 2.7828 | 2.7828 | 2.7828 | 2.7828 | 2.7828 | 2.7828 | 2.7828 | 2.7828 | 2.7828 | 2.7828 | 2.7828 | 2.7828 | 2.7828 | 2.7828 | 2.7828 | 2.7828 | 2.7828 | 2.7828 | 2.7828 | 2.7828 | 2.7828 | 2.7828 | 2.7828 | 2.7828 | 2.7828 | 2.7828 | 2.7828 | 2.7828 | 2.7828 | 2.7828 | 0.96539 | 0.36233 | 0 | 0 | 0 | [10 empty] | 39.6013
Amagansett Conversion 33 kV | 2030 |  | 8 | [14 empty] | 1.433 | 1.433 | 1.433 | 1.433 | 1.433 | 1.433 | 1.433 | 1.433 | 1.433 | 1.433 | 1.433 | 1.433 | 1.433 | 1.433 | 1.433 | 1.433 | 1.433 | 1.433 | 1.433 | 1.433 | 1.433 | 1.433 | 1.433 | 1.433 | 1.433 | 1.433 | 1.433 | 1.433 | 1.433 | 1.433 | 1.433 | 1.433 | 1.433 | 1.433 | 1.433 | 35 |  | 10.4225 | 3.8129 | 0 | 0 | 0
East Hampton Conversion 33 kV | 2030 |  | 3.2 | [14 empty] | 0.57321 | 0.57321 | 0.57321 | 0.57321 | 0.57321 | 0.57321 | 0.57321 | 0.57321 | 0.57321 | 0.57321 | 0.57321 | 0.57321 | 0.57321 | 0.57321 | 0.57321 | 0.57321 | 0.57321 | 0.57321 | 0.57321 | 0.57321 | 0.57321 | 0.57321 | 0.57321 | 0.57321 | 0.57321 | 0.57321 | 0.57321 | 0.57321 | 0.57321 | 0.57321 | 0.57321 | 0.57321 | 0.57321 | 0.57321 | 0.57321 | 35 |  | 4.169 | 1.5252 | 0 | 0 | 0
Buell Conversion 33 kV | 2030 |  | 3.7 | [14 empty] | 0.66277 | 0.66277 | 0.66277 | 0.66277 | 0.66277 | 0.66277 | 0.66277 | 0.66277 | 0.66277 | 0.66277 | 0.66277 | 0.66277 | 0.66277 | 0.66277 | 0.66277 | 0.66277 | 0.66277 | 0.66277 | 0.66277 | 0.66277 | 0.66277 | 0.66277 | 0.66277 | 0.66277 | 0.66277 | 0.66277 | 0.66277 | 0.66277 | 0.66277 | 0.66277 | 0.66277 | 0.66277 | 0.66277 | 0.66277 | 0.66277 | 35 |  | 4.8204 | 1.7635 | 0 | 0 | 0
Hither Hills Conversion to 33 kV | 2030 |  | 4.8 | [14 empty] | 0.85981 | 0.85981 | 0.85981 | 0.85981 | 0.85981 | 0.85981 | 0.85981 | 0.85981 | 0.85981 | 0.85981 | 0.85981 | 0.85981 | 0.85981 | 0.85981 | 0.85981 | 0.85981 | 0.85981 | 0.85981 | 0.85981 | 0.85981 | 0.85981 | 0.85981 | 0.85981 | 0.85981 | 0.85981 | 0.85981 | 0.85981 | 0.85981 | 0.85981 | 0.85981 | 0.85981 | 0.85981 | 0.85981 | 0.85981 | 0.85981 | 35 |  | 6.2535 | 2.0853 | 0 | 0 | 0
Culloden Pt Conversion to 33 kV | 2030 |  | 2.8 | [14 empty] | 0.50156 | 0.50156 | 0.50156 | 0.50156 | 0.50156 | 0.50156 | 0.50156 | 0.50156 | 0.50156 | 0.50156 | 0.50156 | 0.50156 | 0.50156 | 0.50156 | 0.50156 | 0.50156 | 0.50156 | 0.50156 | 0.50156 | 0.50156 | 0.50156 | 0.50156 | 0.50156 | 0.50156 | 0.50156 | 0.50156 | 0.50156 | 0.50156 | 0.50156 | 0.50156 | 0.50156 | 0.50156 | 0.50156 | 0.50156 | 0.50156 | 35 |  | 3.6479 | 1.1012 | 1.1012 | 73412.135 | 1883021.2628
Deferral to Indicated Year |  |  | 22.5 | [6 empty] | 0 | 0 | 0 | 0 | 0 | 0 | 0 | 0 | 4.0304 | 4.0304 | 4.0304 | 4.0304 | 4.0304 | 4.0304 | 4.0304 | 4.0304 | 4.0304 | 4.0304 | 4.0304 | 4.0304 | 4.0304 | 4.0304 | 4.0304 | 4.0304 | 4.0304 | 4.0304 | 4.0304 | 4.0304 | 4.0304 | 4.0304 | 4.0304 | 4.0304 | 4.0304 | 4.0304 | 4.0304 | 4.0304 | 4.0304 | 4.0304 | 4.0304 | 4.0304 | 4.0304 | 4.0304 | 4.0304 | 35 |  | 29.3132 | 10.2881 | 1.1012 | 73412.135 | 1883021.2628 | =Area I Portion
[59 empty] | 29546831.9482 | =Area I+II+III Portions
Annual Avoided Costs for Deferral to Indicated Year:
Amagansett Conversion 33 kV | 2030 |  |  | 0 | 0.97582 | 0.97582 | 0.97582 | 0.97582 | 0.97582 | 0.97582 | 0.97582 | 0.97582 | 0.97582 | 0.97582 | 0.97582 | 0.97582 | 0.97582 | -0.4572 | -0.4572 | -0.4572 | -0.4572 | -0.4572 | -0.4572 | -0.4572 | -0.4572 | -0.4572 | -0.4572 | -0.4572 | -0.4572 | -0.4572 | -0.4572 | -0.4572 | -0.4572 | -0.4572 | -0.4572 | -0.4572 | -0.4572 | -0.4572 | -0.4572 | -1.433 | -1.433 | -1.433 | -1.433 | -1.433 | -1.433 | -1.433 | -1.433 | -1.433 | -1.433 | -1.433 | -1.433 | -1.433 | 35 |  |  | 3.8129
East Hampton Conversion 33 kV | 2030 |  |  | 0 | 0.39033 | 0.39033 | 0.39033 | 0.39033 | 0.39033 | 0.39033 | 0.39033 | 0.39033 | 0.39033 | 0.39033 | 0.39033 | 0.39033 | 0.39033 | -0.18288 | -0.18288 | -0.18288 | -0.18288 | -0.18288 | -0.18288 | -0.18288 | -0.18288 | -0.18288 | -0.18288 | -0.18288 | -0.18288 | -0.18288 | -0.18288 | -0.18288 | -0.18288 | -0.18288 | -0.18288 | -0.18288 | -0.18288 | -0.18288 | -0.18288 | -0.57321 | -0.57321 | -0.57321 | -0.57321 | -0.57321 | -0.57321 | -0.57321 | -0.57321 | -0.57321 | -0.57321 | -0.57321 | -0.57321 | -0.57321 | 35 |  |  | 1.5252
Buell Conversion 33 kV | 2030 |  |  | 0 | 0.45131 | 0.45131 | 0.45131 | 0.45131 | 0.45131 | 0.45131 | 0.45131 | 0.45131 | 0.45131 | 0.45131 | 0.45131 | 0.45131 | 0.45131 | -0.21146 | -0.21146 | -0.21146 | -0.21146 | -0.21146 | -0.21146 | -0.21146 | -0.21146 | -0.21146 | -0.21146 | -0.21146 | -0.21146 | -0.21146 | -0.21146 | -0.21146 | -0.21146 | -0.21146 | -0.21146 | -0.21146 | -0.21146 | -0.21146 | -0.21146 | -0.66277 | -0.66277 | -0.66277 | -0.66277 | -0.66277 | -0.66277 | -0.66277 | -0.66277 | -0.66277 | -0.66277 | -0.66277 | -0.66277 | -0.66277 | 35 |  |  | 1.7635
Hither Hills Conversion to 33 kV | 2030 |  |  | 0 | 0 | 0.60305 | 0.60305 | 0.60305 | 0.60305 | 0.60305 | 0.60305 | 0.60305 | 0.60305 | 0.60305 | 0.60305 | 0.60305 | 0.60305 | -0.25676 | -0.25676 | -0.25676 | -0.25676 | -0.25676 | -0.25676 | -0.25676 | -0.25676 | -0.25676 | -0.25676 | -0.25676 | -0.25676 | -0.25676 | -0.25676 | -0.25676 | -0.25676 | -0.25676 | -0.25676 | -0.25676 | -0.25676 | -0.25676 | -0.25676 | -0.25676 | -0.85981 | -0.85981 | -0.85981 | -0.85981 | -0.85981 | -0.85981 | -0.85981 | -0.85981 | -0.85981 | -0.85981 | -0.85981 | -0.85981 | 35 |  |  | 2.0853
Culloden Pt Conversion to 33 kV | 2030 |  |  | 0 | 0 | 0 | 0.36233 | 0.36233 | 0.36233 | 0.36233 | 0.36233 | 0.36233 | 0.36233 | 0.36233 | 0.36233 | 0.36233 | 0.36233 | -0.13922 | -0.13922 | -0.13922 | -0.13922 | -0.13922 | -0.13922 | -0.13922 | -0.13922 | -0.13922 | -0.13922 | -0.13922 | -0.13922 | -0.13922 | -0.13922 | -0.13922 | -0.13922 | -0.13922 | -0.13922 | -0.13922 | -0.13922 | -0.13922 | -0.13922 | -0.13922 | -0.13922 | -0.50156 | -0.50156 | -0.50156 | -0.50156 | -0.50156 | -0.50156 | -0.50156 | -0.50156 | -0.50156 | -0.50156 | -0.50156 | 35 |  |  | 1.1012
Area II Projects: | [53 empty] | 33
Bridgehampton - Buell New 69 kV UG Cable | 2020 |  | 33.2 | 0 | 0 | 0 | 0 | 4.4251 | 4.4251 | 4.4251 | 4.4251 | 4.4251 | 4.4251 | 4.4251 | 4.4251 | 4.4251 | 4.4251 | 4.4251 | 4.4251 | 4.4251 | 4.4251 | 4.4251 | 4.4251 | 4.4251 | 4.4251 | 4.4251 | 4.4251 | 4.4251 | 4.4251 | 4.4251 | 4.4251 | 4.4251 | 4.4251 | 4.4251 | 4.4251 | 4.4251 | 4.4251 | 4.4251 | 4.4251 | 4.4251 | 4.4251 | 4.4251 | [10 empty] | 35 |  | 54.9758
No Deferral |  |  | 33.2 |  | 0 | 0 | 0 | 4.4251 | 4.4251 | 4.4251 | 4.4251 | 4.4251 | 4.4251 | 4.4251 | 4.4251 | 4.4251 | 4.4251 | 4.4251 | 4.4251 | 4.4251 | 4.4251 | 4.4251 | 4.4251 | 4.4251 | 4.4251 | 4.4251 | 4.4251 | 4.4251 | 4.4251 | 4.4251 | 4.4251 | 4.4251 | 4.4251 | 4.4251 | 4.4251 | 4.4251 | 4.4251 | 4.4251 | 4.4251 | 4.4251 | 4.4251 | 4.4251 | [10 empty] | 35 |  | 54.9758
Bridgehampton - Buell New 69 kV UG Cable | 2026 |  | 33.2 | [10 empty] | 5.2839 | 5.2839 | 5.2839 | 5.2839 | 5.2839 | 5.2839 | 5.2839 | 5.2839 | 5.2839 | 5.2839 | 5.2839 | 5.2839 | 5.2839 | 5.2839 | 5.2839 | 5.2839 | 5.2839 | 5.2839 | 5.2839 | 5.2839 | 5.2839 | 5.2839 | 5.2839 | 5.2839 | 5.2839 | 5.2839 | 5.2839 | 5.2839 | 5.2839 | 5.2839 | 5.2839 | 5.2839 | 5.2839 | 5.2839 | 5.2839 |  |  |  |  | 35 |  | 47.608 | 7.3678 | 7.3678 | 153495.4058 | 3937157.1595
Deferral to Indicated Year |  |  | 33.2 | [6 empty] | 0 | 0 | 0 | 0 | 5.2839 | 5.2839 | 5.2839 | 5.2839 | 5.2839 | 5.2839 | 5.2839 | 5.2839 | 5.2839 | 5.2839 | 5.2839 | 5.2839 | 5.2839 | 5.2839 | 5.2839 | 5.2839 | 5.2839 | 5.2839 | 5.2839 | 5.2839 | 5.2839 | 5.2839 | 5.2839 | 5.2839 | 5.2839 | 5.2839 | 5.2839 | 5.2839 | 5.2839 | 5.2839 | 5.2839 | 5.2839 | 5.2839 | 5.2839 | 5.2839 |  |  |  |  | 35 |  | 47.608 | 7.3678 | 7.3678 | 153495.4058 | 3937157.1595 | =Area II Portion
[59 empty] | 27663810.6854 | =Area II+III Portions
Annual Avoided Costs for Deferral to Indicated Year:
Bridgehampton - Buell New 69 kV UG Cable | 2026 |  |  | 0 | 0 | 0 | 0 | 4.4251 | 4.4251 | 4.4251 | 4.4251 | 4.4251 | 4.4251 | -0.85871 | -0.85871 | -0.85871 | -0.85871 | -0.85871 | -0.85871 | -0.85871 | -0.85871 | -0.85871 | -0.85871 | -0.85871 | -0.85871 | -0.85871 | -0.85871 | -0.85871 | -0.85871 | -0.85871 | -0.85871 | -0.85871 | -0.85871 | -0.85871 | -0.85871 | -0.85871 | -0.85871 | -0.85871 | -0.85871 | -0.85871 | -0.85871 | -0.85871 | -5.2839 | -5.2839 | -5.2839 | -5.2839 | -5.2839 | -5.2839 |  |  |  |  | 35 |  |  | 7.3678
0
Area III Projects: | [52 empty] | 0 | 15
New Canal - Southampton Cable | 2017 |  | 37.6 | 0 | 4.5863 | 4.5863 | 4.5863 | 4.5863 | 4.5863 | 4.5863 | 4.5863 | 4.5863 | 4.5863 | 4.5863 | 4.5863 | 4.5863 | 4.5863 | 4.5863 | 4.5863 | 4.5863 | 4.5863 | 4.5863 | 4.5863 | 4.5863 | 4.5863 | 4.5863 | 4.5863 | 4.5863 | 4.5863 | 4.5863 | 4.5863 | 4.5863 | 4.5863 | 4.5863 | 4.5863 | 4.5863 | 4.5863 | 4.5863 | 4.5863 | [13 empty] | 35 |  | 66.9063
Upgrade Wildwood - Riverhead to 138 kV | 2017 |  | 7.7 | 0 | 0.93922 | 0.93922 | 0.93922 | 0.93922 | 0.93922 | 0.93922 | 0.93922 | 0.93922 | 0.93922 | 0.93922 | 0.93922 | 0.93922 | 0.93922 | 0.93922 | 0.93922 | 0.93922 | 0.93922 | 0.93922 | 0.93922 | 0.93922 | 0.93922 | 0.93922 | 0.93922 | 0.93922 | 0.93922 | 0.93922 | 0.93922 | 0.93922 | 0.93922 | 0.93922 | 0.93922 | 0.93922 | 0.93922 | 0.93922 | 0.93922 | [13 empty] | 35 |  | 13.7016
Riverhead Canal 2nd Line and Bank | 2017 |  | 136.8 | 0 | 16.6864 | 16.6864 | 16.6864 | 16.6864 | 16.6864 | 16.6864 | 16.6864 | 16.6864 | 16.6864 | 16.6864 | 16.6864 | 16.6864 | 16.6864 | 16.6864 | 16.6864 | 16.6864 | 16.6864 | 16.6864 | 16.6864 | 16.6864 | 16.6864 | 16.6864 | 16.6864 | 16.6864 | 16.6864 | 16.6864 | 16.6864 | 16.6864 | 16.6864 | 16.6864 | 16.6864 | 16.6864 | 16.6864 | 16.6864 | 16.6864 | [13 empty] | 35 |  | 243.4251
Canal - Wainscott New 138 kV UG Cable | 2022 |  | 275.5 | 0 | 0 | 0 | 0 | 0 | 0 | 38.957 | 38.957 | 38.957 | 38.957 | 38.957 | 38.957 | 38.957 | 38.957 | 38.957 | 38.957 | 38.957 | 38.957 | 38.957 | 38.957 | 38.957 | 38.957 | 38.957 | 38.957 | 38.957 | 38.957 | 38.957 | 38.957 | 38.957 | 38.957 | 38.957 | 38.957 | 38.957 | 38.957 | 38.957 | 38.957 | 38.957 | 38.957 | 38.957 | 38.957 | 38.957 | [8 empty] | 35 |  | 434.8353
No Deferral |  |  | 457.6 |  | 22.212 | 22.212 | 22.212 | 22.212 | 22.212 | 61.169 | 61.169 | 61.169 | 61.169 | 61.169 | 61.169 | 61.169 | 61.169 | 61.169 | 61.169 | 61.169 | 61.169 | 61.169 | 61.169 | 61.169 | 61.169 | 61.169 | 61.169 | 61.169 | 61.169 | 61.169 | 61.169 | 61.169 | 61.169 | 61.169 | 61.169 | 61.169 | 61.169 | 61.169 | 61.169 | 38.957 | 38.957 | 38.957 | 38.957 | 38.957 | [10 empty] | 758.8683
New Canal - Southampton Cable | 2023 |  | 37.6 | [7 empty] | 5.4763 | 5.4763 | 5.4763 | 5.4763 | 5.4763 | 5.4763 | 5.4763 | 5.4763 | 5.4763 | 5.4763 | 5.4763 | 5.4763 | 5.4763 | 5.4763 | 5.4763 | 5.4763 | 5.4763 | 5.4763 | 5.4763 | 5.4763 | 5.4763 | 5.4763 | 5.4763 | 5.4763 | 5.4763 | 5.4763 | 5.4763 | 5.4763 | 5.4763 | 5.4763 | 5.4763 | 5.4763 | 5.4763 | 5.4763 | 5.4763 | [7 empty] | 35 |  | 57.9396 | 8.9667 | 0 | 0 | 0
Upgrade Wildwood - Riverhead to 138 kV | 2022 |  | 7.7 | [6 empty] | 1.0888 | 1.0888 | 1.0888 | 1.0888 | 1.0888 | 1.0888 | 1.0888 | 1.0888 | 1.0888 | 1.0888 | 1.0888 | 1.0888 | 1.0888 | 1.0888 | 1.0888 | 1.0888 | 1.0888 | 1.0888 | 1.0888 | 1.0888 | 1.0888 | 1.0888 | 1.0888 | 1.0888 | 1.0888 | 1.0888 | 1.0888 | 1.0888 | 1.0888 | 1.0888 | 1.0888 | 1.0888 | 1.0888 | 1.0888 | 1.0888 | [8 empty] | 35 |  | 12.1533 | 1.5483 | 0 | 0 | 0
Riverhead Canal 2nd Line and Bank | 2023 |  | 136.8 | [7 empty] | 19.9245 | 19.9245 | 19.9245 | 19.9245 | 19.9245 | 19.9245 | 19.9245 | 19.9245 | 19.9245 | 19.9245 | 19.9245 | 19.9245 | 19.9245 | 19.9245 | 19.9245 | 19.9245 | 19.9245 | 19.9245 | 19.9245 | 19.9245 | 19.9245 | 19.9245 | 19.9245 | 19.9245 | 19.9245 | 19.9245 | 19.9245 | 19.9245 | 19.9245 | 19.9245 | 19.9245 | 19.9245 | 19.9245 | 19.9245 | 19.9245 | [7 empty] | 35 |  | 210.8017 | 32.6235 | 0 | 0 | 0
Canal - Wainscott New 138 kV UG Cable | 2028 |  | 275.5 | [12 empty] | 46.5167 | 46.5167 | 46.5167 | 46.5167 | 46.5167 | 46.5167 | 46.5167 | 46.5167 | 46.5167 | 46.5167 | 46.5167 | 46.5167 | 46.5167 | 46.5167 | 46.5167 | 46.5167 | 46.5167 | 46.5167 | 46.5167 | 46.5167 | 46.5167 | 46.5167 | 46.5167 | 46.5167 | 46.5167 | 46.5167 | 46.5167 | 46.5167 | 46.5167 | 46.5167 | 46.5167 | 46.5167 | 46.5167 | 46.5167 | 46.5167 |  |  | 35 |  | 376.5593 | 58.276 | 58.276 | 925015.732 | 23726653.5259
Deferral to Indicated Year |  |  | 457.6 | [6 empty] | 1.0888 | 26.4896 | 26.4896 | 26.4896 | 26.4896 | 26.4896 | 73.0063 | 73.0063 | 73.0063 | 73.0063 | 73.0063 | 73.0063 | 73.0063 | 73.0063 | 73.0063 | 73.0063 | 73.0063 | 73.0063 | 73.0063 | 73.0063 | 73.0063 | 73.0063 | 73.0063 | 73.0063 | 73.0063 | 73.0063 | 73.0063 | 73.0063 | 73.0063 | 73.0063 | 73.0063 | 73.0063 | 73.0063 | 73.0063 | 73.0063 | 71.9175 | 46.5167 | 46.5167 | 46.5167 | 46.5167 | 46.5167 |  |  | 41 |  | 657.4539 | 101.4144 | 58.276 | 925015.732 | 23726653.5259 | =Area III Portion
[59 empty] | 23726653.5259 | =Area III Portion
Annual Avoided Costs for Deferral to Indicated Year:
New Canal - Southampton Cable | 2023 |  |  | 0 | 4.5863 | 4.5863 | 4.5863 | 4.5863 | 4.5863 | 4.5863 | -0.88999 | -0.88999 | -0.88999 | -0.88999 | -0.88999 | -0.88999 | -0.88999 | -0.88999 | -0.88999 | -0.88999 | -0.88999 | -0.88999 | -0.88999 | -0.88999 | -0.88999 | -0.88999 | -0.88999 | -0.88999 | -0.88999 | -0.88999 | -0.88999 | -0.88999 | -0.88999 | -0.88999 | -0.88999 | -0.88999 | -0.88999 | -0.88999 | -0.88999 | -5.4763 | -5.4763 | -5.4763 | -5.4763 | -5.4763 | -5.4763 | 0 | 0 | 0 | 0 | 0 |  |  | 35 |  |  | 8.9667
Upgrade Wildwood - Riverhead to 138 kV | 2022 |  |  | 0 | 0.93922 | 0.93922 | 0.93922 | 0.93922 | 0.93922 | -0.14959 | -0.14959 | -0.14959 | -0.14959 | -0.14959 | -0.14959 | -0.14959 | -0.14959 | -0.14959 | -0.14959 | -0.14959 | -0.14959 | -0.14959 | -0.14959 | -0.14959 | -0.14959 | -0.14959 | -0.14959 | -0.14959 | -0.14959 | -0.14959 | -0.14959 | -0.14959 | -0.14959 | -0.14959 | -0.14959 | -0.14959 | -0.14959 | -0.14959 | -0.14959 | -1.0888 | -1.0888 | -1.0888 | -1.0888 | -1.0888 | 0 | 0 | 0 | 0 | 0 | 0 |  |  | 35 |  |  | 1.5483
Riverhead Canal 2nd Line and Bank | 2023 |  |  | 0 | 16.6864 | 16.6864 | 16.6864 | 16.6864 | 16.6864 | 16.6864 | -3.238 | -3.238 | -3.238 | -3.238 | -3.238 | -3.238 | -3.238 | -3.238 | -3.238 | -3.238 | -3.238 | -3.238 | -3.238 | -3.238 | -3.238 | -3.238 | -3.238 | -3.238 | -3.238 | -3.238 | -3.238 | -3.238 | -3.238 | -3.238 | -3.238 | -3.238 | -3.238 | -3.238 | -3.238 | -19.9245 | -19.9245 | -19.9245 | -19.9245 | -19.9245 | -19.9245 | 0 | 0 | 0 | 0 | 0 |  |  | 35 |  |  | 32.6235
Canal - Wainscott New 138 kV UG Cable | 2028 |  |  | 0 | 0 | 0 | 0 | 0 | 0 | 38.957 | 38.957 | 38.957 | 38.957 | 38.957 | 38.957 | -7.5597 | -7.5597 | -7.5597 | -7.5597 | -7.5597 | -7.5597 | -7.5597 | -7.5597 | -7.5597 | -7.5597 | -7.5597 | -7.5597 | -7.5597 | -7.5597 | -7.5597 | -7.5597 | -7.5597 | -7.5597 | -7.5597 | -7.5597 | -7.5597 | -7.5597 | -7.5597 | -7.5597 | -7.5597 | -7.5597 | -7.5597 | -7.5597 | -7.5597 | -46.5167 | -46.5167 | -46.5167 | -46.5167 | -46.5167 | -46.5167 | [5 empty] | 58.276
Total - All Areas (No Deferrals,$Millions) |  |  | 513.3 |  | 24.0294 | 24.6325 | 24.9948 | 29.42 | 29.42 | 68.377 | 68.377 | 68.377 | 68.377 | 68.377 | 68.377 | 68.377 | 68.377 | 68.377 | 68.377 | 68.377 | 68.377 | 68.377 | 68.377 | 68.377 | 68.377 | 68.377 | 68.377 | 68.377 | 68.377 | 68.377 | 68.377 | 68.377 | 68.377 | 68.377 | 68.377 | 68.377 | 68.377 | 68.377 | 68.377 | 44.3475 | 43.7445 | 43.3821 | 38.957 | 38.957 | 0 | 0 | 0 | 0 | 0 | 0 | 0 | 0 |  | 63 | 853.4454 | 119.0703 | = max. total avoided cost in portfolio
Annual Avoided Costs for Deferrals - Area 1 Proposal: (see note*) | Deferral Year |  |  | 2016 | 2017 | 2018 | 2019 | 2020 | 2021 | 2022 | 2023 | 2024 | 2025 | 2026 | 2027 | 2028 | 2029 | 2030 | 2031 | 2032 | 2033 | 2034 | 2035 | 2036 | 2037 | 2038 | 2039 | 2040 | 2041 | 2042 | 2043 | 2044 | 2045 | 2046 | 2047 | 2048 | 2049 | 2050 | 2051 | 2052 | 2053 | 2054 | 2055 | 2056 | 2057 | 2058 | 2059 | 2060 | 2061 | 2062 | 2063 | 2064 |  |  | Differential NPV $M |  | Differential NPV $M (adjusted for COD of Selected Project) | Differntial NPV $/MW | NPV of Transmission Avoided Costs for Selected Project
Area I Projects:
Amagansett Conversion 33 kV | 2030 |  |  | 0 | 0.97582 | 0.97582 | 0.97582 | 0.97582 | 0.97582 | 0.97582 | 0.97582 | 0.97582 | 0.97582 | 0.97582 | 0.97582 | 0.97582 | 0.97582 | -0.4572 | -0.4572 | -0.4572 | -0.4572 | -0.4572 | -0.4572 | -0.4572 | -0.4572 | -0.4572 | -0.4572 | -0.4572 | -0.4572 | -0.4572 | -0.4572 | -0.4572 | -0.4572 | -0.4572 | -0.4572 | -0.4572 | -0.4572 | -0.4572 | -0.4572 | -1.433 | -1.433 | -1.433 | -1.433 | -1.433 | -1.433 | -1.433 | -1.433 | -1.433 | -1.433 | -1.433 | -1.433 | -1.433 |  |  | 3.8129 |  | 0 | 0 | 0
East Hampton Conversion 33 kV | 2030 |  |  | 0 | 0.39033 | 0.39033 | 0.39033 | 0.39033 | 0.39033 | 0.39033 | 0.39033 | 0.39033 | 0.39033 | 0.39033 | 0.39033 | 0.39033 | 0.39033 | -0.18288 | -0.18288 | -0.18288 | -0.18288 | -0.18288 | -0.18288 | -0.18288 | -0.18288 | -0.18288 | -0.18288 | -0.18288 | -0.18288 | -0.18288 | -0.18288 | -0.18288 | -0.18288 | -0.18288 | -0.18288 | -0.18288 | -0.18288 | -0.18288 | -0.18288 | -0.57321 | -0.57321 | -0.57321 | -0.57321 | -0.57321 | -0.57321 | -0.57321 | -0.57321 | -0.57321 | -0.57321 | -0.57321 | -0.57321 | -0.57321 |  |  | 1.5252 |  | 0 | 0 | 0
Buell Conversion 33 kV | 2030 |  |  | 0 | 0.45131 | 0.45131 | 0.45131 | 0.45131 | 0.45131 | 0.45131 | 0.45131 | 0.45131 | 0.45131 | 0.45131 | 0.45131 | 0.45131 | 0.45131 | -0.21146 | -0.21146 | -0.21146 | -0.21146 | -0.21146 | -0.21146 | -0.21146 | -0.21146 | -0.21146 | -0.21146 | -0.21146 | -0.21146 | -0.21146 | -0.21146 | -0.21146 | -0.21146 | -0.21146 | -0.21146 | -0.21146 | -0.21146 | -0.21146 | -0.21146 | -0.66277 | -0.66277 | -0.66277 | -0.66277 | -0.66277 | -0.66277 | -0.66277 | -0.66277 | -0.66277 | -0.66277 | -0.66277 | -0.66277 | -0.66277 |  |  | 1.7635 |  | 0 | 0 | 0
Hither Hills Conversion to 33 kV | 2030 |  |  | 0 | 0 | 0.60305 | 0.60305 | 0.60305 | 0.60305 | 0.60305 | 0.60305 | 0.60305 | 0.60305 | 0.60305 | 0.60305 | 0.60305 | 0.60305 | -0.25676 | -0.25676 | -0.25676 | -0.25676 | -0.25676 | -0.25676 | -0.25676 | -0.25676 | -0.25676 | -0.25676 | -0.25676 | -0.25676 | -0.25676 | -0.25676 | -0.25676 | -0.25676 | -0.25676 | -0.25676 | -0.25676 | -0.25676 | -0.25676 | -0.25676 | -0.25676 | -0.85981 | -0.85981 | -0.85981 | -0.85981 | -0.85981 | -0.85981 | -0.85981 | -0.85981 | -0.85981 | -0.85981 | -0.85981 | -0.85981 |  |  | 2.0853 |  | 0 | 0 | 0
Culloden Pt Conversion to 33 kV | 2030 |  |  | 0 | 0 | 0 | 0.36233 | 0.36233 | 0.36233 | 0.36233 | 0.36233 | 0.36233 | 0.36233 | 0.36233 | 0.36233 | 0.36233 | 0.36233 | -0.13922 | -0.13922 | -0.13922 | -0.13922 | -0.13922 | -0.13922 | -0.13922 | -0.13922 | -0.13922 | -0.13922 | -0.13922 | -0.13922 | -0.13922 | -0.13922 | -0.13922 | -0.13922 | -0.13922 | -0.13922 | -0.13922 | -0.13922 | -0.13922 | -0.13922 | -0.13922 | -0.13922 | -0.50156 | -0.50156 | -0.50156 | -0.50156 | -0.50156 | -0.50156 | -0.50156 | -0.50156 | -0.50156 | -0.50156 | -0.50156 |  |  | 1.1012 |  | 1.1012 | 73412.135 | 376604.2526
[59 empty] | 376604.2526 | =Area I Portion
Area II Projects: | [58 empty] | 5909366.3896 | =Area I+II+III Portions
Bridgehampton - Buell New 69 kV UG Cable | 2026 |  |  | 0 | 0 | 0 | 0 | 4.4251 | 4.4251 | 4.4251 | 4.4251 | 4.4251 | 4.4251 | -0.85871 | -0.85871 | -0.85871 | -0.85871 | -0.85871 | -0.85871 | -0.85871 | -0.85871 | -0.85871 | -0.85871 | -0.85871 | -0.85871 | -0.85871 | -0.85871 | -0.85871 | -0.85871 | -0.85871 | -0.85871 | -0.85871 | -0.85871 | -0.85871 | -0.85871 | -0.85871 | -0.85871 | -0.85871 | -0.85871 | -0.85871 | -0.85871 | -0.85871 | -5.2839 | -5.2839 | -5.2839 | -5.2839 | -5.2839 | -5.2839 | 0 | 0 | 0 | 0 |  |  | 7.3678 |  | 7.3678 | 153495.4058 | 787431.4319
[59 empty] | 787431.4319 | =Area II Portion
Area III Projects: | [58 empty] | 5532762.1371 | =Area II+III Portions
New Canal - Southampton Cable | 2023 |  |  | 0 | 4.5863 | 4.5863 | 4.5863 | 4.5863 | 4.5863 | 4.5863 | -0.88999 | -0.88999 | -0.88999 | -0.88999 | -0.88999 | -0.88999 | -0.88999 | -0.88999 | -0.88999 | -0.88999 | -0.88999 | -0.88999 | -0.88999 | -0.88999 | -0.88999 | -0.88999 | -0.88999 | -0.88999 | -0.88999 | -0.88999 | -0.88999 | -0.88999 | -0.88999 | -0.88999 | -0.88999 | -0.88999 | -0.88999 | -0.88999 | -0.88999 | -5.4763 | -5.4763 | -5.4763 | -5.4763 | -5.4763 | -5.4763 | 0 | 0 | 0 | 0 | 0 | 0 | 0 |  |  | 8.9667 |  | 0 | 0 | 0
Upgrade Wildwood - Riverhead to 138 kV | 2022 |  |  | 0 | 0.93922 | 0.93922 | 0.93922 | 0.93922 | 0.93922 | -0.14959 | -0.14959 | -0.14959 | -0.14959 | -0.14959 | -0.14959 | -0.14959 | -0.14959 | -0.14959 | -0.14959 | -0.14959 | -0.14959 | -0.14959 | -0.14959 | -0.14959 | -0.14959 | -0.14959 | -0.14959 | -0.14959 | -0.14959 | -0.14959 | -0.14959 | -0.14959 | -0.14959 | -0.14959 | -0.14959 | -0.14959 | -0.14959 | -0.14959 | -0.14959 | -1.0888 | -1.0888 | -1.0888 | -1.0888 | -1.0888 | 0 | 0 | 0 | 0 | 0 | 0 | 0 | 0 |  |  | 1.5483 |  | 0 | 0 | 0
Riverhead Canal 2nd Line and Bank | 2023 |  |  | 0 | 16.6864 | 16.6864 | 16.6864 | 16.6864 | 16.6864 | 16.6864 | -3.238 | -3.238 | -3.238 | -3.238 | -3.238 | -3.238 | -3.238 | -3.238 | -3.238 | -3.238 | -3.238 | -3.238 | -3.238 | -3.238 | -3.238 | -3.238 | -3.238 | -3.238 | -3.238 | -3.238 | -3.238 | -3.238 | -3.238 | -3.238 | -3.238 | -3.238 | -3.238 | -3.238 | -3.238 | -19.9245 | -19.9245 | -19.9245 | -19.9245 | -19.9245 | -19.9245 | 0 | 0 | 0 | 0 | 0 | 0 | 0 |  |  | 32.6235 |  | 0 | 0 | 0
Canal - Wainscott New 138 kV UG Cable | 2028 |  |  | 0 | 0 | 0 | 0 | 0 | 0 | 38.957 | 38.957 | 38.957 | 38.957 | 38.957 | 38.957 | -7.5597 | -7.5597 | -7.5597 | -7.5597 | -7.5597 | -7.5597 | -7.5597 | -7.5597 | -7.5597 | -7.5597 | -7.5597 | -7.5597 | -7.5597 | -7.5597 | -7.5597 | -7.5597 | -7.5597 | -7.5597 | -7.5597 | -7.5597 | -7.5597 | -7.5597 | -7.5597 | -7.5597 | -7.5597 | -7.5597 | -7.5597 | -7.5597 | -7.5597 | -46.5167 | -46.5167 | -46.5167 | -46.5167 | -46.5167 | -46.5167 | 0 | 0 |  |  | 58.276 |  | 58.276 | 925015.732 | 4745330.7052
[59 empty] | 4745330.7052 | =Area III Portion
Total - Area 1 Proposal, $Millions (unadjusted) |  |  |  | 0 | 0 | 0 | 0.36233 | 4.7875 | 4.7875 | 43.7445 | 43.7445 | 43.7445 | 43.7445 | 38.4606 | 38.4606 | -8.0561 | -8.0561 | -8.5576 | -8.5576 | -8.5576 | -8.5576 | -8.5576 | -8.5576 | -8.5576 | -8.5576 | -8.5576 | -8.5576 | -8.5576 | -8.5576 | -8.5576 | -8.5576 | -8.5576 | -8.5576 | -8.5576 | -8.5576 | -8.5576 | -8.5576 | -8.5576 | -8.5576 | -8.5576 | -8.5576 | -8.92 | -13.3451 | -13.3451 | -52.3021 | -52.3021 | -52.3021 | -52.3021 | -47.0182 | -47.0182 | -0.50156 | -0.50156 |  |  | 66.745 |  |  | 1151923.2728 | 5909366.3896
$/MW-yr |  |  |  | 0 | 0 | 0 | 24155.6547 | 116346.1421 | 116346.1421 | 734710.9537 | 734710.9537 | 734710.9537 | 734710.9537 | 624630.6905 | 624630.6905 | -113729.2329 | -113729.2329 | -147166.3083 | -147166.3083 | -147166.3083 | -147166.3083 | -147166.3083 | -147166.3083 | -147166.3083 | -147166.3083 | -147166.3083 | -147166.3083 | -147166.3083 | -147166.3083 | -147166.3083 | -147166.3083 | -147166.3083 | -147166.3083 | -147166.3083 | -147166.3083 | -147166.3083 | -147166.3083 | -147166.3083 | -147166.3083 | -147166.3083 | -147166.3083 | -171321.9629 | -263512.4503 | -263512.4503 | -881877.2619 | -881877.2619 | -881877.2619 | -881877.2619 | -771796.9988 | -771796.9988 | -33437.0754 | -33437.0754
$Millions (adjusted) |  |  |  | 0 | 0 | 0 | 0.12392 | 0.59686 | 0.59686 | 3.7691 | 3.7691 | 3.7691 | 3.7691 | 3.2044 | 3.2044 | -0.58343 | -0.58343 | -0.75496 | -0.75496 | -0.75496 | -0.75496 | -0.75496 | -0.75496 | -0.75496 | -0.75496 | -0.75496 | -0.75496 | -0.75496 | -0.75496 | -0.75496 | -0.75496 | -0.75496 | -0.75496 | -0.75496 | -0.75496 | -0.75496 | -0.75496 | -0.75496 | -0.75496 | -0.75496 | -0.75496 | -0.87888 | -1.3518 | -1.3518 | -4.524 | -4.524 | -4.524 | -4.524 | -3.9593 | -3.9593 | -0.17153 | -0.17153 |  |  | 5909.3664
Annual Avoided Costs for Deferrals - Area 2 Proposal: (see note*) | Deferral Year |  |  | 2016 | 2017 | 2018 | 2019 | 2020 | 2021 | 2022 | 2023 | 2024 | 2025 | 2026 | 2027 | 2028 | 2029 | 2030 | 2031 | 2032 | 2033 | 2034 | 2035 | 2036 | 2037 | 2038 | 2039 | 2040 | 2041 | 2042 | 2043 | 2044 | 2045 | 2046 | 2047 | 2048 | 2049 | 2050 | 2051 | 2052 | 2053 | 2054 | 2055 | 2056 | 2057 | 2058 | 2059 | 2060 | 2061 | 2062 | 2063 | 2064 |  |  | Differential NPV $M |  | Differential NPV $M (adjusted for COD of Selected Project) | Differntial NPV $/MW | NPV of Transmission Avoided Costs for Selected Project
Area I Projects:
Amagansett Conversion 33 kV | 2030 |  |  | 0 | 0 | 0 | 0 | 0 | 0 | 0 | 0 | 0 | 0 | 0 | 0 | 0 | 0 | 0 | 0 | 0 | 0 | 0 | 0 | 0 | 0 | 0 | 0 | 0 | 0 | 0 | 0 | 0 | 0 | 0 | 0 | 0 | 0 | 0 | 0 | 0 | 0 | 0 | 0 | 0 | 0 | 0 | 0 | 0 | 0 | 0 | 0 | 0 |  |  | 0 |  | 0 | 0 | 0
East Hampton Conversion 33 kV | 2030 |  |  | 0 | 0 | 0 | 0 | 0 | 0 | 0 | 0 | 0 | 0 | 0 | 0 | 0 | 0 | 0 | 0 | 0 | 0 | 0 | 0 | 0 | 0 | 0 | 0 | 0 | 0 | 0 | 0 | 0 | 0 | 0 | 0 | 0 | 0 | 0 | 0 | 0 | 0 | 0 | 0 | 0 | 0 | 0 | 0 | 0 | 0 | 0 | 0 | 0 |  |  | 0 |  | 0 | 0 | 0
Buell Conversion 33 kV | 2030 |  |  | 0 | 0 | 0 | 0 | 0 | 0 | 0 | 0 | 0 | 0 | 0 | 0 | 0 | 0 | 0 | 0 | 0 | 0 | 0 | 0 | 0 | 0 | 0 | 0 | 0 | 0 | 0 | 0 | 0 | 0 | 0 | 0 | 0 | 0 | 0 | 0 | 0 | 0 | 0 | 0 | 0 | 0 | 0 | 0 | 0 | 0 | 0 | 0 | 0 |  |  | 0 |  | 0 | 0 | 0
Hither Hills Conversion to 33 kV | 2030 |  |  | 0 | 0 | 0 | 0 | 0 | 0 | 0 | 0 | 0 | 0 | 0 | 0 | 0 | 0 | 0 | 0 | 0 | 0 | 0 | 0 | 0 | 0 | 0 | 0 | 0 | 0 | 0 | 0 | 0 | 0 | 0 | 0 | 0 | 0 | 0 | 0 | 0 | 0 | 0 | 0 | 0 | 0 | 0 | 0 | 0 | 0 | 0 | 0 | 0 |  |  | 0 |  | 0 | 0 | 0
Culloden Pt Conversion to 33 kV | 2030 |  |  | 0 | 0 | 0 | 0 | 0 | 0 | 0 | 0 | 0 | 0 | 0 | 0 | 0 | 0 | 0 | 0 | 0 | 0 | 0 | 0 | 0 | 0 | 0 | 0 | 0 | 0 | 0 | 0 | 0 | 0 | 0 | 0 | 0 | 0 | 0 | 0 | 0 | 0 | 0 | 0 | 0 | 0 | 0 | 0 | 0 | 0 | 0 | 0 | 0 |  |  | 0 |  | 0 | 0 | 0
[59 empty] | 0 | =Area I Portion
Area II Projects: | [58 empty] | 11065524.2741 | =Area I+II+III Portions
Bridgehampton - Buell New 69 kV UG Cable | 2026 |  |  | 0 | 0 | 0 | 0 | 4.4251 | 4.4251 | 4.4251 | 4.4251 | 4.4251 | 4.4251 | -0.85871 | -0.85871 | -0.85871 | -0.85871 | -0.85871 | -0.85871 | -0.85871 | -0.85871 | -0.85871 | -0.85871 | -0.85871 | -0.85871 | -0.85871 | -0.85871 | -0.85871 | -0.85871 | -0.85871 | -0.85871 | -0.85871 | -0.85871 | -0.85871 | -0.85871 | -0.85871 | -0.85871 | -0.85871 | -0.85871 | -0.85871 | -0.85871 | -0.85871 | -5.2839 | -5.2839 | -5.2839 | -5.2839 | -5.2839 | -5.2839 | 0 | 0 | 0 | 0 |  |  | 7.3678 |  | 7.3678 | 153495.4058 | 1574862.8638
[59 empty] | 1574862.8638 | =Area II Portion
Area III Projects: | [58 empty] | 11065524.2741 | =Area II+III Portions
New Canal - Southampton Cable | 2023 |  |  | 0 | 4.5863 | 4.5863 | 4.5863 | 4.5863 | 4.5863 | 4.5863 | -0.88999 | -0.88999 | -0.88999 | -0.88999 | -0.88999 | -0.88999 | -0.88999 | -0.88999 | -0.88999 | -0.88999 | -0.88999 | -0.88999 | -0.88999 | -0.88999 | -0.88999 | -0.88999 | -0.88999 | -0.88999 | -0.88999 | -0.88999 | -0.88999 | -0.88999 | -0.88999 | -0.88999 | -0.88999 | -0.88999 | -0.88999 | -0.88999 | -0.88999 | -5.4763 | -5.4763 | -5.4763 | -5.4763 | -5.4763 | -5.4763 | 0 | 0 | 0 | 0 | 0 | 0 | 0 |  |  | 8.9667 |  | 0 | 0 | 0
Upgrade Wildwood - Riverhead to 138 kV | 2022 |  |  | 0 | 0.93922 | 0.93922 | 0.93922 | 0.93922 | 0.93922 | -0.14959 | -0.14959 | -0.14959 | -0.14959 | -0.14959 | -0.14959 | -0.14959 | -0.14959 | -0.14959 | -0.14959 | -0.14959 | -0.14959 | -0.14959 | -0.14959 | -0.14959 | -0.14959 | -0.14959 | -0.14959 | -0.14959 | -0.14959 | -0.14959 | -0.14959 | -0.14959 | -0.14959 | -0.14959 | -0.14959 | -0.14959 | -0.14959 | -0.14959 | -0.14959 | -1.0888 | -1.0888 | -1.0888 | -1.0888 | -1.0888 | 0 | 0 | 0 | 0 | 0 | 0 | 0 | 0 |  |  | 1.5483 |  | 0 | 0 | 0
Riverhead Canal 2nd Line and Bank | 2023 |  |  | 0 | 16.6864 | 16.6864 | 16.6864 | 16.6864 | 16.6864 | 16.6864 | -3.238 | -3.238 | -3.238 | -3.238 | -3.238 | -3.238 | -3.238 | -3.238 | -3.238 | -3.238 | -3.238 | -3.238 | -3.238 | -3.238 | -3.238 | -3.238 | -3.238 | -3.238 | -3.238 | -3.238 | -3.238 | -3.238 | -3.238 | -3.238 | -3.238 | -3.238 | -3.238 | -3.238 | -3.238 | -19.9245 | -19.9245 | -19.9245 | -19.9245 | -19.9245 | -19.9245 | 0 | 0 | 0 | 0 | 0 | 0 | 0 |  |  | 32.6235 |  | 0 | 0 | 0
Canal - Wainscott New 138 kV UG Cable | 2028 |  |  | 0 | 0 | 0 | 0 | 0 | 0 | 38.957 | 38.957 | 38.957 | 38.957 | 38.957 | 38.957 | -7.5597 | -7.5597 | -7.5597 | -7.5597 | -7.5597 | -7.5597 | -7.5597 | -7.5597 | -7.5597 | -7.5597 | -7.5597 | -7.5597 | -7.5597 | -7.5597 | -7.5597 | -7.5597 | -7.5597 | -7.5597 | -7.5597 | -7.5597 | -7.5597 | -7.5597 | -7.5597 | -7.5597 | -7.5597 | -7.5597 | -7.5597 | -7.5597 | -7.5597 | -46.5167 | -46.5167 | -46.5167 | -46.5167 | -46.5167 | -46.5167 | 0 | 0 |  |  | 58.276 |  | 58.276 | 925015.732 | 9490661.4103
[59 empty] | 9490661.4103 | =Area III Portion
Total - Area 2 Proposal, $Millions (unadjusted) |  |  |  | 0 | 0 | 0 | 0 | 4.4251 | 4.4251 | 43.3821 | 43.3821 | 43.3821 | 43.3821 | 38.0983 | 38.0983 | -8.4184 | -8.4184 | -8.4184 | -8.4184 | -8.4184 | -8.4184 | -8.4184 | -8.4184 | -8.4184 | -8.4184 | -8.4184 | -8.4184 | -8.4184 | -8.4184 | -8.4184 | -8.4184 | -8.4184 | -8.4184 | -8.4184 | -8.4184 | -8.4184 | -8.4184 | -8.4184 | -8.4184 | -8.4184 | -8.4184 | -8.4184 | -12.8435 | -12.8435 | -51.8005 | -51.8005 | -51.8005 | -51.8005 | -46.5167 | -46.5167 | 0 | 0 |  |  | 65.6438 |  |  | 1078511.1378 | 11065524.2741
$/MW-yr |  |  |  | 0 | 0 | 0 | 0 | 92190.4874 | 92190.4874 | 710555.299 | 710555.299 | 710555.299 | 710555.299 | 600475.0358 | 600475.0358 | -137884.8876 | -137884.8876 | -137884.8876 | -137884.8876 | -137884.8876 | -137884.8876 | -137884.8876 | -137884.8876 | -137884.8876 | -137884.8876 | -137884.8876 | -137884.8876 | -137884.8876 | -137884.8876 | -137884.8876 | -137884.8876 | -137884.8876 | -137884.8876 | -137884.8876 | -137884.8876 | -137884.8876 | -137884.8876 | -137884.8876 | -137884.8876 | -137884.8876 | -137884.8876 | -137884.8876 | -230075.375 | -230075.375 | -848440.1866 | -848440.1866 | -848440.1866 | -848440.1866 | -738359.9234 | -738359.9234 | 0 | 0
$Millions (adjusted) |  |  |  | 0 | 0 | 0 | 0 | 0.94587 | 0.94587 | 7.2903 | 7.2903 | 7.2903 | 7.2903 | 6.1609 | 6.1609 | -1.4147 | -1.4147 | -1.4147 | -1.4147 | -1.4147 | -1.4147 | -1.4147 | -1.4147 | -1.4147 | -1.4147 | -1.4147 | -1.4147 | -1.4147 | -1.4147 | -1.4147 | -1.4147 | -1.4147 | -1.4147 | -1.4147 | -1.4147 | -1.4147 | -1.4147 | -1.4147 | -1.4147 | -1.4147 | -1.4147 | -1.4147 | -2.3606 | -2.3606 | -8.705 | -8.705 | -8.705 | -8.705 | -7.5756 | -7.5756 | 0 | 0 |  |  | 11065.5243
Annual Avoided Costs for Deferrals - Area 3 Proposal: (see note*) | Deferral Year |  |  | 2016 | 2017 | 2018 | 2019 | 2020 | 2021 | 2022 | 2023 | 2024 | 2025 | 2026 | 2027 | 2028 | 2029 | 2030 | 2031 | 2032 | 2033 | 2034 | 2035 | 2036 | 2037 | 2038 | 2039 | 2040 | 2041 | 2042 | 2043 | 2044 | 2045 | 2046 | 2047 | 2048 | 2049 | 2050 | 2051 | 2052 | 2053 | 2054 | 2055 | 2056 | 2057 | 2058 | 2059 | 2060 | 2061 | 2062 | 2063 | 2064 |  |  | Differential NPV $M |  | Differential NPV $M (adjusted for COD of Selected Project) | Differntial NPV $/MW | NPV of Transmission Avoided Costs for Selected Project
Area I Projects:
Amagansett Conversion 33 kV | 2030 |  |  | 0 | 0 | 0 | 0 | 0 | 0 | 0 | 0 | 0 | 0 | 0 | 0 | 0 | 0 | 0 | 0 | 0 | 0 | 0 | 0 | 0 | 0 | 0 | 0 | 0 | 0 | 0 | 0 | 0 | 0 | 0 | 0 | 0 | 0 | 0 | 0 | 0 | 0 | 0 | 0 | 0 | 0 | 0 | 0 | 0 | 0 | 0 | 0 | 0 |  |  | 0 |  | 0 | 0 | 0
East Hampton Conversion 33 kV | 2030 |  |  | 0 | 0 | 0 | 0 | 0 | 0 | 0 | 0 | 0 | 0 | 0 | 0 | 0 | 0 | 0 | 0 | 0 | 0 | 0 | 0 | 0 | 0 | 0 | 0 | 0 | 0 | 0 | 0 | 0 | 0 | 0 | 0 | 0 | 0 | 0 | 0 | 0 | 0 | 0 | 0 | 0 | 0 | 0 | 0 | 0 | 0 | 0 | 0 | 0 |  |  | 0 |  | 0 | 0 | 0
Buell Conversion 33 kV | 2030 |  |  | 0 | 0 | 0 | 0 | 0 | 0 | 0 | 0 | 0 | 0 | 0 | 0 | 0 | 0 | 0 | 0 | 0 | 0 | 0 | 0 | 0 | 0 | 0 | 0 | 0 | 0 | 0 | 0 | 0 | 0 | 0 | 0 | 0 | 0 | 0 | 0 | 0 | 0 | 0 | 0 | 0 | 0 | 0 | 0 | 0 | 0 | 0 | 0 | 0 |  |  | 0 |  | 0 | 0 | 0
Hither Hills Conversion to 33 kV | 2030 |  |  | 0 | 0 | 0 | 0 | 0 | 0 | 0 | 0 | 0 | 0 | 0 | 0 | 0 | 0 | 0 | 0 | 0 | 0 | 0 | 0 | 0 | 0 | 0 | 0 | 0 | 0 | 0 | 0 | 0 | 0 | 0 | 0 | 0 | 0 | 0 | 0 | 0 | 0 | 0 | 0 | 0 | 0 | 0 | 0 | 0 | 0 | 0 | 0 | 0 |  |  | 0 |  | 0 | 0 | 0
Culloden Pt Conversion to 33 kV | 2030 |  |  | 0 | 0 | 0 | 0 | 0 | 0 | 0 | 0 | 0 | 0 | 0 | 0 | 0 | 0 | 0 | 0 | 0 | 0 | 0 | 0 | 0 | 0 | 0 | 0 | 0 | 0 | 0 | 0 | 0 | 0 | 0 | 0 | 0 | 0 | 0 | 0 | 0 | 0 | 0 | 0 | 0 | 0 | 0 | 0 | 0 | 0 | 0 | 0 | 0 |  |  | 0 |  | 0 | 0 | 0
[59 empty] | 0 | =Area I Portion
Area II Projects: | [58 empty] | 9490661.4103 | =Area I+II+III Portions
Bridgehampton - Buell New 69 kV UG Cable | 2026 |  |  | 0 | 0 | 0 | 0 | 0 | 0 | 0 | 0 | 0 | 0 | 0 | 0 | 0 | 0 | 0 | 0 | 0 | 0 | 0 | 0 | 0 | 0 | 0 | 0 | 0 | 0 | 0 | 0 | 0 | 0 | 0 | 0 | 0 | 0 | 0 | 0 | 0 | 0 | 0 | 0 | 0 | 0 | 0 | 0 | 0 | 0 | 0 | 0 | 0 |  |  | 0 |  | 0 | 0 | 0
[59 empty] | 0 | =Area II Portion
Area III Projects: | [58 empty] | 9490661.4103 | =Area II+III Portions
New Canal - Southampton Cable | 2023 |  |  | 0 | 4.5863 | 4.5863 | 4.5863 | 4.5863 | 4.5863 | 4.5863 | -0.88999 | -0.88999 | -0.88999 | -0.88999 | -0.88999 | -0.88999 | -0.88999 | -0.88999 | -0.88999 | -0.88999 | -0.88999 | -0.88999 | -0.88999 | -0.88999 | -0.88999 | -0.88999 | -0.88999 | -0.88999 | -0.88999 | -0.88999 | -0.88999 | -0.88999 | -0.88999 | -0.88999 | -0.88999 | -0.88999 | -0.88999 | -0.88999 | -0.88999 | -5.4763 | -5.4763 | -5.4763 | -5.4763 | -5.4763 | -5.4763 | 0 | 0 | 0 | 0 | 0 | 0 | 0 |  |  | 8.9667 |  | 0 | 0 | 0
Upgrade Wildwood - Riverhead to 138 kV | 2022 |  |  | 0 | 0.93922 | 0.93922 | 0.93922 | 0.93922 | 0.93922 | -0.14959 | -0.14959 | -0.14959 | -0.14959 | -0.14959 | -0.14959 | -0.14959 | -0.14959 | -0.14959 | -0.14959 | -0.14959 | -0.14959 | -0.14959 | -0.14959 | -0.14959 | -0.14959 | -0.14959 | -0.14959 | -0.14959 | -0.14959 | -0.14959 | -0.14959 | -0.14959 | -0.14959 | -0.14959 | -0.14959 | -0.14959 | -0.14959 | -0.14959 | -0.14959 | -1.0888 | -1.0888 | -1.0888 | -1.0888 | -1.0888 | 0 | 0 | 0 | 0 | 0 | 0 | 0 | 0 |  |  | 1.5483 |  | 0 | 0 | 0
Riverhead Canal 2nd Line and Bank | 2023 |  |  | 0 | 16.6864 | 16.6864 | 16.6864 | 16.6864 | 16.6864 | 16.6864 | -3.238 | -3.238 | -3.238 | -3.238 | -3.238 | -3.238 | -3.238 | -3.238 | -3.238 | -3.238 | -3.238 | -3.238 | -3.238 | -3.238 | -3.238 | -3.238 | -3.238 | -3.238 | -3.238 | -3.238 | -3.238 | -3.238 | -3.238 | -3.238 | -3.238 | -3.238 | -3.238 | -3.238 | -3.238 | -19.9245 | -19.9245 | -19.9245 | -19.9245 | -19.9245 | -19.9245 | 0 | 0 | 0 | 0 | 0 | 0 | 0 |  |  | 32.6235 |  | 0 | 0 | 0
Canal - Wainscott New 138 kV UG Cable | 2028 |  |  | 0 | 0 | 0 | 0 | 0 | 0 | 38.957 | 38.957 | 38.957 | 38.957 | 38.957 | 38.957 | -7.5597 | -7.5597 | -7.5597 | -7.5597 | -7.5597 | -7.5597 | -7.5597 | -7.5597 | -7.5597 | -7.5597 | -7.5597 | -7.5597 | -7.5597 | -7.5597 | -7.5597 | -7.5597 | -7.5597 | -7.5597 | -7.5597 | -7.5597 | -7.5597 | -7.5597 | -7.5597 | -7.5597 | -7.5597 | -7.5597 | -7.5597 | -7.5597 | -7.5597 | -46.5167 | -46.5167 | -46.5167 | -46.5167 | -46.5167 | -46.5167 | 0 | 0 |  |  | 58.276 |  | 58.276 | 925015.732 | 9490661.4103
[59 empty] | 9490661.4103 | =Area III Portion
Total - Area 3 Proposal, $Millions (unadjusted) |  |  |  | 0 | 22.212 | 22.212 | 22.212 | 22.212 | 22.212 | 60.0802 | 34.6794 | 34.6794 | 34.6794 | 34.6794 | 34.6794 | -11.8373 | -11.8373 | -11.8373 | -11.8373 | -11.8373 | -11.8373 | -11.8373 | -11.8373 | -11.8373 | -11.8373 | -11.8373 | -11.8373 | -11.8373 | -11.8373 | -11.8373 | -11.8373 | -11.8373 | -11.8373 | -11.8373 | -11.8373 | -11.8373 | -11.8373 | -11.8373 | -11.8373 | -34.0493 | -34.0493 | -34.0493 | -34.0493 | -34.0493 | -71.9175 | -46.5167 | -46.5167 | -46.5167 | -46.5167 | -46.5167 | 0 | 0 |  |  | 101.4144 |  |  | 925015.732 | 9490661.4103
$/MW-yr |  |  |  | 0 | 0 | 0 | 0 | 0 | 0 | 618364.8116 | 618364.8116 | 618364.8116 | 618364.8116 | 618364.8116 | 618364.8116 | -119995.1118 | -119995.1118 | -119995.1118 | -119995.1118 | -119995.1118 | -119995.1118 | -119995.1118 | -119995.1118 | -119995.1118 | -119995.1118 | -119995.1118 | -119995.1118 | -119995.1118 | -119995.1118 | -119995.1118 | -119995.1118 | -119995.1118 | -119995.1118 | -119995.1118 | -119995.1118 | -119995.1118 | -119995.1118 | -119995.1118 | -119995.1118 | -119995.1118 | -119995.1118 | -119995.1118 | -119995.1118 | -119995.1118 | -738359.9234 | -738359.9234 | -738359.9234 | -738359.9234 | -738359.9234 | -738359.9234 | 0 | 0
$Millions (adjusted) |  |  |  | 0 | 0 | 0 | 0 | 0 | 0 | 6.3444 | 6.3444 | 6.3444 | 6.3444 | 6.3444 | 6.3444 | -1.2311 | -1.2311 | -1.2311 | -1.2311 | -1.2311 | -1.2311 | -1.2311 | -1.2311 | -1.2311 | -1.2311 | -1.2311 | -1.2311 | -1.2311 | -1.2311 | -1.2311 | -1.2311 | -1.2311 | -1.2311 | -1.2311 | -1.2311 | -1.2311 | -1.2311 | -1.2311 | -1.2311 | -1.2311 | -1.2311 | -1.2311 | -1.2311 | -1.2311 | -7.5756 | -7.5756 | -7.5756 | -7.5756 | -7.5756 | -7.5756 | 0 | 0 |  |  | 9490.6614
Discount Factor (Relative to 1/1/2016) = |  |  |  | 0.94787 | 0.89845 | 0.85161 | 0.80722 | 0.76513 | 0.72525 | 0.68744 | 0.6516 | 0.61763 | 0.58543 | 0.55491 | 0.52598 | 0.49856 | 0.47257 | 0.44793 | 0.42458 | 0.40245 | 0.38147 | 0.36158 | 0.34273 | 0.32486 | 0.30793 | 0.29187 | 0.27666 | 0.26223 | 0.24856 | 0.2356 | 0.22332 | 0.21168 | 0.20064 | 0.19018 | 0.18027 | 0.17087 | 0.16196 | 0.15352 | 0.14552 | 0.13793 | 0.13074 | 0.12392 | 0.11746 | 0.11134 | 0.10554 | 0.10003 | 0.094818 | 0.089875 | 0.08519 | 0.080748 | 0.076539 | 0.072549
* Note: A positive (+) avoided cost in a given year represents a cost savings relative to not having a transmission project deferral.
Note on BF17: Todd Kantarek: Interconnect at substation dist'n voltage. Added 2.6% transmission loss factor.

## PhII (BPC100)
Version |  | Based on PSEGLI file: "East End Utility 2_0_Economics_2014_10_13_r28_Sargent_Lundy.xlsx"
Annual Revenue Requirements (Millions of $s)
1) Reference (Transmission only) Case
Project | I/S Year | Investor | Capital (2015$s) | 2016 | 2017 | 2018 | 2019 | 2020 | 2021 | 2022 | 2023 | 2024 | 2025 | 2026 | 2027 | 2028 | 2029 | 2030 | 2031 | 2032 | 2033 | 2034 | 2035 | 2036 | 2037 | 2038 | 2039 | 2040 | 2041 | 2042 | 2043 | 2044 | 2045 | 2046 | 2047 | 2048 | 2049 | 2050 | 2051 | 2052 | 2053 | 2054 | 2055 | 2056 | 2057 | 2058 | 2059 | 2060 | 2061 | 2062 | 2063 | 2064 |  | NPV |  | Proposal Number = | BPC100
Transmission Reinforcement I | 2017 | PSEGLI | 197 | 0 | 24.0294 | 24.0294 | 24.0294 | 24.0294 | 24.0294 | 24.0294 | 24.0294 | 24.0294 | 24.0294 | 24.0294 | 24.0294 | 24.0294 | 24.0294 | 24.0294 | 24.0294 | 24.0294 | 24.0294 | 24.0294 | 24.0294 | 24.0294 | 24.0294 | 24.0294 | 24.0294 | 24.0294 | 24.0294 | 24.0294 | 24.0294 | 24.0294 | 24.0294 | 24.0294 | 24.0294 | 24.0294 | 24.0294 | 24.0294 | 24.0294 | [13 empty] | 35 | 350.5464 |  | Proposer Name = | Baseload Power Corp
Transmission Reinforcement II | 2018 | PSEGLI | 4.8 | 0 | 0 | 0.60305 | 0.60305 | 0.60305 | 0.60305 | 0.60305 | 0.60305 | 0.60305 | 0.60305 | 0.60305 | 0.60305 | 0.60305 | 0.60305 | 0.60305 | 0.60305 | 0.60305 | 0.60305 | 0.60305 | 0.60305 | 0.60305 | 0.60305 | 0.60305 | 0.60305 | 0.60305 | 0.60305 | 0.60305 | 0.60305 | 0.60305 | 0.60305 | 0.60305 | 0.60305 | 0.60305 | 0.60305 | 0.60305 | 0.60305 | 0.60305 | [12 empty] | 35 | 8.3388 |  | Proposal/Project = | Montauk Flow Battery Storage
Transmission Reinforcement III | 2019 | PSEGLI | 2.8 | 0 | 0 | 0 | 0.36233 | 0.36233 | 0.36233 | 0.36233 | 0.36233 | 0.36233 | 0.36233 | 0.36233 | 0.36233 | 0.36233 | 0.36233 | 0.36233 | 0.36233 | 0.36233 | 0.36233 | 0.36233 | 0.36233 | 0.36233 | 0.36233 | 0.36233 | 0.36233 | 0.36233 | 0.36233 | 0.36233 | 0.36233 | 0.36233 | 0.36233 | 0.36233 | 0.36233 | 0.36233 | 0.36233 | 0.36233 | 0.36233 | 0.36233 | 0.36233 | [11 empty] | 35 | 4.7491 |  | Option Number = | 1
Transmission Reinforcement IV | 2020 | PSEGLI | 33.2 | 0 | 0 | 0 | 0 | 4.4251 | 4.4251 | 4.4251 | 4.4251 | 4.4251 | 4.4251 | 4.4251 | 4.4251 | 4.4251 | 4.4251 | 4.4251 | 4.4251 | 4.4251 | 4.4251 | 4.4251 | 4.4251 | 4.4251 | 4.4251 | 4.4251 | 4.4251 | 4.4251 | 4.4251 | 4.4251 | 4.4251 | 4.4251 | 4.4251 | 4.4251 | 4.4251 | 4.4251 | 4.4251 | 4.4251 | 4.4251 | 4.4251 | 4.4251 | 4.4251 | [10 empty] | 35 | 54.9758 |  | Location = | 1
Transmission Reinforcement V | 2022 | PSEGLI | 275.5 | 0 | 0 | 0 | 0 | 0 | 0 | 38.957 | 38.957 | 38.957 | 38.957 | 38.957 | 38.957 | 38.957 | 38.957 | 38.957 | 38.957 | 38.957 | 38.957 | 38.957 | 38.957 | 38.957 | 38.957 | 38.957 | 38.957 | 38.957 | 38.957 | 38.957 | 38.957 | 38.957 | 38.957 | 38.957 | 38.957 | 38.957 | 38.957 | 38.957 | 38.957 | 38.957 | 38.957 | 38.957 | 38.957 | 38.957 | [8 empty] | 35 | 434.8353 |  | Technology = | Battery Storage
[56 empty] | Interconnection Points = | Distribution Feeders
Total |  |  | 513.3 | 0 | 24.0294 | 24.6325 | 24.9948 | 29.42 | 29.42 | 68.377 | 68.377 | 68.377 | 68.377 | 68.377 | 68.377 | 68.377 | 68.377 | 68.377 | 68.377 | 68.377 | 68.377 | 68.377 | 68.377 | 68.377 | 68.377 | 68.377 | 68.377 | 68.377 | 68.377 | 68.377 | 68.377 | 68.377 | 68.377 | 68.377 | 68.377 | 68.377 | 68.377 | 68.377 | 68.377 | 44.3475 | 43.7445 | 43.3821 | 38.957 | 38.957 | 0 | 0 | 0 | 0 | 0 | 0 | 0 | 0 |  | 853.4454 |  | Loss Factor = | 1.026
2016 NPV @ 5.5%, thru 2035 |  |  |  | 2016: 582.1416
2016 NPV @ 5.5%, thru 2056 |  |  |  | 2016: 853.4454 |  |  |  | MW Required by 2022 (cap) = | 15 | 33 | 15 | Output: NPV of Transmission Avoided Costs for Selected Project (see note*)
[57 empty] | Selected Project Inputs - Area 1 Portion | Selected Project Inputs - Area 2 Portion | Selected Project Inputs - Area 3 Portion | Area 1 | Area 2 | Area 3 | Total | check
[56 empty] | Project kW = | 769.5 | 0 | 0
[55 empty] | Capped kW = | 769.5 | 769.5 | 0 | 0
[56 empty] | Project Area (1, 2, or 3) = | 1 | 2 | 3
[56 empty] | Proportion of Peak Hours Covered = | 100% | 100% | 100%
[55 empty] | Project COD = | 2017
[55 empty] | Effective kW = | 769.5 |  |  |  | 1884596.9874 | 0 | 0 | 1884596.9874
[60 empty] | check | check | check
| I/S Year |  | Capital (2015$s) | 2016 | 2017 | 2018 | 2019 | 2020 | 2021 | 2022 | 2023 | 2024 | 2025 | 2026 | 2027 | 2028 | 2029 | 2030 | 2031 | 2032 | 2033 | 2034 | 2035 | 2036 | 2037 | 2038 | 2039 | 2040 | 2041 | 2042 | 2043 | 2044 | 2045 | 2046 | 2047 | 2048 | 2049 | 2050 | 2051 | 2052 | 2053 | 2054 | 2055 | 2056 | 2057 | 2058 | 2059 | 2060 | 2061 | 2062 | 2063 | 2064 |  | MW Required by 2022 | NPV Base $M | Differential NPV $M | Differential NPV $M (adjusted for COD of Selected Project) | Differntial NPV $/MW | NPV of Transmission Avoided Costs for Selected Project
Area I Projects: | [53 empty] | 15
Amagansett Conversion 33 kV | 2017 |  | 8 | 0 | 0.97582 | 0.97582 | 0.97582 | 0.97582 | 0.97582 | 0.97582 | 0.97582 | 0.97582 | 0.97582 | 0.97582 | 0.97582 | 0.97582 | 0.97582 | 0.97582 | 0.97582 | 0.97582 | 0.97582 | 0.97582 | 0.97582 | 0.97582 | 0.97582 | 0.97582 | 0.97582 | 0.97582 | 0.97582 | 0.97582 | 0.97582 | 0.97582 | 0.97582 | 0.97582 | 0.97582 | 0.97582 | 0.97582 | 0.97582 | 0.97582 | [13 empty] | 35 |  | 14.2354
East Hampton Conversion 33 kV | 2017 |  | 3.2 | 0 | 0.39033 | 0.39033 | 0.39033 | 0.39033 | 0.39033 | 0.39033 | 0.39033 | 0.39033 | 0.39033 | 0.39033 | 0.39033 | 0.39033 | 0.39033 | 0.39033 | 0.39033 | 0.39033 | 0.39033 | 0.39033 | 0.39033 | 0.39033 | 0.39033 | 0.39033 | 0.39033 | 0.39033 | 0.39033 | 0.39033 | 0.39033 | 0.39033 | 0.39033 | 0.39033 | 0.39033 | 0.39033 | 0.39033 | 0.39033 | 0.39033 | [13 empty] | 35 |  | 5.6942
Buell Conversion 33 kV | 2017 |  | 3.7 | 0 | 0.45131 | 0.45131 | 0.45131 | 0.45131 | 0.45131 | 0.45131 | 0.45131 | 0.45131 | 0.45131 | 0.45131 | 0.45131 | 0.45131 | 0.45131 | 0.45131 | 0.45131 | 0.45131 | 0.45131 | 0.45131 | 0.45131 | 0.45131 | 0.45131 | 0.45131 | 0.45131 | 0.45131 | 0.45131 | 0.45131 | 0.45131 | 0.45131 | 0.45131 | 0.45131 | 0.45131 | 0.45131 | 0.45131 | 0.45131 | 0.45131 | [13 empty] | 35 |  | 6.5839
Hither Hills Conversion to 33 kV | 2018 |  | 4.8 | 0 | 0 | 0.60305 | 0.60305 | 0.60305 | 0.60305 | 0.60305 | 0.60305 | 0.60305 | 0.60305 | 0.60305 | 0.60305 | 0.60305 | 0.60305 | 0.60305 | 0.60305 | 0.60305 | 0.60305 | 0.60305 | 0.60305 | 0.60305 | 0.60305 | 0.60305 | 0.60305 | 0.60305 | 0.60305 | 0.60305 | 0.60305 | 0.60305 | 0.60305 | 0.60305 | 0.60305 | 0.60305 | 0.60305 | 0.60305 | 0.60305 | 0.60305 | [12 empty] | 35 |  | 8.3388
Culloden Pt Conversion to 33 kV | 2019 |  | 2.8 | 0 | 0 | 0 | 0.36233 | 0.36233 | 0.36233 | 0.36233 | 0.36233 | 0.36233 | 0.36233 | 0.36233 | 0.36233 | 0.36233 | 0.36233 | 0.36233 | 0.36233 | 0.36233 | 0.36233 | 0.36233 | 0.36233 | 0.36233 | 0.36233 | 0.36233 | 0.36233 | 0.36233 | 0.36233 | 0.36233 | 0.36233 | 0.36233 | 0.36233 | 0.36233 | 0.36233 | 0.36233 | 0.36233 | 0.36233 | 0.36233 | 0.36233 | 0.36233 | [11 empty] | 35 |  | 4.7491
No Deferral |  |  | 22.5 |  | 1.8175 | 2.4205 | 2.7828 | 2.7828 | 2.7828 | 2.7828 | 2.7828 | 2.7828 | 2.7828 | 2.7828 | 2.7828 | 2.7828 | 2.7828 | 2.7828 | 2.7828 | 2.7828 | 2.7828 | 2.7828 | 2.7828 | 2.7828 | 2.7828 | 2.7828 | 2.7828 | 2.7828 | 2.7828 | 2.7828 | 2.7828 | 2.7828 | 2.7828 | 2.7828 | 2.7828 | 2.7828 | 2.7828 | 2.7828 | 2.7828 | 0.96539 | 0.36233 | 0 | 0 | 0 | [10 empty] | 39.6013
Amagansett Conversion 33 kV | 2030 |  | 8 | [14 empty] | 1.433 | 1.433 | 1.433 | 1.433 | 1.433 | 1.433 | 1.433 | 1.433 | 1.433 | 1.433 | 1.433 | 1.433 | 1.433 | 1.433 | 1.433 | 1.433 | 1.433 | 1.433 | 1.433 | 1.433 | 1.433 | 1.433 | 1.433 | 1.433 | 1.433 | 1.433 | 1.433 | 1.433 | 1.433 | 1.433 | 1.433 | 1.433 | 1.433 | 1.433 | 1.433 | 35 |  | 10.4225 | 3.8129 | 3.8129 | 254193.5784 | 195601.9586
East Hampton Conversion 33 kV | 2030 |  | 3.2 | [14 empty] | 0.57321 | 0.57321 | 0.57321 | 0.57321 | 0.57321 | 0.57321 | 0.57321 | 0.57321 | 0.57321 | 0.57321 | 0.57321 | 0.57321 | 0.57321 | 0.57321 | 0.57321 | 0.57321 | 0.57321 | 0.57321 | 0.57321 | 0.57321 | 0.57321 | 0.57321 | 0.57321 | 0.57321 | 0.57321 | 0.57321 | 0.57321 | 0.57321 | 0.57321 | 0.57321 | 0.57321 | 0.57321 | 0.57321 | 0.57321 | 0.57321 | 35 |  | 4.169 | 1.5252 | 1.5252 | 101677.4314 | 78240.7834
Buell Conversion 33 kV | 2030 |  | 3.7 | [14 empty] | 0.66277 | 0.66277 | 0.66277 | 0.66277 | 0.66277 | 0.66277 | 0.66277 | 0.66277 | 0.66277 | 0.66277 | 0.66277 | 0.66277 | 0.66277 | 0.66277 | 0.66277 | 0.66277 | 0.66277 | 0.66277 | 0.66277 | 0.66277 | 0.66277 | 0.66277 | 0.66277 | 0.66277 | 0.66277 | 0.66277 | 0.66277 | 0.66277 | 0.66277 | 0.66277 | 0.66277 | 0.66277 | 0.66277 | 0.66277 | 0.66277 | 35 |  | 4.8204 | 1.7635 | 1.7635 | 117564.53 | 90465.9058
Hither Hills Conversion to 33 kV | 2030 |  | 4.8 | [14 empty] | 0.85981 | 0.85981 | 0.85981 | 0.85981 | 0.85981 | 0.85981 | 0.85981 | 0.85981 | 0.85981 | 0.85981 | 0.85981 | 0.85981 | 0.85981 | 0.85981 | 0.85981 | 0.85981 | 0.85981 | 0.85981 | 0.85981 | 0.85981 | 0.85981 | 0.85981 | 0.85981 | 0.85981 | 0.85981 | 0.85981 | 0.85981 | 0.85981 | 0.85981 | 0.85981 | 0.85981 | 0.85981 | 0.85981 | 0.85981 | 0.85981 | 35 |  | 6.2535 | 2.0853 | 2.0853 | 139022.8879 | 106978.1123
Culloden Pt Conversion to 33 kV | 2030 |  | 2.8 | [14 empty] | 0.50156 | 0.50156 | 0.50156 | 0.50156 | 0.50156 | 0.50156 | 0.50156 | 0.50156 | 0.50156 | 0.50156 | 0.50156 | 0.50156 | 0.50156 | 0.50156 | 0.50156 | 0.50156 | 0.50156 | 0.50156 | 0.50156 | 0.50156 | 0.50156 | 0.50156 | 0.50156 | 0.50156 | 0.50156 | 0.50156 | 0.50156 | 0.50156 | 0.50156 | 0.50156 | 0.50156 | 0.50156 | 0.50156 | 0.50156 | 0.50156 | 35 |  | 3.6479 | 1.1012 | 1.1012 | 73412.135 | 56490.6379
Deferral to Indicated Year |  |  | 22.5 | [6 empty] | 0 | 0 | 0 | 0 | 0 | 0 | 0 | 0 | 4.0304 | 4.0304 | 4.0304 | 4.0304 | 4.0304 | 4.0304 | 4.0304 | 4.0304 | 4.0304 | 4.0304 | 4.0304 | 4.0304 | 4.0304 | 4.0304 | 4.0304 | 4.0304 | 4.0304 | 4.0304 | 4.0304 | 4.0304 | 4.0304 | 4.0304 | 4.0304 | 4.0304 | 4.0304 | 4.0304 | 4.0304 | 4.0304 | 4.0304 | 4.0304 | 4.0304 | 4.0304 | 4.0304 | 4.0304 | 4.0304 | 35 |  | 29.3132 | 10.2881 | 10.2881 | 685870.5627 | 527777.398 | =Area I Portion
[59 empty] | 1884596.9874 | =Area I+II+III Portions
Annual Avoided Costs for Deferral to Indicated Year:
Amagansett Conversion 33 kV | 2030 |  |  | 0 | 0.97582 | 0.97582 | 0.97582 | 0.97582 | 0.97582 | 0.97582 | 0.97582 | 0.97582 | 0.97582 | 0.97582 | 0.97582 | 0.97582 | 0.97582 | -0.4572 | -0.4572 | -0.4572 | -0.4572 | -0.4572 | -0.4572 | -0.4572 | -0.4572 | -0.4572 | -0.4572 | -0.4572 | -0.4572 | -0.4572 | -0.4572 | -0.4572 | -0.4572 | -0.4572 | -0.4572 | -0.4572 | -0.4572 | -0.4572 | -0.4572 | -1.433 | -1.433 | -1.433 | -1.433 | -1.433 | -1.433 | -1.433 | -1.433 | -1.433 | -1.433 | -1.433 | -1.433 | -1.433 | 35 |  |  | 3.8129
East Hampton Conversion 33 kV | 2030 |  |  | 0 | 0.39033 | 0.39033 | 0.39033 | 0.39033 | 0.39033 | 0.39033 | 0.39033 | 0.39033 | 0.39033 | 0.39033 | 0.39033 | 0.39033 | 0.39033 | -0.18288 | -0.18288 | -0.18288 | -0.18288 | -0.18288 | -0.18288 | -0.18288 | -0.18288 | -0.18288 | -0.18288 | -0.18288 | -0.18288 | -0.18288 | -0.18288 | -0.18288 | -0.18288 | -0.18288 | -0.18288 | -0.18288 | -0.18288 | -0.18288 | -0.18288 | -0.57321 | -0.57321 | -0.57321 | -0.57321 | -0.57321 | -0.57321 | -0.57321 | -0.57321 | -0.57321 | -0.57321 | -0.57321 | -0.57321 | -0.57321 | 35 |  |  | 1.5252
Buell Conversion 33 kV | 2030 |  |  | 0 | 0.45131 | 0.45131 | 0.45131 | 0.45131 | 0.45131 | 0.45131 | 0.45131 | 0.45131 | 0.45131 | 0.45131 | 0.45131 | 0.45131 | 0.45131 | -0.21146 | -0.21146 | -0.21146 | -0.21146 | -0.21146 | -0.21146 | -0.21146 | -0.21146 | -0.21146 | -0.21146 | -0.21146 | -0.21146 | -0.21146 | -0.21146 | -0.21146 | -0.21146 | -0.21146 | -0.21146 | -0.21146 | -0.21146 | -0.21146 | -0.21146 | -0.66277 | -0.66277 | -0.66277 | -0.66277 | -0.66277 | -0.66277 | -0.66277 | -0.66277 | -0.66277 | -0.66277 | -0.66277 | -0.66277 | -0.66277 | 35 |  |  | 1.7635
Hither Hills Conversion to 33 kV | 2030 |  |  | 0 | 0 | 0.60305 | 0.60305 | 0.60305 | 0.60305 | 0.60305 | 0.60305 | 0.60305 | 0.60305 | 0.60305 | 0.60305 | 0.60305 | 0.60305 | -0.25676 | -0.25676 | -0.25676 | -0.25676 | -0.25676 | -0.25676 | -0.25676 | -0.25676 | -0.25676 | -0.25676 | -0.25676 | -0.25676 | -0.25676 | -0.25676 | -0.25676 | -0.25676 | -0.25676 | -0.25676 | -0.25676 | -0.25676 | -0.25676 | -0.25676 | -0.25676 | -0.85981 | -0.85981 | -0.85981 | -0.85981 | -0.85981 | -0.85981 | -0.85981 | -0.85981 | -0.85981 | -0.85981 | -0.85981 | -0.85981 | 35 |  |  | 2.0853
Culloden Pt Conversion to 33 kV | 2030 |  |  | 0 | 0 | 0 | 0.36233 | 0.36233 | 0.36233 | 0.36233 | 0.36233 | 0.36233 | 0.36233 | 0.36233 | 0.36233 | 0.36233 | 0.36233 | -0.13922 | -0.13922 | -0.13922 | -0.13922 | -0.13922 | -0.13922 | -0.13922 | -0.13922 | -0.13922 | -0.13922 | -0.13922 | -0.13922 | -0.13922 | -0.13922 | -0.13922 | -0.13922 | -0.13922 | -0.13922 | -0.13922 | -0.13922 | -0.13922 | -0.13922 | -0.13922 | -0.13922 | -0.50156 | -0.50156 | -0.50156 | -0.50156 | -0.50156 | -0.50156 | -0.50156 | -0.50156 | -0.50156 | -0.50156 | -0.50156 | 35 |  |  | 1.1012
Area II Projects: | [53 empty] | 33
Bridgehampton - Buell New 69 kV UG Cable | 2020 |  | 33.2 | 0 | 0 | 0 | 0 | 4.4251 | 4.4251 | 4.4251 | 4.4251 | 4.4251 | 4.4251 | 4.4251 | 4.4251 | 4.4251 | 4.4251 | 4.4251 | 4.4251 | 4.4251 | 4.4251 | 4.4251 | 4.4251 | 4.4251 | 4.4251 | 4.4251 | 4.4251 | 4.4251 | 4.4251 | 4.4251 | 4.4251 | 4.4251 | 4.4251 | 4.4251 | 4.4251 | 4.4251 | 4.4251 | 4.4251 | 4.4251 | 4.4251 | 4.4251 | 4.4251 | [10 empty] | 35 |  | 54.9758
No Deferral |  |  | 33.2 |  | 0 | 0 | 0 | 4.4251 | 4.4251 | 4.4251 | 4.4251 | 4.4251 | 4.4251 | 4.4251 | 4.4251 | 4.4251 | 4.4251 | 4.4251 | 4.4251 | 4.4251 | 4.4251 | 4.4251 | 4.4251 | 4.4251 | 4.4251 | 4.4251 | 4.4251 | 4.4251 | 4.4251 | 4.4251 | 4.4251 | 4.4251 | 4.4251 | 4.4251 | 4.4251 | 4.4251 | 4.4251 | 4.4251 | 4.4251 | 4.4251 | 4.4251 | 4.4251 | [10 empty] | 35 |  | 54.9758
Bridgehampton - Buell New 69 kV UG Cable | 2026 |  | 33.2 | [10 empty] | 5.2839 | 5.2839 | 5.2839 | 5.2839 | 5.2839 | 5.2839 | 5.2839 | 5.2839 | 5.2839 | 5.2839 | 5.2839 | 5.2839 | 5.2839 | 5.2839 | 5.2839 | 5.2839 | 5.2839 | 5.2839 | 5.2839 | 5.2839 | 5.2839 | 5.2839 | 5.2839 | 5.2839 | 5.2839 | 5.2839 | 5.2839 | 5.2839 | 5.2839 | 5.2839 | 5.2839 | 5.2839 | 5.2839 | 5.2839 | 5.2839 |  |  |  |  | 35 |  | 47.608 | 7.3678 | 7.3678 | 153495.4058 | 118114.7148
Deferral to Indicated Year |  |  | 33.2 | [6 empty] | 0 | 0 | 0 | 0 | 5.2839 | 5.2839 | 5.2839 | 5.2839 | 5.2839 | 5.2839 | 5.2839 | 5.2839 | 5.2839 | 5.2839 | 5.2839 | 5.2839 | 5.2839 | 5.2839 | 5.2839 | 5.2839 | 5.2839 | 5.2839 | 5.2839 | 5.2839 | 5.2839 | 5.2839 | 5.2839 | 5.2839 | 5.2839 | 5.2839 | 5.2839 | 5.2839 | 5.2839 | 5.2839 | 5.2839 | 5.2839 | 5.2839 | 5.2839 | 5.2839 |  |  |  |  | 35 |  | 47.608 | 7.3678 | 7.3678 | 153495.4058 | 118114.7148 | =Area II Portion
[59 empty] | 1356819.5894 | =Area II+III Portions
Annual Avoided Costs for Deferral to Indicated Year:
Bridgehampton - Buell New 69 kV UG Cable | 2026 |  |  | 0 | 0 | 0 | 0 | 4.4251 | 4.4251 | 4.4251 | 4.4251 | 4.4251 | 4.4251 | -0.85871 | -0.85871 | -0.85871 | -0.85871 | -0.85871 | -0.85871 | -0.85871 | -0.85871 | -0.85871 | -0.85871 | -0.85871 | -0.85871 | -0.85871 | -0.85871 | -0.85871 | -0.85871 | -0.85871 | -0.85871 | -0.85871 | -0.85871 | -0.85871 | -0.85871 | -0.85871 | -0.85871 | -0.85871 | -0.85871 | -0.85871 | -0.85871 | -0.85871 | -5.2839 | -5.2839 | -5.2839 | -5.2839 | -5.2839 | -5.2839 |  |  |  |  | 35 |  |  | 7.3678
0
Area III Projects: | [52 empty] | 0 | 15
New Canal - Southampton Cable | 2017 |  | 37.6 | 0 | 4.5863 | 4.5863 | 4.5863 | 4.5863 | 4.5863 | 4.5863 | 4.5863 | 4.5863 | 4.5863 | 4.5863 | 4.5863 | 4.5863 | 4.5863 | 4.5863 | 4.5863 | 4.5863 | 4.5863 | 4.5863 | 4.5863 | 4.5863 | 4.5863 | 4.5863 | 4.5863 | 4.5863 | 4.5863 | 4.5863 | 4.5863 | 4.5863 | 4.5863 | 4.5863 | 4.5863 | 4.5863 | 4.5863 | 4.5863 | 4.5863 | [13 empty] | 35 |  | 66.9063
Upgrade Wildwood - Riverhead to 138 kV | 2017 |  | 7.7 | 0 | 0.93922 | 0.93922 | 0.93922 | 0.93922 | 0.93922 | 0.93922 | 0.93922 | 0.93922 | 0.93922 | 0.93922 | 0.93922 | 0.93922 | 0.93922 | 0.93922 | 0.93922 | 0.93922 | 0.93922 | 0.93922 | 0.93922 | 0.93922 | 0.93922 | 0.93922 | 0.93922 | 0.93922 | 0.93922 | 0.93922 | 0.93922 | 0.93922 | 0.93922 | 0.93922 | 0.93922 | 0.93922 | 0.93922 | 0.93922 | 0.93922 | [13 empty] | 35 |  | 13.7016
Riverhead Canal 2nd Line and Bank | 2017 |  | 136.8 | 0 | 16.6864 | 16.6864 | 16.6864 | 16.6864 | 16.6864 | 16.6864 | 16.6864 | 16.6864 | 16.6864 | 16.6864 | 16.6864 | 16.6864 | 16.6864 | 16.6864 | 16.6864 | 16.6864 | 16.6864 | 16.6864 | 16.6864 | 16.6864 | 16.6864 | 16.6864 | 16.6864 | 16.6864 | 16.6864 | 16.6864 | 16.6864 | 16.6864 | 16.6864 | 16.6864 | 16.6864 | 16.6864 | 16.6864 | 16.6864 | 16.6864 | [13 empty] | 35 |  | 243.4251
Canal - Wainscott New 138 kV UG Cable | 2022 |  | 275.5 | 0 | 0 | 0 | 0 | 0 | 0 | 38.957 | 38.957 | 38.957 | 38.957 | 38.957 | 38.957 | 38.957 | 38.957 | 38.957 | 38.957 | 38.957 | 38.957 | 38.957 | 38.957 | 38.957 | 38.957 | 38.957 | 38.957 | 38.957 | 38.957 | 38.957 | 38.957 | 38.957 | 38.957 | 38.957 | 38.957 | 38.957 | 38.957 | 38.957 | 38.957 | 38.957 | 38.957 | 38.957 | 38.957 | 38.957 | [8 empty] | 35 |  | 434.8353
No Deferral |  |  | 457.6 |  | 22.212 | 22.212 | 22.212 | 22.212 | 22.212 | 61.169 | 61.169 | 61.169 | 61.169 | 61.169 | 61.169 | 61.169 | 61.169 | 61.169 | 61.169 | 61.169 | 61.169 | 61.169 | 61.169 | 61.169 | 61.169 | 61.169 | 61.169 | 61.169 | 61.169 | 61.169 | 61.169 | 61.169 | 61.169 | 61.169 | 61.169 | 61.169 | 61.169 | 61.169 | 61.169 | 38.957 | 38.957 | 38.957 | 38.957 | 38.957 | [10 empty] | 758.8683
New Canal - Southampton Cable | 2023 |  | 37.6 | [7 empty] | 5.4763 | 5.4763 | 5.4763 | 5.4763 | 5.4763 | 5.4763 | 5.4763 | 5.4763 | 5.4763 | 5.4763 | 5.4763 | 5.4763 | 5.4763 | 5.4763 | 5.4763 | 5.4763 | 5.4763 | 5.4763 | 5.4763 | 5.4763 | 5.4763 | 5.4763 | 5.4763 | 5.4763 | 5.4763 | 5.4763 | 5.4763 | 5.4763 | 5.4763 | 5.4763 | 5.4763 | 5.4763 | 5.4763 | 5.4763 | 5.4763 | [7 empty] | 35 |  | 57.9396 | 8.9667 | 8.9667 | 142328.3896 | 109521.6958
Upgrade Wildwood - Riverhead to 138 kV | 2022 |  | 7.7 | [6 empty] | 1.0888 | 1.0888 | 1.0888 | 1.0888 | 1.0888 | 1.0888 | 1.0888 | 1.0888 | 1.0888 | 1.0888 | 1.0888 | 1.0888 | 1.0888 | 1.0888 | 1.0888 | 1.0888 | 1.0888 | 1.0888 | 1.0888 | 1.0888 | 1.0888 | 1.0888 | 1.0888 | 1.0888 | 1.0888 | 1.0888 | 1.0888 | 1.0888 | 1.0888 | 1.0888 | 1.0888 | 1.0888 | 1.0888 | 1.0888 | 1.0888 | [8 empty] | 35 |  | 12.1533 | 1.5483 | 1.5483 | 24575.725 | 18911.0204
Riverhead Canal 2nd Line and Bank | 2023 |  | 136.8 | [7 empty] | 19.9245 | 19.9245 | 19.9245 | 19.9245 | 19.9245 | 19.9245 | 19.9245 | 19.9245 | 19.9245 | 19.9245 | 19.9245 | 19.9245 | 19.9245 | 19.9245 | 19.9245 | 19.9245 | 19.9245 | 19.9245 | 19.9245 | 19.9245 | 19.9245 | 19.9245 | 19.9245 | 19.9245 | 19.9245 | 19.9245 | 19.9245 | 19.9245 | 19.9245 | 19.9245 | 19.9245 | 19.9245 | 19.9245 | 19.9245 | 19.9245 | [7 empty] | 35 |  | 210.8017 | 32.6235 | 32.6235 | 517833.0769 | 398472.5527
Canal - Wainscott New 138 kV UG Cable | 2028 |  | 275.5 | [12 empty] | 46.5167 | 46.5167 | 46.5167 | 46.5167 | 46.5167 | 46.5167 | 46.5167 | 46.5167 | 46.5167 | 46.5167 | 46.5167 | 46.5167 | 46.5167 | 46.5167 | 46.5167 | 46.5167 | 46.5167 | 46.5167 | 46.5167 | 46.5167 | 46.5167 | 46.5167 | 46.5167 | 46.5167 | 46.5167 | 46.5167 | 46.5167 | 46.5167 | 46.5167 | 46.5167 | 46.5167 | 46.5167 | 46.5167 | 46.5167 | 46.5167 |  |  | 35 |  | 376.5593 | 58.276 | 58.276 | 925015.732 | 711799.6058
Deferral to Indicated Year |  |  | 457.6 | [6 empty] | 1.0888 | 26.4896 | 26.4896 | 26.4896 | 26.4896 | 26.4896 | 73.0063 | 73.0063 | 73.0063 | 73.0063 | 73.0063 | 73.0063 | 73.0063 | 73.0063 | 73.0063 | 73.0063 | 73.0063 | 73.0063 | 73.0063 | 73.0063 | 73.0063 | 73.0063 | 73.0063 | 73.0063 | 73.0063 | 73.0063 | 73.0063 | 73.0063 | 73.0063 | 73.0063 | 73.0063 | 73.0063 | 73.0063 | 73.0063 | 73.0063 | 71.9175 | 46.5167 | 46.5167 | 46.5167 | 46.5167 | 46.5167 |  |  | 41 |  | 657.4539 | 101.4144 | 101.4144 | 1609752.9235 | 1238704.8746 | =Area III Portion
[59 empty] | 1238704.8746 | =Area III Portion
Annual Avoided Costs for Deferral to Indicated Year:
New Canal - Southampton Cable | 2023 |  |  | 0 | 4.5863 | 4.5863 | 4.5863 | 4.5863 | 4.5863 | 4.5863 | -0.88999 | -0.88999 | -0.88999 | -0.88999 | -0.88999 | -0.88999 | -0.88999 | -0.88999 | -0.88999 | -0.88999 | -0.88999 | -0.88999 | -0.88999 | -0.88999 | -0.88999 | -0.88999 | -0.88999 | -0.88999 | -0.88999 | -0.88999 | -0.88999 | -0.88999 | -0.88999 | -0.88999 | -0.88999 | -0.88999 | -0.88999 | -0.88999 | -0.88999 | -5.4763 | -5.4763 | -5.4763 | -5.4763 | -5.4763 | -5.4763 | 0 | 0 | 0 | 0 | 0 |  |  | 35 |  |  | 8.9667
Upgrade Wildwood - Riverhead to 138 kV | 2022 |  |  | 0 | 0.93922 | 0.93922 | 0.93922 | 0.93922 | 0.93922 | -0.14959 | -0.14959 | -0.14959 | -0.14959 | -0.14959 | -0.14959 | -0.14959 | -0.14959 | -0.14959 | -0.14959 | -0.14959 | -0.14959 | -0.14959 | -0.14959 | -0.14959 | -0.14959 | -0.14959 | -0.14959 | -0.14959 | -0.14959 | -0.14959 | -0.14959 | -0.14959 | -0.14959 | -0.14959 | -0.14959 | -0.14959 | -0.14959 | -0.14959 | -0.14959 | -1.0888 | -1.0888 | -1.0888 | -1.0888 | -1.0888 | 0 | 0 | 0 | 0 | 0 | 0 |  |  | 35 |  |  | 1.5483
Riverhead Canal 2nd Line and Bank | 2023 |  |  | 0 | 16.6864 | 16.6864 | 16.6864 | 16.6864 | 16.6864 | 16.6864 | -3.238 | -3.238 | -3.238 | -3.238 | -3.238 | -3.238 | -3.238 | -3.238 | -3.238 | -3.238 | -3.238 | -3.238 | -3.238 | -3.238 | -3.238 | -3.238 | -3.238 | -3.238 | -3.238 | -3.238 | -3.238 | -3.238 | -3.238 | -3.238 | -3.238 | -3.238 | -3.238 | -3.238 | -3.238 | -19.9245 | -19.9245 | -19.9245 | -19.9245 | -19.9245 | -19.9245 | 0 | 0 | 0 | 0 | 0 |  |  | 35 |  |  | 32.6235
Canal - Wainscott New 138 kV UG Cable | 2028 |  |  | 0 | 0 | 0 | 0 | 0 | 0 | 38.957 | 38.957 | 38.957 | 38.957 | 38.957 | 38.957 | -7.5597 | -7.5597 | -7.5597 | -7.5597 | -7.5597 | -7.5597 | -7.5597 | -7.5597 | -7.5597 | -7.5597 | -7.5597 | -7.5597 | -7.5597 | -7.5597 | -7.5597 | -7.5597 | -7.5597 | -7.5597 | -7.5597 | -7.5597 | -7.5597 | -7.5597 | -7.5597 | -7.5597 | -7.5597 | -7.5597 | -7.5597 | -7.5597 | -7.5597 | -46.5167 | -46.5167 | -46.5167 | -46.5167 | -46.5167 | -46.5167 | [5 empty] | 58.276
Total - All Areas (No Deferrals,$Millions) |  |  | 513.3 |  | 24.0294 | 24.6325 | 24.9948 | 29.42 | 29.42 | 68.377 | 68.377 | 68.377 | 68.377 | 68.377 | 68.377 | 68.377 | 68.377 | 68.377 | 68.377 | 68.377 | 68.377 | 68.377 | 68.377 | 68.377 | 68.377 | 68.377 | 68.377 | 68.377 | 68.377 | 68.377 | 68.377 | 68.377 | 68.377 | 68.377 | 68.377 | 68.377 | 68.377 | 68.377 | 68.377 | 44.3475 | 43.7445 | 43.3821 | 38.957 | 38.957 | 0 | 0 | 0 | 0 | 0 | 0 | 0 | 0 |  | 63 | 853.4454 | 119.0703 | = max. total avoided cost in portfolio
Annual Avoided Costs for Deferrals - Area 1 Proposal: (see note*) | Deferral Year |  |  | 2016 | 2017 | 2018 | 2019 | 2020 | 2021 | 2022 | 2023 | 2024 | 2025 | 2026 | 2027 | 2028 | 2029 | 2030 | 2031 | 2032 | 2033 | 2034 | 2035 | 2036 | 2037 | 2038 | 2039 | 2040 | 2041 | 2042 | 2043 | 2044 | 2045 | 2046 | 2047 | 2048 | 2049 | 2050 | 2051 | 2052 | 2053 | 2054 | 2055 | 2056 | 2057 | 2058 | 2059 | 2060 | 2061 | 2062 | 2063 | 2064 |  |  | Differential NPV $M |  | Differential NPV $M (adjusted for COD of Selected Project) | Differntial NPV $/MW | NPV of Transmission Avoided Costs for Selected Project
Area I Projects:
Amagansett Conversion 33 kV | 2030 |  |  | 0 | 0.97582 | 0.97582 | 0.97582 | 0.97582 | 0.97582 | 0.97582 | 0.97582 | 0.97582 | 0.97582 | 0.97582 | 0.97582 | 0.97582 | 0.97582 | -0.4572 | -0.4572 | -0.4572 | -0.4572 | -0.4572 | -0.4572 | -0.4572 | -0.4572 | -0.4572 | -0.4572 | -0.4572 | -0.4572 | -0.4572 | -0.4572 | -0.4572 | -0.4572 | -0.4572 | -0.4572 | -0.4572 | -0.4572 | -0.4572 | -0.4572 | -1.433 | -1.433 | -1.433 | -1.433 | -1.433 | -1.433 | -1.433 | -1.433 | -1.433 | -1.433 | -1.433 | -1.433 | -1.433 |  |  | 3.8129 |  | 3.8129 | 254193.5784 | 195601.9586
East Hampton Conversion 33 kV | 2030 |  |  | 0 | 0.39033 | 0.39033 | 0.39033 | 0.39033 | 0.39033 | 0.39033 | 0.39033 | 0.39033 | 0.39033 | 0.39033 | 0.39033 | 0.39033 | 0.39033 | -0.18288 | -0.18288 | -0.18288 | -0.18288 | -0.18288 | -0.18288 | -0.18288 | -0.18288 | -0.18288 | -0.18288 | -0.18288 | -0.18288 | -0.18288 | -0.18288 | -0.18288 | -0.18288 | -0.18288 | -0.18288 | -0.18288 | -0.18288 | -0.18288 | -0.18288 | -0.57321 | -0.57321 | -0.57321 | -0.57321 | -0.57321 | -0.57321 | -0.57321 | -0.57321 | -0.57321 | -0.57321 | -0.57321 | -0.57321 | -0.57321 |  |  | 1.5252 |  | 1.5252 | 101677.4314 | 78240.7834
Buell Conversion 33 kV | 2030 |  |  | 0 | 0.45131 | 0.45131 | 0.45131 | 0.45131 | 0.45131 | 0.45131 | 0.45131 | 0.45131 | 0.45131 | 0.45131 | 0.45131 | 0.45131 | 0.45131 | -0.21146 | -0.21146 | -0.21146 | -0.21146 | -0.21146 | -0.21146 | -0.21146 | -0.21146 | -0.21146 | -0.21146 | -0.21146 | -0.21146 | -0.21146 | -0.21146 | -0.21146 | -0.21146 | -0.21146 | -0.21146 | -0.21146 | -0.21146 | -0.21146 | -0.21146 | -0.66277 | -0.66277 | -0.66277 | -0.66277 | -0.66277 | -0.66277 | -0.66277 | -0.66277 | -0.66277 | -0.66277 | -0.66277 | -0.66277 | -0.66277 |  |  | 1.7635 |  | 1.7635 | 117564.53 | 90465.9058
Hither Hills Conversion to 33 kV | 2030 |  |  | 0 | 0 | 0.60305 | 0.60305 | 0.60305 | 0.60305 | 0.60305 | 0.60305 | 0.60305 | 0.60305 | 0.60305 | 0.60305 | 0.60305 | 0.60305 | -0.25676 | -0.25676 | -0.25676 | -0.25676 | -0.25676 | -0.25676 | -0.25676 | -0.25676 | -0.25676 | -0.25676 | -0.25676 | -0.25676 | -0.25676 | -0.25676 | -0.25676 | -0.25676 | -0.25676 | -0.25676 | -0.25676 | -0.25676 | -0.25676 | -0.25676 | -0.25676 | -0.85981 | -0.85981 | -0.85981 | -0.85981 | -0.85981 | -0.85981 | -0.85981 | -0.85981 | -0.85981 | -0.85981 | -0.85981 | -0.85981 |  |  | 2.0853 |  | 2.0853 | 139022.8879 | 106978.1123
Culloden Pt Conversion to 33 kV | 2030 |  |  | 0 | 0 | 0 | 0.36233 | 0.36233 | 0.36233 | 0.36233 | 0.36233 | 0.36233 | 0.36233 | 0.36233 | 0.36233 | 0.36233 | 0.36233 | -0.13922 | -0.13922 | -0.13922 | -0.13922 | -0.13922 | -0.13922 | -0.13922 | -0.13922 | -0.13922 | -0.13922 | -0.13922 | -0.13922 | -0.13922 | -0.13922 | -0.13922 | -0.13922 | -0.13922 | -0.13922 | -0.13922 | -0.13922 | -0.13922 | -0.13922 | -0.13922 | -0.13922 | -0.50156 | -0.50156 | -0.50156 | -0.50156 | -0.50156 | -0.50156 | -0.50156 | -0.50156 | -0.50156 | -0.50156 | -0.50156 |  |  | 1.1012 |  | 1.1012 | 73412.135 | 56490.6379
[59 empty] | 527777.398 | =Area I Portion
Area II Projects: | [58 empty] | 1884596.9874 | =Area I+II+III Portions
Bridgehampton - Buell New 69 kV UG Cable | 2026 |  |  | 0 | 0 | 0 | 0 | 4.4251 | 4.4251 | 4.4251 | 4.4251 | 4.4251 | 4.4251 | -0.85871 | -0.85871 | -0.85871 | -0.85871 | -0.85871 | -0.85871 | -0.85871 | -0.85871 | -0.85871 | -0.85871 | -0.85871 | -0.85871 | -0.85871 | -0.85871 | -0.85871 | -0.85871 | -0.85871 | -0.85871 | -0.85871 | -0.85871 | -0.85871 | -0.85871 | -0.85871 | -0.85871 | -0.85871 | -0.85871 | -0.85871 | -0.85871 | -0.85871 | -5.2839 | -5.2839 | -5.2839 | -5.2839 | -5.2839 | -5.2839 | 0 | 0 | 0 | 0 |  |  | 7.3678 |  | 7.3678 | 153495.4058 | 118114.7148
[59 empty] | 118114.7148 | =Area II Portion
Area III Projects: | [58 empty] | 1356819.5894 | =Area II+III Portions
New Canal - Southampton Cable | 2023 |  |  | 0 | 4.5863 | 4.5863 | 4.5863 | 4.5863 | 4.5863 | 4.5863 | -0.88999 | -0.88999 | -0.88999 | -0.88999 | -0.88999 | -0.88999 | -0.88999 | -0.88999 | -0.88999 | -0.88999 | -0.88999 | -0.88999 | -0.88999 | -0.88999 | -0.88999 | -0.88999 | -0.88999 | -0.88999 | -0.88999 | -0.88999 | -0.88999 | -0.88999 | -0.88999 | -0.88999 | -0.88999 | -0.88999 | -0.88999 | -0.88999 | -0.88999 | -5.4763 | -5.4763 | -5.4763 | -5.4763 | -5.4763 | -5.4763 | 0 | 0 | 0 | 0 | 0 | 0 | 0 |  |  | 8.9667 |  | 8.9667 | 142328.3896 | 109521.6958
Upgrade Wildwood - Riverhead to 138 kV | 2022 |  |  | 0 | 0.93922 | 0.93922 | 0.93922 | 0.93922 | 0.93922 | -0.14959 | -0.14959 | -0.14959 | -0.14959 | -0.14959 | -0.14959 | -0.14959 | -0.14959 | -0.14959 | -0.14959 | -0.14959 | -0.14959 | -0.14959 | -0.14959 | -0.14959 | -0.14959 | -0.14959 | -0.14959 | -0.14959 | -0.14959 | -0.14959 | -0.14959 | -0.14959 | -0.14959 | -0.14959 | -0.14959 | -0.14959 | -0.14959 | -0.14959 | -0.14959 | -1.0888 | -1.0888 | -1.0888 | -1.0888 | -1.0888 | 0 | 0 | 0 | 0 | 0 | 0 | 0 | 0 |  |  | 1.5483 |  | 1.5483 | 24575.725 | 18911.0204
Riverhead Canal 2nd Line and Bank | 2023 |  |  | 0 | 16.6864 | 16.6864 | 16.6864 | 16.6864 | 16.6864 | 16.6864 | -3.238 | -3.238 | -3.238 | -3.238 | -3.238 | -3.238 | -3.238 | -3.238 | -3.238 | -3.238 | -3.238 | -3.238 | -3.238 | -3.238 | -3.238 | -3.238 | -3.238 | -3.238 | -3.238 | -3.238 | -3.238 | -3.238 | -3.238 | -3.238 | -3.238 | -3.238 | -3.238 | -3.238 | -3.238 | -19.9245 | -19.9245 | -19.9245 | -19.9245 | -19.9245 | -19.9245 | 0 | 0 | 0 | 0 | 0 | 0 | 0 |  |  | 32.6235 |  | 32.6235 | 517833.0769 | 398472.5527
Canal - Wainscott New 138 kV UG Cable | 2028 |  |  | 0 | 0 | 0 | 0 | 0 | 0 | 38.957 | 38.957 | 38.957 | 38.957 | 38.957 | 38.957 | -7.5597 | -7.5597 | -7.5597 | -7.5597 | -7.5597 | -7.5597 | -7.5597 | -7.5597 | -7.5597 | -7.5597 | -7.5597 | -7.5597 | -7.5597 | -7.5597 | -7.5597 | -7.5597 | -7.5597 | -7.5597 | -7.5597 | -7.5597 | -7.5597 | -7.5597 | -7.5597 | -7.5597 | -7.5597 | -7.5597 | -7.5597 | -7.5597 | -7.5597 | -46.5167 | -46.5167 | -46.5167 | -46.5167 | -46.5167 | -46.5167 | 0 | 0 |  |  | 58.276 |  | 58.276 | 925015.732 | 711799.6058
[59 empty] | 1238704.8746 | =Area III Portion
Total - Area 1 Proposal, $Millions (unadjusted) |  |  |  | 0 | 24.0294 | 24.6325 | 24.9948 | 29.42 | 29.42 | 67.2881 | 41.8873 | 41.8873 | 41.8873 | 36.6035 | 36.6035 | -9.9132 | -9.9132 | -13.9435 | -13.9435 | -13.9435 | -13.9435 | -13.9435 | -13.9435 | -13.9435 | -13.9435 | -13.9435 | -13.9435 | -13.9435 | -13.9435 | -13.9435 | -13.9435 | -13.9435 | -13.9435 | -13.9435 | -13.9435 | -13.9435 | -13.9435 | -13.9435 | -13.9435 | -37.973 | -38.576 | -38.9384 | -43.3635 | -43.3635 | -81.2317 | -55.8309 | -55.8309 | -55.8309 | -50.547 | -50.547 | -4.0304 | -4.0304 |  |  | 119.0703 |  |  | 2449118.892 | 1884596.9874
$/MW-yr |  |  |  | 0 | 473735.0447 | 513938.6308 | 538094.2855 | 630284.7729 | 630284.7729 | 1231366.793 | 828179.4687 | 828179.4687 | 828179.4687 | 718099.2055 | 718099.2055 | -20260.7179 | -20260.7179 | -288951.502 | -288951.502 | -288951.502 | -288951.502 | -288951.502 | -288951.502 | -288951.502 | -288951.502 | -288951.502 | -288951.502 | -288951.502 | -288951.502 | -288951.502 | -288951.502 | -288951.502 | -288951.502 | -288951.502 | -288951.502 | -288951.502 | -288951.502 | -288951.502 | -288951.502 | -762686.5467 | -802890.1328 | -827045.7875 | -919236.2749 | -919236.2749 | -1520318.295 | -1117130.9707 | -1117130.9707 | -1117130.9707 | -1007050.7076 | -1007050.7076 | -268690.7842 | -268690.7842
$Millions (adjusted) |  |  |  | 0 | 0.36454 | 0.39548 | 0.41406 | 0.485 | 0.485 | 0.94754 | 0.63728 | 0.63728 | 0.63728 | 0.55258 | 0.55258 | -0.015591 | -0.015591 | -0.22235 | -0.22235 | -0.22235 | -0.22235 | -0.22235 | -0.22235 | -0.22235 | -0.22235 | -0.22235 | -0.22235 | -0.22235 | -0.22235 | -0.22235 | -0.22235 | -0.22235 | -0.22235 | -0.22235 | -0.22235 | -0.22235 | -0.22235 | -0.22235 | -0.22235 | -0.58689 | -0.61782 | -0.63641 | -0.70735 | -0.70735 | -1.1699 | -0.85963 | -0.85963 | -0.85963 | -0.77493 | -0.77493 | -0.20676 | -0.20676 |  |  | 1884.597
Annual Avoided Costs for Deferrals - Area 2 Proposal: (see note*) | Deferral Year |  |  | 2016 | 2017 | 2018 | 2019 | 2020 | 2021 | 2022 | 2023 | 2024 | 2025 | 2026 | 2027 | 2028 | 2029 | 2030 | 2031 | 2032 | 2033 | 2034 | 2035 | 2036 | 2037 | 2038 | 2039 | 2040 | 2041 | 2042 | 2043 | 2044 | 2045 | 2046 | 2047 | 2048 | 2049 | 2050 | 2051 | 2052 | 2053 | 2054 | 2055 | 2056 | 2057 | 2058 | 2059 | 2060 | 2061 | 2062 | 2063 | 2064 |  |  | Differential NPV $M |  | Differential NPV $M (adjusted for COD of Selected Project) | Differntial NPV $/MW | NPV of Transmission Avoided Costs for Selected Project
Area I Projects:
Amagansett Conversion 33 kV | 2030 |  |  | 0 | 0 | 0 | 0 | 0 | 0 | 0 | 0 | 0 | 0 | 0 | 0 | 0 | 0 | 0 | 0 | 0 | 0 | 0 | 0 | 0 | 0 | 0 | 0 | 0 | 0 | 0 | 0 | 0 | 0 | 0 | 0 | 0 | 0 | 0 | 0 | 0 | 0 | 0 | 0 | 0 | 0 | 0 | 0 | 0 | 0 | 0 | 0 | 0 |  |  | 0 |  | 0 | 0 | 0
East Hampton Conversion 33 kV | 2030 |  |  | 0 | 0 | 0 | 0 | 0 | 0 | 0 | 0 | 0 | 0 | 0 | 0 | 0 | 0 | 0 | 0 | 0 | 0 | 0 | 0 | 0 | 0 | 0 | 0 | 0 | 0 | 0 | 0 | 0 | 0 | 0 | 0 | 0 | 0 | 0 | 0 | 0 | 0 | 0 | 0 | 0 | 0 | 0 | 0 | 0 | 0 | 0 | 0 | 0 |  |  | 0 |  | 0 | 0 | 0
Buell Conversion 33 kV | 2030 |  |  | 0 | 0 | 0 | 0 | 0 | 0 | 0 | 0 | 0 | 0 | 0 | 0 | 0 | 0 | 0 | 0 | 0 | 0 | 0 | 0 | 0 | 0 | 0 | 0 | 0 | 0 | 0 | 0 | 0 | 0 | 0 | 0 | 0 | 0 | 0 | 0 | 0 | 0 | 0 | 0 | 0 | 0 | 0 | 0 | 0 | 0 | 0 | 0 | 0 |  |  | 0 |  | 0 | 0 | 0
Hither Hills Conversion to 33 kV | 2030 |  |  | 0 | 0 | 0 | 0 | 0 | 0 | 0 | 0 | 0 | 0 | 0 | 0 | 0 | 0 | 0 | 0 | 0 | 0 | 0 | 0 | 0 | 0 | 0 | 0 | 0 | 0 | 0 | 0 | 0 | 0 | 0 | 0 | 0 | 0 | 0 | 0 | 0 | 0 | 0 | 0 | 0 | 0 | 0 | 0 | 0 | 0 | 0 | 0 | 0 |  |  | 0 |  | 0 | 0 | 0
Culloden Pt Conversion to 33 kV | 2030 |  |  | 0 | 0 | 0 | 0 | 0 | 0 | 0 | 0 | 0 | 0 | 0 | 0 | 0 | 0 | 0 | 0 | 0 | 0 | 0 | 0 | 0 | 0 | 0 | 0 | 0 | 0 | 0 | 0 | 0 | 0 | 0 | 0 | 0 | 0 | 0 | 0 | 0 | 0 | 0 | 0 | 0 | 0 | 0 | 0 | 0 | 0 | 0 | 0 | 0 |  |  | 0 |  | 0 | 0 | 0
[59 empty] | 0 | =Area I Portion
Area II Projects: | [58 empty] | 0 | =Area I+II+III Portions
Bridgehampton - Buell New 69 kV UG Cable | 2026 |  |  | 0 | 0 | 0 | 0 | 4.4251 | 4.4251 | 4.4251 | 4.4251 | 4.4251 | 4.4251 | -0.85871 | -0.85871 | -0.85871 | -0.85871 | -0.85871 | -0.85871 | -0.85871 | -0.85871 | -0.85871 | -0.85871 | -0.85871 | -0.85871 | -0.85871 | -0.85871 | -0.85871 | -0.85871 | -0.85871 | -0.85871 | -0.85871 | -0.85871 | -0.85871 | -0.85871 | -0.85871 | -0.85871 | -0.85871 | -0.85871 | -0.85871 | -0.85871 | -0.85871 | -5.2839 | -5.2839 | -5.2839 | -5.2839 | -5.2839 | -5.2839 | 0 | 0 | 0 | 0 |  |  | 7.3678 |  | 7.3678 | 153495.4058 | 0
[59 empty] | 0 | =Area II Portion
Area III Projects: | [58 empty] | 0 | =Area II+III Portions
New Canal - Southampton Cable | 2023 |  |  | 0 | 4.5863 | 4.5863 | 4.5863 | 4.5863 | 4.5863 | 4.5863 | -0.88999 | -0.88999 | -0.88999 | -0.88999 | -0.88999 | -0.88999 | -0.88999 | -0.88999 | -0.88999 | -0.88999 | -0.88999 | -0.88999 | -0.88999 | -0.88999 | -0.88999 | -0.88999 | -0.88999 | -0.88999 | -0.88999 | -0.88999 | -0.88999 | -0.88999 | -0.88999 | -0.88999 | -0.88999 | -0.88999 | -0.88999 | -0.88999 | -0.88999 | -5.4763 | -5.4763 | -5.4763 | -5.4763 | -5.4763 | -5.4763 | 0 | 0 | 0 | 0 | 0 | 0 | 0 |  |  | 8.9667 |  | 8.9667 | 142328.3896 | 0
Upgrade Wildwood - Riverhead to 138 kV | 2022 |  |  | 0 | 0.93922 | 0.93922 | 0.93922 | 0.93922 | 0.93922 | -0.14959 | -0.14959 | -0.14959 | -0.14959 | -0.14959 | -0.14959 | -0.14959 | -0.14959 | -0.14959 | -0.14959 | -0.14959 | -0.14959 | -0.14959 | -0.14959 | -0.14959 | -0.14959 | -0.14959 | -0.14959 | -0.14959 | -0.14959 | -0.14959 | -0.14959 | -0.14959 | -0.14959 | -0.14959 | -0.14959 | -0.14959 | -0.14959 | -0.14959 | -0.14959 | -1.0888 | -1.0888 | -1.0888 | -1.0888 | -1.0888 | 0 | 0 | 0 | 0 | 0 | 0 | 0 | 0 |  |  | 1.5483 |  | 1.5483 | 24575.725 | 0
Riverhead Canal 2nd Line and Bank | 2023 |  |  | 0 | 16.6864 | 16.6864 | 16.6864 | 16.6864 | 16.6864 | 16.6864 | -3.238 | -3.238 | -3.238 | -3.238 | -3.238 | -3.238 | -3.238 | -3.238 | -3.238 | -3.238 | -3.238 | -3.238 | -3.238 | -3.238 | -3.238 | -3.238 | -3.238 | -3.238 | -3.238 | -3.238 | -3.238 | -3.238 | -3.238 | -3.238 | -3.238 | -3.238 | -3.238 | -3.238 | -3.238 | -19.9245 | -19.9245 | -19.9245 | -19.9245 | -19.9245 | -19.9245 | 0 | 0 | 0 | 0 | 0 | 0 | 0 |  |  | 32.6235 |  | 32.6235 | 517833.0769 | 0
Canal - Wainscott New 138 kV UG Cable | 2028 |  |  | 0 | 0 | 0 | 0 | 0 | 0 | 38.957 | 38.957 | 38.957 | 38.957 | 38.957 | 38.957 | -7.5597 | -7.5597 | -7.5597 | -7.5597 | -7.5597 | -7.5597 | -7.5597 | -7.5597 | -7.5597 | -7.5597 | -7.5597 | -7.5597 | -7.5597 | -7.5597 | -7.5597 | -7.5597 | -7.5597 | -7.5597 | -7.5597 | -7.5597 | -7.5597 | -7.5597 | -7.5597 | -7.5597 | -7.5597 | -7.5597 | -7.5597 | -7.5597 | -7.5597 | -46.5167 | -46.5167 | -46.5167 | -46.5167 | -46.5167 | -46.5167 | 0 | 0 |  |  | 58.276 |  | 58.276 | 925015.732 | 0
[59 empty] | 0 | =Area III Portion
Total - Area 2 Proposal, $Millions (unadjusted) |  |  |  | 0 | 22.212 | 22.212 | 22.212 | 26.6371 | 26.6371 | 64.5053 | 39.1045 | 39.1045 | 39.1045 | 33.8207 | 33.8207 | -12.696 | -12.696 | -12.696 | -12.696 | -12.696 | -12.696 | -12.696 | -12.696 | -12.696 | -12.696 | -12.696 | -12.696 | -12.696 | -12.696 | -12.696 | -12.696 | -12.696 | -12.696 | -12.696 | -12.696 | -12.696 | -12.696 | -12.696 | -12.696 | -34.908 | -34.908 | -34.908 | -39.3332 | -39.3332 | -77.2013 | -51.8005 | -51.8005 | -51.8005 | -46.5167 | -46.5167 | 0 | 0 |  |  | 108.7822 |  |  | 1763248.3293 | 0
$/MW-yr |  |  |  | 0 | 352571.3243 | 352571.3243 | 352571.3243 | 444761.8117 | 444761.8117 | 1045843.8318 | 642656.5076 | 642656.5076 | 642656.5076 | 532576.2444 | 532576.2444 | -205783.679 | -205783.679 | -205783.679 | -205783.679 | -205783.679 | -205783.679 | -205783.679 | -205783.679 | -205783.679 | -205783.679 | -205783.679 | -205783.679 | -205783.679 | -205783.679 | -205783.679 | -205783.679 | -205783.679 | -205783.679 | -205783.679 | -205783.679 | -205783.679 | -205783.679 | -205783.679 | -205783.679 | -558355.0033 | -558355.0033 | -558355.0033 | -650545.4907 | -650545.4907 | -1251627.5109 | -848440.1866 | -848440.1866 | -848440.1866 | -738359.9234 | -738359.9234 | 0 | 0
$Millions (adjusted) |  |  |  | 0 | 0 | 0 | 0 | 0 | 0 | 0 | 0 | 0 | 0 | 0 | 0 | 0 | 0 | 0 | 0 | 0 | 0 | 0 | 0 | 0 | 0 | 0 | 0 | 0 | 0 | 0 | 0 | 0 | 0 | 0 | 0 | 0 | 0 | 0 | 0 | 0 | 0 | 0 | 0 | 0 | 0 | 0 | 0 | 0 | 0 | 0 | 0 | 0 |  |  | 0
Annual Avoided Costs for Deferrals - Area 3 Proposal: (see note*) | Deferral Year |  |  | 2016 | 2017 | 2018 | 2019 | 2020 | 2021 | 2022 | 2023 | 2024 | 2025 | 2026 | 2027 | 2028 | 2029 | 2030 | 2031 | 2032 | 2033 | 2034 | 2035 | 2036 | 2037 | 2038 | 2039 | 2040 | 2041 | 2042 | 2043 | 2044 | 2045 | 2046 | 2047 | 2048 | 2049 | 2050 | 2051 | 2052 | 2053 | 2054 | 2055 | 2056 | 2057 | 2058 | 2059 | 2060 | 2061 | 2062 | 2063 | 2064 |  |  | Differential NPV $M |  | Differential NPV $M (adjusted for COD of Selected Project) | Differntial NPV $/MW | NPV of Transmission Avoided Costs for Selected Project
Area I Projects:
Amagansett Conversion 33 kV | 2030 |  |  | 0 | 0 | 0 | 0 | 0 | 0 | 0 | 0 | 0 | 0 | 0 | 0 | 0 | 0 | 0 | 0 | 0 | 0 | 0 | 0 | 0 | 0 | 0 | 0 | 0 | 0 | 0 | 0 | 0 | 0 | 0 | 0 | 0 | 0 | 0 | 0 | 0 | 0 | 0 | 0 | 0 | 0 | 0 | 0 | 0 | 0 | 0 | 0 | 0 |  |  | 0 |  | 0 | 0 | 0
East Hampton Conversion 33 kV | 2030 |  |  | 0 | 0 | 0 | 0 | 0 | 0 | 0 | 0 | 0 | 0 | 0 | 0 | 0 | 0 | 0 | 0 | 0 | 0 | 0 | 0 | 0 | 0 | 0 | 0 | 0 | 0 | 0 | 0 | 0 | 0 | 0 | 0 | 0 | 0 | 0 | 0 | 0 | 0 | 0 | 0 | 0 | 0 | 0 | 0 | 0 | 0 | 0 | 0 | 0 |  |  | 0 |  | 0 | 0 | 0
Buell Conversion 33 kV | 2030 |  |  | 0 | 0 | 0 | 0 | 0 | 0 | 0 | 0 | 0 | 0 | 0 | 0 | 0 | 0 | 0 | 0 | 0 | 0 | 0 | 0 | 0 | 0 | 0 | 0 | 0 | 0 | 0 | 0 | 0 | 0 | 0 | 0 | 0 | 0 | 0 | 0 | 0 | 0 | 0 | 0 | 0 | 0 | 0 | 0 | 0 | 0 | 0 | 0 | 0 |  |  | 0 |  | 0 | 0 | 0
Hither Hills Conversion to 33 kV | 2030 |  |  | 0 | 0 | 0 | 0 | 0 | 0 | 0 | 0 | 0 | 0 | 0 | 0 | 0 | 0 | 0 | 0 | 0 | 0 | 0 | 0 | 0 | 0 | 0 | 0 | 0 | 0 | 0 | 0 | 0 | 0 | 0 | 0 | 0 | 0 | 0 | 0 | 0 | 0 | 0 | 0 | 0 | 0 | 0 | 0 | 0 | 0 | 0 | 0 | 0 |  |  | 0 |  | 0 | 0 | 0
Culloden Pt Conversion to 33 kV | 2030 |  |  | 0 | 0 | 0 | 0 | 0 | 0 | 0 | 0 | 0 | 0 | 0 | 0 | 0 | 0 | 0 | 0 | 0 | 0 | 0 | 0 | 0 | 0 | 0 | 0 | 0 | 0 | 0 | 0 | 0 | 0 | 0 | 0 | 0 | 0 | 0 | 0 | 0 | 0 | 0 | 0 | 0 | 0 | 0 | 0 | 0 | 0 | 0 | 0 | 0 |  |  | 0 |  | 0 | 0 | 0
[59 empty] | 0 | =Area I Portion
Area II Projects: | [58 empty] | 0 | =Area I+II+III Portions
Bridgehampton - Buell New 69 kV UG Cable | 2026 |  |  | 0 | 0 | 0 | 0 | 0 | 0 | 0 | 0 | 0 | 0 | 0 | 0 | 0 | 0 | 0 | 0 | 0 | 0 | 0 | 0 | 0 | 0 | 0 | 0 | 0 | 0 | 0 | 0 | 0 | 0 | 0 | 0 | 0 | 0 | 0 | 0 | 0 | 0 | 0 | 0 | 0 | 0 | 0 | 0 | 0 | 0 | 0 | 0 | 0 |  |  | 0 |  | 0 | 0 | 0
[59 empty] | 0 | =Area II Portion
Area III Projects: | [58 empty] | 0 | =Area II+III Portions
New Canal - Southampton Cable | 2023 |  |  | 0 | 4.5863 | 4.5863 | 4.5863 | 4.5863 | 4.5863 | 4.5863 | -0.88999 | -0.88999 | -0.88999 | -0.88999 | -0.88999 | -0.88999 | -0.88999 | -0.88999 | -0.88999 | -0.88999 | -0.88999 | -0.88999 | -0.88999 | -0.88999 | -0.88999 | -0.88999 | -0.88999 | -0.88999 | -0.88999 | -0.88999 | -0.88999 | -0.88999 | -0.88999 | -0.88999 | -0.88999 | -0.88999 | -0.88999 | -0.88999 | -0.88999 | -5.4763 | -5.4763 | -5.4763 | -5.4763 | -5.4763 | -5.4763 | 0 | 0 | 0 | 0 | 0 | 0 | 0 |  |  | 8.9667 |  | 8.9667 | 142328.3896 | 0
Upgrade Wildwood - Riverhead to 138 kV | 2022 |  |  | 0 | 0.93922 | 0.93922 | 0.93922 | 0.93922 | 0.93922 | -0.14959 | -0.14959 | -0.14959 | -0.14959 | -0.14959 | -0.14959 | -0.14959 | -0.14959 | -0.14959 | -0.14959 | -0.14959 | -0.14959 | -0.14959 | -0.14959 | -0.14959 | -0.14959 | -0.14959 | -0.14959 | -0.14959 | -0.14959 | -0.14959 | -0.14959 | -0.14959 | -0.14959 | -0.14959 | -0.14959 | -0.14959 | -0.14959 | -0.14959 | -0.14959 | -1.0888 | -1.0888 | -1.0888 | -1.0888 | -1.0888 | 0 | 0 | 0 | 0 | 0 | 0 | 0 | 0 |  |  | 1.5483 |  | 1.5483 | 24575.725 | 0
Riverhead Canal 2nd Line and Bank | 2023 |  |  | 0 | 16.6864 | 16.6864 | 16.6864 | 16.6864 | 16.6864 | 16.6864 | -3.238 | -3.238 | -3.238 | -3.238 | -3.238 | -3.238 | -3.238 | -3.238 | -3.238 | -3.238 | -3.238 | -3.238 | -3.238 | -3.238 | -3.238 | -3.238 | -3.238 | -3.238 | -3.238 | -3.238 | -3.238 | -3.238 | -3.238 | -3.238 | -3.238 | -3.238 | -3.238 | -3.238 | -3.238 | -19.9245 | -19.9245 | -19.9245 | -19.9245 | -19.9245 | -19.9245 | 0 | 0 | 0 | 0 | 0 | 0 | 0 |  |  | 32.6235 |  | 32.6235 | 517833.0769 | 0
Canal - Wainscott New 138 kV UG Cable | 2028 |  |  | 0 | 0 | 0 | 0 | 0 | 0 | 38.957 | 38.957 | 38.957 | 38.957 | 38.957 | 38.957 | -7.5597 | -7.5597 | -7.5597 | -7.5597 | -7.5597 | -7.5597 | -7.5597 | -7.5597 | -7.5597 | -7.5597 | -7.5597 | -7.5597 | -7.5597 | -7.5597 | -7.5597 | -7.5597 | -7.5597 | -7.5597 | -7.5597 | -7.5597 | -7.5597 | -7.5597 | -7.5597 | -7.5597 | -7.5597 | -7.5597 | -7.5597 | -7.5597 | -7.5597 | -46.5167 | -46.5167 | -46.5167 | -46.5167 | -46.5167 | -46.5167 | 0 | 0 |  |  | 58.276 |  | 58.276 | 925015.732 | 0
[59 empty] | 0 | =Area III Portion
Total - Area 3 Proposal, $Millions (unadjusted) |  |  |  | 0 | 22.212 | 22.212 | 22.212 | 22.212 | 22.212 | 60.0802 | 34.6794 | 34.6794 | 34.6794 | 34.6794 | 34.6794 | -11.8373 | -11.8373 | -11.8373 | -11.8373 | -11.8373 | -11.8373 | -11.8373 | -11.8373 | -11.8373 | -11.8373 | -11.8373 | -11.8373 | -11.8373 | -11.8373 | -11.8373 | -11.8373 | -11.8373 | -11.8373 | -11.8373 | -11.8373 | -11.8373 | -11.8373 | -11.8373 | -11.8373 | -34.0493 | -34.0493 | -34.0493 | -34.0493 | -34.0493 | -71.9175 | -46.5167 | -46.5167 | -46.5167 | -46.5167 | -46.5167 | 0 | 0 |  |  | 101.4144 |  |  | 1609752.9235 | 0
$/MW-yr |  |  |  | 0 | 352571.3243 | 352571.3243 | 352571.3243 | 352571.3243 | 352571.3243 | 953653.3444 | 550466.0202 | 550466.0202 | 550466.0202 | 550466.0202 | 550466.0202 | -187893.9032 | -187893.9032 | -187893.9032 | -187893.9032 | -187893.9032 | -187893.9032 | -187893.9032 | -187893.9032 | -187893.9032 | -187893.9032 | -187893.9032 | -187893.9032 | -187893.9032 | -187893.9032 | -187893.9032 | -187893.9032 | -187893.9032 | -187893.9032 | -187893.9032 | -187893.9032 | -187893.9032 | -187893.9032 | -187893.9032 | -187893.9032 | -540465.2275 | -540465.2275 | -540465.2275 | -540465.2275 | -540465.2275 | -1141547.2477 | -738359.9234 | -738359.9234 | -738359.9234 | -738359.9234 | -738359.9234 | 0 | 0
$Millions (adjusted) |  |  |  | 0 | 0 | 0 | 0 | 0 | 0 | 0 | 0 | 0 | 0 | 0 | 0 | 0 | 0 | 0 | 0 | 0 | 0 | 0 | 0 | 0 | 0 | 0 | 0 | 0 | 0 | 0 | 0 | 0 | 0 | 0 | 0 | 0 | 0 | 0 | 0 | 0 | 0 | 0 | 0 | 0 | 0 | 0 | 0 | 0 | 0 | 0 | 0 | 0 |  |  | 0
Discount Factor (Relative to 1/1/2016) = |  |  |  | 0.94787 | 0.89845 | 0.85161 | 0.80722 | 0.76513 | 0.72525 | 0.68744 | 0.6516 | 0.61763 | 0.58543 | 0.55491 | 0.52598 | 0.49856 | 0.47257 | 0.44793 | 0.42458 | 0.40245 | 0.38147 | 0.36158 | 0.34273 | 0.32486 | 0.30793 | 0.29187 | 0.27666 | 0.26223 | 0.24856 | 0.2356 | 0.22332 | 0.21168 | 0.20064 | 0.19018 | 0.18027 | 0.17087 | 0.16196 | 0.15352 | 0.14552 | 0.13793 | 0.13074 | 0.12392 | 0.11746 | 0.11134 | 0.10554 | 0.10003 | 0.094818 | 0.089875 | 0.08519 | 0.080748 | 0.076539 | 0.072549
* Note: A positive (+) avoided cost in a given year represents a cost savings relative to not having a transmission project deferral.
Note on BE21: Todd Kantarek: Dec 31, 2017
Note on BF17: Todd Kantarek: 4kV feeder-connected battery systems. Added 2.6% transmission loss factor.

## PhII (CON100-Mont and BH)
Version |  | Based on PSEGLI file: "East End Utility 2_0_Economics_2014_10_13_r28_Sargent_Lundy.xlsx"
Annual Revenue Requirements (Millions of $s)
1) Reference (Transmission only) Case
Project | I/S Year | Investor | Capital (2015$s) | 2016 | 2017 | 2018 | 2019 | 2020 | 2021 | 2022 | 2023 | 2024 | 2025 | 2026 | 2027 | 2028 | 2029 | 2030 | 2031 | 2032 | 2033 | 2034 | 2035 | 2036 | 2037 | 2038 | 2039 | 2040 | 2041 | 2042 | 2043 | 2044 | 2045 | 2046 | 2047 | 2048 | 2049 | 2050 | 2051 | 2052 | 2053 | 2054 | 2055 | 2056 | 2057 | 2058 | 2059 | 2060 | 2061 | 2062 | 2063 | 2064 |  | NPV |  | Proposal Number = | CON100
Transmission Reinforcement I | 2017 | PSEGLI | 197 | 0 | 24.0294 | 24.0294 | 24.0294 | 24.0294 | 24.0294 | 24.0294 | 24.0294 | 24.0294 | 24.0294 | 24.0294 | 24.0294 | 24.0294 | 24.0294 | 24.0294 | 24.0294 | 24.0294 | 24.0294 | 24.0294 | 24.0294 | 24.0294 | 24.0294 | 24.0294 | 24.0294 | 24.0294 | 24.0294 | 24.0294 | 24.0294 | 24.0294 | 24.0294 | 24.0294 | 24.0294 | 24.0294 | 24.0294 | 24.0294 | 24.0294 | [13 empty] | 35 | 350.5464 |  | Proposer Name = | Convergent Energy + Power
Transmission Reinforcement II | 2018 | PSEGLI | 4.8 | 0 | 0 | 0.60305 | 0.60305 | 0.60305 | 0.60305 | 0.60305 | 0.60305 | 0.60305 | 0.60305 | 0.60305 | 0.60305 | 0.60305 | 0.60305 | 0.60305 | 0.60305 | 0.60305 | 0.60305 | 0.60305 | 0.60305 | 0.60305 | 0.60305 | 0.60305 | 0.60305 | 0.60305 | 0.60305 | 0.60305 | 0.60305 | 0.60305 | 0.60305 | 0.60305 | 0.60305 | 0.60305 | 0.60305 | 0.60305 | 0.60305 | 0.60305 | [12 empty] | 35 | 8.3388 |  | Proposal/Project = | Bridgehampton and Montauk Project
Transmission Reinforcement III | 2019 | PSEGLI | 2.8 | 0 | 0 | 0 | 0.36233 | 0.36233 | 0.36233 | 0.36233 | 0.36233 | 0.36233 | 0.36233 | 0.36233 | 0.36233 | 0.36233 | 0.36233 | 0.36233 | 0.36233 | 0.36233 | 0.36233 | 0.36233 | 0.36233 | 0.36233 | 0.36233 | 0.36233 | 0.36233 | 0.36233 | 0.36233 | 0.36233 | 0.36233 | 0.36233 | 0.36233 | 0.36233 | 0.36233 | 0.36233 | 0.36233 | 0.36233 | 0.36233 | 0.36233 | 0.36233 | [11 empty] | 35 | 4.7491 |  | Option Number = | 1
Transmission Reinforcement IV | 2020 | PSEGLI | 33.2 | 0 | 0 | 0 | 0 | 4.4251 | 4.4251 | 4.4251 | 4.4251 | 4.4251 | 4.4251 | 4.4251 | 4.4251 | 4.4251 | 4.4251 | 4.4251 | 4.4251 | 4.4251 | 4.4251 | 4.4251 | 4.4251 | 4.4251 | 4.4251 | 4.4251 | 4.4251 | 4.4251 | 4.4251 | 4.4251 | 4.4251 | 4.4251 | 4.4251 | 4.4251 | 4.4251 | 4.4251 | 4.4251 | 4.4251 | 4.4251 | 4.4251 | 4.4251 | 4.4251 | [10 empty] | 35 | 54.9758 |  | Location = | 1 and 3
Transmission Reinforcement V | 2022 | PSEGLI | 275.5 | 0 | 0 | 0 | 0 | 0 | 0 | 38.957 | 38.957 | 38.957 | 38.957 | 38.957 | 38.957 | 38.957 | 38.957 | 38.957 | 38.957 | 38.957 | 38.957 | 38.957 | 38.957 | 38.957 | 38.957 | 38.957 | 38.957 | 38.957 | 38.957 | 38.957 | 38.957 | 38.957 | 38.957 | 38.957 | 38.957 | 38.957 | 38.957 | 38.957 | 38.957 | 38.957 | 38.957 | 38.957 | 38.957 | 38.957 | [8 empty] | 35 | 434.8353 |  | Technology = | Battery Storage
[56 empty] | Interconnection Points = | Bridgehampton and Montauk Substations - Dist'n Side
Total |  |  | 513.3 | 0 | 24.0294 | 24.6325 | 24.9948 | 29.42 | 29.42 | 68.377 | 68.377 | 68.377 | 68.377 | 68.377 | 68.377 | 68.377 | 68.377 | 68.377 | 68.377 | 68.377 | 68.377 | 68.377 | 68.377 | 68.377 | 68.377 | 68.377 | 68.377 | 68.377 | 68.377 | 68.377 | 68.377 | 68.377 | 68.377 | 68.377 | 68.377 | 68.377 | 68.377 | 68.377 | 68.377 | 44.3475 | 43.7445 | 43.3821 | 38.957 | 38.957 | 0 | 0 | 0 | 0 | 0 | 0 | 0 | 0 |  | 853.4454 |  | Loss Factor = | 1.026
2016 NPV @ 5.5%, thru 2035 |  |  |  | 2016: 582.1416
2016 NPV @ 5.5%, thru 2056 |  |  |  | 2016: 853.4454 |  |  |  | MW Required by 2022 (cap) = | 15 | 33 | 15 | Output: NPV of Transmission Avoided Costs for Selected Project (see note*)
[57 empty] | Selected Project Inputs - Area 1 Portion | Selected Project Inputs - Area 2 Portion | Selected Project Inputs - Area 3 Portion | Area 1 | Area 2 | Area 3 | Total | check
[56 empty] | Project kW = | 10260 | 0 | 10260
[55 empty] | Capped kW = | 20520 | 10260 | 0 | 10260
[56 empty] | Project Area (1, 2, or 3) = | 1 | 2 | 3
[56 empty] | Proportion of Peak Hours Covered = | 100% | 100% | 100%
[55 empty] | Project COD = | 2018
[55 empty] | Effective kW = | 20520 |  |  |  | 13245107.6094 | 0 | 9490661.4103 | 22735769.0198
[60 empty] | check | check | check
| I/S Year |  | Capital (2015$s) | 2016 | 2017 | 2018 | 2019 | 2020 | 2021 | 2022 | 2023 | 2024 | 2025 | 2026 | 2027 | 2028 | 2029 | 2030 | 2031 | 2032 | 2033 | 2034 | 2035 | 2036 | 2037 | 2038 | 2039 | 2040 | 2041 | 2042 | 2043 | 2044 | 2045 | 2046 | 2047 | 2048 | 2049 | 2050 | 2051 | 2052 | 2053 | 2054 | 2055 | 2056 | 2057 | 2058 | 2059 | 2060 | 2061 | 2062 | 2063 | 2064 |  | MW Required by 2022 | NPV Base $M | Differential NPV $M | Differential NPV $M (adjusted for COD of Selected Project) | Differntial NPV $/MW | NPV of Transmission Avoided Costs for Selected Project
Area I Projects: | [53 empty] | 15
Amagansett Conversion 33 kV | 2017 |  | 8 | 0 | 0.97582 | 0.97582 | 0.97582 | 0.97582 | 0.97582 | 0.97582 | 0.97582 | 0.97582 | 0.97582 | 0.97582 | 0.97582 | 0.97582 | 0.97582 | 0.97582 | 0.97582 | 0.97582 | 0.97582 | 0.97582 | 0.97582 | 0.97582 | 0.97582 | 0.97582 | 0.97582 | 0.97582 | 0.97582 | 0.97582 | 0.97582 | 0.97582 | 0.97582 | 0.97582 | 0.97582 | 0.97582 | 0.97582 | 0.97582 | 0.97582 | [13 empty] | 35 |  | 14.2354
East Hampton Conversion 33 kV | 2017 |  | 3.2 | 0 | 0.39033 | 0.39033 | 0.39033 | 0.39033 | 0.39033 | 0.39033 | 0.39033 | 0.39033 | 0.39033 | 0.39033 | 0.39033 | 0.39033 | 0.39033 | 0.39033 | 0.39033 | 0.39033 | 0.39033 | 0.39033 | 0.39033 | 0.39033 | 0.39033 | 0.39033 | 0.39033 | 0.39033 | 0.39033 | 0.39033 | 0.39033 | 0.39033 | 0.39033 | 0.39033 | 0.39033 | 0.39033 | 0.39033 | 0.39033 | 0.39033 | [13 empty] | 35 |  | 5.6942
Buell Conversion 33 kV | 2017 |  | 3.7 | 0 | 0.45131 | 0.45131 | 0.45131 | 0.45131 | 0.45131 | 0.45131 | 0.45131 | 0.45131 | 0.45131 | 0.45131 | 0.45131 | 0.45131 | 0.45131 | 0.45131 | 0.45131 | 0.45131 | 0.45131 | 0.45131 | 0.45131 | 0.45131 | 0.45131 | 0.45131 | 0.45131 | 0.45131 | 0.45131 | 0.45131 | 0.45131 | 0.45131 | 0.45131 | 0.45131 | 0.45131 | 0.45131 | 0.45131 | 0.45131 | 0.45131 | [13 empty] | 35 |  | 6.5839
Hither Hills Conversion to 33 kV | 2018 |  | 4.8 | 0 | 0 | 0.60305 | 0.60305 | 0.60305 | 0.60305 | 0.60305 | 0.60305 | 0.60305 | 0.60305 | 0.60305 | 0.60305 | 0.60305 | 0.60305 | 0.60305 | 0.60305 | 0.60305 | 0.60305 | 0.60305 | 0.60305 | 0.60305 | 0.60305 | 0.60305 | 0.60305 | 0.60305 | 0.60305 | 0.60305 | 0.60305 | 0.60305 | 0.60305 | 0.60305 | 0.60305 | 0.60305 | 0.60305 | 0.60305 | 0.60305 | 0.60305 | [12 empty] | 35 |  | 8.3388
Culloden Pt Conversion to 33 kV | 2019 |  | 2.8 | 0 | 0 | 0 | 0.36233 | 0.36233 | 0.36233 | 0.36233 | 0.36233 | 0.36233 | 0.36233 | 0.36233 | 0.36233 | 0.36233 | 0.36233 | 0.36233 | 0.36233 | 0.36233 | 0.36233 | 0.36233 | 0.36233 | 0.36233 | 0.36233 | 0.36233 | 0.36233 | 0.36233 | 0.36233 | 0.36233 | 0.36233 | 0.36233 | 0.36233 | 0.36233 | 0.36233 | 0.36233 | 0.36233 | 0.36233 | 0.36233 | 0.36233 | 0.36233 | [11 empty] | 35 |  | 4.7491
No Deferral |  |  | 22.5 |  | 1.8175 | 2.4205 | 2.7828 | 2.7828 | 2.7828 | 2.7828 | 2.7828 | 2.7828 | 2.7828 | 2.7828 | 2.7828 | 2.7828 | 2.7828 | 2.7828 | 2.7828 | 2.7828 | 2.7828 | 2.7828 | 2.7828 | 2.7828 | 2.7828 | 2.7828 | 2.7828 | 2.7828 | 2.7828 | 2.7828 | 2.7828 | 2.7828 | 2.7828 | 2.7828 | 2.7828 | 2.7828 | 2.7828 | 2.7828 | 2.7828 | 0.96539 | 0.36233 | 0 | 0 | 0 | [10 empty] | 39.6013
Amagansett Conversion 33 kV | 2030 |  | 8 | [14 empty] | 1.433 | 1.433 | 1.433 | 1.433 | 1.433 | 1.433 | 1.433 | 1.433 | 1.433 | 1.433 | 1.433 | 1.433 | 1.433 | 1.433 | 1.433 | 1.433 | 1.433 | 1.433 | 1.433 | 1.433 | 1.433 | 1.433 | 1.433 | 1.433 | 1.433 | 1.433 | 1.433 | 1.433 | 1.433 | 1.433 | 1.433 | 1.433 | 1.433 | 1.433 | 1.433 | 35 |  | 10.4225 | 3.8129 | 0 | 0 | 0
East Hampton Conversion 33 kV | 2030 |  | 3.2 | [14 empty] | 0.57321 | 0.57321 | 0.57321 | 0.57321 | 0.57321 | 0.57321 | 0.57321 | 0.57321 | 0.57321 | 0.57321 | 0.57321 | 0.57321 | 0.57321 | 0.57321 | 0.57321 | 0.57321 | 0.57321 | 0.57321 | 0.57321 | 0.57321 | 0.57321 | 0.57321 | 0.57321 | 0.57321 | 0.57321 | 0.57321 | 0.57321 | 0.57321 | 0.57321 | 0.57321 | 0.57321 | 0.57321 | 0.57321 | 0.57321 | 0.57321 | 35 |  | 4.169 | 1.5252 | 0 | 0 | 0
Buell Conversion 33 kV | 2030 |  | 3.7 | [14 empty] | 0.66277 | 0.66277 | 0.66277 | 0.66277 | 0.66277 | 0.66277 | 0.66277 | 0.66277 | 0.66277 | 0.66277 | 0.66277 | 0.66277 | 0.66277 | 0.66277 | 0.66277 | 0.66277 | 0.66277 | 0.66277 | 0.66277 | 0.66277 | 0.66277 | 0.66277 | 0.66277 | 0.66277 | 0.66277 | 0.66277 | 0.66277 | 0.66277 | 0.66277 | 0.66277 | 0.66277 | 0.66277 | 0.66277 | 0.66277 | 0.66277 | 35 |  | 4.8204 | 1.7635 | 0 | 0 | 0
Hither Hills Conversion to 33 kV | 2030 |  | 4.8 | [14 empty] | 0.85981 | 0.85981 | 0.85981 | 0.85981 | 0.85981 | 0.85981 | 0.85981 | 0.85981 | 0.85981 | 0.85981 | 0.85981 | 0.85981 | 0.85981 | 0.85981 | 0.85981 | 0.85981 | 0.85981 | 0.85981 | 0.85981 | 0.85981 | 0.85981 | 0.85981 | 0.85981 | 0.85981 | 0.85981 | 0.85981 | 0.85981 | 0.85981 | 0.85981 | 0.85981 | 0.85981 | 0.85981 | 0.85981 | 0.85981 | 0.85981 | 35 |  | 6.2535 | 2.0853 | 2.0853 | 139022.8879 | 2852749.6603
Culloden Pt Conversion to 33 kV | 2030 |  | 2.8 | [14 empty] | 0.50156 | 0.50156 | 0.50156 | 0.50156 | 0.50156 | 0.50156 | 0.50156 | 0.50156 | 0.50156 | 0.50156 | 0.50156 | 0.50156 | 0.50156 | 0.50156 | 0.50156 | 0.50156 | 0.50156 | 0.50156 | 0.50156 | 0.50156 | 0.50156 | 0.50156 | 0.50156 | 0.50156 | 0.50156 | 0.50156 | 0.50156 | 0.50156 | 0.50156 | 0.50156 | 0.50156 | 0.50156 | 0.50156 | 0.50156 | 0.50156 | 35 |  | 3.6479 | 1.1012 | 1.1012 | 73412.135 | 1506417.0102
Deferral to Indicated Year |  |  | 22.5 | [6 empty] | 0 | 0 | 0 | 0 | 0 | 0 | 0 | 0 | 4.0304 | 4.0304 | 4.0304 | 4.0304 | 4.0304 | 4.0304 | 4.0304 | 4.0304 | 4.0304 | 4.0304 | 4.0304 | 4.0304 | 4.0304 | 4.0304 | 4.0304 | 4.0304 | 4.0304 | 4.0304 | 4.0304 | 4.0304 | 4.0304 | 4.0304 | 4.0304 | 4.0304 | 4.0304 | 4.0304 | 4.0304 | 4.0304 | 4.0304 | 4.0304 | 4.0304 | 4.0304 | 4.0304 | 4.0304 | 4.0304 | 35 |  | 29.3132 | 10.2881 | 3.1865 | 212435.0229 | 4359166.6706 | =Area I Portion
[59 empty] | 26490215.2189 | =Area I+II+III Portions
Annual Avoided Costs for Deferral to Indicated Year:
Amagansett Conversion 33 kV | 2030 |  |  | 0 | 0.97582 | 0.97582 | 0.97582 | 0.97582 | 0.97582 | 0.97582 | 0.97582 | 0.97582 | 0.97582 | 0.97582 | 0.97582 | 0.97582 | 0.97582 | -0.4572 | -0.4572 | -0.4572 | -0.4572 | -0.4572 | -0.4572 | -0.4572 | -0.4572 | -0.4572 | -0.4572 | -0.4572 | -0.4572 | -0.4572 | -0.4572 | -0.4572 | -0.4572 | -0.4572 | -0.4572 | -0.4572 | -0.4572 | -0.4572 | -0.4572 | -1.433 | -1.433 | -1.433 | -1.433 | -1.433 | -1.433 | -1.433 | -1.433 | -1.433 | -1.433 | -1.433 | -1.433 | -1.433 | 35 |  |  | 3.8129
East Hampton Conversion 33 kV | 2030 |  |  | 0 | 0.39033 | 0.39033 | 0.39033 | 0.39033 | 0.39033 | 0.39033 | 0.39033 | 0.39033 | 0.39033 | 0.39033 | 0.39033 | 0.39033 | 0.39033 | -0.18288 | -0.18288 | -0.18288 | -0.18288 | -0.18288 | -0.18288 | -0.18288 | -0.18288 | -0.18288 | -0.18288 | -0.18288 | -0.18288 | -0.18288 | -0.18288 | -0.18288 | -0.18288 | -0.18288 | -0.18288 | -0.18288 | -0.18288 | -0.18288 | -0.18288 | -0.57321 | -0.57321 | -0.57321 | -0.57321 | -0.57321 | -0.57321 | -0.57321 | -0.57321 | -0.57321 | -0.57321 | -0.57321 | -0.57321 | -0.57321 | 35 |  |  | 1.5252
Buell Conversion 33 kV | 2030 |  |  | 0 | 0.45131 | 0.45131 | 0.45131 | 0.45131 | 0.45131 | 0.45131 | 0.45131 | 0.45131 | 0.45131 | 0.45131 | 0.45131 | 0.45131 | 0.45131 | -0.21146 | -0.21146 | -0.21146 | -0.21146 | -0.21146 | -0.21146 | -0.21146 | -0.21146 | -0.21146 | -0.21146 | -0.21146 | -0.21146 | -0.21146 | -0.21146 | -0.21146 | -0.21146 | -0.21146 | -0.21146 | -0.21146 | -0.21146 | -0.21146 | -0.21146 | -0.66277 | -0.66277 | -0.66277 | -0.66277 | -0.66277 | -0.66277 | -0.66277 | -0.66277 | -0.66277 | -0.66277 | -0.66277 | -0.66277 | -0.66277 | 35 |  |  | 1.7635
Hither Hills Conversion to 33 kV | 2030 |  |  | 0 | 0 | 0.60305 | 0.60305 | 0.60305 | 0.60305 | 0.60305 | 0.60305 | 0.60305 | 0.60305 | 0.60305 | 0.60305 | 0.60305 | 0.60305 | -0.25676 | -0.25676 | -0.25676 | -0.25676 | -0.25676 | -0.25676 | -0.25676 | -0.25676 | -0.25676 | -0.25676 | -0.25676 | -0.25676 | -0.25676 | -0.25676 | -0.25676 | -0.25676 | -0.25676 | -0.25676 | -0.25676 | -0.25676 | -0.25676 | -0.25676 | -0.25676 | -0.85981 | -0.85981 | -0.85981 | -0.85981 | -0.85981 | -0.85981 | -0.85981 | -0.85981 | -0.85981 | -0.85981 | -0.85981 | -0.85981 | 35 |  |  | 2.0853
Culloden Pt Conversion to 33 kV | 2030 |  |  | 0 | 0 | 0 | 0.36233 | 0.36233 | 0.36233 | 0.36233 | 0.36233 | 0.36233 | 0.36233 | 0.36233 | 0.36233 | 0.36233 | 0.36233 | -0.13922 | -0.13922 | -0.13922 | -0.13922 | -0.13922 | -0.13922 | -0.13922 | -0.13922 | -0.13922 | -0.13922 | -0.13922 | -0.13922 | -0.13922 | -0.13922 | -0.13922 | -0.13922 | -0.13922 | -0.13922 | -0.13922 | -0.13922 | -0.13922 | -0.13922 | -0.13922 | -0.13922 | -0.50156 | -0.50156 | -0.50156 | -0.50156 | -0.50156 | -0.50156 | -0.50156 | -0.50156 | -0.50156 | -0.50156 | -0.50156 | 35 |  |  | 1.1012
Area II Projects: | [53 empty] | 33
Bridgehampton - Buell New 69 kV UG Cable | 2020 |  | 33.2 | 0 | 0 | 0 | 0 | 4.4251 | 4.4251 | 4.4251 | 4.4251 | 4.4251 | 4.4251 | 4.4251 | 4.4251 | 4.4251 | 4.4251 | 4.4251 | 4.4251 | 4.4251 | 4.4251 | 4.4251 | 4.4251 | 4.4251 | 4.4251 | 4.4251 | 4.4251 | 4.4251 | 4.4251 | 4.4251 | 4.4251 | 4.4251 | 4.4251 | 4.4251 | 4.4251 | 4.4251 | 4.4251 | 4.4251 | 4.4251 | 4.4251 | 4.4251 | 4.4251 | [10 empty] | 35 |  | 54.9758
No Deferral |  |  | 33.2 |  | 0 | 0 | 0 | 4.4251 | 4.4251 | 4.4251 | 4.4251 | 4.4251 | 4.4251 | 4.4251 | 4.4251 | 4.4251 | 4.4251 | 4.4251 | 4.4251 | 4.4251 | 4.4251 | 4.4251 | 4.4251 | 4.4251 | 4.4251 | 4.4251 | 4.4251 | 4.4251 | 4.4251 | 4.4251 | 4.4251 | 4.4251 | 4.4251 | 4.4251 | 4.4251 | 4.4251 | 4.4251 | 4.4251 | 4.4251 | 4.4251 | 4.4251 | 4.4251 | [10 empty] | 35 |  | 54.9758
Bridgehampton - Buell New 69 kV UG Cable | 2026 |  | 33.2 | [10 empty] | 5.2839 | 5.2839 | 5.2839 | 5.2839 | 5.2839 | 5.2839 | 5.2839 | 5.2839 | 5.2839 | 5.2839 | 5.2839 | 5.2839 | 5.2839 | 5.2839 | 5.2839 | 5.2839 | 5.2839 | 5.2839 | 5.2839 | 5.2839 | 5.2839 | 5.2839 | 5.2839 | 5.2839 | 5.2839 | 5.2839 | 5.2839 | 5.2839 | 5.2839 | 5.2839 | 5.2839 | 5.2839 | 5.2839 | 5.2839 | 5.2839 |  |  |  |  | 35 |  | 47.608 | 7.3678 | 7.3678 | 153495.4058 | 3149725.7276
Deferral to Indicated Year |  |  | 33.2 | [6 empty] | 0 | 0 | 0 | 0 | 5.2839 | 5.2839 | 5.2839 | 5.2839 | 5.2839 | 5.2839 | 5.2839 | 5.2839 | 5.2839 | 5.2839 | 5.2839 | 5.2839 | 5.2839 | 5.2839 | 5.2839 | 5.2839 | 5.2839 | 5.2839 | 5.2839 | 5.2839 | 5.2839 | 5.2839 | 5.2839 | 5.2839 | 5.2839 | 5.2839 | 5.2839 | 5.2839 | 5.2839 | 5.2839 | 5.2839 | 5.2839 | 5.2839 | 5.2839 | 5.2839 |  |  |  |  | 35 |  | 47.608 | 7.3678 | 7.3678 | 153495.4058 | 3149725.7276 | =Area II Portion
[59 empty] | 22131048.5483 | =Area II+III Portions
Annual Avoided Costs for Deferral to Indicated Year:
Bridgehampton - Buell New 69 kV UG Cable | 2026 |  |  | 0 | 0 | 0 | 0 | 4.4251 | 4.4251 | 4.4251 | 4.4251 | 4.4251 | 4.4251 | -0.85871 | -0.85871 | -0.85871 | -0.85871 | -0.85871 | -0.85871 | -0.85871 | -0.85871 | -0.85871 | -0.85871 | -0.85871 | -0.85871 | -0.85871 | -0.85871 | -0.85871 | -0.85871 | -0.85871 | -0.85871 | -0.85871 | -0.85871 | -0.85871 | -0.85871 | -0.85871 | -0.85871 | -0.85871 | -0.85871 | -0.85871 | -0.85871 | -0.85871 | -5.2839 | -5.2839 | -5.2839 | -5.2839 | -5.2839 | -5.2839 |  |  |  |  | 35 |  |  | 7.3678
0
Area III Projects: | [52 empty] | 0 | 15
New Canal - Southampton Cable | 2017 |  | 37.6 | 0 | 4.5863 | 4.5863 | 4.5863 | 4.5863 | 4.5863 | 4.5863 | 4.5863 | 4.5863 | 4.5863 | 4.5863 | 4.5863 | 4.5863 | 4.5863 | 4.5863 | 4.5863 | 4.5863 | 4.5863 | 4.5863 | 4.5863 | 4.5863 | 4.5863 | 4.5863 | 4.5863 | 4.5863 | 4.5863 | 4.5863 | 4.5863 | 4.5863 | 4.5863 | 4.5863 | 4.5863 | 4.5863 | 4.5863 | 4.5863 | 4.5863 | [13 empty] | 35 |  | 66.9063
Upgrade Wildwood - Riverhead to 138 kV | 2017 |  | 7.7 | 0 | 0.93922 | 0.93922 | 0.93922 | 0.93922 | 0.93922 | 0.93922 | 0.93922 | 0.93922 | 0.93922 | 0.93922 | 0.93922 | 0.93922 | 0.93922 | 0.93922 | 0.93922 | 0.93922 | 0.93922 | 0.93922 | 0.93922 | 0.93922 | 0.93922 | 0.93922 | 0.93922 | 0.93922 | 0.93922 | 0.93922 | 0.93922 | 0.93922 | 0.93922 | 0.93922 | 0.93922 | 0.93922 | 0.93922 | 0.93922 | 0.93922 | [13 empty] | 35 |  | 13.7016
Riverhead Canal 2nd Line and Bank | 2017 |  | 136.8 | 0 | 16.6864 | 16.6864 | 16.6864 | 16.6864 | 16.6864 | 16.6864 | 16.6864 | 16.6864 | 16.6864 | 16.6864 | 16.6864 | 16.6864 | 16.6864 | 16.6864 | 16.6864 | 16.6864 | 16.6864 | 16.6864 | 16.6864 | 16.6864 | 16.6864 | 16.6864 | 16.6864 | 16.6864 | 16.6864 | 16.6864 | 16.6864 | 16.6864 | 16.6864 | 16.6864 | 16.6864 | 16.6864 | 16.6864 | 16.6864 | 16.6864 | [13 empty] | 35 |  | 243.4251
Canal - Wainscott New 138 kV UG Cable | 2022 |  | 275.5 | 0 | 0 | 0 | 0 | 0 | 0 | 38.957 | 38.957 | 38.957 | 38.957 | 38.957 | 38.957 | 38.957 | 38.957 | 38.957 | 38.957 | 38.957 | 38.957 | 38.957 | 38.957 | 38.957 | 38.957 | 38.957 | 38.957 | 38.957 | 38.957 | 38.957 | 38.957 | 38.957 | 38.957 | 38.957 | 38.957 | 38.957 | 38.957 | 38.957 | 38.957 | 38.957 | 38.957 | 38.957 | 38.957 | 38.957 | [8 empty] | 35 |  | 434.8353
No Deferral |  |  | 457.6 |  | 22.212 | 22.212 | 22.212 | 22.212 | 22.212 | 61.169 | 61.169 | 61.169 | 61.169 | 61.169 | 61.169 | 61.169 | 61.169 | 61.169 | 61.169 | 61.169 | 61.169 | 61.169 | 61.169 | 61.169 | 61.169 | 61.169 | 61.169 | 61.169 | 61.169 | 61.169 | 61.169 | 61.169 | 61.169 | 61.169 | 61.169 | 61.169 | 61.169 | 61.169 | 61.169 | 38.957 | 38.957 | 38.957 | 38.957 | 38.957 | [10 empty] | 758.8683
New Canal - Southampton Cable | 2023 |  | 37.6 | [7 empty] | 5.4763 | 5.4763 | 5.4763 | 5.4763 | 5.4763 | 5.4763 | 5.4763 | 5.4763 | 5.4763 | 5.4763 | 5.4763 | 5.4763 | 5.4763 | 5.4763 | 5.4763 | 5.4763 | 5.4763 | 5.4763 | 5.4763 | 5.4763 | 5.4763 | 5.4763 | 5.4763 | 5.4763 | 5.4763 | 5.4763 | 5.4763 | 5.4763 | 5.4763 | 5.4763 | 5.4763 | 5.4763 | 5.4763 | 5.4763 | 5.4763 | [7 empty] | 35 |  | 57.9396 | 8.9667 | 0 | 0 | 0
Upgrade Wildwood - Riverhead to 138 kV | 2022 |  | 7.7 | [6 empty] | 1.0888 | 1.0888 | 1.0888 | 1.0888 | 1.0888 | 1.0888 | 1.0888 | 1.0888 | 1.0888 | 1.0888 | 1.0888 | 1.0888 | 1.0888 | 1.0888 | 1.0888 | 1.0888 | 1.0888 | 1.0888 | 1.0888 | 1.0888 | 1.0888 | 1.0888 | 1.0888 | 1.0888 | 1.0888 | 1.0888 | 1.0888 | 1.0888 | 1.0888 | 1.0888 | 1.0888 | 1.0888 | 1.0888 | 1.0888 | 1.0888 | [8 empty] | 35 |  | 12.1533 | 1.5483 | 0 | 0 | 0
Riverhead Canal 2nd Line and Bank | 2023 |  | 136.8 | [7 empty] | 19.9245 | 19.9245 | 19.9245 | 19.9245 | 19.9245 | 19.9245 | 19.9245 | 19.9245 | 19.9245 | 19.9245 | 19.9245 | 19.9245 | 19.9245 | 19.9245 | 19.9245 | 19.9245 | 19.9245 | 19.9245 | 19.9245 | 19.9245 | 19.9245 | 19.9245 | 19.9245 | 19.9245 | 19.9245 | 19.9245 | 19.9245 | 19.9245 | 19.9245 | 19.9245 | 19.9245 | 19.9245 | 19.9245 | 19.9245 | 19.9245 | [7 empty] | 35 |  | 210.8017 | 32.6235 | 0 | 0 | 0
Canal - Wainscott New 138 kV UG Cable | 2028 |  | 275.5 | [12 empty] | 46.5167 | 46.5167 | 46.5167 | 46.5167 | 46.5167 | 46.5167 | 46.5167 | 46.5167 | 46.5167 | 46.5167 | 46.5167 | 46.5167 | 46.5167 | 46.5167 | 46.5167 | 46.5167 | 46.5167 | 46.5167 | 46.5167 | 46.5167 | 46.5167 | 46.5167 | 46.5167 | 46.5167 | 46.5167 | 46.5167 | 46.5167 | 46.5167 | 46.5167 | 46.5167 | 46.5167 | 46.5167 | 46.5167 | 46.5167 | 46.5167 |  |  | 35 |  | 376.5593 | 58.276 | 58.276 | 925015.732 | 18981322.8207
Deferral to Indicated Year |  |  | 457.6 | [6 empty] | 1.0888 | 26.4896 | 26.4896 | 26.4896 | 26.4896 | 26.4896 | 73.0063 | 73.0063 | 73.0063 | 73.0063 | 73.0063 | 73.0063 | 73.0063 | 73.0063 | 73.0063 | 73.0063 | 73.0063 | 73.0063 | 73.0063 | 73.0063 | 73.0063 | 73.0063 | 73.0063 | 73.0063 | 73.0063 | 73.0063 | 73.0063 | 73.0063 | 73.0063 | 73.0063 | 73.0063 | 73.0063 | 73.0063 | 73.0063 | 73.0063 | 71.9175 | 46.5167 | 46.5167 | 46.5167 | 46.5167 | 46.5167 |  |  | 41 |  | 657.4539 | 101.4144 | 58.276 | 925015.732 | 18981322.8207 | =Area III Portion
[59 empty] | 18981322.8207 | =Area III Portion
Annual Avoided Costs for Deferral to Indicated Year:
New Canal - Southampton Cable | 2023 |  |  | 0 | 4.5863 | 4.5863 | 4.5863 | 4.5863 | 4.5863 | 4.5863 | -0.88999 | -0.88999 | -0.88999 | -0.88999 | -0.88999 | -0.88999 | -0.88999 | -0.88999 | -0.88999 | -0.88999 | -0.88999 | -0.88999 | -0.88999 | -0.88999 | -0.88999 | -0.88999 | -0.88999 | -0.88999 | -0.88999 | -0.88999 | -0.88999 | -0.88999 | -0.88999 | -0.88999 | -0.88999 | -0.88999 | -0.88999 | -0.88999 | -0.88999 | -5.4763 | -5.4763 | -5.4763 | -5.4763 | -5.4763 | -5.4763 | 0 | 0 | 0 | 0 | 0 |  |  | 35 |  |  | 8.9667
Upgrade Wildwood - Riverhead to 138 kV | 2022 |  |  | 0 | 0.93922 | 0.93922 | 0.93922 | 0.93922 | 0.93922 | -0.14959 | -0.14959 | -0.14959 | -0.14959 | -0.14959 | -0.14959 | -0.14959 | -0.14959 | -0.14959 | -0.14959 | -0.14959 | -0.14959 | -0.14959 | -0.14959 | -0.14959 | -0.14959 | -0.14959 | -0.14959 | -0.14959 | -0.14959 | -0.14959 | -0.14959 | -0.14959 | -0.14959 | -0.14959 | -0.14959 | -0.14959 | -0.14959 | -0.14959 | -0.14959 | -1.0888 | -1.0888 | -1.0888 | -1.0888 | -1.0888 | 0 | 0 | 0 | 0 | 0 | 0 |  |  | 35 |  |  | 1.5483
Riverhead Canal 2nd Line and Bank | 2023 |  |  | 0 | 16.6864 | 16.6864 | 16.6864 | 16.6864 | 16.6864 | 16.6864 | -3.238 | -3.238 | -3.238 | -3.238 | -3.238 | -3.238 | -3.238 | -3.238 | -3.238 | -3.238 | -3.238 | -3.238 | -3.238 | -3.238 | -3.238 | -3.238 | -3.238 | -3.238 | -3.238 | -3.238 | -3.238 | -3.238 | -3.238 | -3.238 | -3.238 | -3.238 | -3.238 | -3.238 | -3.238 | -19.9245 | -19.9245 | -19.9245 | -19.9245 | -19.9245 | -19.9245 | 0 | 0 | 0 | 0 | 0 |  |  | 35 |  |  | 32.6235
Canal - Wainscott New 138 kV UG Cable | 2028 |  |  | 0 | 0 | 0 | 0 | 0 | 0 | 38.957 | 38.957 | 38.957 | 38.957 | 38.957 | 38.957 | -7.5597 | -7.5597 | -7.5597 | -7.5597 | -7.5597 | -7.5597 | -7.5597 | -7.5597 | -7.5597 | -7.5597 | -7.5597 | -7.5597 | -7.5597 | -7.5597 | -7.5597 | -7.5597 | -7.5597 | -7.5597 | -7.5597 | -7.5597 | -7.5597 | -7.5597 | -7.5597 | -7.5597 | -7.5597 | -7.5597 | -7.5597 | -7.5597 | -7.5597 | -46.5167 | -46.5167 | -46.5167 | -46.5167 | -46.5167 | -46.5167 | [5 empty] | 58.276
Total - All Areas (No Deferrals,$Millions) |  |  | 513.3 |  | 24.0294 | 24.6325 | 24.9948 | 29.42 | 29.42 | 68.377 | 68.377 | 68.377 | 68.377 | 68.377 | 68.377 | 68.377 | 68.377 | 68.377 | 68.377 | 68.377 | 68.377 | 68.377 | 68.377 | 68.377 | 68.377 | 68.377 | 68.377 | 68.377 | 68.377 | 68.377 | 68.377 | 68.377 | 68.377 | 68.377 | 68.377 | 68.377 | 68.377 | 68.377 | 68.377 | 44.3475 | 43.7445 | 43.3821 | 38.957 | 38.957 | 0 | 0 | 0 | 0 | 0 | 0 | 0 | 0 |  | 63 | 853.4454 | 119.0703 | = max. total avoided cost in portfolio
Annual Avoided Costs for Deferrals - Area 1 Proposal: (see note*) | Deferral Year |  |  | 2016 | 2017 | 2018 | 2019 | 2020 | 2021 | 2022 | 2023 | 2024 | 2025 | 2026 | 2027 | 2028 | 2029 | 2030 | 2031 | 2032 | 2033 | 2034 | 2035 | 2036 | 2037 | 2038 | 2039 | 2040 | 2041 | 2042 | 2043 | 2044 | 2045 | 2046 | 2047 | 2048 | 2049 | 2050 | 2051 | 2052 | 2053 | 2054 | 2055 | 2056 | 2057 | 2058 | 2059 | 2060 | 2061 | 2062 | 2063 | 2064 |  |  | Differential NPV $M |  | Differential NPV $M (adjusted for COD of Selected Project) | Differntial NPV $/MW | NPV of Transmission Avoided Costs for Selected Project
Area I Projects:
Amagansett Conversion 33 kV | 2030 |  |  | 0 | 0.97582 | 0.97582 | 0.97582 | 0.97582 | 0.97582 | 0.97582 | 0.97582 | 0.97582 | 0.97582 | 0.97582 | 0.97582 | 0.97582 | 0.97582 | -0.4572 | -0.4572 | -0.4572 | -0.4572 | -0.4572 | -0.4572 | -0.4572 | -0.4572 | -0.4572 | -0.4572 | -0.4572 | -0.4572 | -0.4572 | -0.4572 | -0.4572 | -0.4572 | -0.4572 | -0.4572 | -0.4572 | -0.4572 | -0.4572 | -0.4572 | -1.433 | -1.433 | -1.433 | -1.433 | -1.433 | -1.433 | -1.433 | -1.433 | -1.433 | -1.433 | -1.433 | -1.433 | -1.433 |  |  | 3.8129 |  | 0 | 0 | 0
East Hampton Conversion 33 kV | 2030 |  |  | 0 | 0.39033 | 0.39033 | 0.39033 | 0.39033 | 0.39033 | 0.39033 | 0.39033 | 0.39033 | 0.39033 | 0.39033 | 0.39033 | 0.39033 | 0.39033 | -0.18288 | -0.18288 | -0.18288 | -0.18288 | -0.18288 | -0.18288 | -0.18288 | -0.18288 | -0.18288 | -0.18288 | -0.18288 | -0.18288 | -0.18288 | -0.18288 | -0.18288 | -0.18288 | -0.18288 | -0.18288 | -0.18288 | -0.18288 | -0.18288 | -0.18288 | -0.57321 | -0.57321 | -0.57321 | -0.57321 | -0.57321 | -0.57321 | -0.57321 | -0.57321 | -0.57321 | -0.57321 | -0.57321 | -0.57321 | -0.57321 |  |  | 1.5252 |  | 0 | 0 | 0
Buell Conversion 33 kV | 2030 |  |  | 0 | 0.45131 | 0.45131 | 0.45131 | 0.45131 | 0.45131 | 0.45131 | 0.45131 | 0.45131 | 0.45131 | 0.45131 | 0.45131 | 0.45131 | 0.45131 | -0.21146 | -0.21146 | -0.21146 | -0.21146 | -0.21146 | -0.21146 | -0.21146 | -0.21146 | -0.21146 | -0.21146 | -0.21146 | -0.21146 | -0.21146 | -0.21146 | -0.21146 | -0.21146 | -0.21146 | -0.21146 | -0.21146 | -0.21146 | -0.21146 | -0.21146 | -0.66277 | -0.66277 | -0.66277 | -0.66277 | -0.66277 | -0.66277 | -0.66277 | -0.66277 | -0.66277 | -0.66277 | -0.66277 | -0.66277 | -0.66277 |  |  | 1.7635 |  | 0 | 0 | 0
Hither Hills Conversion to 33 kV | 2030 |  |  | 0 | 0 | 0.60305 | 0.60305 | 0.60305 | 0.60305 | 0.60305 | 0.60305 | 0.60305 | 0.60305 | 0.60305 | 0.60305 | 0.60305 | 0.60305 | -0.25676 | -0.25676 | -0.25676 | -0.25676 | -0.25676 | -0.25676 | -0.25676 | -0.25676 | -0.25676 | -0.25676 | -0.25676 | -0.25676 | -0.25676 | -0.25676 | -0.25676 | -0.25676 | -0.25676 | -0.25676 | -0.25676 | -0.25676 | -0.25676 | -0.25676 | -0.25676 | -0.85981 | -0.85981 | -0.85981 | -0.85981 | -0.85981 | -0.85981 | -0.85981 | -0.85981 | -0.85981 | -0.85981 | -0.85981 | -0.85981 |  |  | 2.0853 |  | 2.0853 | 139022.8879 | 1426374.8302
Culloden Pt Conversion to 33 kV | 2030 |  |  | 0 | 0 | 0 | 0.36233 | 0.36233 | 0.36233 | 0.36233 | 0.36233 | 0.36233 | 0.36233 | 0.36233 | 0.36233 | 0.36233 | 0.36233 | -0.13922 | -0.13922 | -0.13922 | -0.13922 | -0.13922 | -0.13922 | -0.13922 | -0.13922 | -0.13922 | -0.13922 | -0.13922 | -0.13922 | -0.13922 | -0.13922 | -0.13922 | -0.13922 | -0.13922 | -0.13922 | -0.13922 | -0.13922 | -0.13922 | -0.13922 | -0.13922 | -0.13922 | -0.50156 | -0.50156 | -0.50156 | -0.50156 | -0.50156 | -0.50156 | -0.50156 | -0.50156 | -0.50156 | -0.50156 | -0.50156 |  |  | 1.1012 |  | 1.1012 | 73412.135 | 753208.5051
[59 empty] | 2179583.3353 | =Area I Portion
Area II Projects: | [58 empty] | 13245107.6094 | =Area I+II+III Portions
Bridgehampton - Buell New 69 kV UG Cable | 2026 |  |  | 0 | 0 | 0 | 0 | 4.4251 | 4.4251 | 4.4251 | 4.4251 | 4.4251 | 4.4251 | -0.85871 | -0.85871 | -0.85871 | -0.85871 | -0.85871 | -0.85871 | -0.85871 | -0.85871 | -0.85871 | -0.85871 | -0.85871 | -0.85871 | -0.85871 | -0.85871 | -0.85871 | -0.85871 | -0.85871 | -0.85871 | -0.85871 | -0.85871 | -0.85871 | -0.85871 | -0.85871 | -0.85871 | -0.85871 | -0.85871 | -0.85871 | -0.85871 | -0.85871 | -5.2839 | -5.2839 | -5.2839 | -5.2839 | -5.2839 | -5.2839 | 0 | 0 | 0 | 0 |  |  | 7.3678 |  | 7.3678 | 153495.4058 | 1574862.8638
[59 empty] | 1574862.8638 | =Area II Portion
Area III Projects: | [58 empty] | 11065524.2741 | =Area II+III Portions
New Canal - Southampton Cable | 2023 |  |  | 0 | 4.5863 | 4.5863 | 4.5863 | 4.5863 | 4.5863 | 4.5863 | -0.88999 | -0.88999 | -0.88999 | -0.88999 | -0.88999 | -0.88999 | -0.88999 | -0.88999 | -0.88999 | -0.88999 | -0.88999 | -0.88999 | -0.88999 | -0.88999 | -0.88999 | -0.88999 | -0.88999 | -0.88999 | -0.88999 | -0.88999 | -0.88999 | -0.88999 | -0.88999 | -0.88999 | -0.88999 | -0.88999 | -0.88999 | -0.88999 | -0.88999 | -5.4763 | -5.4763 | -5.4763 | -5.4763 | -5.4763 | -5.4763 | 0 | 0 | 0 | 0 | 0 | 0 | 0 |  |  | 8.9667 |  | 0 | 0 | 0
Upgrade Wildwood - Riverhead to 138 kV | 2022 |  |  | 0 | 0.93922 | 0.93922 | 0.93922 | 0.93922 | 0.93922 | -0.14959 | -0.14959 | -0.14959 | -0.14959 | -0.14959 | -0.14959 | -0.14959 | -0.14959 | -0.14959 | -0.14959 | -0.14959 | -0.14959 | -0.14959 | -0.14959 | -0.14959 | -0.14959 | -0.14959 | -0.14959 | -0.14959 | -0.14959 | -0.14959 | -0.14959 | -0.14959 | -0.14959 | -0.14959 | -0.14959 | -0.14959 | -0.14959 | -0.14959 | -0.14959 | -1.0888 | -1.0888 | -1.0888 | -1.0888 | -1.0888 | 0 | 0 | 0 | 0 | 0 | 0 | 0 | 0 |  |  | 1.5483 |  | 0 | 0 | 0
Riverhead Canal 2nd Line and Bank | 2023 |  |  | 0 | 16.6864 | 16.6864 | 16.6864 | 16.6864 | 16.6864 | 16.6864 | -3.238 | -3.238 | -3.238 | -3.238 | -3.238 | -3.238 | -3.238 | -3.238 | -3.238 | -3.238 | -3.238 | -3.238 | -3.238 | -3.238 | -3.238 | -3.238 | -3.238 | -3.238 | -3.238 | -3.238 | -3.238 | -3.238 | -3.238 | -3.238 | -3.238 | -3.238 | -3.238 | -3.238 | -3.238 | -19.9245 | -19.9245 | -19.9245 | -19.9245 | -19.9245 | -19.9245 | 0 | 0 | 0 | 0 | 0 | 0 | 0 |  |  | 32.6235 |  | 0 | 0 | 0
Canal - Wainscott New 138 kV UG Cable | 2028 |  |  | 0 | 0 | 0 | 0 | 0 | 0 | 38.957 | 38.957 | 38.957 | 38.957 | 38.957 | 38.957 | -7.5597 | -7.5597 | -7.5597 | -7.5597 | -7.5597 | -7.5597 | -7.5597 | -7.5597 | -7.5597 | -7.5597 | -7.5597 | -7.5597 | -7.5597 | -7.5597 | -7.5597 | -7.5597 | -7.5597 | -7.5597 | -7.5597 | -7.5597 | -7.5597 | -7.5597 | -7.5597 | -7.5597 | -7.5597 | -7.5597 | -7.5597 | -7.5597 | -7.5597 | -46.5167 | -46.5167 | -46.5167 | -46.5167 | -46.5167 | -46.5167 | 0 | 0 |  |  | 58.276 |  | 58.276 | 925015.732 | 9490661.4103
[59 empty] | 9490661.4103 | =Area III Portion
Total - Area 1 Proposal, $Millions (unadjusted) |  |  |  | 0 | 0 | 0.60305 | 0.96539 | 5.3905 | 5.3905 | 44.3475 | 44.3475 | 44.3475 | 44.3475 | 39.0637 | 39.0637 | -7.453 | -7.453 | -8.8144 | -8.8144 | -8.8144 | -8.8144 | -8.8144 | -8.8144 | -8.8144 | -8.8144 | -8.8144 | -8.8144 | -8.8144 | -8.8144 | -8.8144 | -8.8144 | -8.8144 | -8.8144 | -8.8144 | -8.8144 | -8.8144 | -8.8144 | -8.8144 | -8.8144 | -8.8144 | -9.4174 | -9.7798 | -14.2049 | -14.2049 | -53.1619 | -53.1619 | -53.1619 | -53.1619 | -47.878 | -47.878 | -1.3614 | -1.3614 |  |  | 68.8303 |  |  | 1290946.1608 | 13245107.6094
$/MW-yr |  |  |  | 0 | 0 | 40203.5861 | 64359.2408 | 156549.7282 | 156549.7282 | 774914.5398 | 774914.5398 | 774914.5398 | 774914.5398 | 664834.2766 | 664834.2766 | -73525.6468 | -73525.6468 | -164283.4228 | -164283.4228 | -164283.4228 | -164283.4228 | -164283.4228 | -164283.4228 | -164283.4228 | -164283.4228 | -164283.4228 | -164283.4228 | -164283.4228 | -164283.4228 | -164283.4228 | -164283.4228 | -164283.4228 | -164283.4228 | -164283.4228 | -164283.4228 | -164283.4228 | -164283.4228 | -164283.4228 | -164283.4228 | -164283.4228 | -204487.0089 | -228642.6636 | -320833.151 | -320833.151 | -939197.9626 | -939197.9626 | -939197.9626 | -939197.9626 | -829117.6994 | -829117.6994 | -90757.776 | -90757.776
$Millions (adjusted) |  |  |  | 0 | 0 | 0.41249 | 0.66033 | 1.6062 | 1.6062 | 7.9506 | 7.9506 | 7.9506 | 7.9506 | 6.8212 | 6.8212 | -0.75437 | -0.75437 | -1.6855 | -1.6855 | -1.6855 | -1.6855 | -1.6855 | -1.6855 | -1.6855 | -1.6855 | -1.6855 | -1.6855 | -1.6855 | -1.6855 | -1.6855 | -1.6855 | -1.6855 | -1.6855 | -1.6855 | -1.6855 | -1.6855 | -1.6855 | -1.6855 | -1.6855 | -1.6855 | -2.098 | -2.3459 | -3.2917 | -3.2917 | -9.6362 | -9.6362 | -9.6362 | -9.6362 | -8.5067 | -8.5067 | -0.93117 | -0.93117 |  |  | 13245.1076
Annual Avoided Costs for Deferrals - Area 2 Proposal: (see note*) | Deferral Year |  |  | 2016 | 2017 | 2018 | 2019 | 2020 | 2021 | 2022 | 2023 | 2024 | 2025 | 2026 | 2027 | 2028 | 2029 | 2030 | 2031 | 2032 | 2033 | 2034 | 2035 | 2036 | 2037 | 2038 | 2039 | 2040 | 2041 | 2042 | 2043 | 2044 | 2045 | 2046 | 2047 | 2048 | 2049 | 2050 | 2051 | 2052 | 2053 | 2054 | 2055 | 2056 | 2057 | 2058 | 2059 | 2060 | 2061 | 2062 | 2063 | 2064 |  |  | Differential NPV $M |  | Differential NPV $M (adjusted for COD of Selected Project) | Differntial NPV $/MW | NPV of Transmission Avoided Costs for Selected Project
Area I Projects:
Amagansett Conversion 33 kV | 2030 |  |  | 0 | 0 | 0 | 0 | 0 | 0 | 0 | 0 | 0 | 0 | 0 | 0 | 0 | 0 | 0 | 0 | 0 | 0 | 0 | 0 | 0 | 0 | 0 | 0 | 0 | 0 | 0 | 0 | 0 | 0 | 0 | 0 | 0 | 0 | 0 | 0 | 0 | 0 | 0 | 0 | 0 | 0 | 0 | 0 | 0 | 0 | 0 | 0 | 0 |  |  | 0 |  | 0 | 0 | 0
East Hampton Conversion 33 kV | 2030 |  |  | 0 | 0 | 0 | 0 | 0 | 0 | 0 | 0 | 0 | 0 | 0 | 0 | 0 | 0 | 0 | 0 | 0 | 0 | 0 | 0 | 0 | 0 | 0 | 0 | 0 | 0 | 0 | 0 | 0 | 0 | 0 | 0 | 0 | 0 | 0 | 0 | 0 | 0 | 0 | 0 | 0 | 0 | 0 | 0 | 0 | 0 | 0 | 0 | 0 |  |  | 0 |  | 0 | 0 | 0
Buell Conversion 33 kV | 2030 |  |  | 0 | 0 | 0 | 0 | 0 | 0 | 0 | 0 | 0 | 0 | 0 | 0 | 0 | 0 | 0 | 0 | 0 | 0 | 0 | 0 | 0 | 0 | 0 | 0 | 0 | 0 | 0 | 0 | 0 | 0 | 0 | 0 | 0 | 0 | 0 | 0 | 0 | 0 | 0 | 0 | 0 | 0 | 0 | 0 | 0 | 0 | 0 | 0 | 0 |  |  | 0 |  | 0 | 0 | 0
Hither Hills Conversion to 33 kV | 2030 |  |  | 0 | 0 | 0 | 0 | 0 | 0 | 0 | 0 | 0 | 0 | 0 | 0 | 0 | 0 | 0 | 0 | 0 | 0 | 0 | 0 | 0 | 0 | 0 | 0 | 0 | 0 | 0 | 0 | 0 | 0 | 0 | 0 | 0 | 0 | 0 | 0 | 0 | 0 | 0 | 0 | 0 | 0 | 0 | 0 | 0 | 0 | 0 | 0 | 0 |  |  | 0 |  | 0 | 0 | 0
Culloden Pt Conversion to 33 kV | 2030 |  |  | 0 | 0 | 0 | 0 | 0 | 0 | 0 | 0 | 0 | 0 | 0 | 0 | 0 | 0 | 0 | 0 | 0 | 0 | 0 | 0 | 0 | 0 | 0 | 0 | 0 | 0 | 0 | 0 | 0 | 0 | 0 | 0 | 0 | 0 | 0 | 0 | 0 | 0 | 0 | 0 | 0 | 0 | 0 | 0 | 0 | 0 | 0 | 0 | 0 |  |  | 0 |  | 0 | 0 | 0
[59 empty] | 0 | =Area I Portion
Area II Projects: | [58 empty] | 0 | =Area I+II+III Portions
Bridgehampton - Buell New 69 kV UG Cable | 2026 |  |  | 0 | 0 | 0 | 0 | 4.4251 | 4.4251 | 4.4251 | 4.4251 | 4.4251 | 4.4251 | -0.85871 | -0.85871 | -0.85871 | -0.85871 | -0.85871 | -0.85871 | -0.85871 | -0.85871 | -0.85871 | -0.85871 | -0.85871 | -0.85871 | -0.85871 | -0.85871 | -0.85871 | -0.85871 | -0.85871 | -0.85871 | -0.85871 | -0.85871 | -0.85871 | -0.85871 | -0.85871 | -0.85871 | -0.85871 | -0.85871 | -0.85871 | -0.85871 | -0.85871 | -5.2839 | -5.2839 | -5.2839 | -5.2839 | -5.2839 | -5.2839 | 0 | 0 | 0 | 0 |  |  | 7.3678 |  | 7.3678 | 153495.4058 | 0
[59 empty] | 0 | =Area II Portion
Area III Projects: | [58 empty] | 0 | =Area II+III Portions
New Canal - Southampton Cable | 2023 |  |  | 0 | 4.5863 | 4.5863 | 4.5863 | 4.5863 | 4.5863 | 4.5863 | -0.88999 | -0.88999 | -0.88999 | -0.88999 | -0.88999 | -0.88999 | -0.88999 | -0.88999 | -0.88999 | -0.88999 | -0.88999 | -0.88999 | -0.88999 | -0.88999 | -0.88999 | -0.88999 | -0.88999 | -0.88999 | -0.88999 | -0.88999 | -0.88999 | -0.88999 | -0.88999 | -0.88999 | -0.88999 | -0.88999 | -0.88999 | -0.88999 | -0.88999 | -5.4763 | -5.4763 | -5.4763 | -5.4763 | -5.4763 | -5.4763 | 0 | 0 | 0 | 0 | 0 | 0 | 0 |  |  | 8.9667 |  | 0 | 0 | 0
Upgrade Wildwood - Riverhead to 138 kV | 2022 |  |  | 0 | 0.93922 | 0.93922 | 0.93922 | 0.93922 | 0.93922 | -0.14959 | -0.14959 | -0.14959 | -0.14959 | -0.14959 | -0.14959 | -0.14959 | -0.14959 | -0.14959 | -0.14959 | -0.14959 | -0.14959 | -0.14959 | -0.14959 | -0.14959 | -0.14959 | -0.14959 | -0.14959 | -0.14959 | -0.14959 | -0.14959 | -0.14959 | -0.14959 | -0.14959 | -0.14959 | -0.14959 | -0.14959 | -0.14959 | -0.14959 | -0.14959 | -1.0888 | -1.0888 | -1.0888 | -1.0888 | -1.0888 | 0 | 0 | 0 | 0 | 0 | 0 | 0 | 0 |  |  | 1.5483 |  | 0 | 0 | 0
Riverhead Canal 2nd Line and Bank | 2023 |  |  | 0 | 16.6864 | 16.6864 | 16.6864 | 16.6864 | 16.6864 | 16.6864 | -3.238 | -3.238 | -3.238 | -3.238 | -3.238 | -3.238 | -3.238 | -3.238 | -3.238 | -3.238 | -3.238 | -3.238 | -3.238 | -3.238 | -3.238 | -3.238 | -3.238 | -3.238 | -3.238 | -3.238 | -3.238 | -3.238 | -3.238 | -3.238 | -3.238 | -3.238 | -3.238 | -3.238 | -3.238 | -19.9245 | -19.9245 | -19.9245 | -19.9245 | -19.9245 | -19.9245 | 0 | 0 | 0 | 0 | 0 | 0 | 0 |  |  | 32.6235 |  | 0 | 0 | 0
Canal - Wainscott New 138 kV UG Cable | 2028 |  |  | 0 | 0 | 0 | 0 | 0 | 0 | 38.957 | 38.957 | 38.957 | 38.957 | 38.957 | 38.957 | -7.5597 | -7.5597 | -7.5597 | -7.5597 | -7.5597 | -7.5597 | -7.5597 | -7.5597 | -7.5597 | -7.5597 | -7.5597 | -7.5597 | -7.5597 | -7.5597 | -7.5597 | -7.5597 | -7.5597 | -7.5597 | -7.5597 | -7.5597 | -7.5597 | -7.5597 | -7.5597 | -7.5597 | -7.5597 | -7.5597 | -7.5597 | -7.5597 | -7.5597 | -46.5167 | -46.5167 | -46.5167 | -46.5167 | -46.5167 | -46.5167 | 0 | 0 |  |  | 58.276 |  | 58.276 | 925015.732 | 0
[59 empty] | 0 | =Area III Portion
Total - Area 2 Proposal, $Millions (unadjusted) |  |  |  | 0 | 0 | 0 | 0 | 4.4251 | 4.4251 | 43.3821 | 43.3821 | 43.3821 | 43.3821 | 38.0983 | 38.0983 | -8.4184 | -8.4184 | -8.4184 | -8.4184 | -8.4184 | -8.4184 | -8.4184 | -8.4184 | -8.4184 | -8.4184 | -8.4184 | -8.4184 | -8.4184 | -8.4184 | -8.4184 | -8.4184 | -8.4184 | -8.4184 | -8.4184 | -8.4184 | -8.4184 | -8.4184 | -8.4184 | -8.4184 | -8.4184 | -8.4184 | -8.4184 | -12.8435 | -12.8435 | -51.8005 | -51.8005 | -51.8005 | -51.8005 | -46.5167 | -46.5167 | 0 | 0 |  |  | 65.6438 |  |  | 1078511.1378 | 0
$/MW-yr |  |  |  | 0 | 0 | 0 | 0 | 92190.4874 | 92190.4874 | 710555.299 | 710555.299 | 710555.299 | 710555.299 | 600475.0358 | 600475.0358 | -137884.8876 | -137884.8876 | -137884.8876 | -137884.8876 | -137884.8876 | -137884.8876 | -137884.8876 | -137884.8876 | -137884.8876 | -137884.8876 | -137884.8876 | -137884.8876 | -137884.8876 | -137884.8876 | -137884.8876 | -137884.8876 | -137884.8876 | -137884.8876 | -137884.8876 | -137884.8876 | -137884.8876 | -137884.8876 | -137884.8876 | -137884.8876 | -137884.8876 | -137884.8876 | -137884.8876 | -230075.375 | -230075.375 | -848440.1866 | -848440.1866 | -848440.1866 | -848440.1866 | -738359.9234 | -738359.9234 | 0 | 0
$Millions (adjusted) |  |  |  | 0 | 0 | 0 | 0 | 0 | 0 | 0 | 0 | 0 | 0 | 0 | 0 | 0 | 0 | 0 | 0 | 0 | 0 | 0 | 0 | 0 | 0 | 0 | 0 | 0 | 0 | 0 | 0 | 0 | 0 | 0 | 0 | 0 | 0 | 0 | 0 | 0 | 0 | 0 | 0 | 0 | 0 | 0 | 0 | 0 | 0 | 0 | 0 | 0 |  |  | 0
Annual Avoided Costs for Deferrals - Area 3 Proposal: (see note*) | Deferral Year |  |  | 2016 | 2017 | 2018 | 2019 | 2020 | 2021 | 2022 | 2023 | 2024 | 2025 | 2026 | 2027 | 2028 | 2029 | 2030 | 2031 | 2032 | 2033 | 2034 | 2035 | 2036 | 2037 | 2038 | 2039 | 2040 | 2041 | 2042 | 2043 | 2044 | 2045 | 2046 | 2047 | 2048 | 2049 | 2050 | 2051 | 2052 | 2053 | 2054 | 2055 | 2056 | 2057 | 2058 | 2059 | 2060 | 2061 | 2062 | 2063 | 2064 |  |  | Differential NPV $M |  | Differential NPV $M (adjusted for COD of Selected Project) | Differntial NPV $/MW | NPV of Transmission Avoided Costs for Selected Project
Area I Projects:
Amagansett Conversion 33 kV | 2030 |  |  | 0 | 0 | 0 | 0 | 0 | 0 | 0 | 0 | 0 | 0 | 0 | 0 | 0 | 0 | 0 | 0 | 0 | 0 | 0 | 0 | 0 | 0 | 0 | 0 | 0 | 0 | 0 | 0 | 0 | 0 | 0 | 0 | 0 | 0 | 0 | 0 | 0 | 0 | 0 | 0 | 0 | 0 | 0 | 0 | 0 | 0 | 0 | 0 | 0 |  |  | 0 |  | 0 | 0 | 0
East Hampton Conversion 33 kV | 2030 |  |  | 0 | 0 | 0 | 0 | 0 | 0 | 0 | 0 | 0 | 0 | 0 | 0 | 0 | 0 | 0 | 0 | 0 | 0 | 0 | 0 | 0 | 0 | 0 | 0 | 0 | 0 | 0 | 0 | 0 | 0 | 0 | 0 | 0 | 0 | 0 | 0 | 0 | 0 | 0 | 0 | 0 | 0 | 0 | 0 | 0 | 0 | 0 | 0 | 0 |  |  | 0 |  | 0 | 0 | 0
Buell Conversion 33 kV | 2030 |  |  | 0 | 0 | 0 | 0 | 0 | 0 | 0 | 0 | 0 | 0 | 0 | 0 | 0 | 0 | 0 | 0 | 0 | 0 | 0 | 0 | 0 | 0 | 0 | 0 | 0 | 0 | 0 | 0 | 0 | 0 | 0 | 0 | 0 | 0 | 0 | 0 | 0 | 0 | 0 | 0 | 0 | 0 | 0 | 0 | 0 | 0 | 0 | 0 | 0 |  |  | 0 |  | 0 | 0 | 0
Hither Hills Conversion to 33 kV | 2030 |  |  | 0 | 0 | 0 | 0 | 0 | 0 | 0 | 0 | 0 | 0 | 0 | 0 | 0 | 0 | 0 | 0 | 0 | 0 | 0 | 0 | 0 | 0 | 0 | 0 | 0 | 0 | 0 | 0 | 0 | 0 | 0 | 0 | 0 | 0 | 0 | 0 | 0 | 0 | 0 | 0 | 0 | 0 | 0 | 0 | 0 | 0 | 0 | 0 | 0 |  |  | 0 |  | 0 | 0 | 0
Culloden Pt Conversion to 33 kV | 2030 |  |  | 0 | 0 | 0 | 0 | 0 | 0 | 0 | 0 | 0 | 0 | 0 | 0 | 0 | 0 | 0 | 0 | 0 | 0 | 0 | 0 | 0 | 0 | 0 | 0 | 0 | 0 | 0 | 0 | 0 | 0 | 0 | 0 | 0 | 0 | 0 | 0 | 0 | 0 | 0 | 0 | 0 | 0 | 0 | 0 | 0 | 0 | 0 | 0 | 0 |  |  | 0 |  | 0 | 0 | 0
[59 empty] | 0 | =Area I Portion
Area II Projects: | [58 empty] | 9490661.4103 | =Area I+II+III Portions
Bridgehampton - Buell New 69 kV UG Cable | 2026 |  |  | 0 | 0 | 0 | 0 | 0 | 0 | 0 | 0 | 0 | 0 | 0 | 0 | 0 | 0 | 0 | 0 | 0 | 0 | 0 | 0 | 0 | 0 | 0 | 0 | 0 | 0 | 0 | 0 | 0 | 0 | 0 | 0 | 0 | 0 | 0 | 0 | 0 | 0 | 0 | 0 | 0 | 0 | 0 | 0 | 0 | 0 | 0 | 0 | 0 |  |  | 0 |  | 0 | 0 | 0
[59 empty] | 0 | =Area II Portion
Area III Projects: | [58 empty] | 9490661.4103 | =Area II+III Portions
New Canal - Southampton Cable | 2023 |  |  | 0 | 4.5863 | 4.5863 | 4.5863 | 4.5863 | 4.5863 | 4.5863 | -0.88999 | -0.88999 | -0.88999 | -0.88999 | -0.88999 | -0.88999 | -0.88999 | -0.88999 | -0.88999 | -0.88999 | -0.88999 | -0.88999 | -0.88999 | -0.88999 | -0.88999 | -0.88999 | -0.88999 | -0.88999 | -0.88999 | -0.88999 | -0.88999 | -0.88999 | -0.88999 | -0.88999 | -0.88999 | -0.88999 | -0.88999 | -0.88999 | -0.88999 | -5.4763 | -5.4763 | -5.4763 | -5.4763 | -5.4763 | -5.4763 | 0 | 0 | 0 | 0 | 0 | 0 | 0 |  |  | 8.9667 |  | 0 | 0 | 0
Upgrade Wildwood - Riverhead to 138 kV | 2022 |  |  | 0 | 0.93922 | 0.93922 | 0.93922 | 0.93922 | 0.93922 | -0.14959 | -0.14959 | -0.14959 | -0.14959 | -0.14959 | -0.14959 | -0.14959 | -0.14959 | -0.14959 | -0.14959 | -0.14959 | -0.14959 | -0.14959 | -0.14959 | -0.14959 | -0.14959 | -0.14959 | -0.14959 | -0.14959 | -0.14959 | -0.14959 | -0.14959 | -0.14959 | -0.14959 | -0.14959 | -0.14959 | -0.14959 | -0.14959 | -0.14959 | -0.14959 | -1.0888 | -1.0888 | -1.0888 | -1.0888 | -1.0888 | 0 | 0 | 0 | 0 | 0 | 0 | 0 | 0 |  |  | 1.5483 |  | 0 | 0 | 0
Riverhead Canal 2nd Line and Bank | 2023 |  |  | 0 | 16.6864 | 16.6864 | 16.6864 | 16.6864 | 16.6864 | 16.6864 | -3.238 | -3.238 | -3.238 | -3.238 | -3.238 | -3.238 | -3.238 | -3.238 | -3.238 | -3.238 | -3.238 | -3.238 | -3.238 | -3.238 | -3.238 | -3.238 | -3.238 | -3.238 | -3.238 | -3.238 | -3.238 | -3.238 | -3.238 | -3.238 | -3.238 | -3.238 | -3.238 | -3.238 | -3.238 | -19.9245 | -19.9245 | -19.9245 | -19.9245 | -19.9245 | -19.9245 | 0 | 0 | 0 | 0 | 0 | 0 | 0 |  |  | 32.6235 |  | 0 | 0 | 0
Canal - Wainscott New 138 kV UG Cable | 2028 |  |  | 0 | 0 | 0 | 0 | 0 | 0 | 38.957 | 38.957 | 38.957 | 38.957 | 38.957 | 38.957 | -7.5597 | -7.5597 | -7.5597 | -7.5597 | -7.5597 | -7.5597 | -7.5597 | -7.5597 | -7.5597 | -7.5597 | -7.5597 | -7.5597 | -7.5597 | -7.5597 | -7.5597 | -7.5597 | -7.5597 | -7.5597 | -7.5597 | -7.5597 | -7.5597 | -7.5597 | -7.5597 | -7.5597 | -7.5597 | -7.5597 | -7.5597 | -7.5597 | -7.5597 | -46.5167 | -46.5167 | -46.5167 | -46.5167 | -46.5167 | -46.5167 | 0 | 0 |  |  | 58.276 |  | 58.276 | 925015.732 | 9490661.4103
[59 empty] | 9490661.4103 | =Area III Portion
Total - Area 3 Proposal, $Millions (unadjusted) |  |  |  | 0 | 22.212 | 22.212 | 22.212 | 22.212 | 22.212 | 60.0802 | 34.6794 | 34.6794 | 34.6794 | 34.6794 | 34.6794 | -11.8373 | -11.8373 | -11.8373 | -11.8373 | -11.8373 | -11.8373 | -11.8373 | -11.8373 | -11.8373 | -11.8373 | -11.8373 | -11.8373 | -11.8373 | -11.8373 | -11.8373 | -11.8373 | -11.8373 | -11.8373 | -11.8373 | -11.8373 | -11.8373 | -11.8373 | -11.8373 | -11.8373 | -34.0493 | -34.0493 | -34.0493 | -34.0493 | -34.0493 | -71.9175 | -46.5167 | -46.5167 | -46.5167 | -46.5167 | -46.5167 | 0 | 0 |  |  | 101.4144 |  |  | 925015.732 | 9490661.4103
$/MW-yr |  |  |  | 0 | 0 | 0 | 0 | 0 | 0 | 618364.8116 | 618364.8116 | 618364.8116 | 618364.8116 | 618364.8116 | 618364.8116 | -119995.1118 | -119995.1118 | -119995.1118 | -119995.1118 | -119995.1118 | -119995.1118 | -119995.1118 | -119995.1118 | -119995.1118 | -119995.1118 | -119995.1118 | -119995.1118 | -119995.1118 | -119995.1118 | -119995.1118 | -119995.1118 | -119995.1118 | -119995.1118 | -119995.1118 | -119995.1118 | -119995.1118 | -119995.1118 | -119995.1118 | -119995.1118 | -119995.1118 | -119995.1118 | -119995.1118 | -119995.1118 | -119995.1118 | -738359.9234 | -738359.9234 | -738359.9234 | -738359.9234 | -738359.9234 | -738359.9234 | 0 | 0
$Millions (adjusted) |  |  |  | 0 | 0 | 0 | 0 | 0 | 0 | 6.3444 | 6.3444 | 6.3444 | 6.3444 | 6.3444 | 6.3444 | -1.2311 | -1.2311 | -1.2311 | -1.2311 | -1.2311 | -1.2311 | -1.2311 | -1.2311 | -1.2311 | -1.2311 | -1.2311 | -1.2311 | -1.2311 | -1.2311 | -1.2311 | -1.2311 | -1.2311 | -1.2311 | -1.2311 | -1.2311 | -1.2311 | -1.2311 | -1.2311 | -1.2311 | -1.2311 | -1.2311 | -1.2311 | -1.2311 | -1.2311 | -7.5756 | -7.5756 | -7.5756 | -7.5756 | -7.5756 | -7.5756 | 0 | 0 |  |  | 9490.6614
Discount Factor (Relative to 1/1/2016) = |  |  |  | 0.94787 | 0.89845 | 0.85161 | 0.80722 | 0.76513 | 0.72525 | 0.68744 | 0.6516 | 0.61763 | 0.58543 | 0.55491 | 0.52598 | 0.49856 | 0.47257 | 0.44793 | 0.42458 | 0.40245 | 0.38147 | 0.36158 | 0.34273 | 0.32486 | 0.30793 | 0.29187 | 0.27666 | 0.26223 | 0.24856 | 0.2356 | 0.22332 | 0.21168 | 0.20064 | 0.19018 | 0.18027 | 0.17087 | 0.16196 | 0.15352 | 0.14552 | 0.13793 | 0.13074 | 0.12392 | 0.11746 | 0.11134 | 0.10554 | 0.10003 | 0.094818 | 0.089875 | 0.08519 | 0.080748 | 0.076539 | 0.072549
* Note: A positive (+) avoided cost in a given year represents a cost savings relative to not having a transmission project deferral.
Note on BF17: Todd Kantarek: Interconnection at substation dist'n side. Added 2.6% transmission loss factor.

## PhII (CON100-Mont only)
Version |  | Based on PSEGLI file: "East End Utility 2_0_Economics_2014_10_13_r28_Sargent_Lundy.xlsx"
Annual Revenue Requirements (Millions of $s)
1) Reference (Transmission only) Case
Project | I/S Year | Investor | Capital (2015$s) | 2016 | 2017 | 2018 | 2019 | 2020 | 2021 | 2022 | 2023 | 2024 | 2025 | 2026 | 2027 | 2028 | 2029 | 2030 | 2031 | 2032 | 2033 | 2034 | 2035 | 2036 | 2037 | 2038 | 2039 | 2040 | 2041 | 2042 | 2043 | 2044 | 2045 | 2046 | 2047 | 2048 | 2049 | 2050 | 2051 | 2052 | 2053 | 2054 | 2055 | 2056 | 2057 | 2058 | 2059 | 2060 | 2061 | 2062 | 2063 | 2064 |  | NPV |  | Proposal Number = | CON100
Transmission Reinforcement I | 2017 | PSEGLI | 197 | 0 | 24.0294 | 24.0294 | 24.0294 | 24.0294 | 24.0294 | 24.0294 | 24.0294 | 24.0294 | 24.0294 | 24.0294 | 24.0294 | 24.0294 | 24.0294 | 24.0294 | 24.0294 | 24.0294 | 24.0294 | 24.0294 | 24.0294 | 24.0294 | 24.0294 | 24.0294 | 24.0294 | 24.0294 | 24.0294 | 24.0294 | 24.0294 | 24.0294 | 24.0294 | 24.0294 | 24.0294 | 24.0294 | 24.0294 | 24.0294 | 24.0294 | [13 empty] | 35 | 350.5464 |  | Proposer Name = | Convergent Energy + Power
Transmission Reinforcement II | 2018 | PSEGLI | 4.8 | 0 | 0 | 0.60305 | 0.60305 | 0.60305 | 0.60305 | 0.60305 | 0.60305 | 0.60305 | 0.60305 | 0.60305 | 0.60305 | 0.60305 | 0.60305 | 0.60305 | 0.60305 | 0.60305 | 0.60305 | 0.60305 | 0.60305 | 0.60305 | 0.60305 | 0.60305 | 0.60305 | 0.60305 | 0.60305 | 0.60305 | 0.60305 | 0.60305 | 0.60305 | 0.60305 | 0.60305 | 0.60305 | 0.60305 | 0.60305 | 0.60305 | 0.60305 | [12 empty] | 35 | 8.3388 |  | Proposal/Project = | Bridgehampton and Montauk Project
Transmission Reinforcement III | 2019 | PSEGLI | 2.8 | 0 | 0 | 0 | 0.36233 | 0.36233 | 0.36233 | 0.36233 | 0.36233 | 0.36233 | 0.36233 | 0.36233 | 0.36233 | 0.36233 | 0.36233 | 0.36233 | 0.36233 | 0.36233 | 0.36233 | 0.36233 | 0.36233 | 0.36233 | 0.36233 | 0.36233 | 0.36233 | 0.36233 | 0.36233 | 0.36233 | 0.36233 | 0.36233 | 0.36233 | 0.36233 | 0.36233 | 0.36233 | 0.36233 | 0.36233 | 0.36233 | 0.36233 | 0.36233 | [11 empty] | 35 | 4.7491 |  | Option Number = | 2
Transmission Reinforcement IV | 2020 | PSEGLI | 33.2 | 0 | 0 | 0 | 0 | 4.4251 | 4.4251 | 4.4251 | 4.4251 | 4.4251 | 4.4251 | 4.4251 | 4.4251 | 4.4251 | 4.4251 | 4.4251 | 4.4251 | 4.4251 | 4.4251 | 4.4251 | 4.4251 | 4.4251 | 4.4251 | 4.4251 | 4.4251 | 4.4251 | 4.4251 | 4.4251 | 4.4251 | 4.4251 | 4.4251 | 4.4251 | 4.4251 | 4.4251 | 4.4251 | 4.4251 | 4.4251 | 4.4251 | 4.4251 | 4.4251 | [10 empty] | 35 | 54.9758 |  | Location = | 1
Transmission Reinforcement V | 2022 | PSEGLI | 275.5 | 0 | 0 | 0 | 0 | 0 | 0 | 38.957 | 38.957 | 38.957 | 38.957 | 38.957 | 38.957 | 38.957 | 38.957 | 38.957 | 38.957 | 38.957 | 38.957 | 38.957 | 38.957 | 38.957 | 38.957 | 38.957 | 38.957 | 38.957 | 38.957 | 38.957 | 38.957 | 38.957 | 38.957 | 38.957 | 38.957 | 38.957 | 38.957 | 38.957 | 38.957 | 38.957 | 38.957 | 38.957 | 38.957 | 38.957 | [8 empty] | 35 | 434.8353 |  | Technology = | Battery Storage
[56 empty] | Interconnection Points = | Montauk Substation - Dist'n Side
Total |  |  | 513.3 | 0 | 24.0294 | 24.6325 | 24.9948 | 29.42 | 29.42 | 68.377 | 68.377 | 68.377 | 68.377 | 68.377 | 68.377 | 68.377 | 68.377 | 68.377 | 68.377 | 68.377 | 68.377 | 68.377 | 68.377 | 68.377 | 68.377 | 68.377 | 68.377 | 68.377 | 68.377 | 68.377 | 68.377 | 68.377 | 68.377 | 68.377 | 68.377 | 68.377 | 68.377 | 68.377 | 68.377 | 44.3475 | 43.7445 | 43.3821 | 38.957 | 38.957 | 0 | 0 | 0 | 0 | 0 | 0 | 0 | 0 |  | 853.4454 |  | Loss Factor = | 1.026
2016 NPV @ 5.5%, thru 2035 |  |  |  | 2016: 582.1416
2016 NPV @ 5.5%, thru 2056 |  |  |  | 2016: 853.4454 |  |  |  | MW Required by 2022 (cap) = | 15 | 33 | 15 | Output: NPV of Transmission Avoided Costs for Selected Project (see note*)
[57 empty] | Selected Project Inputs - Area 1 Portion | Selected Project Inputs - Area 2 Portion | Selected Project Inputs - Area 3 Portion | Area 1 | Area 2 | Area 3 | Total | check
[56 empty] | Project kW = | 10260 | 0 | 0
[55 empty] | Capped kW = | 10260 | 10260 | 0 | 0
[56 empty] | Project Area (1, 2, or 3) = | 1 | 2 | 3
[56 empty] | Proportion of Peak Hours Covered = | 100% | 100% | 100%
[55 empty] | Project COD = | 2018
[55 empty] | Effective kW = | 10260 |  |  |  | 13245107.6094 | 0 | 0 | 13245107.6094
[60 empty] | check | check | check
| I/S Year |  | Capital (2015$s) | 2016 | 2017 | 2018 | 2019 | 2020 | 2021 | 2022 | 2023 | 2024 | 2025 | 2026 | 2027 | 2028 | 2029 | 2030 | 2031 | 2032 | 2033 | 2034 | 2035 | 2036 | 2037 | 2038 | 2039 | 2040 | 2041 | 2042 | 2043 | 2044 | 2045 | 2046 | 2047 | 2048 | 2049 | 2050 | 2051 | 2052 | 2053 | 2054 | 2055 | 2056 | 2057 | 2058 | 2059 | 2060 | 2061 | 2062 | 2063 | 2064 |  | MW Required by 2022 | NPV Base $M | Differential NPV $M | Differential NPV $M (adjusted for COD of Selected Project) | Differntial NPV $/MW | NPV of Transmission Avoided Costs for Selected Project
Area I Projects: | [53 empty] | 15
Amagansett Conversion 33 kV | 2017 |  | 8 | 0 | 0.97582 | 0.97582 | 0.97582 | 0.97582 | 0.97582 | 0.97582 | 0.97582 | 0.97582 | 0.97582 | 0.97582 | 0.97582 | 0.97582 | 0.97582 | 0.97582 | 0.97582 | 0.97582 | 0.97582 | 0.97582 | 0.97582 | 0.97582 | 0.97582 | 0.97582 | 0.97582 | 0.97582 | 0.97582 | 0.97582 | 0.97582 | 0.97582 | 0.97582 | 0.97582 | 0.97582 | 0.97582 | 0.97582 | 0.97582 | 0.97582 | [13 empty] | 35 |  | 14.2354
East Hampton Conversion 33 kV | 2017 |  | 3.2 | 0 | 0.39033 | 0.39033 | 0.39033 | 0.39033 | 0.39033 | 0.39033 | 0.39033 | 0.39033 | 0.39033 | 0.39033 | 0.39033 | 0.39033 | 0.39033 | 0.39033 | 0.39033 | 0.39033 | 0.39033 | 0.39033 | 0.39033 | 0.39033 | 0.39033 | 0.39033 | 0.39033 | 0.39033 | 0.39033 | 0.39033 | 0.39033 | 0.39033 | 0.39033 | 0.39033 | 0.39033 | 0.39033 | 0.39033 | 0.39033 | 0.39033 | [13 empty] | 35 |  | 5.6942
Buell Conversion 33 kV | 2017 |  | 3.7 | 0 | 0.45131 | 0.45131 | 0.45131 | 0.45131 | 0.45131 | 0.45131 | 0.45131 | 0.45131 | 0.45131 | 0.45131 | 0.45131 | 0.45131 | 0.45131 | 0.45131 | 0.45131 | 0.45131 | 0.45131 | 0.45131 | 0.45131 | 0.45131 | 0.45131 | 0.45131 | 0.45131 | 0.45131 | 0.45131 | 0.45131 | 0.45131 | 0.45131 | 0.45131 | 0.45131 | 0.45131 | 0.45131 | 0.45131 | 0.45131 | 0.45131 | [13 empty] | 35 |  | 6.5839
Hither Hills Conversion to 33 kV | 2018 |  | 4.8 | 0 | 0 | 0.60305 | 0.60305 | 0.60305 | 0.60305 | 0.60305 | 0.60305 | 0.60305 | 0.60305 | 0.60305 | 0.60305 | 0.60305 | 0.60305 | 0.60305 | 0.60305 | 0.60305 | 0.60305 | 0.60305 | 0.60305 | 0.60305 | 0.60305 | 0.60305 | 0.60305 | 0.60305 | 0.60305 | 0.60305 | 0.60305 | 0.60305 | 0.60305 | 0.60305 | 0.60305 | 0.60305 | 0.60305 | 0.60305 | 0.60305 | 0.60305 | [12 empty] | 35 |  | 8.3388
Culloden Pt Conversion to 33 kV | 2019 |  | 2.8 | 0 | 0 | 0 | 0.36233 | 0.36233 | 0.36233 | 0.36233 | 0.36233 | 0.36233 | 0.36233 | 0.36233 | 0.36233 | 0.36233 | 0.36233 | 0.36233 | 0.36233 | 0.36233 | 0.36233 | 0.36233 | 0.36233 | 0.36233 | 0.36233 | 0.36233 | 0.36233 | 0.36233 | 0.36233 | 0.36233 | 0.36233 | 0.36233 | 0.36233 | 0.36233 | 0.36233 | 0.36233 | 0.36233 | 0.36233 | 0.36233 | 0.36233 | 0.36233 | [11 empty] | 35 |  | 4.7491
No Deferral |  |  | 22.5 |  | 1.8175 | 2.4205 | 2.7828 | 2.7828 | 2.7828 | 2.7828 | 2.7828 | 2.7828 | 2.7828 | 2.7828 | 2.7828 | 2.7828 | 2.7828 | 2.7828 | 2.7828 | 2.7828 | 2.7828 | 2.7828 | 2.7828 | 2.7828 | 2.7828 | 2.7828 | 2.7828 | 2.7828 | 2.7828 | 2.7828 | 2.7828 | 2.7828 | 2.7828 | 2.7828 | 2.7828 | 2.7828 | 2.7828 | 2.7828 | 2.7828 | 0.96539 | 0.36233 | 0 | 0 | 0 | [10 empty] | 39.6013
Amagansett Conversion 33 kV | 2030 |  | 8 | [14 empty] | 1.433 | 1.433 | 1.433 | 1.433 | 1.433 | 1.433 | 1.433 | 1.433 | 1.433 | 1.433 | 1.433 | 1.433 | 1.433 | 1.433 | 1.433 | 1.433 | 1.433 | 1.433 | 1.433 | 1.433 | 1.433 | 1.433 | 1.433 | 1.433 | 1.433 | 1.433 | 1.433 | 1.433 | 1.433 | 1.433 | 1.433 | 1.433 | 1.433 | 1.433 | 1.433 | 35 |  | 10.4225 | 3.8129 | 0 | 0 | 0
East Hampton Conversion 33 kV | 2030 |  | 3.2 | [14 empty] | 0.57321 | 0.57321 | 0.57321 | 0.57321 | 0.57321 | 0.57321 | 0.57321 | 0.57321 | 0.57321 | 0.57321 | 0.57321 | 0.57321 | 0.57321 | 0.57321 | 0.57321 | 0.57321 | 0.57321 | 0.57321 | 0.57321 | 0.57321 | 0.57321 | 0.57321 | 0.57321 | 0.57321 | 0.57321 | 0.57321 | 0.57321 | 0.57321 | 0.57321 | 0.57321 | 0.57321 | 0.57321 | 0.57321 | 0.57321 | 0.57321 | 35 |  | 4.169 | 1.5252 | 0 | 0 | 0
Buell Conversion 33 kV | 2030 |  | 3.7 | [14 empty] | 0.66277 | 0.66277 | 0.66277 | 0.66277 | 0.66277 | 0.66277 | 0.66277 | 0.66277 | 0.66277 | 0.66277 | 0.66277 | 0.66277 | 0.66277 | 0.66277 | 0.66277 | 0.66277 | 0.66277 | 0.66277 | 0.66277 | 0.66277 | 0.66277 | 0.66277 | 0.66277 | 0.66277 | 0.66277 | 0.66277 | 0.66277 | 0.66277 | 0.66277 | 0.66277 | 0.66277 | 0.66277 | 0.66277 | 0.66277 | 0.66277 | 35 |  | 4.8204 | 1.7635 | 0 | 0 | 0
Hither Hills Conversion to 33 kV | 2030 |  | 4.8 | [14 empty] | 0.85981 | 0.85981 | 0.85981 | 0.85981 | 0.85981 | 0.85981 | 0.85981 | 0.85981 | 0.85981 | 0.85981 | 0.85981 | 0.85981 | 0.85981 | 0.85981 | 0.85981 | 0.85981 | 0.85981 | 0.85981 | 0.85981 | 0.85981 | 0.85981 | 0.85981 | 0.85981 | 0.85981 | 0.85981 | 0.85981 | 0.85981 | 0.85981 | 0.85981 | 0.85981 | 0.85981 | 0.85981 | 0.85981 | 0.85981 | 0.85981 | 35 |  | 6.2535 | 2.0853 | 2.0853 | 139022.8879 | 1426374.8302
Culloden Pt Conversion to 33 kV | 2030 |  | 2.8 | [14 empty] | 0.50156 | 0.50156 | 0.50156 | 0.50156 | 0.50156 | 0.50156 | 0.50156 | 0.50156 | 0.50156 | 0.50156 | 0.50156 | 0.50156 | 0.50156 | 0.50156 | 0.50156 | 0.50156 | 0.50156 | 0.50156 | 0.50156 | 0.50156 | 0.50156 | 0.50156 | 0.50156 | 0.50156 | 0.50156 | 0.50156 | 0.50156 | 0.50156 | 0.50156 | 0.50156 | 0.50156 | 0.50156 | 0.50156 | 0.50156 | 0.50156 | 35 |  | 3.6479 | 1.1012 | 1.1012 | 73412.135 | 753208.5051
Deferral to Indicated Year |  |  | 22.5 | [6 empty] | 0 | 0 | 0 | 0 | 0 | 0 | 0 | 0 | 4.0304 | 4.0304 | 4.0304 | 4.0304 | 4.0304 | 4.0304 | 4.0304 | 4.0304 | 4.0304 | 4.0304 | 4.0304 | 4.0304 | 4.0304 | 4.0304 | 4.0304 | 4.0304 | 4.0304 | 4.0304 | 4.0304 | 4.0304 | 4.0304 | 4.0304 | 4.0304 | 4.0304 | 4.0304 | 4.0304 | 4.0304 | 4.0304 | 4.0304 | 4.0304 | 4.0304 | 4.0304 | 4.0304 | 4.0304 | 4.0304 | 35 |  | 29.3132 | 10.2881 | 3.1865 | 212435.0229 | 2179583.3353 | =Area I Portion
[59 empty] | 13245107.6094 | =Area I+II+III Portions
Annual Avoided Costs for Deferral to Indicated Year:
Amagansett Conversion 33 kV | 2030 |  |  | 0 | 0.97582 | 0.97582 | 0.97582 | 0.97582 | 0.97582 | 0.97582 | 0.97582 | 0.97582 | 0.97582 | 0.97582 | 0.97582 | 0.97582 | 0.97582 | -0.4572 | -0.4572 | -0.4572 | -0.4572 | -0.4572 | -0.4572 | -0.4572 | -0.4572 | -0.4572 | -0.4572 | -0.4572 | -0.4572 | -0.4572 | -0.4572 | -0.4572 | -0.4572 | -0.4572 | -0.4572 | -0.4572 | -0.4572 | -0.4572 | -0.4572 | -1.433 | -1.433 | -1.433 | -1.433 | -1.433 | -1.433 | -1.433 | -1.433 | -1.433 | -1.433 | -1.433 | -1.433 | -1.433 | 35 |  |  | 3.8129
East Hampton Conversion 33 kV | 2030 |  |  | 0 | 0.39033 | 0.39033 | 0.39033 | 0.39033 | 0.39033 | 0.39033 | 0.39033 | 0.39033 | 0.39033 | 0.39033 | 0.39033 | 0.39033 | 0.39033 | -0.18288 | -0.18288 | -0.18288 | -0.18288 | -0.18288 | -0.18288 | -0.18288 | -0.18288 | -0.18288 | -0.18288 | -0.18288 | -0.18288 | -0.18288 | -0.18288 | -0.18288 | -0.18288 | -0.18288 | -0.18288 | -0.18288 | -0.18288 | -0.18288 | -0.18288 | -0.57321 | -0.57321 | -0.57321 | -0.57321 | -0.57321 | -0.57321 | -0.57321 | -0.57321 | -0.57321 | -0.57321 | -0.57321 | -0.57321 | -0.57321 | 35 |  |  | 1.5252
Buell Conversion 33 kV | 2030 |  |  | 0 | 0.45131 | 0.45131 | 0.45131 | 0.45131 | 0.45131 | 0.45131 | 0.45131 | 0.45131 | 0.45131 | 0.45131 | 0.45131 | 0.45131 | 0.45131 | -0.21146 | -0.21146 | -0.21146 | -0.21146 | -0.21146 | -0.21146 | -0.21146 | -0.21146 | -0.21146 | -0.21146 | -0.21146 | -0.21146 | -0.21146 | -0.21146 | -0.21146 | -0.21146 | -0.21146 | -0.21146 | -0.21146 | -0.21146 | -0.21146 | -0.21146 | -0.66277 | -0.66277 | -0.66277 | -0.66277 | -0.66277 | -0.66277 | -0.66277 | -0.66277 | -0.66277 | -0.66277 | -0.66277 | -0.66277 | -0.66277 | 35 |  |  | 1.7635
Hither Hills Conversion to 33 kV | 2030 |  |  | 0 | 0 | 0.60305 | 0.60305 | 0.60305 | 0.60305 | 0.60305 | 0.60305 | 0.60305 | 0.60305 | 0.60305 | 0.60305 | 0.60305 | 0.60305 | -0.25676 | -0.25676 | -0.25676 | -0.25676 | -0.25676 | -0.25676 | -0.25676 | -0.25676 | -0.25676 | -0.25676 | -0.25676 | -0.25676 | -0.25676 | -0.25676 | -0.25676 | -0.25676 | -0.25676 | -0.25676 | -0.25676 | -0.25676 | -0.25676 | -0.25676 | -0.25676 | -0.85981 | -0.85981 | -0.85981 | -0.85981 | -0.85981 | -0.85981 | -0.85981 | -0.85981 | -0.85981 | -0.85981 | -0.85981 | -0.85981 | 35 |  |  | 2.0853
Culloden Pt Conversion to 33 kV | 2030 |  |  | 0 | 0 | 0 | 0.36233 | 0.36233 | 0.36233 | 0.36233 | 0.36233 | 0.36233 | 0.36233 | 0.36233 | 0.36233 | 0.36233 | 0.36233 | -0.13922 | -0.13922 | -0.13922 | -0.13922 | -0.13922 | -0.13922 | -0.13922 | -0.13922 | -0.13922 | -0.13922 | -0.13922 | -0.13922 | -0.13922 | -0.13922 | -0.13922 | -0.13922 | -0.13922 | -0.13922 | -0.13922 | -0.13922 | -0.13922 | -0.13922 | -0.13922 | -0.13922 | -0.50156 | -0.50156 | -0.50156 | -0.50156 | -0.50156 | -0.50156 | -0.50156 | -0.50156 | -0.50156 | -0.50156 | -0.50156 | 35 |  |  | 1.1012
Area II Projects: | [53 empty] | 33
Bridgehampton - Buell New 69 kV UG Cable | 2020 |  | 33.2 | 0 | 0 | 0 | 0 | 4.4251 | 4.4251 | 4.4251 | 4.4251 | 4.4251 | 4.4251 | 4.4251 | 4.4251 | 4.4251 | 4.4251 | 4.4251 | 4.4251 | 4.4251 | 4.4251 | 4.4251 | 4.4251 | 4.4251 | 4.4251 | 4.4251 | 4.4251 | 4.4251 | 4.4251 | 4.4251 | 4.4251 | 4.4251 | 4.4251 | 4.4251 | 4.4251 | 4.4251 | 4.4251 | 4.4251 | 4.4251 | 4.4251 | 4.4251 | 4.4251 | [10 empty] | 35 |  | 54.9758
No Deferral |  |  | 33.2 |  | 0 | 0 | 0 | 4.4251 | 4.4251 | 4.4251 | 4.4251 | 4.4251 | 4.4251 | 4.4251 | 4.4251 | 4.4251 | 4.4251 | 4.4251 | 4.4251 | 4.4251 | 4.4251 | 4.4251 | 4.4251 | 4.4251 | 4.4251 | 4.4251 | 4.4251 | 4.4251 | 4.4251 | 4.4251 | 4.4251 | 4.4251 | 4.4251 | 4.4251 | 4.4251 | 4.4251 | 4.4251 | 4.4251 | 4.4251 | 4.4251 | 4.4251 | 4.4251 | [10 empty] | 35 |  | 54.9758
Bridgehampton - Buell New 69 kV UG Cable | 2026 |  | 33.2 | [10 empty] | 5.2839 | 5.2839 | 5.2839 | 5.2839 | 5.2839 | 5.2839 | 5.2839 | 5.2839 | 5.2839 | 5.2839 | 5.2839 | 5.2839 | 5.2839 | 5.2839 | 5.2839 | 5.2839 | 5.2839 | 5.2839 | 5.2839 | 5.2839 | 5.2839 | 5.2839 | 5.2839 | 5.2839 | 5.2839 | 5.2839 | 5.2839 | 5.2839 | 5.2839 | 5.2839 | 5.2839 | 5.2839 | 5.2839 | 5.2839 | 5.2839 |  |  |  |  | 35 |  | 47.608 | 7.3678 | 7.3678 | 153495.4058 | 1574862.8638
Deferral to Indicated Year |  |  | 33.2 | [6 empty] | 0 | 0 | 0 | 0 | 5.2839 | 5.2839 | 5.2839 | 5.2839 | 5.2839 | 5.2839 | 5.2839 | 5.2839 | 5.2839 | 5.2839 | 5.2839 | 5.2839 | 5.2839 | 5.2839 | 5.2839 | 5.2839 | 5.2839 | 5.2839 | 5.2839 | 5.2839 | 5.2839 | 5.2839 | 5.2839 | 5.2839 | 5.2839 | 5.2839 | 5.2839 | 5.2839 | 5.2839 | 5.2839 | 5.2839 | 5.2839 | 5.2839 | 5.2839 | 5.2839 |  |  |  |  | 35 |  | 47.608 | 7.3678 | 7.3678 | 153495.4058 | 1574862.8638 | =Area II Portion
[59 empty] | 11065524.2741 | =Area II+III Portions
Annual Avoided Costs for Deferral to Indicated Year:
Bridgehampton - Buell New 69 kV UG Cable | 2026 |  |  | 0 | 0 | 0 | 0 | 4.4251 | 4.4251 | 4.4251 | 4.4251 | 4.4251 | 4.4251 | -0.85871 | -0.85871 | -0.85871 | -0.85871 | -0.85871 | -0.85871 | -0.85871 | -0.85871 | -0.85871 | -0.85871 | -0.85871 | -0.85871 | -0.85871 | -0.85871 | -0.85871 | -0.85871 | -0.85871 | -0.85871 | -0.85871 | -0.85871 | -0.85871 | -0.85871 | -0.85871 | -0.85871 | -0.85871 | -0.85871 | -0.85871 | -0.85871 | -0.85871 | -5.2839 | -5.2839 | -5.2839 | -5.2839 | -5.2839 | -5.2839 |  |  |  |  | 35 |  |  | 7.3678
0
Area III Projects: | [52 empty] | 0 | 15
New Canal - Southampton Cable | 2017 |  | 37.6 | 0 | 4.5863 | 4.5863 | 4.5863 | 4.5863 | 4.5863 | 4.5863 | 4.5863 | 4.5863 | 4.5863 | 4.5863 | 4.5863 | 4.5863 | 4.5863 | 4.5863 | 4.5863 | 4.5863 | 4.5863 | 4.5863 | 4.5863 | 4.5863 | 4.5863 | 4.5863 | 4.5863 | 4.5863 | 4.5863 | 4.5863 | 4.5863 | 4.5863 | 4.5863 | 4.5863 | 4.5863 | 4.5863 | 4.5863 | 4.5863 | 4.5863 | [13 empty] | 35 |  | 66.9063
Upgrade Wildwood - Riverhead to 138 kV | 2017 |  | 7.7 | 0 | 0.93922 | 0.93922 | 0.93922 | 0.93922 | 0.93922 | 0.93922 | 0.93922 | 0.93922 | 0.93922 | 0.93922 | 0.93922 | 0.93922 | 0.93922 | 0.93922 | 0.93922 | 0.93922 | 0.93922 | 0.93922 | 0.93922 | 0.93922 | 0.93922 | 0.93922 | 0.93922 | 0.93922 | 0.93922 | 0.93922 | 0.93922 | 0.93922 | 0.93922 | 0.93922 | 0.93922 | 0.93922 | 0.93922 | 0.93922 | 0.93922 | [13 empty] | 35 |  | 13.7016
Riverhead Canal 2nd Line and Bank | 2017 |  | 136.8 | 0 | 16.6864 | 16.6864 | 16.6864 | 16.6864 | 16.6864 | 16.6864 | 16.6864 | 16.6864 | 16.6864 | 16.6864 | 16.6864 | 16.6864 | 16.6864 | 16.6864 | 16.6864 | 16.6864 | 16.6864 | 16.6864 | 16.6864 | 16.6864 | 16.6864 | 16.6864 | 16.6864 | 16.6864 | 16.6864 | 16.6864 | 16.6864 | 16.6864 | 16.6864 | 16.6864 | 16.6864 | 16.6864 | 16.6864 | 16.6864 | 16.6864 | [13 empty] | 35 |  | 243.4251
Canal - Wainscott New 138 kV UG Cable | 2022 |  | 275.5 | 0 | 0 | 0 | 0 | 0 | 0 | 38.957 | 38.957 | 38.957 | 38.957 | 38.957 | 38.957 | 38.957 | 38.957 | 38.957 | 38.957 | 38.957 | 38.957 | 38.957 | 38.957 | 38.957 | 38.957 | 38.957 | 38.957 | 38.957 | 38.957 | 38.957 | 38.957 | 38.957 | 38.957 | 38.957 | 38.957 | 38.957 | 38.957 | 38.957 | 38.957 | 38.957 | 38.957 | 38.957 | 38.957 | 38.957 | [8 empty] | 35 |  | 434.8353
No Deferral |  |  | 457.6 |  | 22.212 | 22.212 | 22.212 | 22.212 | 22.212 | 61.169 | 61.169 | 61.169 | 61.169 | 61.169 | 61.169 | 61.169 | 61.169 | 61.169 | 61.169 | 61.169 | 61.169 | 61.169 | 61.169 | 61.169 | 61.169 | 61.169 | 61.169 | 61.169 | 61.169 | 61.169 | 61.169 | 61.169 | 61.169 | 61.169 | 61.169 | 61.169 | 61.169 | 61.169 | 61.169 | 38.957 | 38.957 | 38.957 | 38.957 | 38.957 | [10 empty] | 758.8683
New Canal - Southampton Cable | 2023 |  | 37.6 | [7 empty] | 5.4763 | 5.4763 | 5.4763 | 5.4763 | 5.4763 | 5.4763 | 5.4763 | 5.4763 | 5.4763 | 5.4763 | 5.4763 | 5.4763 | 5.4763 | 5.4763 | 5.4763 | 5.4763 | 5.4763 | 5.4763 | 5.4763 | 5.4763 | 5.4763 | 5.4763 | 5.4763 | 5.4763 | 5.4763 | 5.4763 | 5.4763 | 5.4763 | 5.4763 | 5.4763 | 5.4763 | 5.4763 | 5.4763 | 5.4763 | 5.4763 | [7 empty] | 35 |  | 57.9396 | 8.9667 | 0 | 0 | 0
Upgrade Wildwood - Riverhead to 138 kV | 2022 |  | 7.7 | [6 empty] | 1.0888 | 1.0888 | 1.0888 | 1.0888 | 1.0888 | 1.0888 | 1.0888 | 1.0888 | 1.0888 | 1.0888 | 1.0888 | 1.0888 | 1.0888 | 1.0888 | 1.0888 | 1.0888 | 1.0888 | 1.0888 | 1.0888 | 1.0888 | 1.0888 | 1.0888 | 1.0888 | 1.0888 | 1.0888 | 1.0888 | 1.0888 | 1.0888 | 1.0888 | 1.0888 | 1.0888 | 1.0888 | 1.0888 | 1.0888 | 1.0888 | [8 empty] | 35 |  | 12.1533 | 1.5483 | 0 | 0 | 0
Riverhead Canal 2nd Line and Bank | 2023 |  | 136.8 | [7 empty] | 19.9245 | 19.9245 | 19.9245 | 19.9245 | 19.9245 | 19.9245 | 19.9245 | 19.9245 | 19.9245 | 19.9245 | 19.9245 | 19.9245 | 19.9245 | 19.9245 | 19.9245 | 19.9245 | 19.9245 | 19.9245 | 19.9245 | 19.9245 | 19.9245 | 19.9245 | 19.9245 | 19.9245 | 19.9245 | 19.9245 | 19.9245 | 19.9245 | 19.9245 | 19.9245 | 19.9245 | 19.9245 | 19.9245 | 19.9245 | 19.9245 | [7 empty] | 35 |  | 210.8017 | 32.6235 | 0 | 0 | 0
Canal - Wainscott New 138 kV UG Cable | 2028 |  | 275.5 | [12 empty] | 46.5167 | 46.5167 | 46.5167 | 46.5167 | 46.5167 | 46.5167 | 46.5167 | 46.5167 | 46.5167 | 46.5167 | 46.5167 | 46.5167 | 46.5167 | 46.5167 | 46.5167 | 46.5167 | 46.5167 | 46.5167 | 46.5167 | 46.5167 | 46.5167 | 46.5167 | 46.5167 | 46.5167 | 46.5167 | 46.5167 | 46.5167 | 46.5167 | 46.5167 | 46.5167 | 46.5167 | 46.5167 | 46.5167 | 46.5167 | 46.5167 |  |  | 35 |  | 376.5593 | 58.276 | 58.276 | 925015.732 | 9490661.4103
Deferral to Indicated Year |  |  | 457.6 | [6 empty] | 1.0888 | 26.4896 | 26.4896 | 26.4896 | 26.4896 | 26.4896 | 73.0063 | 73.0063 | 73.0063 | 73.0063 | 73.0063 | 73.0063 | 73.0063 | 73.0063 | 73.0063 | 73.0063 | 73.0063 | 73.0063 | 73.0063 | 73.0063 | 73.0063 | 73.0063 | 73.0063 | 73.0063 | 73.0063 | 73.0063 | 73.0063 | 73.0063 | 73.0063 | 73.0063 | 73.0063 | 73.0063 | 73.0063 | 73.0063 | 73.0063 | 71.9175 | 46.5167 | 46.5167 | 46.5167 | 46.5167 | 46.5167 |  |  | 41 |  | 657.4539 | 101.4144 | 58.276 | 925015.732 | 9490661.4103 | =Area III Portion
[59 empty] | 9490661.4103 | =Area III Portion
Annual Avoided Costs for Deferral to Indicated Year:
New Canal - Southampton Cable | 2023 |  |  | 0 | 4.5863 | 4.5863 | 4.5863 | 4.5863 | 4.5863 | 4.5863 | -0.88999 | -0.88999 | -0.88999 | -0.88999 | -0.88999 | -0.88999 | -0.88999 | -0.88999 | -0.88999 | -0.88999 | -0.88999 | -0.88999 | -0.88999 | -0.88999 | -0.88999 | -0.88999 | -0.88999 | -0.88999 | -0.88999 | -0.88999 | -0.88999 | -0.88999 | -0.88999 | -0.88999 | -0.88999 | -0.88999 | -0.88999 | -0.88999 | -0.88999 | -5.4763 | -5.4763 | -5.4763 | -5.4763 | -5.4763 | -5.4763 | 0 | 0 | 0 | 0 | 0 |  |  | 35 |  |  | 8.9667
Upgrade Wildwood - Riverhead to 138 kV | 2022 |  |  | 0 | 0.93922 | 0.93922 | 0.93922 | 0.93922 | 0.93922 | -0.14959 | -0.14959 | -0.14959 | -0.14959 | -0.14959 | -0.14959 | -0.14959 | -0.14959 | -0.14959 | -0.14959 | -0.14959 | -0.14959 | -0.14959 | -0.14959 | -0.14959 | -0.14959 | -0.14959 | -0.14959 | -0.14959 | -0.14959 | -0.14959 | -0.14959 | -0.14959 | -0.14959 | -0.14959 | -0.14959 | -0.14959 | -0.14959 | -0.14959 | -0.14959 | -1.0888 | -1.0888 | -1.0888 | -1.0888 | -1.0888 | 0 | 0 | 0 | 0 | 0 | 0 |  |  | 35 |  |  | 1.5483
Riverhead Canal 2nd Line and Bank | 2023 |  |  | 0 | 16.6864 | 16.6864 | 16.6864 | 16.6864 | 16.6864 | 16.6864 | -3.238 | -3.238 | -3.238 | -3.238 | -3.238 | -3.238 | -3.238 | -3.238 | -3.238 | -3.238 | -3.238 | -3.238 | -3.238 | -3.238 | -3.238 | -3.238 | -3.238 | -3.238 | -3.238 | -3.238 | -3.238 | -3.238 | -3.238 | -3.238 | -3.238 | -3.238 | -3.238 | -3.238 | -3.238 | -19.9245 | -19.9245 | -19.9245 | -19.9245 | -19.9245 | -19.9245 | 0 | 0 | 0 | 0 | 0 |  |  | 35 |  |  | 32.6235
Canal - Wainscott New 138 kV UG Cable | 2028 |  |  | 0 | 0 | 0 | 0 | 0 | 0 | 38.957 | 38.957 | 38.957 | 38.957 | 38.957 | 38.957 | -7.5597 | -7.5597 | -7.5597 | -7.5597 | -7.5597 | -7.5597 | -7.5597 | -7.5597 | -7.5597 | -7.5597 | -7.5597 | -7.5597 | -7.5597 | -7.5597 | -7.5597 | -7.5597 | -7.5597 | -7.5597 | -7.5597 | -7.5597 | -7.5597 | -7.5597 | -7.5597 | -7.5597 | -7.5597 | -7.5597 | -7.5597 | -7.5597 | -7.5597 | -46.5167 | -46.5167 | -46.5167 | -46.5167 | -46.5167 | -46.5167 | [5 empty] | 58.276
Total - All Areas (No Deferrals,$Millions) |  |  | 513.3 |  | 24.0294 | 24.6325 | 24.9948 | 29.42 | 29.42 | 68.377 | 68.377 | 68.377 | 68.377 | 68.377 | 68.377 | 68.377 | 68.377 | 68.377 | 68.377 | 68.377 | 68.377 | 68.377 | 68.377 | 68.377 | 68.377 | 68.377 | 68.377 | 68.377 | 68.377 | 68.377 | 68.377 | 68.377 | 68.377 | 68.377 | 68.377 | 68.377 | 68.377 | 68.377 | 68.377 | 44.3475 | 43.7445 | 43.3821 | 38.957 | 38.957 | 0 | 0 | 0 | 0 | 0 | 0 | 0 | 0 |  | 63 | 853.4454 | 119.0703 | = max. total avoided cost in portfolio
Annual Avoided Costs for Deferrals - Area 1 Proposal: (see note*) | Deferral Year |  |  | 2016 | 2017 | 2018 | 2019 | 2020 | 2021 | 2022 | 2023 | 2024 | 2025 | 2026 | 2027 | 2028 | 2029 | 2030 | 2031 | 2032 | 2033 | 2034 | 2035 | 2036 | 2037 | 2038 | 2039 | 2040 | 2041 | 2042 | 2043 | 2044 | 2045 | 2046 | 2047 | 2048 | 2049 | 2050 | 2051 | 2052 | 2053 | 2054 | 2055 | 2056 | 2057 | 2058 | 2059 | 2060 | 2061 | 2062 | 2063 | 2064 |  |  | Differential NPV $M |  | Differential NPV $M (adjusted for COD of Selected Project) | Differntial NPV $/MW | NPV of Transmission Avoided Costs for Selected Project
Area I Projects:
Amagansett Conversion 33 kV | 2030 |  |  | 0 | 0.97582 | 0.97582 | 0.97582 | 0.97582 | 0.97582 | 0.97582 | 0.97582 | 0.97582 | 0.97582 | 0.97582 | 0.97582 | 0.97582 | 0.97582 | -0.4572 | -0.4572 | -0.4572 | -0.4572 | -0.4572 | -0.4572 | -0.4572 | -0.4572 | -0.4572 | -0.4572 | -0.4572 | -0.4572 | -0.4572 | -0.4572 | -0.4572 | -0.4572 | -0.4572 | -0.4572 | -0.4572 | -0.4572 | -0.4572 | -0.4572 | -1.433 | -1.433 | -1.433 | -1.433 | -1.433 | -1.433 | -1.433 | -1.433 | -1.433 | -1.433 | -1.433 | -1.433 | -1.433 |  |  | 3.8129 |  | 0 | 0 | 0
East Hampton Conversion 33 kV | 2030 |  |  | 0 | 0.39033 | 0.39033 | 0.39033 | 0.39033 | 0.39033 | 0.39033 | 0.39033 | 0.39033 | 0.39033 | 0.39033 | 0.39033 | 0.39033 | 0.39033 | -0.18288 | -0.18288 | -0.18288 | -0.18288 | -0.18288 | -0.18288 | -0.18288 | -0.18288 | -0.18288 | -0.18288 | -0.18288 | -0.18288 | -0.18288 | -0.18288 | -0.18288 | -0.18288 | -0.18288 | -0.18288 | -0.18288 | -0.18288 | -0.18288 | -0.18288 | -0.57321 | -0.57321 | -0.57321 | -0.57321 | -0.57321 | -0.57321 | -0.57321 | -0.57321 | -0.57321 | -0.57321 | -0.57321 | -0.57321 | -0.57321 |  |  | 1.5252 |  | 0 | 0 | 0
Buell Conversion 33 kV | 2030 |  |  | 0 | 0.45131 | 0.45131 | 0.45131 | 0.45131 | 0.45131 | 0.45131 | 0.45131 | 0.45131 | 0.45131 | 0.45131 | 0.45131 | 0.45131 | 0.45131 | -0.21146 | -0.21146 | -0.21146 | -0.21146 | -0.21146 | -0.21146 | -0.21146 | -0.21146 | -0.21146 | -0.21146 | -0.21146 | -0.21146 | -0.21146 | -0.21146 | -0.21146 | -0.21146 | -0.21146 | -0.21146 | -0.21146 | -0.21146 | -0.21146 | -0.21146 | -0.66277 | -0.66277 | -0.66277 | -0.66277 | -0.66277 | -0.66277 | -0.66277 | -0.66277 | -0.66277 | -0.66277 | -0.66277 | -0.66277 | -0.66277 |  |  | 1.7635 |  | 0 | 0 | 0
Hither Hills Conversion to 33 kV | 2030 |  |  | 0 | 0 | 0.60305 | 0.60305 | 0.60305 | 0.60305 | 0.60305 | 0.60305 | 0.60305 | 0.60305 | 0.60305 | 0.60305 | 0.60305 | 0.60305 | -0.25676 | -0.25676 | -0.25676 | -0.25676 | -0.25676 | -0.25676 | -0.25676 | -0.25676 | -0.25676 | -0.25676 | -0.25676 | -0.25676 | -0.25676 | -0.25676 | -0.25676 | -0.25676 | -0.25676 | -0.25676 | -0.25676 | -0.25676 | -0.25676 | -0.25676 | -0.25676 | -0.85981 | -0.85981 | -0.85981 | -0.85981 | -0.85981 | -0.85981 | -0.85981 | -0.85981 | -0.85981 | -0.85981 | -0.85981 | -0.85981 |  |  | 2.0853 |  | 2.0853 | 139022.8879 | 1426374.8302
Culloden Pt Conversion to 33 kV | 2030 |  |  | 0 | 0 | 0 | 0.36233 | 0.36233 | 0.36233 | 0.36233 | 0.36233 | 0.36233 | 0.36233 | 0.36233 | 0.36233 | 0.36233 | 0.36233 | -0.13922 | -0.13922 | -0.13922 | -0.13922 | -0.13922 | -0.13922 | -0.13922 | -0.13922 | -0.13922 | -0.13922 | -0.13922 | -0.13922 | -0.13922 | -0.13922 | -0.13922 | -0.13922 | -0.13922 | -0.13922 | -0.13922 | -0.13922 | -0.13922 | -0.13922 | -0.13922 | -0.13922 | -0.50156 | -0.50156 | -0.50156 | -0.50156 | -0.50156 | -0.50156 | -0.50156 | -0.50156 | -0.50156 | -0.50156 | -0.50156 |  |  | 1.1012 |  | 1.1012 | 73412.135 | 753208.5051
[59 empty] | 2179583.3353 | =Area I Portion
Area II Projects: | [58 empty] | 13245107.6094 | =Area I+II+III Portions
Bridgehampton - Buell New 69 kV UG Cable | 2026 |  |  | 0 | 0 | 0 | 0 | 4.4251 | 4.4251 | 4.4251 | 4.4251 | 4.4251 | 4.4251 | -0.85871 | -0.85871 | -0.85871 | -0.85871 | -0.85871 | -0.85871 | -0.85871 | -0.85871 | -0.85871 | -0.85871 | -0.85871 | -0.85871 | -0.85871 | -0.85871 | -0.85871 | -0.85871 | -0.85871 | -0.85871 | -0.85871 | -0.85871 | -0.85871 | -0.85871 | -0.85871 | -0.85871 | -0.85871 | -0.85871 | -0.85871 | -0.85871 | -0.85871 | -5.2839 | -5.2839 | -5.2839 | -5.2839 | -5.2839 | -5.2839 | 0 | 0 | 0 | 0 |  |  | 7.3678 |  | 7.3678 | 153495.4058 | 1574862.8638
[59 empty] | 1574862.8638 | =Area II Portion
Area III Projects: | [58 empty] | 11065524.2741 | =Area II+III Portions
New Canal - Southampton Cable | 2023 |  |  | 0 | 4.5863 | 4.5863 | 4.5863 | 4.5863 | 4.5863 | 4.5863 | -0.88999 | -0.88999 | -0.88999 | -0.88999 | -0.88999 | -0.88999 | -0.88999 | -0.88999 | -0.88999 | -0.88999 | -0.88999 | -0.88999 | -0.88999 | -0.88999 | -0.88999 | -0.88999 | -0.88999 | -0.88999 | -0.88999 | -0.88999 | -0.88999 | -0.88999 | -0.88999 | -0.88999 | -0.88999 | -0.88999 | -0.88999 | -0.88999 | -0.88999 | -5.4763 | -5.4763 | -5.4763 | -5.4763 | -5.4763 | -5.4763 | 0 | 0 | 0 | 0 | 0 | 0 | 0 |  |  | 8.9667 |  | 0 | 0 | 0
Upgrade Wildwood - Riverhead to 138 kV | 2022 |  |  | 0 | 0.93922 | 0.93922 | 0.93922 | 0.93922 | 0.93922 | -0.14959 | -0.14959 | -0.14959 | -0.14959 | -0.14959 | -0.14959 | -0.14959 | -0.14959 | -0.14959 | -0.14959 | -0.14959 | -0.14959 | -0.14959 | -0.14959 | -0.14959 | -0.14959 | -0.14959 | -0.14959 | -0.14959 | -0.14959 | -0.14959 | -0.14959 | -0.14959 | -0.14959 | -0.14959 | -0.14959 | -0.14959 | -0.14959 | -0.14959 | -0.14959 | -1.0888 | -1.0888 | -1.0888 | -1.0888 | -1.0888 | 0 | 0 | 0 | 0 | 0 | 0 | 0 | 0 |  |  | 1.5483 |  | 0 | 0 | 0
Riverhead Canal 2nd Line and Bank | 2023 |  |  | 0 | 16.6864 | 16.6864 | 16.6864 | 16.6864 | 16.6864 | 16.6864 | -3.238 | -3.238 | -3.238 | -3.238 | -3.238 | -3.238 | -3.238 | -3.238 | -3.238 | -3.238 | -3.238 | -3.238 | -3.238 | -3.238 | -3.238 | -3.238 | -3.238 | -3.238 | -3.238 | -3.238 | -3.238 | -3.238 | -3.238 | -3.238 | -3.238 | -3.238 | -3.238 | -3.238 | -3.238 | -19.9245 | -19.9245 | -19.9245 | -19.9245 | -19.9245 | -19.9245 | 0 | 0 | 0 | 0 | 0 | 0 | 0 |  |  | 32.6235 |  | 0 | 0 | 0
Canal - Wainscott New 138 kV UG Cable | 2028 |  |  | 0 | 0 | 0 | 0 | 0 | 0 | 38.957 | 38.957 | 38.957 | 38.957 | 38.957 | 38.957 | -7.5597 | -7.5597 | -7.5597 | -7.5597 | -7.5597 | -7.5597 | -7.5597 | -7.5597 | -7.5597 | -7.5597 | -7.5597 | -7.5597 | -7.5597 | -7.5597 | -7.5597 | -7.5597 | -7.5597 | -7.5597 | -7.5597 | -7.5597 | -7.5597 | -7.5597 | -7.5597 | -7.5597 | -7.5597 | -7.5597 | -7.5597 | -7.5597 | -7.5597 | -46.5167 | -46.5167 | -46.5167 | -46.5167 | -46.5167 | -46.5167 | 0 | 0 |  |  | 58.276 |  | 58.276 | 925015.732 | 9490661.4103
[59 empty] | 9490661.4103 | =Area III Portion
Total - Area 1 Proposal, $Millions (unadjusted) |  |  |  | 0 | 0 | 0.60305 | 0.96539 | 5.3905 | 5.3905 | 44.3475 | 44.3475 | 44.3475 | 44.3475 | 39.0637 | 39.0637 | -7.453 | -7.453 | -8.8144 | -8.8144 | -8.8144 | -8.8144 | -8.8144 | -8.8144 | -8.8144 | -8.8144 | -8.8144 | -8.8144 | -8.8144 | -8.8144 | -8.8144 | -8.8144 | -8.8144 | -8.8144 | -8.8144 | -8.8144 | -8.8144 | -8.8144 | -8.8144 | -8.8144 | -8.8144 | -9.4174 | -9.7798 | -14.2049 | -14.2049 | -53.1619 | -53.1619 | -53.1619 | -53.1619 | -47.878 | -47.878 | -1.3614 | -1.3614 |  |  | 68.8303 |  |  | 1290946.1608 | 13245107.6094
$/MW-yr |  |  |  | 0 | 0 | 40203.5861 | 64359.2408 | 156549.7282 | 156549.7282 | 774914.5398 | 774914.5398 | 774914.5398 | 774914.5398 | 664834.2766 | 664834.2766 | -73525.6468 | -73525.6468 | -164283.4228 | -164283.4228 | -164283.4228 | -164283.4228 | -164283.4228 | -164283.4228 | -164283.4228 | -164283.4228 | -164283.4228 | -164283.4228 | -164283.4228 | -164283.4228 | -164283.4228 | -164283.4228 | -164283.4228 | -164283.4228 | -164283.4228 | -164283.4228 | -164283.4228 | -164283.4228 | -164283.4228 | -164283.4228 | -164283.4228 | -204487.0089 | -228642.6636 | -320833.151 | -320833.151 | -939197.9626 | -939197.9626 | -939197.9626 | -939197.9626 | -829117.6994 | -829117.6994 | -90757.776 | -90757.776
$Millions (adjusted) |  |  |  | 0 | 0 | 0.41249 | 0.66033 | 1.6062 | 1.6062 | 7.9506 | 7.9506 | 7.9506 | 7.9506 | 6.8212 | 6.8212 | -0.75437 | -0.75437 | -1.6855 | -1.6855 | -1.6855 | -1.6855 | -1.6855 | -1.6855 | -1.6855 | -1.6855 | -1.6855 | -1.6855 | -1.6855 | -1.6855 | -1.6855 | -1.6855 | -1.6855 | -1.6855 | -1.6855 | -1.6855 | -1.6855 | -1.6855 | -1.6855 | -1.6855 | -1.6855 | -2.098 | -2.3459 | -3.2917 | -3.2917 | -9.6362 | -9.6362 | -9.6362 | -9.6362 | -8.5067 | -8.5067 | -0.93117 | -0.93117 |  |  | 13245.1076
Annual Avoided Costs for Deferrals - Area 2 Proposal: (see note*) | Deferral Year |  |  | 2016 | 2017 | 2018 | 2019 | 2020 | 2021 | 2022 | 2023 | 2024 | 2025 | 2026 | 2027 | 2028 | 2029 | 2030 | 2031 | 2032 | 2033 | 2034 | 2035 | 2036 | 2037 | 2038 | 2039 | 2040 | 2041 | 2042 | 2043 | 2044 | 2045 | 2046 | 2047 | 2048 | 2049 | 2050 | 2051 | 2052 | 2053 | 2054 | 2055 | 2056 | 2057 | 2058 | 2059 | 2060 | 2061 | 2062 | 2063 | 2064 |  |  | Differential NPV $M |  | Differential NPV $M (adjusted for COD of Selected Project) | Differntial NPV $/MW | NPV of Transmission Avoided Costs for Selected Project
Area I Projects:
Amagansett Conversion 33 kV | 2030 |  |  | 0 | 0 | 0 | 0 | 0 | 0 | 0 | 0 | 0 | 0 | 0 | 0 | 0 | 0 | 0 | 0 | 0 | 0 | 0 | 0 | 0 | 0 | 0 | 0 | 0 | 0 | 0 | 0 | 0 | 0 | 0 | 0 | 0 | 0 | 0 | 0 | 0 | 0 | 0 | 0 | 0 | 0 | 0 | 0 | 0 | 0 | 0 | 0 | 0 |  |  | 0 |  | 0 | 0 | 0
East Hampton Conversion 33 kV | 2030 |  |  | 0 | 0 | 0 | 0 | 0 | 0 | 0 | 0 | 0 | 0 | 0 | 0 | 0 | 0 | 0 | 0 | 0 | 0 | 0 | 0 | 0 | 0 | 0 | 0 | 0 | 0 | 0 | 0 | 0 | 0 | 0 | 0 | 0 | 0 | 0 | 0 | 0 | 0 | 0 | 0 | 0 | 0 | 0 | 0 | 0 | 0 | 0 | 0 | 0 |  |  | 0 |  | 0 | 0 | 0
Buell Conversion 33 kV | 2030 |  |  | 0 | 0 | 0 | 0 | 0 | 0 | 0 | 0 | 0 | 0 | 0 | 0 | 0 | 0 | 0 | 0 | 0 | 0 | 0 | 0 | 0 | 0 | 0 | 0 | 0 | 0 | 0 | 0 | 0 | 0 | 0 | 0 | 0 | 0 | 0 | 0 | 0 | 0 | 0 | 0 | 0 | 0 | 0 | 0 | 0 | 0 | 0 | 0 | 0 |  |  | 0 |  | 0 | 0 | 0
Hither Hills Conversion to 33 kV | 2030 |  |  | 0 | 0 | 0 | 0 | 0 | 0 | 0 | 0 | 0 | 0 | 0 | 0 | 0 | 0 | 0 | 0 | 0 | 0 | 0 | 0 | 0 | 0 | 0 | 0 | 0 | 0 | 0 | 0 | 0 | 0 | 0 | 0 | 0 | 0 | 0 | 0 | 0 | 0 | 0 | 0 | 0 | 0 | 0 | 0 | 0 | 0 | 0 | 0 | 0 |  |  | 0 |  | 0 | 0 | 0
Culloden Pt Conversion to 33 kV | 2030 |  |  | 0 | 0 | 0 | 0 | 0 | 0 | 0 | 0 | 0 | 0 | 0 | 0 | 0 | 0 | 0 | 0 | 0 | 0 | 0 | 0 | 0 | 0 | 0 | 0 | 0 | 0 | 0 | 0 | 0 | 0 | 0 | 0 | 0 | 0 | 0 | 0 | 0 | 0 | 0 | 0 | 0 | 0 | 0 | 0 | 0 | 0 | 0 | 0 | 0 |  |  | 0 |  | 0 | 0 | 0
[59 empty] | 0 | =Area I Portion
Area II Projects: | [58 empty] | 0 | =Area I+II+III Portions
Bridgehampton - Buell New 69 kV UG Cable | 2026 |  |  | 0 | 0 | 0 | 0 | 4.4251 | 4.4251 | 4.4251 | 4.4251 | 4.4251 | 4.4251 | -0.85871 | -0.85871 | -0.85871 | -0.85871 | -0.85871 | -0.85871 | -0.85871 | -0.85871 | -0.85871 | -0.85871 | -0.85871 | -0.85871 | -0.85871 | -0.85871 | -0.85871 | -0.85871 | -0.85871 | -0.85871 | -0.85871 | -0.85871 | -0.85871 | -0.85871 | -0.85871 | -0.85871 | -0.85871 | -0.85871 | -0.85871 | -0.85871 | -0.85871 | -5.2839 | -5.2839 | -5.2839 | -5.2839 | -5.2839 | -5.2839 | 0 | 0 | 0 | 0 |  |  | 7.3678 |  | 7.3678 | 153495.4058 | 0
[59 empty] | 0 | =Area II Portion
Area III Projects: | [58 empty] | 0 | =Area II+III Portions
New Canal - Southampton Cable | 2023 |  |  | 0 | 4.5863 | 4.5863 | 4.5863 | 4.5863 | 4.5863 | 4.5863 | -0.88999 | -0.88999 | -0.88999 | -0.88999 | -0.88999 | -0.88999 | -0.88999 | -0.88999 | -0.88999 | -0.88999 | -0.88999 | -0.88999 | -0.88999 | -0.88999 | -0.88999 | -0.88999 | -0.88999 | -0.88999 | -0.88999 | -0.88999 | -0.88999 | -0.88999 | -0.88999 | -0.88999 | -0.88999 | -0.88999 | -0.88999 | -0.88999 | -0.88999 | -5.4763 | -5.4763 | -5.4763 | -5.4763 | -5.4763 | -5.4763 | 0 | 0 | 0 | 0 | 0 | 0 | 0 |  |  | 8.9667 |  | 0 | 0 | 0
Upgrade Wildwood - Riverhead to 138 kV | 2022 |  |  | 0 | 0.93922 | 0.93922 | 0.93922 | 0.93922 | 0.93922 | -0.14959 | -0.14959 | -0.14959 | -0.14959 | -0.14959 | -0.14959 | -0.14959 | -0.14959 | -0.14959 | -0.14959 | -0.14959 | -0.14959 | -0.14959 | -0.14959 | -0.14959 | -0.14959 | -0.14959 | -0.14959 | -0.14959 | -0.14959 | -0.14959 | -0.14959 | -0.14959 | -0.14959 | -0.14959 | -0.14959 | -0.14959 | -0.14959 | -0.14959 | -0.14959 | -1.0888 | -1.0888 | -1.0888 | -1.0888 | -1.0888 | 0 | 0 | 0 | 0 | 0 | 0 | 0 | 0 |  |  | 1.5483 |  | 0 | 0 | 0
Riverhead Canal 2nd Line and Bank | 2023 |  |  | 0 | 16.6864 | 16.6864 | 16.6864 | 16.6864 | 16.6864 | 16.6864 | -3.238 | -3.238 | -3.238 | -3.238 | -3.238 | -3.238 | -3.238 | -3.238 | -3.238 | -3.238 | -3.238 | -3.238 | -3.238 | -3.238 | -3.238 | -3.238 | -3.238 | -3.238 | -3.238 | -3.238 | -3.238 | -3.238 | -3.238 | -3.238 | -3.238 | -3.238 | -3.238 | -3.238 | -3.238 | -19.9245 | -19.9245 | -19.9245 | -19.9245 | -19.9245 | -19.9245 | 0 | 0 | 0 | 0 | 0 | 0 | 0 |  |  | 32.6235 |  | 0 | 0 | 0
Canal - Wainscott New 138 kV UG Cable | 2028 |  |  | 0 | 0 | 0 | 0 | 0 | 0 | 38.957 | 38.957 | 38.957 | 38.957 | 38.957 | 38.957 | -7.5597 | -7.5597 | -7.5597 | -7.5597 | -7.5597 | -7.5597 | -7.5597 | -7.5597 | -7.5597 | -7.5597 | -7.5597 | -7.5597 | -7.5597 | -7.5597 | -7.5597 | -7.5597 | -7.5597 | -7.5597 | -7.5597 | -7.5597 | -7.5597 | -7.5597 | -7.5597 | -7.5597 | -7.5597 | -7.5597 | -7.5597 | -7.5597 | -7.5597 | -46.5167 | -46.5167 | -46.5167 | -46.5167 | -46.5167 | -46.5167 | 0 | 0 |  |  | 58.276 |  | 58.276 | 925015.732 | 0
[59 empty] | 0 | =Area III Portion
Total - Area 2 Proposal, $Millions (unadjusted) |  |  |  | 0 | 0 | 0 | 0 | 4.4251 | 4.4251 | 43.3821 | 43.3821 | 43.3821 | 43.3821 | 38.0983 | 38.0983 | -8.4184 | -8.4184 | -8.4184 | -8.4184 | -8.4184 | -8.4184 | -8.4184 | -8.4184 | -8.4184 | -8.4184 | -8.4184 | -8.4184 | -8.4184 | -8.4184 | -8.4184 | -8.4184 | -8.4184 | -8.4184 | -8.4184 | -8.4184 | -8.4184 | -8.4184 | -8.4184 | -8.4184 | -8.4184 | -8.4184 | -8.4184 | -12.8435 | -12.8435 | -51.8005 | -51.8005 | -51.8005 | -51.8005 | -46.5167 | -46.5167 | 0 | 0 |  |  | 65.6438 |  |  | 1078511.1378 | 0
$/MW-yr |  |  |  | 0 | 0 | 0 | 0 | 92190.4874 | 92190.4874 | 710555.299 | 710555.299 | 710555.299 | 710555.299 | 600475.0358 | 600475.0358 | -137884.8876 | -137884.8876 | -137884.8876 | -137884.8876 | -137884.8876 | -137884.8876 | -137884.8876 | -137884.8876 | -137884.8876 | -137884.8876 | -137884.8876 | -137884.8876 | -137884.8876 | -137884.8876 | -137884.8876 | -137884.8876 | -137884.8876 | -137884.8876 | -137884.8876 | -137884.8876 | -137884.8876 | -137884.8876 | -137884.8876 | -137884.8876 | -137884.8876 | -137884.8876 | -137884.8876 | -230075.375 | -230075.375 | -848440.1866 | -848440.1866 | -848440.1866 | -848440.1866 | -738359.9234 | -738359.9234 | 0 | 0
$Millions (adjusted) |  |  |  | 0 | 0 | 0 | 0 | 0 | 0 | 0 | 0 | 0 | 0 | 0 | 0 | 0 | 0 | 0 | 0 | 0 | 0 | 0 | 0 | 0 | 0 | 0 | 0 | 0 | 0 | 0 | 0 | 0 | 0 | 0 | 0 | 0 | 0 | 0 | 0 | 0 | 0 | 0 | 0 | 0 | 0 | 0 | 0 | 0 | 0 | 0 | 0 | 0 |  |  | 0
Annual Avoided Costs for Deferrals - Area 3 Proposal: (see note*) | Deferral Year |  |  | 2016 | 2017 | 2018 | 2019 | 2020 | 2021 | 2022 | 2023 | 2024 | 2025 | 2026 | 2027 | 2028 | 2029 | 2030 | 2031 | 2032 | 2033 | 2034 | 2035 | 2036 | 2037 | 2038 | 2039 | 2040 | 2041 | 2042 | 2043 | 2044 | 2045 | 2046 | 2047 | 2048 | 2049 | 2050 | 2051 | 2052 | 2053 | 2054 | 2055 | 2056 | 2057 | 2058 | 2059 | 2060 | 2061 | 2062 | 2063 | 2064 |  |  | Differential NPV $M |  | Differential NPV $M (adjusted for COD of Selected Project) | Differntial NPV $/MW | NPV of Transmission Avoided Costs for Selected Project
Area I Projects:
Amagansett Conversion 33 kV | 2030 |  |  | 0 | 0 | 0 | 0 | 0 | 0 | 0 | 0 | 0 | 0 | 0 | 0 | 0 | 0 | 0 | 0 | 0 | 0 | 0 | 0 | 0 | 0 | 0 | 0 | 0 | 0 | 0 | 0 | 0 | 0 | 0 | 0 | 0 | 0 | 0 | 0 | 0 | 0 | 0 | 0 | 0 | 0 | 0 | 0 | 0 | 0 | 0 | 0 | 0 |  |  | 0 |  | 0 | 0 | 0
East Hampton Conversion 33 kV | 2030 |  |  | 0 | 0 | 0 | 0 | 0 | 0 | 0 | 0 | 0 | 0 | 0 | 0 | 0 | 0 | 0 | 0 | 0 | 0 | 0 | 0 | 0 | 0 | 0 | 0 | 0 | 0 | 0 | 0 | 0 | 0 | 0 | 0 | 0 | 0 | 0 | 0 | 0 | 0 | 0 | 0 | 0 | 0 | 0 | 0 | 0 | 0 | 0 | 0 | 0 |  |  | 0 |  | 0 | 0 | 0
Buell Conversion 33 kV | 2030 |  |  | 0 | 0 | 0 | 0 | 0 | 0 | 0 | 0 | 0 | 0 | 0 | 0 | 0 | 0 | 0 | 0 | 0 | 0 | 0 | 0 | 0 | 0 | 0 | 0 | 0 | 0 | 0 | 0 | 0 | 0 | 0 | 0 | 0 | 0 | 0 | 0 | 0 | 0 | 0 | 0 | 0 | 0 | 0 | 0 | 0 | 0 | 0 | 0 | 0 |  |  | 0 |  | 0 | 0 | 0
Hither Hills Conversion to 33 kV | 2030 |  |  | 0 | 0 | 0 | 0 | 0 | 0 | 0 | 0 | 0 | 0 | 0 | 0 | 0 | 0 | 0 | 0 | 0 | 0 | 0 | 0 | 0 | 0 | 0 | 0 | 0 | 0 | 0 | 0 | 0 | 0 | 0 | 0 | 0 | 0 | 0 | 0 | 0 | 0 | 0 | 0 | 0 | 0 | 0 | 0 | 0 | 0 | 0 | 0 | 0 |  |  | 0 |  | 0 | 0 | 0
Culloden Pt Conversion to 33 kV | 2030 |  |  | 0 | 0 | 0 | 0 | 0 | 0 | 0 | 0 | 0 | 0 | 0 | 0 | 0 | 0 | 0 | 0 | 0 | 0 | 0 | 0 | 0 | 0 | 0 | 0 | 0 | 0 | 0 | 0 | 0 | 0 | 0 | 0 | 0 | 0 | 0 | 0 | 0 | 0 | 0 | 0 | 0 | 0 | 0 | 0 | 0 | 0 | 0 | 0 | 0 |  |  | 0 |  | 0 | 0 | 0
[59 empty] | 0 | =Area I Portion
Area II Projects: | [58 empty] | 0 | =Area I+II+III Portions
Bridgehampton - Buell New 69 kV UG Cable | 2026 |  |  | 0 | 0 | 0 | 0 | 0 | 0 | 0 | 0 | 0 | 0 | 0 | 0 | 0 | 0 | 0 | 0 | 0 | 0 | 0 | 0 | 0 | 0 | 0 | 0 | 0 | 0 | 0 | 0 | 0 | 0 | 0 | 0 | 0 | 0 | 0 | 0 | 0 | 0 | 0 | 0 | 0 | 0 | 0 | 0 | 0 | 0 | 0 | 0 | 0 |  |  | 0 |  | 0 | 0 | 0
[59 empty] | 0 | =Area II Portion
Area III Projects: | [58 empty] | 0 | =Area II+III Portions
New Canal - Southampton Cable | 2023 |  |  | 0 | 4.5863 | 4.5863 | 4.5863 | 4.5863 | 4.5863 | 4.5863 | -0.88999 | -0.88999 | -0.88999 | -0.88999 | -0.88999 | -0.88999 | -0.88999 | -0.88999 | -0.88999 | -0.88999 | -0.88999 | -0.88999 | -0.88999 | -0.88999 | -0.88999 | -0.88999 | -0.88999 | -0.88999 | -0.88999 | -0.88999 | -0.88999 | -0.88999 | -0.88999 | -0.88999 | -0.88999 | -0.88999 | -0.88999 | -0.88999 | -0.88999 | -5.4763 | -5.4763 | -5.4763 | -5.4763 | -5.4763 | -5.4763 | 0 | 0 | 0 | 0 | 0 | 0 | 0 |  |  | 8.9667 |  | 0 | 0 | 0
Upgrade Wildwood - Riverhead to 138 kV | 2022 |  |  | 0 | 0.93922 | 0.93922 | 0.93922 | 0.93922 | 0.93922 | -0.14959 | -0.14959 | -0.14959 | -0.14959 | -0.14959 | -0.14959 | -0.14959 | -0.14959 | -0.14959 | -0.14959 | -0.14959 | -0.14959 | -0.14959 | -0.14959 | -0.14959 | -0.14959 | -0.14959 | -0.14959 | -0.14959 | -0.14959 | -0.14959 | -0.14959 | -0.14959 | -0.14959 | -0.14959 | -0.14959 | -0.14959 | -0.14959 | -0.14959 | -0.14959 | -1.0888 | -1.0888 | -1.0888 | -1.0888 | -1.0888 | 0 | 0 | 0 | 0 | 0 | 0 | 0 | 0 |  |  | 1.5483 |  | 0 | 0 | 0
Riverhead Canal 2nd Line and Bank | 2023 |  |  | 0 | 16.6864 | 16.6864 | 16.6864 | 16.6864 | 16.6864 | 16.6864 | -3.238 | -3.238 | -3.238 | -3.238 | -3.238 | -3.238 | -3.238 | -3.238 | -3.238 | -3.238 | -3.238 | -3.238 | -3.238 | -3.238 | -3.238 | -3.238 | -3.238 | -3.238 | -3.238 | -3.238 | -3.238 | -3.238 | -3.238 | -3.238 | -3.238 | -3.238 | -3.238 | -3.238 | -3.238 | -19.9245 | -19.9245 | -19.9245 | -19.9245 | -19.9245 | -19.9245 | 0 | 0 | 0 | 0 | 0 | 0 | 0 |  |  | 32.6235 |  | 0 | 0 | 0
Canal - Wainscott New 138 kV UG Cable | 2028 |  |  | 0 | 0 | 0 | 0 | 0 | 0 | 38.957 | 38.957 | 38.957 | 38.957 | 38.957 | 38.957 | -7.5597 | -7.5597 | -7.5597 | -7.5597 | -7.5597 | -7.5597 | -7.5597 | -7.5597 | -7.5597 | -7.5597 | -7.5597 | -7.5597 | -7.5597 | -7.5597 | -7.5597 | -7.5597 | -7.5597 | -7.5597 | -7.5597 | -7.5597 | -7.5597 | -7.5597 | -7.5597 | -7.5597 | -7.5597 | -7.5597 | -7.5597 | -7.5597 | -7.5597 | -46.5167 | -46.5167 | -46.5167 | -46.5167 | -46.5167 | -46.5167 | 0 | 0 |  |  | 58.276 |  | 58.276 | 925015.732 | 0
[59 empty] | 0 | =Area III Portion
Total - Area 3 Proposal, $Millions (unadjusted) |  |  |  | 0 | 22.212 | 22.212 | 22.212 | 22.212 | 22.212 | 60.0802 | 34.6794 | 34.6794 | 34.6794 | 34.6794 | 34.6794 | -11.8373 | -11.8373 | -11.8373 | -11.8373 | -11.8373 | -11.8373 | -11.8373 | -11.8373 | -11.8373 | -11.8373 | -11.8373 | -11.8373 | -11.8373 | -11.8373 | -11.8373 | -11.8373 | -11.8373 | -11.8373 | -11.8373 | -11.8373 | -11.8373 | -11.8373 | -11.8373 | -11.8373 | -34.0493 | -34.0493 | -34.0493 | -34.0493 | -34.0493 | -71.9175 | -46.5167 | -46.5167 | -46.5167 | -46.5167 | -46.5167 | 0 | 0 |  |  | 101.4144 |  |  | 925015.732 | 0
$/MW-yr |  |  |  | 0 | 0 | 0 | 0 | 0 | 0 | 618364.8116 | 618364.8116 | 618364.8116 | 618364.8116 | 618364.8116 | 618364.8116 | -119995.1118 | -119995.1118 | -119995.1118 | -119995.1118 | -119995.1118 | -119995.1118 | -119995.1118 | -119995.1118 | -119995.1118 | -119995.1118 | -119995.1118 | -119995.1118 | -119995.1118 | -119995.1118 | -119995.1118 | -119995.1118 | -119995.1118 | -119995.1118 | -119995.1118 | -119995.1118 | -119995.1118 | -119995.1118 | -119995.1118 | -119995.1118 | -119995.1118 | -119995.1118 | -119995.1118 | -119995.1118 | -119995.1118 | -738359.9234 | -738359.9234 | -738359.9234 | -738359.9234 | -738359.9234 | -738359.9234 | 0 | 0
$Millions (adjusted) |  |  |  | 0 | 0 | 0 | 0 | 0 | 0 | 0 | 0 | 0 | 0 | 0 | 0 | 0 | 0 | 0 | 0 | 0 | 0 | 0 | 0 | 0 | 0 | 0 | 0 | 0 | 0 | 0 | 0 | 0 | 0 | 0 | 0 | 0 | 0 | 0 | 0 | 0 | 0 | 0 | 0 | 0 | 0 | 0 | 0 | 0 | 0 | 0 | 0 | 0 |  |  | 0
Discount Factor (Relative to 1/1/2016) = |  |  |  | 0.94787 | 0.89845 | 0.85161 | 0.80722 | 0.76513 | 0.72525 | 0.68744 | 0.6516 | 0.61763 | 0.58543 | 0.55491 | 0.52598 | 0.49856 | 0.47257 | 0.44793 | 0.42458 | 0.40245 | 0.38147 | 0.36158 | 0.34273 | 0.32486 | 0.30793 | 0.29187 | 0.27666 | 0.26223 | 0.24856 | 0.2356 | 0.22332 | 0.21168 | 0.20064 | 0.19018 | 0.18027 | 0.17087 | 0.16196 | 0.15352 | 0.14552 | 0.13793 | 0.13074 | 0.12392 | 0.11746 | 0.11134 | 0.10554 | 0.10003 | 0.094818 | 0.089875 | 0.08519 | 0.080748 | 0.076539 | 0.072549
* Note: A positive (+) avoided cost in a given year represents a cost savings relative to not having a transmission project deferral.
Note on BF17: Todd Kantarek: Interconnection at substation dist'n side. Added 2.6% transmission loss factor.

## PhII (DWW100)
Version |  | Based on PSEGLI file: "East End Utility 2_0_Economics_2014_10_13_r28_Sargent_Lundy.xlsx"
Annual Revenue Requirements (Millions of $s)
1) Reference (Transmission only) Case
Project | I/S Year | Investor | Capital (2015$s) | 2016 | 2017 | 2018 | 2019 | 2020 | 2021 | 2022 | 2023 | 2024 | 2025 | 2026 | 2027 | 2028 | 2029 | 2030 | 2031 | 2032 | 2033 | 2034 | 2035 | 2036 | 2037 | 2038 | 2039 | 2040 | 2041 | 2042 | 2043 | 2044 | 2045 | 2046 | 2047 | 2048 | 2049 | 2050 | 2051 | 2052 | 2053 | 2054 | 2055 | 2056 | 2057 | 2058 | 2059 | 2060 | 2061 | 2062 | 2063 | 2064 |  | NPV |  | Proposal Number = | DWW100
Transmission Reinforcement I | 2017 | PSEGLI | 197 | 0 | 24.0294 | 24.0294 | 24.0294 | 24.0294 | 24.0294 | 24.0294 | 24.0294 | 24.0294 | 24.0294 | 24.0294 | 24.0294 | 24.0294 | 24.0294 | 24.0294 | 24.0294 | 24.0294 | 24.0294 | 24.0294 | 24.0294 | 24.0294 | 24.0294 | 24.0294 | 24.0294 | 24.0294 | 24.0294 | 24.0294 | 24.0294 | 24.0294 | 24.0294 | 24.0294 | 24.0294 | 24.0294 | 24.0294 | 24.0294 | 24.0294 | [13 empty] | 35 | 350.5464 |  | Proposer Name = | Deepwater Wind LLC
Transmission Reinforcement II | 2018 | PSEGLI | 4.8 | 0 | 0 | 0.60305 | 0.60305 | 0.60305 | 0.60305 | 0.60305 | 0.60305 | 0.60305 | 0.60305 | 0.60305 | 0.60305 | 0.60305 | 0.60305 | 0.60305 | 0.60305 | 0.60305 | 0.60305 | 0.60305 | 0.60305 | 0.60305 | 0.60305 | 0.60305 | 0.60305 | 0.60305 | 0.60305 | 0.60305 | 0.60305 | 0.60305 | 0.60305 | 0.60305 | 0.60305 | 0.60305 | 0.60305 | 0.60305 | 0.60305 | 0.60305 | [12 empty] | 35 | 8.3388 |  | Proposal/Project = | Deepwater One South Fork
Transmission Reinforcement III | 2019 | PSEGLI | 2.8 | 0 | 0 | 0 | 0.36233 | 0.36233 | 0.36233 | 0.36233 | 0.36233 | 0.36233 | 0.36233 | 0.36233 | 0.36233 | 0.36233 | 0.36233 | 0.36233 | 0.36233 | 0.36233 | 0.36233 | 0.36233 | 0.36233 | 0.36233 | 0.36233 | 0.36233 | 0.36233 | 0.36233 | 0.36233 | 0.36233 | 0.36233 | 0.36233 | 0.36233 | 0.36233 | 0.36233 | 0.36233 | 0.36233 | 0.36233 | 0.36233 | 0.36233 | 0.36233 | [11 empty] | 35 | 4.7491 |  | Option Number = | 1
Transmission Reinforcement IV | 2020 | PSEGLI | 33.2 | 0 | 0 | 0 | 0 | 4.4251 | 4.4251 | 4.4251 | 4.4251 | 4.4251 | 4.4251 | 4.4251 | 4.4251 | 4.4251 | 4.4251 | 4.4251 | 4.4251 | 4.4251 | 4.4251 | 4.4251 | 4.4251 | 4.4251 | 4.4251 | 4.4251 | 4.4251 | 4.4251 | 4.4251 | 4.4251 | 4.4251 | 4.4251 | 4.4251 | 4.4251 | 4.4251 | 4.4251 | 4.4251 | 4.4251 | 4.4251 | 4.4251 | 4.4251 | 4.4251 | [10 empty] | 35 | 54.9758 |  | Location = | 2
Transmission Reinforcement V | 2022 | PSEGLI | 275.5 | 0 | 0 | 0 | 0 | 0 | 0 | 38.957 | 38.957 | 38.957 | 38.957 | 38.957 | 38.957 | 38.957 | 38.957 | 38.957 | 38.957 | 38.957 | 38.957 | 38.957 | 38.957 | 38.957 | 38.957 | 38.957 | 38.957 | 38.957 | 38.957 | 38.957 | 38.957 | 38.957 | 38.957 | 38.957 | 38.957 | 38.957 | 38.957 | 38.957 | 38.957 | 38.957 | 38.957 | 38.957 | 38.957 | 38.957 | [8 empty] | 35 | 434.8353 |  | Technology = | Offshore Wind
[56 empty] | Interconnection Points = | 69 kV East Hampton
Total |  |  | 513.3 | 0 | 24.0294 | 24.6325 | 24.9948 | 29.42 | 29.42 | 68.377 | 68.377 | 68.377 | 68.377 | 68.377 | 68.377 | 68.377 | 68.377 | 68.377 | 68.377 | 68.377 | 68.377 | 68.377 | 68.377 | 68.377 | 68.377 | 68.377 | 68.377 | 68.377 | 68.377 | 68.377 | 68.377 | 68.377 | 68.377 | 68.377 | 68.377 | 68.377 | 68.377 | 68.377 | 68.377 | 44.3475 | 43.7445 | 43.3821 | 38.957 | 38.957 | 0 | 0 | 0 | 0 | 0 | 0 | 0 | 0 |  | 853.4454 |  | Loss Factor = | 1
2016 NPV @ 5.5%, thru 2035 |  |  |  | 2016: 582.1416
2016 NPV @ 5.5%, thru 2056 |  |  |  | 2016: 853.4454 |  |  |  | MW Required by 2022 (cap) = | 15 | 33 | 15 | Output: NPV of Transmission Avoided Costs for Selected Project (see note*)
[57 empty] | Selected Project Inputs - Area 1 Portion | Selected Project Inputs - Area 2 Portion | Selected Project Inputs - Area 3 Portion | Area 1 | Area 2 | Area 3 | Total | Project kW exceeds requirement
[56 empty] | Project kW = | 0 | 33300 | 0
[55 empty] | Capped kW = | 33000 | 0 | 33000 | 0
[56 empty] | Project Area (1, 2, or 3) = | 1 | 2 | 3
[56 empty] | Proportion of Peak Hours Covered = | 100% | 100% | 100%
[55 empty] | Project COD = | 2022
[55 empty] | Effective kW = | 33000 |  |  |  | 0 | 30525519.1561 | 0 | 30525519.1561
[60 empty] | check | check | check
| I/S Year |  | Capital (2015$s) | 2016 | 2017 | 2018 | 2019 | 2020 | 2021 | 2022 | 2023 | 2024 | 2025 | 2026 | 2027 | 2028 | 2029 | 2030 | 2031 | 2032 | 2033 | 2034 | 2035 | 2036 | 2037 | 2038 | 2039 | 2040 | 2041 | 2042 | 2043 | 2044 | 2045 | 2046 | 2047 | 2048 | 2049 | 2050 | 2051 | 2052 | 2053 | 2054 | 2055 | 2056 | 2057 | 2058 | 2059 | 2060 | 2061 | 2062 | 2063 | 2064 |  | MW Required by 2022 | NPV Base $M | Differential NPV $M | Differential NPV $M (adjusted for COD of Selected Project) | Differntial NPV $/MW | NPV of Transmission Avoided Costs for Selected Project
Area I Projects: | [53 empty] | 15
Amagansett Conversion 33 kV | 2017 |  | 8 | 0 | 0.97582 | 0.97582 | 0.97582 | 0.97582 | 0.97582 | 0.97582 | 0.97582 | 0.97582 | 0.97582 | 0.97582 | 0.97582 | 0.97582 | 0.97582 | 0.97582 | 0.97582 | 0.97582 | 0.97582 | 0.97582 | 0.97582 | 0.97582 | 0.97582 | 0.97582 | 0.97582 | 0.97582 | 0.97582 | 0.97582 | 0.97582 | 0.97582 | 0.97582 | 0.97582 | 0.97582 | 0.97582 | 0.97582 | 0.97582 | 0.97582 | [13 empty] | 35 |  | 14.2354
East Hampton Conversion 33 kV | 2017 |  | 3.2 | 0 | 0.39033 | 0.39033 | 0.39033 | 0.39033 | 0.39033 | 0.39033 | 0.39033 | 0.39033 | 0.39033 | 0.39033 | 0.39033 | 0.39033 | 0.39033 | 0.39033 | 0.39033 | 0.39033 | 0.39033 | 0.39033 | 0.39033 | 0.39033 | 0.39033 | 0.39033 | 0.39033 | 0.39033 | 0.39033 | 0.39033 | 0.39033 | 0.39033 | 0.39033 | 0.39033 | 0.39033 | 0.39033 | 0.39033 | 0.39033 | 0.39033 | [13 empty] | 35 |  | 5.6942
Buell Conversion 33 kV | 2017 |  | 3.7 | 0 | 0.45131 | 0.45131 | 0.45131 | 0.45131 | 0.45131 | 0.45131 | 0.45131 | 0.45131 | 0.45131 | 0.45131 | 0.45131 | 0.45131 | 0.45131 | 0.45131 | 0.45131 | 0.45131 | 0.45131 | 0.45131 | 0.45131 | 0.45131 | 0.45131 | 0.45131 | 0.45131 | 0.45131 | 0.45131 | 0.45131 | 0.45131 | 0.45131 | 0.45131 | 0.45131 | 0.45131 | 0.45131 | 0.45131 | 0.45131 | 0.45131 | [13 empty] | 35 |  | 6.5839
Hither Hills Conversion to 33 kV | 2018 |  | 4.8 | 0 | 0 | 0.60305 | 0.60305 | 0.60305 | 0.60305 | 0.60305 | 0.60305 | 0.60305 | 0.60305 | 0.60305 | 0.60305 | 0.60305 | 0.60305 | 0.60305 | 0.60305 | 0.60305 | 0.60305 | 0.60305 | 0.60305 | 0.60305 | 0.60305 | 0.60305 | 0.60305 | 0.60305 | 0.60305 | 0.60305 | 0.60305 | 0.60305 | 0.60305 | 0.60305 | 0.60305 | 0.60305 | 0.60305 | 0.60305 | 0.60305 | 0.60305 | [12 empty] | 35 |  | 8.3388
Culloden Pt Conversion to 33 kV | 2019 |  | 2.8 | 0 | 0 | 0 | 0.36233 | 0.36233 | 0.36233 | 0.36233 | 0.36233 | 0.36233 | 0.36233 | 0.36233 | 0.36233 | 0.36233 | 0.36233 | 0.36233 | 0.36233 | 0.36233 | 0.36233 | 0.36233 | 0.36233 | 0.36233 | 0.36233 | 0.36233 | 0.36233 | 0.36233 | 0.36233 | 0.36233 | 0.36233 | 0.36233 | 0.36233 | 0.36233 | 0.36233 | 0.36233 | 0.36233 | 0.36233 | 0.36233 | 0.36233 | 0.36233 | [11 empty] | 35 |  | 4.7491
No Deferral |  |  | 22.5 |  | 1.8175 | 2.4205 | 2.7828 | 2.7828 | 2.7828 | 2.7828 | 2.7828 | 2.7828 | 2.7828 | 2.7828 | 2.7828 | 2.7828 | 2.7828 | 2.7828 | 2.7828 | 2.7828 | 2.7828 | 2.7828 | 2.7828 | 2.7828 | 2.7828 | 2.7828 | 2.7828 | 2.7828 | 2.7828 | 2.7828 | 2.7828 | 2.7828 | 2.7828 | 2.7828 | 2.7828 | 2.7828 | 2.7828 | 2.7828 | 2.7828 | 0.96539 | 0.36233 | 0 | 0 | 0 | [10 empty] | 39.6013
Amagansett Conversion 33 kV | 2030 |  | 8 | [14 empty] | 1.433 | 1.433 | 1.433 | 1.433 | 1.433 | 1.433 | 1.433 | 1.433 | 1.433 | 1.433 | 1.433 | 1.433 | 1.433 | 1.433 | 1.433 | 1.433 | 1.433 | 1.433 | 1.433 | 1.433 | 1.433 | 1.433 | 1.433 | 1.433 | 1.433 | 1.433 | 1.433 | 1.433 | 1.433 | 1.433 | 1.433 | 1.433 | 1.433 | 1.433 | 1.433 | 35 |  | 10.4225 | 3.8129 | 0 | 0 | 0
East Hampton Conversion 33 kV | 2030 |  | 3.2 | [14 empty] | 0.57321 | 0.57321 | 0.57321 | 0.57321 | 0.57321 | 0.57321 | 0.57321 | 0.57321 | 0.57321 | 0.57321 | 0.57321 | 0.57321 | 0.57321 | 0.57321 | 0.57321 | 0.57321 | 0.57321 | 0.57321 | 0.57321 | 0.57321 | 0.57321 | 0.57321 | 0.57321 | 0.57321 | 0.57321 | 0.57321 | 0.57321 | 0.57321 | 0.57321 | 0.57321 | 0.57321 | 0.57321 | 0.57321 | 0.57321 | 0.57321 | 35 |  | 4.169 | 1.5252 | 0 | 0 | 0
Buell Conversion 33 kV | 2030 |  | 3.7 | [14 empty] | 0.66277 | 0.66277 | 0.66277 | 0.66277 | 0.66277 | 0.66277 | 0.66277 | 0.66277 | 0.66277 | 0.66277 | 0.66277 | 0.66277 | 0.66277 | 0.66277 | 0.66277 | 0.66277 | 0.66277 | 0.66277 | 0.66277 | 0.66277 | 0.66277 | 0.66277 | 0.66277 | 0.66277 | 0.66277 | 0.66277 | 0.66277 | 0.66277 | 0.66277 | 0.66277 | 0.66277 | 0.66277 | 0.66277 | 0.66277 | 0.66277 | 35 |  | 4.8204 | 1.7635 | 0 | 0 | 0
Hither Hills Conversion to 33 kV | 2030 |  | 4.8 | [14 empty] | 0.85981 | 0.85981 | 0.85981 | 0.85981 | 0.85981 | 0.85981 | 0.85981 | 0.85981 | 0.85981 | 0.85981 | 0.85981 | 0.85981 | 0.85981 | 0.85981 | 0.85981 | 0.85981 | 0.85981 | 0.85981 | 0.85981 | 0.85981 | 0.85981 | 0.85981 | 0.85981 | 0.85981 | 0.85981 | 0.85981 | 0.85981 | 0.85981 | 0.85981 | 0.85981 | 0.85981 | 0.85981 | 0.85981 | 0.85981 | 0.85981 | 35 |  | 6.2535 | 2.0853 | 0 | 0 | 0
Culloden Pt Conversion to 33 kV | 2030 |  | 2.8 | [14 empty] | 0.50156 | 0.50156 | 0.50156 | 0.50156 | 0.50156 | 0.50156 | 0.50156 | 0.50156 | 0.50156 | 0.50156 | 0.50156 | 0.50156 | 0.50156 | 0.50156 | 0.50156 | 0.50156 | 0.50156 | 0.50156 | 0.50156 | 0.50156 | 0.50156 | 0.50156 | 0.50156 | 0.50156 | 0.50156 | 0.50156 | 0.50156 | 0.50156 | 0.50156 | 0.50156 | 0.50156 | 0.50156 | 0.50156 | 0.50156 | 0.50156 | 35 |  | 3.6479 | 1.1012 | 0 | 0 | 0
Deferral to Indicated Year |  |  | 22.5 | [6 empty] | 0 | 0 | 0 | 0 | 0 | 0 | 0 | 0 | 4.0304 | 4.0304 | 4.0304 | 4.0304 | 4.0304 | 4.0304 | 4.0304 | 4.0304 | 4.0304 | 4.0304 | 4.0304 | 4.0304 | 4.0304 | 4.0304 | 4.0304 | 4.0304 | 4.0304 | 4.0304 | 4.0304 | 4.0304 | 4.0304 | 4.0304 | 4.0304 | 4.0304 | 4.0304 | 4.0304 | 4.0304 | 4.0304 | 4.0304 | 4.0304 | 4.0304 | 4.0304 | 4.0304 | 4.0304 | 4.0304 | 35 |  | 29.3132 | 10.2881 | 0 | 0 | 0 | =Area I Portion
[59 empty] | 30525519.1561 | =Area I+II+III Portions
Annual Avoided Costs for Deferral to Indicated Year:
Amagansett Conversion 33 kV | 2030 |  |  | 0 | 0.97582 | 0.97582 | 0.97582 | 0.97582 | 0.97582 | 0.97582 | 0.97582 | 0.97582 | 0.97582 | 0.97582 | 0.97582 | 0.97582 | 0.97582 | -0.4572 | -0.4572 | -0.4572 | -0.4572 | -0.4572 | -0.4572 | -0.4572 | -0.4572 | -0.4572 | -0.4572 | -0.4572 | -0.4572 | -0.4572 | -0.4572 | -0.4572 | -0.4572 | -0.4572 | -0.4572 | -0.4572 | -0.4572 | -0.4572 | -0.4572 | -1.433 | -1.433 | -1.433 | -1.433 | -1.433 | -1.433 | -1.433 | -1.433 | -1.433 | -1.433 | -1.433 | -1.433 | -1.433 | 35 |  |  | 3.8129
East Hampton Conversion 33 kV | 2030 |  |  | 0 | 0.39033 | 0.39033 | 0.39033 | 0.39033 | 0.39033 | 0.39033 | 0.39033 | 0.39033 | 0.39033 | 0.39033 | 0.39033 | 0.39033 | 0.39033 | -0.18288 | -0.18288 | -0.18288 | -0.18288 | -0.18288 | -0.18288 | -0.18288 | -0.18288 | -0.18288 | -0.18288 | -0.18288 | -0.18288 | -0.18288 | -0.18288 | -0.18288 | -0.18288 | -0.18288 | -0.18288 | -0.18288 | -0.18288 | -0.18288 | -0.18288 | -0.57321 | -0.57321 | -0.57321 | -0.57321 | -0.57321 | -0.57321 | -0.57321 | -0.57321 | -0.57321 | -0.57321 | -0.57321 | -0.57321 | -0.57321 | 35 |  |  | 1.5252
Buell Conversion 33 kV | 2030 |  |  | 0 | 0.45131 | 0.45131 | 0.45131 | 0.45131 | 0.45131 | 0.45131 | 0.45131 | 0.45131 | 0.45131 | 0.45131 | 0.45131 | 0.45131 | 0.45131 | -0.21146 | -0.21146 | -0.21146 | -0.21146 | -0.21146 | -0.21146 | -0.21146 | -0.21146 | -0.21146 | -0.21146 | -0.21146 | -0.21146 | -0.21146 | -0.21146 | -0.21146 | -0.21146 | -0.21146 | -0.21146 | -0.21146 | -0.21146 | -0.21146 | -0.21146 | -0.66277 | -0.66277 | -0.66277 | -0.66277 | -0.66277 | -0.66277 | -0.66277 | -0.66277 | -0.66277 | -0.66277 | -0.66277 | -0.66277 | -0.66277 | 35 |  |  | 1.7635
Hither Hills Conversion to 33 kV | 2030 |  |  | 0 | 0 | 0.60305 | 0.60305 | 0.60305 | 0.60305 | 0.60305 | 0.60305 | 0.60305 | 0.60305 | 0.60305 | 0.60305 | 0.60305 | 0.60305 | -0.25676 | -0.25676 | -0.25676 | -0.25676 | -0.25676 | -0.25676 | -0.25676 | -0.25676 | -0.25676 | -0.25676 | -0.25676 | -0.25676 | -0.25676 | -0.25676 | -0.25676 | -0.25676 | -0.25676 | -0.25676 | -0.25676 | -0.25676 | -0.25676 | -0.25676 | -0.25676 | -0.85981 | -0.85981 | -0.85981 | -0.85981 | -0.85981 | -0.85981 | -0.85981 | -0.85981 | -0.85981 | -0.85981 | -0.85981 | -0.85981 | 35 |  |  | 2.0853
Culloden Pt Conversion to 33 kV | 2030 |  |  | 0 | 0 | 0 | 0.36233 | 0.36233 | 0.36233 | 0.36233 | 0.36233 | 0.36233 | 0.36233 | 0.36233 | 0.36233 | 0.36233 | 0.36233 | -0.13922 | -0.13922 | -0.13922 | -0.13922 | -0.13922 | -0.13922 | -0.13922 | -0.13922 | -0.13922 | -0.13922 | -0.13922 | -0.13922 | -0.13922 | -0.13922 | -0.13922 | -0.13922 | -0.13922 | -0.13922 | -0.13922 | -0.13922 | -0.13922 | -0.13922 | -0.13922 | -0.13922 | -0.50156 | -0.50156 | -0.50156 | -0.50156 | -0.50156 | -0.50156 | -0.50156 | -0.50156 | -0.50156 | -0.50156 | -0.50156 | 35 |  |  | 1.1012
Area II Projects: | [53 empty] | 33
Bridgehampton - Buell New 69 kV UG Cable | 2020 |  | 33.2 | 0 | 0 | 0 | 0 | 4.4251 | 4.4251 | 4.4251 | 4.4251 | 4.4251 | 4.4251 | 4.4251 | 4.4251 | 4.4251 | 4.4251 | 4.4251 | 4.4251 | 4.4251 | 4.4251 | 4.4251 | 4.4251 | 4.4251 | 4.4251 | 4.4251 | 4.4251 | 4.4251 | 4.4251 | 4.4251 | 4.4251 | 4.4251 | 4.4251 | 4.4251 | 4.4251 | 4.4251 | 4.4251 | 4.4251 | 4.4251 | 4.4251 | 4.4251 | 4.4251 | [10 empty] | 35 |  | 54.9758
No Deferral |  |  | 33.2 |  | 0 | 0 | 0 | 4.4251 | 4.4251 | 4.4251 | 4.4251 | 4.4251 | 4.4251 | 4.4251 | 4.4251 | 4.4251 | 4.4251 | 4.4251 | 4.4251 | 4.4251 | 4.4251 | 4.4251 | 4.4251 | 4.4251 | 4.4251 | 4.4251 | 4.4251 | 4.4251 | 4.4251 | 4.4251 | 4.4251 | 4.4251 | 4.4251 | 4.4251 | 4.4251 | 4.4251 | 4.4251 | 4.4251 | 4.4251 | 4.4251 | 4.4251 | 4.4251 | [10 empty] | 35 |  | 54.9758
Bridgehampton - Buell New 69 kV UG Cable | 2026 |  | 33.2 | [10 empty] | 5.2839 | 5.2839 | 5.2839 | 5.2839 | 5.2839 | 5.2839 | 5.2839 | 5.2839 | 5.2839 | 5.2839 | 5.2839 | 5.2839 | 5.2839 | 5.2839 | 5.2839 | 5.2839 | 5.2839 | 5.2839 | 5.2839 | 5.2839 | 5.2839 | 5.2839 | 5.2839 | 5.2839 | 5.2839 | 5.2839 | 5.2839 | 5.2839 | 5.2839 | 5.2839 | 5.2839 | 5.2839 | 5.2839 | 5.2839 | 5.2839 |  |  |  |  | 35 |  | 47.608 | 7.3678 | 0 | 0 | 0
Deferral to Indicated Year |  |  | 33.2 | [6 empty] | 0 | 0 | 0 | 0 | 5.2839 | 5.2839 | 5.2839 | 5.2839 | 5.2839 | 5.2839 | 5.2839 | 5.2839 | 5.2839 | 5.2839 | 5.2839 | 5.2839 | 5.2839 | 5.2839 | 5.2839 | 5.2839 | 5.2839 | 5.2839 | 5.2839 | 5.2839 | 5.2839 | 5.2839 | 5.2839 | 5.2839 | 5.2839 | 5.2839 | 5.2839 | 5.2839 | 5.2839 | 5.2839 | 5.2839 | 5.2839 | 5.2839 | 5.2839 | 5.2839 |  |  |  |  | 35 |  | 47.608 | 7.3678 | 0 | 0 | 0 | =Area II Portion
[59 empty] | 30525519.1561 | =Area II+III Portions
Annual Avoided Costs for Deferral to Indicated Year:
Bridgehampton - Buell New 69 kV UG Cable | 2026 |  |  | 0 | 0 | 0 | 0 | 4.4251 | 4.4251 | 4.4251 | 4.4251 | 4.4251 | 4.4251 | -0.85871 | -0.85871 | -0.85871 | -0.85871 | -0.85871 | -0.85871 | -0.85871 | -0.85871 | -0.85871 | -0.85871 | -0.85871 | -0.85871 | -0.85871 | -0.85871 | -0.85871 | -0.85871 | -0.85871 | -0.85871 | -0.85871 | -0.85871 | -0.85871 | -0.85871 | -0.85871 | -0.85871 | -0.85871 | -0.85871 | -0.85871 | -0.85871 | -0.85871 | -5.2839 | -5.2839 | -5.2839 | -5.2839 | -5.2839 | -5.2839 |  |  |  |  | 35 |  |  | 7.3678
0
Area III Projects: | [52 empty] | 0 | 15
New Canal - Southampton Cable | 2017 |  | 37.6 | 0 | 4.5863 | 4.5863 | 4.5863 | 4.5863 | 4.5863 | 4.5863 | 4.5863 | 4.5863 | 4.5863 | 4.5863 | 4.5863 | 4.5863 | 4.5863 | 4.5863 | 4.5863 | 4.5863 | 4.5863 | 4.5863 | 4.5863 | 4.5863 | 4.5863 | 4.5863 | 4.5863 | 4.5863 | 4.5863 | 4.5863 | 4.5863 | 4.5863 | 4.5863 | 4.5863 | 4.5863 | 4.5863 | 4.5863 | 4.5863 | 4.5863 | [13 empty] | 35 |  | 66.9063
Upgrade Wildwood - Riverhead to 138 kV | 2017 |  | 7.7 | 0 | 0.93922 | 0.93922 | 0.93922 | 0.93922 | 0.93922 | 0.93922 | 0.93922 | 0.93922 | 0.93922 | 0.93922 | 0.93922 | 0.93922 | 0.93922 | 0.93922 | 0.93922 | 0.93922 | 0.93922 | 0.93922 | 0.93922 | 0.93922 | 0.93922 | 0.93922 | 0.93922 | 0.93922 | 0.93922 | 0.93922 | 0.93922 | 0.93922 | 0.93922 | 0.93922 | 0.93922 | 0.93922 | 0.93922 | 0.93922 | 0.93922 | [13 empty] | 35 |  | 13.7016
Riverhead Canal 2nd Line and Bank | 2017 |  | 136.8 | 0 | 16.6864 | 16.6864 | 16.6864 | 16.6864 | 16.6864 | 16.6864 | 16.6864 | 16.6864 | 16.6864 | 16.6864 | 16.6864 | 16.6864 | 16.6864 | 16.6864 | 16.6864 | 16.6864 | 16.6864 | 16.6864 | 16.6864 | 16.6864 | 16.6864 | 16.6864 | 16.6864 | 16.6864 | 16.6864 | 16.6864 | 16.6864 | 16.6864 | 16.6864 | 16.6864 | 16.6864 | 16.6864 | 16.6864 | 16.6864 | 16.6864 | [13 empty] | 35 |  | 243.4251
Canal - Wainscott New 138 kV UG Cable | 2022 |  | 275.5 | 0 | 0 | 0 | 0 | 0 | 0 | 38.957 | 38.957 | 38.957 | 38.957 | 38.957 | 38.957 | 38.957 | 38.957 | 38.957 | 38.957 | 38.957 | 38.957 | 38.957 | 38.957 | 38.957 | 38.957 | 38.957 | 38.957 | 38.957 | 38.957 | 38.957 | 38.957 | 38.957 | 38.957 | 38.957 | 38.957 | 38.957 | 38.957 | 38.957 | 38.957 | 38.957 | 38.957 | 38.957 | 38.957 | 38.957 | [8 empty] | 35 |  | 434.8353
No Deferral |  |  | 457.6 |  | 22.212 | 22.212 | 22.212 | 22.212 | 22.212 | 61.169 | 61.169 | 61.169 | 61.169 | 61.169 | 61.169 | 61.169 | 61.169 | 61.169 | 61.169 | 61.169 | 61.169 | 61.169 | 61.169 | 61.169 | 61.169 | 61.169 | 61.169 | 61.169 | 61.169 | 61.169 | 61.169 | 61.169 | 61.169 | 61.169 | 61.169 | 61.169 | 61.169 | 61.169 | 61.169 | 38.957 | 38.957 | 38.957 | 38.957 | 38.957 | [10 empty] | 758.8683
New Canal - Southampton Cable | 2023 |  | 37.6 | [7 empty] | 5.4763 | 5.4763 | 5.4763 | 5.4763 | 5.4763 | 5.4763 | 5.4763 | 5.4763 | 5.4763 | 5.4763 | 5.4763 | 5.4763 | 5.4763 | 5.4763 | 5.4763 | 5.4763 | 5.4763 | 5.4763 | 5.4763 | 5.4763 | 5.4763 | 5.4763 | 5.4763 | 5.4763 | 5.4763 | 5.4763 | 5.4763 | 5.4763 | 5.4763 | 5.4763 | 5.4763 | 5.4763 | 5.4763 | 5.4763 | 5.4763 | [7 empty] | 35 |  | 57.9396 | 8.9667 | 0 | 0 | 0
Upgrade Wildwood - Riverhead to 138 kV | 2022 |  | 7.7 | [6 empty] | 1.0888 | 1.0888 | 1.0888 | 1.0888 | 1.0888 | 1.0888 | 1.0888 | 1.0888 | 1.0888 | 1.0888 | 1.0888 | 1.0888 | 1.0888 | 1.0888 | 1.0888 | 1.0888 | 1.0888 | 1.0888 | 1.0888 | 1.0888 | 1.0888 | 1.0888 | 1.0888 | 1.0888 | 1.0888 | 1.0888 | 1.0888 | 1.0888 | 1.0888 | 1.0888 | 1.0888 | 1.0888 | 1.0888 | 1.0888 | 1.0888 | [8 empty] | 35 |  | 12.1533 | 1.5483 | 0 | 0 | 0
Riverhead Canal 2nd Line and Bank | 2023 |  | 136.8 | [7 empty] | 19.9245 | 19.9245 | 19.9245 | 19.9245 | 19.9245 | 19.9245 | 19.9245 | 19.9245 | 19.9245 | 19.9245 | 19.9245 | 19.9245 | 19.9245 | 19.9245 | 19.9245 | 19.9245 | 19.9245 | 19.9245 | 19.9245 | 19.9245 | 19.9245 | 19.9245 | 19.9245 | 19.9245 | 19.9245 | 19.9245 | 19.9245 | 19.9245 | 19.9245 | 19.9245 | 19.9245 | 19.9245 | 19.9245 | 19.9245 | 19.9245 | [7 empty] | 35 |  | 210.8017 | 32.6235 | 0 | 0 | 0
Canal - Wainscott New 138 kV UG Cable | 2028 |  | 275.5 | [12 empty] | 46.5167 | 46.5167 | 46.5167 | 46.5167 | 46.5167 | 46.5167 | 46.5167 | 46.5167 | 46.5167 | 46.5167 | 46.5167 | 46.5167 | 46.5167 | 46.5167 | 46.5167 | 46.5167 | 46.5167 | 46.5167 | 46.5167 | 46.5167 | 46.5167 | 46.5167 | 46.5167 | 46.5167 | 46.5167 | 46.5167 | 46.5167 | 46.5167 | 46.5167 | 46.5167 | 46.5167 | 46.5167 | 46.5167 | 46.5167 | 46.5167 |  |  | 35 |  | 376.5593 | 58.276 | 58.276 | 925015.732 | 30525519.1561
Deferral to Indicated Year |  |  | 457.6 | [6 empty] | 1.0888 | 26.4896 | 26.4896 | 26.4896 | 26.4896 | 26.4896 | 73.0063 | 73.0063 | 73.0063 | 73.0063 | 73.0063 | 73.0063 | 73.0063 | 73.0063 | 73.0063 | 73.0063 | 73.0063 | 73.0063 | 73.0063 | 73.0063 | 73.0063 | 73.0063 | 73.0063 | 73.0063 | 73.0063 | 73.0063 | 73.0063 | 73.0063 | 73.0063 | 73.0063 | 73.0063 | 73.0063 | 73.0063 | 73.0063 | 73.0063 | 71.9175 | 46.5167 | 46.5167 | 46.5167 | 46.5167 | 46.5167 |  |  | 41 |  | 657.4539 | 101.4144 | 58.276 | 925015.732 | 30525519.1561 | =Area III Portion
[59 empty] | 30525519.1561 | =Area III Portion
Annual Avoided Costs for Deferral to Indicated Year:
New Canal - Southampton Cable | 2023 |  |  | 0 | 4.5863 | 4.5863 | 4.5863 | 4.5863 | 4.5863 | 4.5863 | -0.88999 | -0.88999 | -0.88999 | -0.88999 | -0.88999 | -0.88999 | -0.88999 | -0.88999 | -0.88999 | -0.88999 | -0.88999 | -0.88999 | -0.88999 | -0.88999 | -0.88999 | -0.88999 | -0.88999 | -0.88999 | -0.88999 | -0.88999 | -0.88999 | -0.88999 | -0.88999 | -0.88999 | -0.88999 | -0.88999 | -0.88999 | -0.88999 | -0.88999 | -5.4763 | -5.4763 | -5.4763 | -5.4763 | -5.4763 | -5.4763 | 0 | 0 | 0 | 0 | 0 |  |  | 35 |  |  | 8.9667
Upgrade Wildwood - Riverhead to 138 kV | 2022 |  |  | 0 | 0.93922 | 0.93922 | 0.93922 | 0.93922 | 0.93922 | -0.14959 | -0.14959 | -0.14959 | -0.14959 | -0.14959 | -0.14959 | -0.14959 | -0.14959 | -0.14959 | -0.14959 | -0.14959 | -0.14959 | -0.14959 | -0.14959 | -0.14959 | -0.14959 | -0.14959 | -0.14959 | -0.14959 | -0.14959 | -0.14959 | -0.14959 | -0.14959 | -0.14959 | -0.14959 | -0.14959 | -0.14959 | -0.14959 | -0.14959 | -0.14959 | -1.0888 | -1.0888 | -1.0888 | -1.0888 | -1.0888 | 0 | 0 | 0 | 0 | 0 | 0 |  |  | 35 |  |  | 1.5483
Riverhead Canal 2nd Line and Bank | 2023 |  |  | 0 | 16.6864 | 16.6864 | 16.6864 | 16.6864 | 16.6864 | 16.6864 | -3.238 | -3.238 | -3.238 | -3.238 | -3.238 | -3.238 | -3.238 | -3.238 | -3.238 | -3.238 | -3.238 | -3.238 | -3.238 | -3.238 | -3.238 | -3.238 | -3.238 | -3.238 | -3.238 | -3.238 | -3.238 | -3.238 | -3.238 | -3.238 | -3.238 | -3.238 | -3.238 | -3.238 | -3.238 | -19.9245 | -19.9245 | -19.9245 | -19.9245 | -19.9245 | -19.9245 | 0 | 0 | 0 | 0 | 0 |  |  | 35 |  |  | 32.6235
Canal - Wainscott New 138 kV UG Cable | 2028 |  |  | 0 | 0 | 0 | 0 | 0 | 0 | 38.957 | 38.957 | 38.957 | 38.957 | 38.957 | 38.957 | -7.5597 | -7.5597 | -7.5597 | -7.5597 | -7.5597 | -7.5597 | -7.5597 | -7.5597 | -7.5597 | -7.5597 | -7.5597 | -7.5597 | -7.5597 | -7.5597 | -7.5597 | -7.5597 | -7.5597 | -7.5597 | -7.5597 | -7.5597 | -7.5597 | -7.5597 | -7.5597 | -7.5597 | -7.5597 | -7.5597 | -7.5597 | -7.5597 | -7.5597 | -46.5167 | -46.5167 | -46.5167 | -46.5167 | -46.5167 | -46.5167 | [5 empty] | 58.276
Total - All Areas (No Deferrals,$Millions) |  |  | 513.3 |  | 24.0294 | 24.6325 | 24.9948 | 29.42 | 29.42 | 68.377 | 68.377 | 68.377 | 68.377 | 68.377 | 68.377 | 68.377 | 68.377 | 68.377 | 68.377 | 68.377 | 68.377 | 68.377 | 68.377 | 68.377 | 68.377 | 68.377 | 68.377 | 68.377 | 68.377 | 68.377 | 68.377 | 68.377 | 68.377 | 68.377 | 68.377 | 68.377 | 68.377 | 68.377 | 68.377 | 44.3475 | 43.7445 | 43.3821 | 38.957 | 38.957 | 0 | 0 | 0 | 0 | 0 | 0 | 0 | 0 |  | 63 | 853.4454 | 119.0703 | = max. total avoided cost in portfolio
Annual Avoided Costs for Deferrals - Area 1 Proposal: (see note*) | Deferral Year |  |  | 2016 | 2017 | 2018 | 2019 | 2020 | 2021 | 2022 | 2023 | 2024 | 2025 | 2026 | 2027 | 2028 | 2029 | 2030 | 2031 | 2032 | 2033 | 2034 | 2035 | 2036 | 2037 | 2038 | 2039 | 2040 | 2041 | 2042 | 2043 | 2044 | 2045 | 2046 | 2047 | 2048 | 2049 | 2050 | 2051 | 2052 | 2053 | 2054 | 2055 | 2056 | 2057 | 2058 | 2059 | 2060 | 2061 | 2062 | 2063 | 2064 |  |  | Differential NPV $M |  | Differential NPV $M (adjusted for COD of Selected Project) | Differntial NPV $/MW | NPV of Transmission Avoided Costs for Selected Project
Area I Projects:
Amagansett Conversion 33 kV | 2030 |  |  | 0 | 0.97582 | 0.97582 | 0.97582 | 0.97582 | 0.97582 | 0.97582 | 0.97582 | 0.97582 | 0.97582 | 0.97582 | 0.97582 | 0.97582 | 0.97582 | -0.4572 | -0.4572 | -0.4572 | -0.4572 | -0.4572 | -0.4572 | -0.4572 | -0.4572 | -0.4572 | -0.4572 | -0.4572 | -0.4572 | -0.4572 | -0.4572 | -0.4572 | -0.4572 | -0.4572 | -0.4572 | -0.4572 | -0.4572 | -0.4572 | -0.4572 | -1.433 | -1.433 | -1.433 | -1.433 | -1.433 | -1.433 | -1.433 | -1.433 | -1.433 | -1.433 | -1.433 | -1.433 | -1.433 |  |  | 3.8129 |  | 0 | 0 | 0
East Hampton Conversion 33 kV | 2030 |  |  | 0 | 0.39033 | 0.39033 | 0.39033 | 0.39033 | 0.39033 | 0.39033 | 0.39033 | 0.39033 | 0.39033 | 0.39033 | 0.39033 | 0.39033 | 0.39033 | -0.18288 | -0.18288 | -0.18288 | -0.18288 | -0.18288 | -0.18288 | -0.18288 | -0.18288 | -0.18288 | -0.18288 | -0.18288 | -0.18288 | -0.18288 | -0.18288 | -0.18288 | -0.18288 | -0.18288 | -0.18288 | -0.18288 | -0.18288 | -0.18288 | -0.18288 | -0.57321 | -0.57321 | -0.57321 | -0.57321 | -0.57321 | -0.57321 | -0.57321 | -0.57321 | -0.57321 | -0.57321 | -0.57321 | -0.57321 | -0.57321 |  |  | 1.5252 |  | 0 | 0 | 0
Buell Conversion 33 kV | 2030 |  |  | 0 | 0.45131 | 0.45131 | 0.45131 | 0.45131 | 0.45131 | 0.45131 | 0.45131 | 0.45131 | 0.45131 | 0.45131 | 0.45131 | 0.45131 | 0.45131 | -0.21146 | -0.21146 | -0.21146 | -0.21146 | -0.21146 | -0.21146 | -0.21146 | -0.21146 | -0.21146 | -0.21146 | -0.21146 | -0.21146 | -0.21146 | -0.21146 | -0.21146 | -0.21146 | -0.21146 | -0.21146 | -0.21146 | -0.21146 | -0.21146 | -0.21146 | -0.66277 | -0.66277 | -0.66277 | -0.66277 | -0.66277 | -0.66277 | -0.66277 | -0.66277 | -0.66277 | -0.66277 | -0.66277 | -0.66277 | -0.66277 |  |  | 1.7635 |  | 0 | 0 | 0
Hither Hills Conversion to 33 kV | 2030 |  |  | 0 | 0 | 0.60305 | 0.60305 | 0.60305 | 0.60305 | 0.60305 | 0.60305 | 0.60305 | 0.60305 | 0.60305 | 0.60305 | 0.60305 | 0.60305 | -0.25676 | -0.25676 | -0.25676 | -0.25676 | -0.25676 | -0.25676 | -0.25676 | -0.25676 | -0.25676 | -0.25676 | -0.25676 | -0.25676 | -0.25676 | -0.25676 | -0.25676 | -0.25676 | -0.25676 | -0.25676 | -0.25676 | -0.25676 | -0.25676 | -0.25676 | -0.25676 | -0.85981 | -0.85981 | -0.85981 | -0.85981 | -0.85981 | -0.85981 | -0.85981 | -0.85981 | -0.85981 | -0.85981 | -0.85981 | -0.85981 |  |  | 2.0853 |  | 0 | 0 | 0
Culloden Pt Conversion to 33 kV | 2030 |  |  | 0 | 0 | 0 | 0.36233 | 0.36233 | 0.36233 | 0.36233 | 0.36233 | 0.36233 | 0.36233 | 0.36233 | 0.36233 | 0.36233 | 0.36233 | -0.13922 | -0.13922 | -0.13922 | -0.13922 | -0.13922 | -0.13922 | -0.13922 | -0.13922 | -0.13922 | -0.13922 | -0.13922 | -0.13922 | -0.13922 | -0.13922 | -0.13922 | -0.13922 | -0.13922 | -0.13922 | -0.13922 | -0.13922 | -0.13922 | -0.13922 | -0.13922 | -0.13922 | -0.50156 | -0.50156 | -0.50156 | -0.50156 | -0.50156 | -0.50156 | -0.50156 | -0.50156 | -0.50156 | -0.50156 | -0.50156 |  |  | 1.1012 |  | 0 | 0 | 0
[59 empty] | 0 | =Area I Portion
Area II Projects: | [58 empty] | 0 | =Area I+II+III Portions
Bridgehampton - Buell New 69 kV UG Cable | 2026 |  |  | 0 | 0 | 0 | 0 | 4.4251 | 4.4251 | 4.4251 | 4.4251 | 4.4251 | 4.4251 | -0.85871 | -0.85871 | -0.85871 | -0.85871 | -0.85871 | -0.85871 | -0.85871 | -0.85871 | -0.85871 | -0.85871 | -0.85871 | -0.85871 | -0.85871 | -0.85871 | -0.85871 | -0.85871 | -0.85871 | -0.85871 | -0.85871 | -0.85871 | -0.85871 | -0.85871 | -0.85871 | -0.85871 | -0.85871 | -0.85871 | -0.85871 | -0.85871 | -0.85871 | -5.2839 | -5.2839 | -5.2839 | -5.2839 | -5.2839 | -5.2839 | 0 | 0 | 0 | 0 |  |  | 7.3678 |  | 0 | 0 | 0
[59 empty] | 0 | =Area II Portion
Area III Projects: | [58 empty] | 0 | =Area II+III Portions
New Canal - Southampton Cable | 2023 |  |  | 0 | 4.5863 | 4.5863 | 4.5863 | 4.5863 | 4.5863 | 4.5863 | -0.88999 | -0.88999 | -0.88999 | -0.88999 | -0.88999 | -0.88999 | -0.88999 | -0.88999 | -0.88999 | -0.88999 | -0.88999 | -0.88999 | -0.88999 | -0.88999 | -0.88999 | -0.88999 | -0.88999 | -0.88999 | -0.88999 | -0.88999 | -0.88999 | -0.88999 | -0.88999 | -0.88999 | -0.88999 | -0.88999 | -0.88999 | -0.88999 | -0.88999 | -5.4763 | -5.4763 | -5.4763 | -5.4763 | -5.4763 | -5.4763 | 0 | 0 | 0 | 0 | 0 | 0 | 0 |  |  | 8.9667 |  | 0 | 0 | 0
Upgrade Wildwood - Riverhead to 138 kV | 2022 |  |  | 0 | 0.93922 | 0.93922 | 0.93922 | 0.93922 | 0.93922 | -0.14959 | -0.14959 | -0.14959 | -0.14959 | -0.14959 | -0.14959 | -0.14959 | -0.14959 | -0.14959 | -0.14959 | -0.14959 | -0.14959 | -0.14959 | -0.14959 | -0.14959 | -0.14959 | -0.14959 | -0.14959 | -0.14959 | -0.14959 | -0.14959 | -0.14959 | -0.14959 | -0.14959 | -0.14959 | -0.14959 | -0.14959 | -0.14959 | -0.14959 | -0.14959 | -1.0888 | -1.0888 | -1.0888 | -1.0888 | -1.0888 | 0 | 0 | 0 | 0 | 0 | 0 | 0 | 0 |  |  | 1.5483 |  | 0 | 0 | 0
Riverhead Canal 2nd Line and Bank | 2023 |  |  | 0 | 16.6864 | 16.6864 | 16.6864 | 16.6864 | 16.6864 | 16.6864 | -3.238 | -3.238 | -3.238 | -3.238 | -3.238 | -3.238 | -3.238 | -3.238 | -3.238 | -3.238 | -3.238 | -3.238 | -3.238 | -3.238 | -3.238 | -3.238 | -3.238 | -3.238 | -3.238 | -3.238 | -3.238 | -3.238 | -3.238 | -3.238 | -3.238 | -3.238 | -3.238 | -3.238 | -3.238 | -19.9245 | -19.9245 | -19.9245 | -19.9245 | -19.9245 | -19.9245 | 0 | 0 | 0 | 0 | 0 | 0 | 0 |  |  | 32.6235 |  | 0 | 0 | 0
Canal - Wainscott New 138 kV UG Cable | 2028 |  |  | 0 | 0 | 0 | 0 | 0 | 0 | 38.957 | 38.957 | 38.957 | 38.957 | 38.957 | 38.957 | -7.5597 | -7.5597 | -7.5597 | -7.5597 | -7.5597 | -7.5597 | -7.5597 | -7.5597 | -7.5597 | -7.5597 | -7.5597 | -7.5597 | -7.5597 | -7.5597 | -7.5597 | -7.5597 | -7.5597 | -7.5597 | -7.5597 | -7.5597 | -7.5597 | -7.5597 | -7.5597 | -7.5597 | -7.5597 | -7.5597 | -7.5597 | -7.5597 | -7.5597 | -46.5167 | -46.5167 | -46.5167 | -46.5167 | -46.5167 | -46.5167 | 0 | 0 |  |  | 58.276 |  | 58.276 | 925015.732 | 0
[59 empty] | 0 | =Area III Portion
Total - Area 1 Proposal, $Millions (unadjusted) |  |  |  | 0 | 0 | 0 | 0 | 0 | 0 | 38.957 | 38.957 | 38.957 | 38.957 | 38.957 | 38.957 | -7.5597 | -7.5597 | -7.5597 | -7.5597 | -7.5597 | -7.5597 | -7.5597 | -7.5597 | -7.5597 | -7.5597 | -7.5597 | -7.5597 | -7.5597 | -7.5597 | -7.5597 | -7.5597 | -7.5597 | -7.5597 | -7.5597 | -7.5597 | -7.5597 | -7.5597 | -7.5597 | -7.5597 | -7.5597 | -7.5597 | -7.5597 | -7.5597 | -7.5597 | -46.5167 | -46.5167 | -46.5167 | -46.5167 | -46.5167 | -46.5167 | 0 | 0 |  |  | 58.276 |  |  | 925015.732 | 0
$/MW-yr |  |  |  | 0 | 0 | 0 | 0 | 0 | 0 | 618364.8116 | 618364.8116 | 618364.8116 | 618364.8116 | 618364.8116 | 618364.8116 | -119995.1118 | -119995.1118 | -119995.1118 | -119995.1118 | -119995.1118 | -119995.1118 | -119995.1118 | -119995.1118 | -119995.1118 | -119995.1118 | -119995.1118 | -119995.1118 | -119995.1118 | -119995.1118 | -119995.1118 | -119995.1118 | -119995.1118 | -119995.1118 | -119995.1118 | -119995.1118 | -119995.1118 | -119995.1118 | -119995.1118 | -119995.1118 | -119995.1118 | -119995.1118 | -119995.1118 | -119995.1118 | -119995.1118 | -738359.9234 | -738359.9234 | -738359.9234 | -738359.9234 | -738359.9234 | -738359.9234 | 0 | 0
$Millions (adjusted) |  |  |  | 0 | 0 | 0 | 0 | 0 | 0 | 0 | 0 | 0 | 0 | 0 | 0 | 0 | 0 | 0 | 0 | 0 | 0 | 0 | 0 | 0 | 0 | 0 | 0 | 0 | 0 | 0 | 0 | 0 | 0 | 0 | 0 | 0 | 0 | 0 | 0 | 0 | 0 | 0 | 0 | 0 | 0 | 0 | 0 | 0 | 0 | 0 | 0 | 0 |  |  | 0
Annual Avoided Costs for Deferrals - Area 2 Proposal: (see note*) | Deferral Year |  |  | 2016 | 2017 | 2018 | 2019 | 2020 | 2021 | 2022 | 2023 | 2024 | 2025 | 2026 | 2027 | 2028 | 2029 | 2030 | 2031 | 2032 | 2033 | 2034 | 2035 | 2036 | 2037 | 2038 | 2039 | 2040 | 2041 | 2042 | 2043 | 2044 | 2045 | 2046 | 2047 | 2048 | 2049 | 2050 | 2051 | 2052 | 2053 | 2054 | 2055 | 2056 | 2057 | 2058 | 2059 | 2060 | 2061 | 2062 | 2063 | 2064 |  |  | Differential NPV $M |  | Differential NPV $M (adjusted for COD of Selected Project) | Differntial NPV $/MW | NPV of Transmission Avoided Costs for Selected Project
Area I Projects:
Amagansett Conversion 33 kV | 2030 |  |  | 0 | 0 | 0 | 0 | 0 | 0 | 0 | 0 | 0 | 0 | 0 | 0 | 0 | 0 | 0 | 0 | 0 | 0 | 0 | 0 | 0 | 0 | 0 | 0 | 0 | 0 | 0 | 0 | 0 | 0 | 0 | 0 | 0 | 0 | 0 | 0 | 0 | 0 | 0 | 0 | 0 | 0 | 0 | 0 | 0 | 0 | 0 | 0 | 0 |  |  | 0 |  | 0 | 0 | 0
East Hampton Conversion 33 kV | 2030 |  |  | 0 | 0 | 0 | 0 | 0 | 0 | 0 | 0 | 0 | 0 | 0 | 0 | 0 | 0 | 0 | 0 | 0 | 0 | 0 | 0 | 0 | 0 | 0 | 0 | 0 | 0 | 0 | 0 | 0 | 0 | 0 | 0 | 0 | 0 | 0 | 0 | 0 | 0 | 0 | 0 | 0 | 0 | 0 | 0 | 0 | 0 | 0 | 0 | 0 |  |  | 0 |  | 0 | 0 | 0
Buell Conversion 33 kV | 2030 |  |  | 0 | 0 | 0 | 0 | 0 | 0 | 0 | 0 | 0 | 0 | 0 | 0 | 0 | 0 | 0 | 0 | 0 | 0 | 0 | 0 | 0 | 0 | 0 | 0 | 0 | 0 | 0 | 0 | 0 | 0 | 0 | 0 | 0 | 0 | 0 | 0 | 0 | 0 | 0 | 0 | 0 | 0 | 0 | 0 | 0 | 0 | 0 | 0 | 0 |  |  | 0 |  | 0 | 0 | 0
Hither Hills Conversion to 33 kV | 2030 |  |  | 0 | 0 | 0 | 0 | 0 | 0 | 0 | 0 | 0 | 0 | 0 | 0 | 0 | 0 | 0 | 0 | 0 | 0 | 0 | 0 | 0 | 0 | 0 | 0 | 0 | 0 | 0 | 0 | 0 | 0 | 0 | 0 | 0 | 0 | 0 | 0 | 0 | 0 | 0 | 0 | 0 | 0 | 0 | 0 | 0 | 0 | 0 | 0 | 0 |  |  | 0 |  | 0 | 0 | 0
Culloden Pt Conversion to 33 kV | 2030 |  |  | 0 | 0 | 0 | 0 | 0 | 0 | 0 | 0 | 0 | 0 | 0 | 0 | 0 | 0 | 0 | 0 | 0 | 0 | 0 | 0 | 0 | 0 | 0 | 0 | 0 | 0 | 0 | 0 | 0 | 0 | 0 | 0 | 0 | 0 | 0 | 0 | 0 | 0 | 0 | 0 | 0 | 0 | 0 | 0 | 0 | 0 | 0 | 0 | 0 |  |  | 0 |  | 0 | 0 | 0
[59 empty] | 0 | =Area I Portion
Area II Projects: | [58 empty] | 30525519.1561 | =Area I+II+III Portions
Bridgehampton - Buell New 69 kV UG Cable | 2026 |  |  | 0 | 0 | 0 | 0 | 4.4251 | 4.4251 | 4.4251 | 4.4251 | 4.4251 | 4.4251 | -0.85871 | -0.85871 | -0.85871 | -0.85871 | -0.85871 | -0.85871 | -0.85871 | -0.85871 | -0.85871 | -0.85871 | -0.85871 | -0.85871 | -0.85871 | -0.85871 | -0.85871 | -0.85871 | -0.85871 | -0.85871 | -0.85871 | -0.85871 | -0.85871 | -0.85871 | -0.85871 | -0.85871 | -0.85871 | -0.85871 | -0.85871 | -0.85871 | -0.85871 | -5.2839 | -5.2839 | -5.2839 | -5.2839 | -5.2839 | -5.2839 | 0 | 0 | 0 | 0 |  |  | 7.3678 |  | 0 | 0 | 0
[59 empty] | 0 | =Area II Portion
Area III Projects: | [58 empty] | 30525519.1561 | =Area II+III Portions
New Canal - Southampton Cable | 2023 |  |  | 0 | 4.5863 | 4.5863 | 4.5863 | 4.5863 | 4.5863 | 4.5863 | -0.88999 | -0.88999 | -0.88999 | -0.88999 | -0.88999 | -0.88999 | -0.88999 | -0.88999 | -0.88999 | -0.88999 | -0.88999 | -0.88999 | -0.88999 | -0.88999 | -0.88999 | -0.88999 | -0.88999 | -0.88999 | -0.88999 | -0.88999 | -0.88999 | -0.88999 | -0.88999 | -0.88999 | -0.88999 | -0.88999 | -0.88999 | -0.88999 | -0.88999 | -5.4763 | -5.4763 | -5.4763 | -5.4763 | -5.4763 | -5.4763 | 0 | 0 | 0 | 0 | 0 | 0 | 0 |  |  | 8.9667 |  | 0 | 0 | 0
Upgrade Wildwood - Riverhead to 138 kV | 2022 |  |  | 0 | 0.93922 | 0.93922 | 0.93922 | 0.93922 | 0.93922 | -0.14959 | -0.14959 | -0.14959 | -0.14959 | -0.14959 | -0.14959 | -0.14959 | -0.14959 | -0.14959 | -0.14959 | -0.14959 | -0.14959 | -0.14959 | -0.14959 | -0.14959 | -0.14959 | -0.14959 | -0.14959 | -0.14959 | -0.14959 | -0.14959 | -0.14959 | -0.14959 | -0.14959 | -0.14959 | -0.14959 | -0.14959 | -0.14959 | -0.14959 | -0.14959 | -1.0888 | -1.0888 | -1.0888 | -1.0888 | -1.0888 | 0 | 0 | 0 | 0 | 0 | 0 | 0 | 0 |  |  | 1.5483 |  | 0 | 0 | 0
Riverhead Canal 2nd Line and Bank | 2023 |  |  | 0 | 16.6864 | 16.6864 | 16.6864 | 16.6864 | 16.6864 | 16.6864 | -3.238 | -3.238 | -3.238 | -3.238 | -3.238 | -3.238 | -3.238 | -3.238 | -3.238 | -3.238 | -3.238 | -3.238 | -3.238 | -3.238 | -3.238 | -3.238 | -3.238 | -3.238 | -3.238 | -3.238 | -3.238 | -3.238 | -3.238 | -3.238 | -3.238 | -3.238 | -3.238 | -3.238 | -3.238 | -19.9245 | -19.9245 | -19.9245 | -19.9245 | -19.9245 | -19.9245 | 0 | 0 | 0 | 0 | 0 | 0 | 0 |  |  | 32.6235 |  | 0 | 0 | 0
Canal - Wainscott New 138 kV UG Cable | 2028 |  |  | 0 | 0 | 0 | 0 | 0 | 0 | 38.957 | 38.957 | 38.957 | 38.957 | 38.957 | 38.957 | -7.5597 | -7.5597 | -7.5597 | -7.5597 | -7.5597 | -7.5597 | -7.5597 | -7.5597 | -7.5597 | -7.5597 | -7.5597 | -7.5597 | -7.5597 | -7.5597 | -7.5597 | -7.5597 | -7.5597 | -7.5597 | -7.5597 | -7.5597 | -7.5597 | -7.5597 | -7.5597 | -7.5597 | -7.5597 | -7.5597 | -7.5597 | -7.5597 | -7.5597 | -46.5167 | -46.5167 | -46.5167 | -46.5167 | -46.5167 | -46.5167 | 0 | 0 |  |  | 58.276 |  | 58.276 | 925015.732 | 30525519.1561
[59 empty] | 30525519.1561 | =Area III Portion
Total - Area 2 Proposal, $Millions (unadjusted) |  |  |  | 0 | 0 | 0 | 0 | 0 | 0 | 38.957 | 38.957 | 38.957 | 38.957 | 38.957 | 38.957 | -7.5597 | -7.5597 | -7.5597 | -7.5597 | -7.5597 | -7.5597 | -7.5597 | -7.5597 | -7.5597 | -7.5597 | -7.5597 | -7.5597 | -7.5597 | -7.5597 | -7.5597 | -7.5597 | -7.5597 | -7.5597 | -7.5597 | -7.5597 | -7.5597 | -7.5597 | -7.5597 | -7.5597 | -7.5597 | -7.5597 | -7.5597 | -7.5597 | -7.5597 | -46.5167 | -46.5167 | -46.5167 | -46.5167 | -46.5167 | -46.5167 | 0 | 0 |  |  | 58.276 |  |  | 925015.732 | 30525519.1561
$/MW-yr |  |  |  | 0 | 0 | 0 | 0 | 0 | 0 | 618364.8116 | 618364.8116 | 618364.8116 | 618364.8116 | 618364.8116 | 618364.8116 | -119995.1118 | -119995.1118 | -119995.1118 | -119995.1118 | -119995.1118 | -119995.1118 | -119995.1118 | -119995.1118 | -119995.1118 | -119995.1118 | -119995.1118 | -119995.1118 | -119995.1118 | -119995.1118 | -119995.1118 | -119995.1118 | -119995.1118 | -119995.1118 | -119995.1118 | -119995.1118 | -119995.1118 | -119995.1118 | -119995.1118 | -119995.1118 | -119995.1118 | -119995.1118 | -119995.1118 | -119995.1118 | -119995.1118 | -738359.9234 | -738359.9234 | -738359.9234 | -738359.9234 | -738359.9234 | -738359.9234 | 0 | 0
$Millions (adjusted) |  |  |  | 0 | 0 | 0 | 0 | 0 | 0 | 20.406 | 20.406 | 20.406 | 20.406 | 20.406 | 20.406 | -3.9598 | -3.9598 | -3.9598 | -3.9598 | -3.9598 | -3.9598 | -3.9598 | -3.9598 | -3.9598 | -3.9598 | -3.9598 | -3.9598 | -3.9598 | -3.9598 | -3.9598 | -3.9598 | -3.9598 | -3.9598 | -3.9598 | -3.9598 | -3.9598 | -3.9598 | -3.9598 | -3.9598 | -3.9598 | -3.9598 | -3.9598 | -3.9598 | -3.9598 | -24.3659 | -24.3659 | -24.3659 | -24.3659 | -24.3659 | -24.3659 | 0 | 0 |  |  | 30525.5192
Annual Avoided Costs for Deferrals - Area 3 Proposal: (see note*) | Deferral Year |  |  | 2016 | 2017 | 2018 | 2019 | 2020 | 2021 | 2022 | 2023 | 2024 | 2025 | 2026 | 2027 | 2028 | 2029 | 2030 | 2031 | 2032 | 2033 | 2034 | 2035 | 2036 | 2037 | 2038 | 2039 | 2040 | 2041 | 2042 | 2043 | 2044 | 2045 | 2046 | 2047 | 2048 | 2049 | 2050 | 2051 | 2052 | 2053 | 2054 | 2055 | 2056 | 2057 | 2058 | 2059 | 2060 | 2061 | 2062 | 2063 | 2064 |  |  | Differential NPV $M |  | Differential NPV $M (adjusted for COD of Selected Project) | Differntial NPV $/MW | NPV of Transmission Avoided Costs for Selected Project
Area I Projects:
Amagansett Conversion 33 kV | 2030 |  |  | 0 | 0 | 0 | 0 | 0 | 0 | 0 | 0 | 0 | 0 | 0 | 0 | 0 | 0 | 0 | 0 | 0 | 0 | 0 | 0 | 0 | 0 | 0 | 0 | 0 | 0 | 0 | 0 | 0 | 0 | 0 | 0 | 0 | 0 | 0 | 0 | 0 | 0 | 0 | 0 | 0 | 0 | 0 | 0 | 0 | 0 | 0 | 0 | 0 |  |  | 0 |  | 0 | 0 | 0
East Hampton Conversion 33 kV | 2030 |  |  | 0 | 0 | 0 | 0 | 0 | 0 | 0 | 0 | 0 | 0 | 0 | 0 | 0 | 0 | 0 | 0 | 0 | 0 | 0 | 0 | 0 | 0 | 0 | 0 | 0 | 0 | 0 | 0 | 0 | 0 | 0 | 0 | 0 | 0 | 0 | 0 | 0 | 0 | 0 | 0 | 0 | 0 | 0 | 0 | 0 | 0 | 0 | 0 | 0 |  |  | 0 |  | 0 | 0 | 0
Buell Conversion 33 kV | 2030 |  |  | 0 | 0 | 0 | 0 | 0 | 0 | 0 | 0 | 0 | 0 | 0 | 0 | 0 | 0 | 0 | 0 | 0 | 0 | 0 | 0 | 0 | 0 | 0 | 0 | 0 | 0 | 0 | 0 | 0 | 0 | 0 | 0 | 0 | 0 | 0 | 0 | 0 | 0 | 0 | 0 | 0 | 0 | 0 | 0 | 0 | 0 | 0 | 0 | 0 |  |  | 0 |  | 0 | 0 | 0
Hither Hills Conversion to 33 kV | 2030 |  |  | 0 | 0 | 0 | 0 | 0 | 0 | 0 | 0 | 0 | 0 | 0 | 0 | 0 | 0 | 0 | 0 | 0 | 0 | 0 | 0 | 0 | 0 | 0 | 0 | 0 | 0 | 0 | 0 | 0 | 0 | 0 | 0 | 0 | 0 | 0 | 0 | 0 | 0 | 0 | 0 | 0 | 0 | 0 | 0 | 0 | 0 | 0 | 0 | 0 |  |  | 0 |  | 0 | 0 | 0
Culloden Pt Conversion to 33 kV | 2030 |  |  | 0 | 0 | 0 | 0 | 0 | 0 | 0 | 0 | 0 | 0 | 0 | 0 | 0 | 0 | 0 | 0 | 0 | 0 | 0 | 0 | 0 | 0 | 0 | 0 | 0 | 0 | 0 | 0 | 0 | 0 | 0 | 0 | 0 | 0 | 0 | 0 | 0 | 0 | 0 | 0 | 0 | 0 | 0 | 0 | 0 | 0 | 0 | 0 | 0 |  |  | 0 |  | 0 | 0 | 0
[59 empty] | 0 | =Area I Portion
Area II Projects: | [58 empty] | 0 | =Area I+II+III Portions
Bridgehampton - Buell New 69 kV UG Cable | 2026 |  |  | 0 | 0 | 0 | 0 | 0 | 0 | 0 | 0 | 0 | 0 | 0 | 0 | 0 | 0 | 0 | 0 | 0 | 0 | 0 | 0 | 0 | 0 | 0 | 0 | 0 | 0 | 0 | 0 | 0 | 0 | 0 | 0 | 0 | 0 | 0 | 0 | 0 | 0 | 0 | 0 | 0 | 0 | 0 | 0 | 0 | 0 | 0 | 0 | 0 |  |  | 0 |  | 0 | 0 | 0
[59 empty] | 0 | =Area II Portion
Area III Projects: | [58 empty] | 0 | =Area II+III Portions
New Canal - Southampton Cable | 2023 |  |  | 0 | 4.5863 | 4.5863 | 4.5863 | 4.5863 | 4.5863 | 4.5863 | -0.88999 | -0.88999 | -0.88999 | -0.88999 | -0.88999 | -0.88999 | -0.88999 | -0.88999 | -0.88999 | -0.88999 | -0.88999 | -0.88999 | -0.88999 | -0.88999 | -0.88999 | -0.88999 | -0.88999 | -0.88999 | -0.88999 | -0.88999 | -0.88999 | -0.88999 | -0.88999 | -0.88999 | -0.88999 | -0.88999 | -0.88999 | -0.88999 | -0.88999 | -5.4763 | -5.4763 | -5.4763 | -5.4763 | -5.4763 | -5.4763 | 0 | 0 | 0 | 0 | 0 | 0 | 0 |  |  | 8.9667 |  | 0 | 0 | 0
Upgrade Wildwood - Riverhead to 138 kV | 2022 |  |  | 0 | 0.93922 | 0.93922 | 0.93922 | 0.93922 | 0.93922 | -0.14959 | -0.14959 | -0.14959 | -0.14959 | -0.14959 | -0.14959 | -0.14959 | -0.14959 | -0.14959 | -0.14959 | -0.14959 | -0.14959 | -0.14959 | -0.14959 | -0.14959 | -0.14959 | -0.14959 | -0.14959 | -0.14959 | -0.14959 | -0.14959 | -0.14959 | -0.14959 | -0.14959 | -0.14959 | -0.14959 | -0.14959 | -0.14959 | -0.14959 | -0.14959 | -1.0888 | -1.0888 | -1.0888 | -1.0888 | -1.0888 | 0 | 0 | 0 | 0 | 0 | 0 | 0 | 0 |  |  | 1.5483 |  | 0 | 0 | 0
Riverhead Canal 2nd Line and Bank | 2023 |  |  | 0 | 16.6864 | 16.6864 | 16.6864 | 16.6864 | 16.6864 | 16.6864 | -3.238 | -3.238 | -3.238 | -3.238 | -3.238 | -3.238 | -3.238 | -3.238 | -3.238 | -3.238 | -3.238 | -3.238 | -3.238 | -3.238 | -3.238 | -3.238 | -3.238 | -3.238 | -3.238 | -3.238 | -3.238 | -3.238 | -3.238 | -3.238 | -3.238 | -3.238 | -3.238 | -3.238 | -3.238 | -19.9245 | -19.9245 | -19.9245 | -19.9245 | -19.9245 | -19.9245 | 0 | 0 | 0 | 0 | 0 | 0 | 0 |  |  | 32.6235 |  | 0 | 0 | 0
Canal - Wainscott New 138 kV UG Cable | 2028 |  |  | 0 | 0 | 0 | 0 | 0 | 0 | 38.957 | 38.957 | 38.957 | 38.957 | 38.957 | 38.957 | -7.5597 | -7.5597 | -7.5597 | -7.5597 | -7.5597 | -7.5597 | -7.5597 | -7.5597 | -7.5597 | -7.5597 | -7.5597 | -7.5597 | -7.5597 | -7.5597 | -7.5597 | -7.5597 | -7.5597 | -7.5597 | -7.5597 | -7.5597 | -7.5597 | -7.5597 | -7.5597 | -7.5597 | -7.5597 | -7.5597 | -7.5597 | -7.5597 | -7.5597 | -46.5167 | -46.5167 | -46.5167 | -46.5167 | -46.5167 | -46.5167 | 0 | 0 |  |  | 58.276 |  | 58.276 | 925015.732 | 0
[59 empty] | 0 | =Area III Portion
Total - Area 3 Proposal, $Millions (unadjusted) |  |  |  | 0 | 22.212 | 22.212 | 22.212 | 22.212 | 22.212 | 60.0802 | 34.6794 | 34.6794 | 34.6794 | 34.6794 | 34.6794 | -11.8373 | -11.8373 | -11.8373 | -11.8373 | -11.8373 | -11.8373 | -11.8373 | -11.8373 | -11.8373 | -11.8373 | -11.8373 | -11.8373 | -11.8373 | -11.8373 | -11.8373 | -11.8373 | -11.8373 | -11.8373 | -11.8373 | -11.8373 | -11.8373 | -11.8373 | -11.8373 | -11.8373 | -34.0493 | -34.0493 | -34.0493 | -34.0493 | -34.0493 | -71.9175 | -46.5167 | -46.5167 | -46.5167 | -46.5167 | -46.5167 | 0 | 0 |  |  | 101.4144 |  |  | 925015.732 | 0
$/MW-yr |  |  |  | 0 | 0 | 0 | 0 | 0 | 0 | 618364.8116 | 618364.8116 | 618364.8116 | 618364.8116 | 618364.8116 | 618364.8116 | -119995.1118 | -119995.1118 | -119995.1118 | -119995.1118 | -119995.1118 | -119995.1118 | -119995.1118 | -119995.1118 | -119995.1118 | -119995.1118 | -119995.1118 | -119995.1118 | -119995.1118 | -119995.1118 | -119995.1118 | -119995.1118 | -119995.1118 | -119995.1118 | -119995.1118 | -119995.1118 | -119995.1118 | -119995.1118 | -119995.1118 | -119995.1118 | -119995.1118 | -119995.1118 | -119995.1118 | -119995.1118 | -119995.1118 | -738359.9234 | -738359.9234 | -738359.9234 | -738359.9234 | -738359.9234 | -738359.9234 | 0 | 0
$Millions (adjusted) |  |  |  | 0 | 0 | 0 | 0 | 0 | 0 | 0 | 0 | 0 | 0 | 0 | 0 | 0 | 0 | 0 | 0 | 0 | 0 | 0 | 0 | 0 | 0 | 0 | 0 | 0 | 0 | 0 | 0 | 0 | 0 | 0 | 0 | 0 | 0 | 0 | 0 | 0 | 0 | 0 | 0 | 0 | 0 | 0 | 0 | 0 | 0 | 0 | 0 | 0 |  |  | 0
Discount Factor (Relative to 1/1/2016) = |  |  |  | 0.94787 | 0.89845 | 0.85161 | 0.80722 | 0.76513 | 0.72525 | 0.68744 | 0.6516 | 0.61763 | 0.58543 | 0.55491 | 0.52598 | 0.49856 | 0.47257 | 0.44793 | 0.42458 | 0.40245 | 0.38147 | 0.36158 | 0.34273 | 0.32486 | 0.30793 | 0.29187 | 0.27666 | 0.26223 | 0.24856 | 0.2356 | 0.22332 | 0.21168 | 0.20064 | 0.19018 | 0.18027 | 0.17087 | 0.16196 | 0.15352 | 0.14552 | 0.13793 | 0.13074 | 0.12392 | 0.11746 | 0.11134 | 0.10554 | 0.10003 | 0.094818 | 0.089875 | 0.08519 | 0.080748 | 0.076539 | 0.072549
* Note: A positive (+) avoided cost in a given year represents a cost savings relative to not having a transmission project deferral.
Note on BE21: Todd Kantarek: December 31, 2022
Note on BG17: Todd Kantarek: UCAP - 33.3MW No loss factor for 69kV interconnection

## PhII (DWW200)
Version |  | Based on PSEGLI file: "East End Utility 2_0_Economics_2014_10_13_r28_Sargent_Lundy.xlsx"
Annual Revenue Requirements (Millions of $s)
1) Reference (Transmission only) Case
Project | I/S Year | Investor | Capital (2015$s) | 2016 | 2017 | 2018 | 2019 | 2020 | 2021 | 2022 | 2023 | 2024 | 2025 | 2026 | 2027 | 2028 | 2029 | 2030 | 2031 | 2032 | 2033 | 2034 | 2035 | 2036 | 2037 | 2038 | 2039 | 2040 | 2041 | 2042 | 2043 | 2044 | 2045 | 2046 | 2047 | 2048 | 2049 | 2050 | 2051 | 2052 | 2053 | 2054 | 2055 | 2056 | 2057 | 2058 | 2059 | 2060 | 2061 | 2062 | 2063 | 2064 |  | NPV |  | Proposal Number = | DWW200
Transmission Reinforcement I | 2017 | PSEGLI | 197 | 0 | 24.0294 | 24.0294 | 24.0294 | 24.0294 | 24.0294 | 24.0294 | 24.0294 | 24.0294 | 24.0294 | 24.0294 | 24.0294 | 24.0294 | 24.0294 | 24.0294 | 24.0294 | 24.0294 | 24.0294 | 24.0294 | 24.0294 | 24.0294 | 24.0294 | 24.0294 | 24.0294 | 24.0294 | 24.0294 | 24.0294 | 24.0294 | 24.0294 | 24.0294 | 24.0294 | 24.0294 | 24.0294 | 24.0294 | 24.0294 | 24.0294 | [13 empty] | 35 | 350.5464 |  | Proposer Name = | Deepwater Wind LLC
Transmission Reinforcement II | 2018 | PSEGLI | 4.8 | 0 | 0 | 0.60305 | 0.60305 | 0.60305 | 0.60305 | 0.60305 | 0.60305 | 0.60305 | 0.60305 | 0.60305 | 0.60305 | 0.60305 | 0.60305 | 0.60305 | 0.60305 | 0.60305 | 0.60305 | 0.60305 | 0.60305 | 0.60305 | 0.60305 | 0.60305 | 0.60305 | 0.60305 | 0.60305 | 0.60305 | 0.60305 | 0.60305 | 0.60305 | 0.60305 | 0.60305 | 0.60305 | 0.60305 | 0.60305 | 0.60305 | 0.60305 | [12 empty] | 35 | 8.3388 |  | Proposal/Project = | Wainscott Storage
Transmission Reinforcement III | 2019 | PSEGLI | 2.8 | 0 | 0 | 0 | 0.36233 | 0.36233 | 0.36233 | 0.36233 | 0.36233 | 0.36233 | 0.36233 | 0.36233 | 0.36233 | 0.36233 | 0.36233 | 0.36233 | 0.36233 | 0.36233 | 0.36233 | 0.36233 | 0.36233 | 0.36233 | 0.36233 | 0.36233 | 0.36233 | 0.36233 | 0.36233 | 0.36233 | 0.36233 | 0.36233 | 0.36233 | 0.36233 | 0.36233 | 0.36233 | 0.36233 | 0.36233 | 0.36233 | 0.36233 | 0.36233 | [11 empty] | 35 | 4.7491 |  | Option Number = | 1
Transmission Reinforcement IV | 2020 | PSEGLI | 33.2 | 0 | 0 | 0 | 0 | 4.4251 | 4.4251 | 4.4251 | 4.4251 | 4.4251 | 4.4251 | 4.4251 | 4.4251 | 4.4251 | 4.4251 | 4.4251 | 4.4251 | 4.4251 | 4.4251 | 4.4251 | 4.4251 | 4.4251 | 4.4251 | 4.4251 | 4.4251 | 4.4251 | 4.4251 | 4.4251 | 4.4251 | 4.4251 | 4.4251 | 4.4251 | 4.4251 | 4.4251 | 4.4251 | 4.4251 | 4.4251 | 4.4251 | 4.4251 | 4.4251 | [10 empty] | 35 | 54.9758 |  | Location = | 2
Transmission Reinforcement V | 2022 | PSEGLI | 275.5 | 0 | 0 | 0 | 0 | 0 | 0 | 38.957 | 38.957 | 38.957 | 38.957 | 38.957 | 38.957 | 38.957 | 38.957 | 38.957 | 38.957 | 38.957 | 38.957 | 38.957 | 38.957 | 38.957 | 38.957 | 38.957 | 38.957 | 38.957 | 38.957 | 38.957 | 38.957 | 38.957 | 38.957 | 38.957 | 38.957 | 38.957 | 38.957 | 38.957 | 38.957 | 38.957 | 38.957 | 38.957 | 38.957 | 38.957 | [8 empty] | 35 | 434.8353 |  | Technology = | Battery Storage
[56 empty] | Interconnection Points = | 2.4 MW on 13.2 kV UG Circuit Wainscott; 2.4 MW on 13.2 kV OH Circuit Hedges Lane
Total |  |  | 513.3 | 0 | 24.0294 | 24.6325 | 24.9948 | 29.42 | 29.42 | 68.377 | 68.377 | 68.377 | 68.377 | 68.377 | 68.377 | 68.377 | 68.377 | 68.377 | 68.377 | 68.377 | 68.377 | 68.377 | 68.377 | 68.377 | 68.377 | 68.377 | 68.377 | 68.377 | 68.377 | 68.377 | 68.377 | 68.377 | 68.377 | 68.377 | 68.377 | 68.377 | 68.377 | 68.377 | 68.377 | 44.3475 | 43.7445 | 43.3821 | 38.957 | 38.957 | 0 | 0 | 0 | 0 | 0 | 0 | 0 | 0 |  | 853.4454 |  | Loss Factor = | 1.026
2016 NPV @ 5.5%, thru 2035 |  |  |  | 2016: 582.1416
2016 NPV @ 5.5%, thru 2056 |  |  |  | 2016: 853.4454 |  |  |  | MW Required by 2022 (cap) = | 15 | 33 | 15 | Output: NPV of Transmission Avoided Costs for Selected Project (see note*)
[57 empty] | Selected Project Inputs - Area 1 Portion | Selected Project Inputs - Area 2 Portion | Selected Project Inputs - Area 3 Portion | Area 1 | Area 2 | Area 3 | Total | check
[56 empty] | Project kW = | 0 | 4924.8 | 0
[55 empty] | Capped kW = | 4924.8 | 0 | 4924.8 | 0
[56 empty] | Project Area (1, 2, or 3) = | 1 | 2 | 3
[56 empty] | Proportion of Peak Hours Covered = | 100% | 100% | 100%
[55 empty] | Project COD = | 2018
[55 empty] | Effective kW = | 4924.8 |  |  |  | 0 | 5311451.6516 | 0 | 5311451.6516
[60 empty] | check | check | check
| I/S Year |  | Capital (2015$s) | 2016 | 2017 | 2018 | 2019 | 2020 | 2021 | 2022 | 2023 | 2024 | 2025 | 2026 | 2027 | 2028 | 2029 | 2030 | 2031 | 2032 | 2033 | 2034 | 2035 | 2036 | 2037 | 2038 | 2039 | 2040 | 2041 | 2042 | 2043 | 2044 | 2045 | 2046 | 2047 | 2048 | 2049 | 2050 | 2051 | 2052 | 2053 | 2054 | 2055 | 2056 | 2057 | 2058 | 2059 | 2060 | 2061 | 2062 | 2063 | 2064 |  | MW Required by 2022 | NPV Base $M | Differential NPV $M | Differential NPV $M (adjusted for COD of Selected Project) | Differntial NPV $/MW | NPV of Transmission Avoided Costs for Selected Project
Area I Projects: | [53 empty] | 15
Amagansett Conversion 33 kV | 2017 |  | 8 | 0 | 0.97582 | 0.97582 | 0.97582 | 0.97582 | 0.97582 | 0.97582 | 0.97582 | 0.97582 | 0.97582 | 0.97582 | 0.97582 | 0.97582 | 0.97582 | 0.97582 | 0.97582 | 0.97582 | 0.97582 | 0.97582 | 0.97582 | 0.97582 | 0.97582 | 0.97582 | 0.97582 | 0.97582 | 0.97582 | 0.97582 | 0.97582 | 0.97582 | 0.97582 | 0.97582 | 0.97582 | 0.97582 | 0.97582 | 0.97582 | 0.97582 | [13 empty] | 35 |  | 14.2354
East Hampton Conversion 33 kV | 2017 |  | 3.2 | 0 | 0.39033 | 0.39033 | 0.39033 | 0.39033 | 0.39033 | 0.39033 | 0.39033 | 0.39033 | 0.39033 | 0.39033 | 0.39033 | 0.39033 | 0.39033 | 0.39033 | 0.39033 | 0.39033 | 0.39033 | 0.39033 | 0.39033 | 0.39033 | 0.39033 | 0.39033 | 0.39033 | 0.39033 | 0.39033 | 0.39033 | 0.39033 | 0.39033 | 0.39033 | 0.39033 | 0.39033 | 0.39033 | 0.39033 | 0.39033 | 0.39033 | [13 empty] | 35 |  | 5.6942
Buell Conversion 33 kV | 2017 |  | 3.7 | 0 | 0.45131 | 0.45131 | 0.45131 | 0.45131 | 0.45131 | 0.45131 | 0.45131 | 0.45131 | 0.45131 | 0.45131 | 0.45131 | 0.45131 | 0.45131 | 0.45131 | 0.45131 | 0.45131 | 0.45131 | 0.45131 | 0.45131 | 0.45131 | 0.45131 | 0.45131 | 0.45131 | 0.45131 | 0.45131 | 0.45131 | 0.45131 | 0.45131 | 0.45131 | 0.45131 | 0.45131 | 0.45131 | 0.45131 | 0.45131 | 0.45131 | [13 empty] | 35 |  | 6.5839
Hither Hills Conversion to 33 kV | 2018 |  | 4.8 | 0 | 0 | 0.60305 | 0.60305 | 0.60305 | 0.60305 | 0.60305 | 0.60305 | 0.60305 | 0.60305 | 0.60305 | 0.60305 | 0.60305 | 0.60305 | 0.60305 | 0.60305 | 0.60305 | 0.60305 | 0.60305 | 0.60305 | 0.60305 | 0.60305 | 0.60305 | 0.60305 | 0.60305 | 0.60305 | 0.60305 | 0.60305 | 0.60305 | 0.60305 | 0.60305 | 0.60305 | 0.60305 | 0.60305 | 0.60305 | 0.60305 | 0.60305 | [12 empty] | 35 |  | 8.3388
Culloden Pt Conversion to 33 kV | 2019 |  | 2.8 | 0 | 0 | 0 | 0.36233 | 0.36233 | 0.36233 | 0.36233 | 0.36233 | 0.36233 | 0.36233 | 0.36233 | 0.36233 | 0.36233 | 0.36233 | 0.36233 | 0.36233 | 0.36233 | 0.36233 | 0.36233 | 0.36233 | 0.36233 | 0.36233 | 0.36233 | 0.36233 | 0.36233 | 0.36233 | 0.36233 | 0.36233 | 0.36233 | 0.36233 | 0.36233 | 0.36233 | 0.36233 | 0.36233 | 0.36233 | 0.36233 | 0.36233 | 0.36233 | [11 empty] | 35 |  | 4.7491
No Deferral |  |  | 22.5 |  | 1.8175 | 2.4205 | 2.7828 | 2.7828 | 2.7828 | 2.7828 | 2.7828 | 2.7828 | 2.7828 | 2.7828 | 2.7828 | 2.7828 | 2.7828 | 2.7828 | 2.7828 | 2.7828 | 2.7828 | 2.7828 | 2.7828 | 2.7828 | 2.7828 | 2.7828 | 2.7828 | 2.7828 | 2.7828 | 2.7828 | 2.7828 | 2.7828 | 2.7828 | 2.7828 | 2.7828 | 2.7828 | 2.7828 | 2.7828 | 2.7828 | 0.96539 | 0.36233 | 0 | 0 | 0 | [10 empty] | 39.6013
Amagansett Conversion 33 kV | 2030 |  | 8 | [14 empty] | 1.433 | 1.433 | 1.433 | 1.433 | 1.433 | 1.433 | 1.433 | 1.433 | 1.433 | 1.433 | 1.433 | 1.433 | 1.433 | 1.433 | 1.433 | 1.433 | 1.433 | 1.433 | 1.433 | 1.433 | 1.433 | 1.433 | 1.433 | 1.433 | 1.433 | 1.433 | 1.433 | 1.433 | 1.433 | 1.433 | 1.433 | 1.433 | 1.433 | 1.433 | 1.433 | 35 |  | 10.4225 | 3.8129 | 0 | 0 | 0
East Hampton Conversion 33 kV | 2030 |  | 3.2 | [14 empty] | 0.57321 | 0.57321 | 0.57321 | 0.57321 | 0.57321 | 0.57321 | 0.57321 | 0.57321 | 0.57321 | 0.57321 | 0.57321 | 0.57321 | 0.57321 | 0.57321 | 0.57321 | 0.57321 | 0.57321 | 0.57321 | 0.57321 | 0.57321 | 0.57321 | 0.57321 | 0.57321 | 0.57321 | 0.57321 | 0.57321 | 0.57321 | 0.57321 | 0.57321 | 0.57321 | 0.57321 | 0.57321 | 0.57321 | 0.57321 | 0.57321 | 35 |  | 4.169 | 1.5252 | 0 | 0 | 0
Buell Conversion 33 kV | 2030 |  | 3.7 | [14 empty] | 0.66277 | 0.66277 | 0.66277 | 0.66277 | 0.66277 | 0.66277 | 0.66277 | 0.66277 | 0.66277 | 0.66277 | 0.66277 | 0.66277 | 0.66277 | 0.66277 | 0.66277 | 0.66277 | 0.66277 | 0.66277 | 0.66277 | 0.66277 | 0.66277 | 0.66277 | 0.66277 | 0.66277 | 0.66277 | 0.66277 | 0.66277 | 0.66277 | 0.66277 | 0.66277 | 0.66277 | 0.66277 | 0.66277 | 0.66277 | 0.66277 | 35 |  | 4.8204 | 1.7635 | 0 | 0 | 0
Hither Hills Conversion to 33 kV | 2030 |  | 4.8 | [14 empty] | 0.85981 | 0.85981 | 0.85981 | 0.85981 | 0.85981 | 0.85981 | 0.85981 | 0.85981 | 0.85981 | 0.85981 | 0.85981 | 0.85981 | 0.85981 | 0.85981 | 0.85981 | 0.85981 | 0.85981 | 0.85981 | 0.85981 | 0.85981 | 0.85981 | 0.85981 | 0.85981 | 0.85981 | 0.85981 | 0.85981 | 0.85981 | 0.85981 | 0.85981 | 0.85981 | 0.85981 | 0.85981 | 0.85981 | 0.85981 | 0.85981 | 35 |  | 6.2535 | 2.0853 | 2.0853 | 139022.8879 | 684659.9185
Culloden Pt Conversion to 33 kV | 2030 |  | 2.8 | [14 empty] | 0.50156 | 0.50156 | 0.50156 | 0.50156 | 0.50156 | 0.50156 | 0.50156 | 0.50156 | 0.50156 | 0.50156 | 0.50156 | 0.50156 | 0.50156 | 0.50156 | 0.50156 | 0.50156 | 0.50156 | 0.50156 | 0.50156 | 0.50156 | 0.50156 | 0.50156 | 0.50156 | 0.50156 | 0.50156 | 0.50156 | 0.50156 | 0.50156 | 0.50156 | 0.50156 | 0.50156 | 0.50156 | 0.50156 | 0.50156 | 0.50156 | 35 |  | 3.6479 | 1.1012 | 1.1012 | 73412.135 | 361540.0825
Deferral to Indicated Year |  |  | 22.5 | [6 empty] | 0 | 0 | 0 | 0 | 0 | 0 | 0 | 0 | 4.0304 | 4.0304 | 4.0304 | 4.0304 | 4.0304 | 4.0304 | 4.0304 | 4.0304 | 4.0304 | 4.0304 | 4.0304 | 4.0304 | 4.0304 | 4.0304 | 4.0304 | 4.0304 | 4.0304 | 4.0304 | 4.0304 | 4.0304 | 4.0304 | 4.0304 | 4.0304 | 4.0304 | 4.0304 | 4.0304 | 4.0304 | 4.0304 | 4.0304 | 4.0304 | 4.0304 | 4.0304 | 4.0304 | 4.0304 | 4.0304 | 35 |  | 29.3132 | 10.2881 | 3.1865 | 212435.0229 | 1046200.0009 | =Area I Portion
[59 empty] | 6357651.6525 | =Area I+II+III Portions
Annual Avoided Costs for Deferral to Indicated Year:
Amagansett Conversion 33 kV | 2030 |  |  | 0 | 0.97582 | 0.97582 | 0.97582 | 0.97582 | 0.97582 | 0.97582 | 0.97582 | 0.97582 | 0.97582 | 0.97582 | 0.97582 | 0.97582 | 0.97582 | -0.4572 | -0.4572 | -0.4572 | -0.4572 | -0.4572 | -0.4572 | -0.4572 | -0.4572 | -0.4572 | -0.4572 | -0.4572 | -0.4572 | -0.4572 | -0.4572 | -0.4572 | -0.4572 | -0.4572 | -0.4572 | -0.4572 | -0.4572 | -0.4572 | -0.4572 | -1.433 | -1.433 | -1.433 | -1.433 | -1.433 | -1.433 | -1.433 | -1.433 | -1.433 | -1.433 | -1.433 | -1.433 | -1.433 | 35 |  |  | 3.8129
East Hampton Conversion 33 kV | 2030 |  |  | 0 | 0.39033 | 0.39033 | 0.39033 | 0.39033 | 0.39033 | 0.39033 | 0.39033 | 0.39033 | 0.39033 | 0.39033 | 0.39033 | 0.39033 | 0.39033 | -0.18288 | -0.18288 | -0.18288 | -0.18288 | -0.18288 | -0.18288 | -0.18288 | -0.18288 | -0.18288 | -0.18288 | -0.18288 | -0.18288 | -0.18288 | -0.18288 | -0.18288 | -0.18288 | -0.18288 | -0.18288 | -0.18288 | -0.18288 | -0.18288 | -0.18288 | -0.57321 | -0.57321 | -0.57321 | -0.57321 | -0.57321 | -0.57321 | -0.57321 | -0.57321 | -0.57321 | -0.57321 | -0.57321 | -0.57321 | -0.57321 | 35 |  |  | 1.5252
Buell Conversion 33 kV | 2030 |  |  | 0 | 0.45131 | 0.45131 | 0.45131 | 0.45131 | 0.45131 | 0.45131 | 0.45131 | 0.45131 | 0.45131 | 0.45131 | 0.45131 | 0.45131 | 0.45131 | -0.21146 | -0.21146 | -0.21146 | -0.21146 | -0.21146 | -0.21146 | -0.21146 | -0.21146 | -0.21146 | -0.21146 | -0.21146 | -0.21146 | -0.21146 | -0.21146 | -0.21146 | -0.21146 | -0.21146 | -0.21146 | -0.21146 | -0.21146 | -0.21146 | -0.21146 | -0.66277 | -0.66277 | -0.66277 | -0.66277 | -0.66277 | -0.66277 | -0.66277 | -0.66277 | -0.66277 | -0.66277 | -0.66277 | -0.66277 | -0.66277 | 35 |  |  | 1.7635
Hither Hills Conversion to 33 kV | 2030 |  |  | 0 | 0 | 0.60305 | 0.60305 | 0.60305 | 0.60305 | 0.60305 | 0.60305 | 0.60305 | 0.60305 | 0.60305 | 0.60305 | 0.60305 | 0.60305 | -0.25676 | -0.25676 | -0.25676 | -0.25676 | -0.25676 | -0.25676 | -0.25676 | -0.25676 | -0.25676 | -0.25676 | -0.25676 | -0.25676 | -0.25676 | -0.25676 | -0.25676 | -0.25676 | -0.25676 | -0.25676 | -0.25676 | -0.25676 | -0.25676 | -0.25676 | -0.25676 | -0.85981 | -0.85981 | -0.85981 | -0.85981 | -0.85981 | -0.85981 | -0.85981 | -0.85981 | -0.85981 | -0.85981 | -0.85981 | -0.85981 | 35 |  |  | 2.0853
Culloden Pt Conversion to 33 kV | 2030 |  |  | 0 | 0 | 0 | 0.36233 | 0.36233 | 0.36233 | 0.36233 | 0.36233 | 0.36233 | 0.36233 | 0.36233 | 0.36233 | 0.36233 | 0.36233 | -0.13922 | -0.13922 | -0.13922 | -0.13922 | -0.13922 | -0.13922 | -0.13922 | -0.13922 | -0.13922 | -0.13922 | -0.13922 | -0.13922 | -0.13922 | -0.13922 | -0.13922 | -0.13922 | -0.13922 | -0.13922 | -0.13922 | -0.13922 | -0.13922 | -0.13922 | -0.13922 | -0.13922 | -0.50156 | -0.50156 | -0.50156 | -0.50156 | -0.50156 | -0.50156 | -0.50156 | -0.50156 | -0.50156 | -0.50156 | -0.50156 | 35 |  |  | 1.1012
Area II Projects: | [53 empty] | 33
Bridgehampton - Buell New 69 kV UG Cable | 2020 |  | 33.2 | 0 | 0 | 0 | 0 | 4.4251 | 4.4251 | 4.4251 | 4.4251 | 4.4251 | 4.4251 | 4.4251 | 4.4251 | 4.4251 | 4.4251 | 4.4251 | 4.4251 | 4.4251 | 4.4251 | 4.4251 | 4.4251 | 4.4251 | 4.4251 | 4.4251 | 4.4251 | 4.4251 | 4.4251 | 4.4251 | 4.4251 | 4.4251 | 4.4251 | 4.4251 | 4.4251 | 4.4251 | 4.4251 | 4.4251 | 4.4251 | 4.4251 | 4.4251 | 4.4251 | [10 empty] | 35 |  | 54.9758
No Deferral |  |  | 33.2 |  | 0 | 0 | 0 | 4.4251 | 4.4251 | 4.4251 | 4.4251 | 4.4251 | 4.4251 | 4.4251 | 4.4251 | 4.4251 | 4.4251 | 4.4251 | 4.4251 | 4.4251 | 4.4251 | 4.4251 | 4.4251 | 4.4251 | 4.4251 | 4.4251 | 4.4251 | 4.4251 | 4.4251 | 4.4251 | 4.4251 | 4.4251 | 4.4251 | 4.4251 | 4.4251 | 4.4251 | 4.4251 | 4.4251 | 4.4251 | 4.4251 | 4.4251 | 4.4251 | [10 empty] | 35 |  | 54.9758
Bridgehampton - Buell New 69 kV UG Cable | 2026 |  | 33.2 | [10 empty] | 5.2839 | 5.2839 | 5.2839 | 5.2839 | 5.2839 | 5.2839 | 5.2839 | 5.2839 | 5.2839 | 5.2839 | 5.2839 | 5.2839 | 5.2839 | 5.2839 | 5.2839 | 5.2839 | 5.2839 | 5.2839 | 5.2839 | 5.2839 | 5.2839 | 5.2839 | 5.2839 | 5.2839 | 5.2839 | 5.2839 | 5.2839 | 5.2839 | 5.2839 | 5.2839 | 5.2839 | 5.2839 | 5.2839 | 5.2839 | 5.2839 |  |  |  |  | 35 |  | 47.608 | 7.3678 | 7.3678 | 153495.4058 | 755934.1746
Deferral to Indicated Year |  |  | 33.2 | [6 empty] | 0 | 0 | 0 | 0 | 5.2839 | 5.2839 | 5.2839 | 5.2839 | 5.2839 | 5.2839 | 5.2839 | 5.2839 | 5.2839 | 5.2839 | 5.2839 | 5.2839 | 5.2839 | 5.2839 | 5.2839 | 5.2839 | 5.2839 | 5.2839 | 5.2839 | 5.2839 | 5.2839 | 5.2839 | 5.2839 | 5.2839 | 5.2839 | 5.2839 | 5.2839 | 5.2839 | 5.2839 | 5.2839 | 5.2839 | 5.2839 | 5.2839 | 5.2839 | 5.2839 |  |  |  |  | 35 |  | 47.608 | 7.3678 | 7.3678 | 153495.4058 | 755934.1746 | =Area II Portion
[59 empty] | 5311451.6516 | =Area II+III Portions
Annual Avoided Costs for Deferral to Indicated Year:
Bridgehampton - Buell New 69 kV UG Cable | 2026 |  |  | 0 | 0 | 0 | 0 | 4.4251 | 4.4251 | 4.4251 | 4.4251 | 4.4251 | 4.4251 | -0.85871 | -0.85871 | -0.85871 | -0.85871 | -0.85871 | -0.85871 | -0.85871 | -0.85871 | -0.85871 | -0.85871 | -0.85871 | -0.85871 | -0.85871 | -0.85871 | -0.85871 | -0.85871 | -0.85871 | -0.85871 | -0.85871 | -0.85871 | -0.85871 | -0.85871 | -0.85871 | -0.85871 | -0.85871 | -0.85871 | -0.85871 | -0.85871 | -0.85871 | -5.2839 | -5.2839 | -5.2839 | -5.2839 | -5.2839 | -5.2839 |  |  |  |  | 35 |  |  | 7.3678
0
Area III Projects: | [52 empty] | 0 | 15
New Canal - Southampton Cable | 2017 |  | 37.6 | 0 | 4.5863 | 4.5863 | 4.5863 | 4.5863 | 4.5863 | 4.5863 | 4.5863 | 4.5863 | 4.5863 | 4.5863 | 4.5863 | 4.5863 | 4.5863 | 4.5863 | 4.5863 | 4.5863 | 4.5863 | 4.5863 | 4.5863 | 4.5863 | 4.5863 | 4.5863 | 4.5863 | 4.5863 | 4.5863 | 4.5863 | 4.5863 | 4.5863 | 4.5863 | 4.5863 | 4.5863 | 4.5863 | 4.5863 | 4.5863 | 4.5863 | [13 empty] | 35 |  | 66.9063
Upgrade Wildwood - Riverhead to 138 kV | 2017 |  | 7.7 | 0 | 0.93922 | 0.93922 | 0.93922 | 0.93922 | 0.93922 | 0.93922 | 0.93922 | 0.93922 | 0.93922 | 0.93922 | 0.93922 | 0.93922 | 0.93922 | 0.93922 | 0.93922 | 0.93922 | 0.93922 | 0.93922 | 0.93922 | 0.93922 | 0.93922 | 0.93922 | 0.93922 | 0.93922 | 0.93922 | 0.93922 | 0.93922 | 0.93922 | 0.93922 | 0.93922 | 0.93922 | 0.93922 | 0.93922 | 0.93922 | 0.93922 | [13 empty] | 35 |  | 13.7016
Riverhead Canal 2nd Line and Bank | 2017 |  | 136.8 | 0 | 16.6864 | 16.6864 | 16.6864 | 16.6864 | 16.6864 | 16.6864 | 16.6864 | 16.6864 | 16.6864 | 16.6864 | 16.6864 | 16.6864 | 16.6864 | 16.6864 | 16.6864 | 16.6864 | 16.6864 | 16.6864 | 16.6864 | 16.6864 | 16.6864 | 16.6864 | 16.6864 | 16.6864 | 16.6864 | 16.6864 | 16.6864 | 16.6864 | 16.6864 | 16.6864 | 16.6864 | 16.6864 | 16.6864 | 16.6864 | 16.6864 | [13 empty] | 35 |  | 243.4251
Canal - Wainscott New 138 kV UG Cable | 2022 |  | 275.5 | 0 | 0 | 0 | 0 | 0 | 0 | 38.957 | 38.957 | 38.957 | 38.957 | 38.957 | 38.957 | 38.957 | 38.957 | 38.957 | 38.957 | 38.957 | 38.957 | 38.957 | 38.957 | 38.957 | 38.957 | 38.957 | 38.957 | 38.957 | 38.957 | 38.957 | 38.957 | 38.957 | 38.957 | 38.957 | 38.957 | 38.957 | 38.957 | 38.957 | 38.957 | 38.957 | 38.957 | 38.957 | 38.957 | 38.957 | [8 empty] | 35 |  | 434.8353
No Deferral |  |  | 457.6 |  | 22.212 | 22.212 | 22.212 | 22.212 | 22.212 | 61.169 | 61.169 | 61.169 | 61.169 | 61.169 | 61.169 | 61.169 | 61.169 | 61.169 | 61.169 | 61.169 | 61.169 | 61.169 | 61.169 | 61.169 | 61.169 | 61.169 | 61.169 | 61.169 | 61.169 | 61.169 | 61.169 | 61.169 | 61.169 | 61.169 | 61.169 | 61.169 | 61.169 | 61.169 | 61.169 | 38.957 | 38.957 | 38.957 | 38.957 | 38.957 | [10 empty] | 758.8683
New Canal - Southampton Cable | 2023 |  | 37.6 | [7 empty] | 5.4763 | 5.4763 | 5.4763 | 5.4763 | 5.4763 | 5.4763 | 5.4763 | 5.4763 | 5.4763 | 5.4763 | 5.4763 | 5.4763 | 5.4763 | 5.4763 | 5.4763 | 5.4763 | 5.4763 | 5.4763 | 5.4763 | 5.4763 | 5.4763 | 5.4763 | 5.4763 | 5.4763 | 5.4763 | 5.4763 | 5.4763 | 5.4763 | 5.4763 | 5.4763 | 5.4763 | 5.4763 | 5.4763 | 5.4763 | 5.4763 | [7 empty] | 35 |  | 57.9396 | 8.9667 | 0 | 0 | 0
Upgrade Wildwood - Riverhead to 138 kV | 2022 |  | 7.7 | [6 empty] | 1.0888 | 1.0888 | 1.0888 | 1.0888 | 1.0888 | 1.0888 | 1.0888 | 1.0888 | 1.0888 | 1.0888 | 1.0888 | 1.0888 | 1.0888 | 1.0888 | 1.0888 | 1.0888 | 1.0888 | 1.0888 | 1.0888 | 1.0888 | 1.0888 | 1.0888 | 1.0888 | 1.0888 | 1.0888 | 1.0888 | 1.0888 | 1.0888 | 1.0888 | 1.0888 | 1.0888 | 1.0888 | 1.0888 | 1.0888 | 1.0888 | [8 empty] | 35 |  | 12.1533 | 1.5483 | 0 | 0 | 0
Riverhead Canal 2nd Line and Bank | 2023 |  | 136.8 | [7 empty] | 19.9245 | 19.9245 | 19.9245 | 19.9245 | 19.9245 | 19.9245 | 19.9245 | 19.9245 | 19.9245 | 19.9245 | 19.9245 | 19.9245 | 19.9245 | 19.9245 | 19.9245 | 19.9245 | 19.9245 | 19.9245 | 19.9245 | 19.9245 | 19.9245 | 19.9245 | 19.9245 | 19.9245 | 19.9245 | 19.9245 | 19.9245 | 19.9245 | 19.9245 | 19.9245 | 19.9245 | 19.9245 | 19.9245 | 19.9245 | 19.9245 | [7 empty] | 35 |  | 210.8017 | 32.6235 | 0 | 0 | 0
Canal - Wainscott New 138 kV UG Cable | 2028 |  | 275.5 | [12 empty] | 46.5167 | 46.5167 | 46.5167 | 46.5167 | 46.5167 | 46.5167 | 46.5167 | 46.5167 | 46.5167 | 46.5167 | 46.5167 | 46.5167 | 46.5167 | 46.5167 | 46.5167 | 46.5167 | 46.5167 | 46.5167 | 46.5167 | 46.5167 | 46.5167 | 46.5167 | 46.5167 | 46.5167 | 46.5167 | 46.5167 | 46.5167 | 46.5167 | 46.5167 | 46.5167 | 46.5167 | 46.5167 | 46.5167 | 46.5167 | 46.5167 |  |  | 35 |  | 376.5593 | 58.276 | 58.276 | 925015.732 | 4555517.477
Deferral to Indicated Year |  |  | 457.6 | [6 empty] | 1.0888 | 26.4896 | 26.4896 | 26.4896 | 26.4896 | 26.4896 | 73.0063 | 73.0063 | 73.0063 | 73.0063 | 73.0063 | 73.0063 | 73.0063 | 73.0063 | 73.0063 | 73.0063 | 73.0063 | 73.0063 | 73.0063 | 73.0063 | 73.0063 | 73.0063 | 73.0063 | 73.0063 | 73.0063 | 73.0063 | 73.0063 | 73.0063 | 73.0063 | 73.0063 | 73.0063 | 73.0063 | 73.0063 | 73.0063 | 73.0063 | 71.9175 | 46.5167 | 46.5167 | 46.5167 | 46.5167 | 46.5167 |  |  | 41 |  | 657.4539 | 101.4144 | 58.276 | 925015.732 | 4555517.477 | =Area III Portion
[59 empty] | 4555517.477 | =Area III Portion
Annual Avoided Costs for Deferral to Indicated Year:
New Canal - Southampton Cable | 2023 |  |  | 0 | 4.5863 | 4.5863 | 4.5863 | 4.5863 | 4.5863 | 4.5863 | -0.88999 | -0.88999 | -0.88999 | -0.88999 | -0.88999 | -0.88999 | -0.88999 | -0.88999 | -0.88999 | -0.88999 | -0.88999 | -0.88999 | -0.88999 | -0.88999 | -0.88999 | -0.88999 | -0.88999 | -0.88999 | -0.88999 | -0.88999 | -0.88999 | -0.88999 | -0.88999 | -0.88999 | -0.88999 | -0.88999 | -0.88999 | -0.88999 | -0.88999 | -5.4763 | -5.4763 | -5.4763 | -5.4763 | -5.4763 | -5.4763 | 0 | 0 | 0 | 0 | 0 |  |  | 35 |  |  | 8.9667
Upgrade Wildwood - Riverhead to 138 kV | 2022 |  |  | 0 | 0.93922 | 0.93922 | 0.93922 | 0.93922 | 0.93922 | -0.14959 | -0.14959 | -0.14959 | -0.14959 | -0.14959 | -0.14959 | -0.14959 | -0.14959 | -0.14959 | -0.14959 | -0.14959 | -0.14959 | -0.14959 | -0.14959 | -0.14959 | -0.14959 | -0.14959 | -0.14959 | -0.14959 | -0.14959 | -0.14959 | -0.14959 | -0.14959 | -0.14959 | -0.14959 | -0.14959 | -0.14959 | -0.14959 | -0.14959 | -0.14959 | -1.0888 | -1.0888 | -1.0888 | -1.0888 | -1.0888 | 0 | 0 | 0 | 0 | 0 | 0 |  |  | 35 |  |  | 1.5483
Riverhead Canal 2nd Line and Bank | 2023 |  |  | 0 | 16.6864 | 16.6864 | 16.6864 | 16.6864 | 16.6864 | 16.6864 | -3.238 | -3.238 | -3.238 | -3.238 | -3.238 | -3.238 | -3.238 | -3.238 | -3.238 | -3.238 | -3.238 | -3.238 | -3.238 | -3.238 | -3.238 | -3.238 | -3.238 | -3.238 | -3.238 | -3.238 | -3.238 | -3.238 | -3.238 | -3.238 | -3.238 | -3.238 | -3.238 | -3.238 | -3.238 | -19.9245 | -19.9245 | -19.9245 | -19.9245 | -19.9245 | -19.9245 | 0 | 0 | 0 | 0 | 0 |  |  | 35 |  |  | 32.6235
Canal - Wainscott New 138 kV UG Cable | 2028 |  |  | 0 | 0 | 0 | 0 | 0 | 0 | 38.957 | 38.957 | 38.957 | 38.957 | 38.957 | 38.957 | -7.5597 | -7.5597 | -7.5597 | -7.5597 | -7.5597 | -7.5597 | -7.5597 | -7.5597 | -7.5597 | -7.5597 | -7.5597 | -7.5597 | -7.5597 | -7.5597 | -7.5597 | -7.5597 | -7.5597 | -7.5597 | -7.5597 | -7.5597 | -7.5597 | -7.5597 | -7.5597 | -7.5597 | -7.5597 | -7.5597 | -7.5597 | -7.5597 | -7.5597 | -46.5167 | -46.5167 | -46.5167 | -46.5167 | -46.5167 | -46.5167 | [5 empty] | 58.276
Total - All Areas (No Deferrals,$Millions) |  |  | 513.3 |  | 24.0294 | 24.6325 | 24.9948 | 29.42 | 29.42 | 68.377 | 68.377 | 68.377 | 68.377 | 68.377 | 68.377 | 68.377 | 68.377 | 68.377 | 68.377 | 68.377 | 68.377 | 68.377 | 68.377 | 68.377 | 68.377 | 68.377 | 68.377 | 68.377 | 68.377 | 68.377 | 68.377 | 68.377 | 68.377 | 68.377 | 68.377 | 68.377 | 68.377 | 68.377 | 68.377 | 44.3475 | 43.7445 | 43.3821 | 38.957 | 38.957 | 0 | 0 | 0 | 0 | 0 | 0 | 0 | 0 |  | 63 | 853.4454 | 119.0703 | = max. total avoided cost in portfolio
Annual Avoided Costs for Deferrals - Area 1 Proposal: (see note*) | Deferral Year |  |  | 2016 | 2017 | 2018 | 2019 | 2020 | 2021 | 2022 | 2023 | 2024 | 2025 | 2026 | 2027 | 2028 | 2029 | 2030 | 2031 | 2032 | 2033 | 2034 | 2035 | 2036 | 2037 | 2038 | 2039 | 2040 | 2041 | 2042 | 2043 | 2044 | 2045 | 2046 | 2047 | 2048 | 2049 | 2050 | 2051 | 2052 | 2053 | 2054 | 2055 | 2056 | 2057 | 2058 | 2059 | 2060 | 2061 | 2062 | 2063 | 2064 |  |  | Differential NPV $M |  | Differential NPV $M (adjusted for COD of Selected Project) | Differntial NPV $/MW | NPV of Transmission Avoided Costs for Selected Project
Area I Projects:
Amagansett Conversion 33 kV | 2030 |  |  | 0 | 0.97582 | 0.97582 | 0.97582 | 0.97582 | 0.97582 | 0.97582 | 0.97582 | 0.97582 | 0.97582 | 0.97582 | 0.97582 | 0.97582 | 0.97582 | -0.4572 | -0.4572 | -0.4572 | -0.4572 | -0.4572 | -0.4572 | -0.4572 | -0.4572 | -0.4572 | -0.4572 | -0.4572 | -0.4572 | -0.4572 | -0.4572 | -0.4572 | -0.4572 | -0.4572 | -0.4572 | -0.4572 | -0.4572 | -0.4572 | -0.4572 | -1.433 | -1.433 | -1.433 | -1.433 | -1.433 | -1.433 | -1.433 | -1.433 | -1.433 | -1.433 | -1.433 | -1.433 | -1.433 |  |  | 3.8129 |  | 0 | 0 | 0
East Hampton Conversion 33 kV | 2030 |  |  | 0 | 0.39033 | 0.39033 | 0.39033 | 0.39033 | 0.39033 | 0.39033 | 0.39033 | 0.39033 | 0.39033 | 0.39033 | 0.39033 | 0.39033 | 0.39033 | -0.18288 | -0.18288 | -0.18288 | -0.18288 | -0.18288 | -0.18288 | -0.18288 | -0.18288 | -0.18288 | -0.18288 | -0.18288 | -0.18288 | -0.18288 | -0.18288 | -0.18288 | -0.18288 | -0.18288 | -0.18288 | -0.18288 | -0.18288 | -0.18288 | -0.18288 | -0.57321 | -0.57321 | -0.57321 | -0.57321 | -0.57321 | -0.57321 | -0.57321 | -0.57321 | -0.57321 | -0.57321 | -0.57321 | -0.57321 | -0.57321 |  |  | 1.5252 |  | 0 | 0 | 0
Buell Conversion 33 kV | 2030 |  |  | 0 | 0.45131 | 0.45131 | 0.45131 | 0.45131 | 0.45131 | 0.45131 | 0.45131 | 0.45131 | 0.45131 | 0.45131 | 0.45131 | 0.45131 | 0.45131 | -0.21146 | -0.21146 | -0.21146 | -0.21146 | -0.21146 | -0.21146 | -0.21146 | -0.21146 | -0.21146 | -0.21146 | -0.21146 | -0.21146 | -0.21146 | -0.21146 | -0.21146 | -0.21146 | -0.21146 | -0.21146 | -0.21146 | -0.21146 | -0.21146 | -0.21146 | -0.66277 | -0.66277 | -0.66277 | -0.66277 | -0.66277 | -0.66277 | -0.66277 | -0.66277 | -0.66277 | -0.66277 | -0.66277 | -0.66277 | -0.66277 |  |  | 1.7635 |  | 0 | 0 | 0
Hither Hills Conversion to 33 kV | 2030 |  |  | 0 | 0 | 0.60305 | 0.60305 | 0.60305 | 0.60305 | 0.60305 | 0.60305 | 0.60305 | 0.60305 | 0.60305 | 0.60305 | 0.60305 | 0.60305 | -0.25676 | -0.25676 | -0.25676 | -0.25676 | -0.25676 | -0.25676 | -0.25676 | -0.25676 | -0.25676 | -0.25676 | -0.25676 | -0.25676 | -0.25676 | -0.25676 | -0.25676 | -0.25676 | -0.25676 | -0.25676 | -0.25676 | -0.25676 | -0.25676 | -0.25676 | -0.25676 | -0.85981 | -0.85981 | -0.85981 | -0.85981 | -0.85981 | -0.85981 | -0.85981 | -0.85981 | -0.85981 | -0.85981 | -0.85981 | -0.85981 |  |  | 2.0853 |  | 2.0853 | 139022.8879 | 0
Culloden Pt Conversion to 33 kV | 2030 |  |  | 0 | 0 | 0 | 0.36233 | 0.36233 | 0.36233 | 0.36233 | 0.36233 | 0.36233 | 0.36233 | 0.36233 | 0.36233 | 0.36233 | 0.36233 | -0.13922 | -0.13922 | -0.13922 | -0.13922 | -0.13922 | -0.13922 | -0.13922 | -0.13922 | -0.13922 | -0.13922 | -0.13922 | -0.13922 | -0.13922 | -0.13922 | -0.13922 | -0.13922 | -0.13922 | -0.13922 | -0.13922 | -0.13922 | -0.13922 | -0.13922 | -0.13922 | -0.13922 | -0.50156 | -0.50156 | -0.50156 | -0.50156 | -0.50156 | -0.50156 | -0.50156 | -0.50156 | -0.50156 | -0.50156 | -0.50156 |  |  | 1.1012 |  | 1.1012 | 73412.135 | 0
[59 empty] | 0 | =Area I Portion
Area II Projects: | [58 empty] | 0 | =Area I+II+III Portions
Bridgehampton - Buell New 69 kV UG Cable | 2026 |  |  | 0 | 0 | 0 | 0 | 4.4251 | 4.4251 | 4.4251 | 4.4251 | 4.4251 | 4.4251 | -0.85871 | -0.85871 | -0.85871 | -0.85871 | -0.85871 | -0.85871 | -0.85871 | -0.85871 | -0.85871 | -0.85871 | -0.85871 | -0.85871 | -0.85871 | -0.85871 | -0.85871 | -0.85871 | -0.85871 | -0.85871 | -0.85871 | -0.85871 | -0.85871 | -0.85871 | -0.85871 | -0.85871 | -0.85871 | -0.85871 | -0.85871 | -0.85871 | -0.85871 | -5.2839 | -5.2839 | -5.2839 | -5.2839 | -5.2839 | -5.2839 | 0 | 0 | 0 | 0 |  |  | 7.3678 |  | 7.3678 | 153495.4058 | 0
[59 empty] | 0 | =Area II Portion
Area III Projects: | [58 empty] | 0 | =Area II+III Portions
New Canal - Southampton Cable | 2023 |  |  | 0 | 4.5863 | 4.5863 | 4.5863 | 4.5863 | 4.5863 | 4.5863 | -0.88999 | -0.88999 | -0.88999 | -0.88999 | -0.88999 | -0.88999 | -0.88999 | -0.88999 | -0.88999 | -0.88999 | -0.88999 | -0.88999 | -0.88999 | -0.88999 | -0.88999 | -0.88999 | -0.88999 | -0.88999 | -0.88999 | -0.88999 | -0.88999 | -0.88999 | -0.88999 | -0.88999 | -0.88999 | -0.88999 | -0.88999 | -0.88999 | -0.88999 | -5.4763 | -5.4763 | -5.4763 | -5.4763 | -5.4763 | -5.4763 | 0 | 0 | 0 | 0 | 0 | 0 | 0 |  |  | 8.9667 |  | 0 | 0 | 0
Upgrade Wildwood - Riverhead to 138 kV | 2022 |  |  | 0 | 0.93922 | 0.93922 | 0.93922 | 0.93922 | 0.93922 | -0.14959 | -0.14959 | -0.14959 | -0.14959 | -0.14959 | -0.14959 | -0.14959 | -0.14959 | -0.14959 | -0.14959 | -0.14959 | -0.14959 | -0.14959 | -0.14959 | -0.14959 | -0.14959 | -0.14959 | -0.14959 | -0.14959 | -0.14959 | -0.14959 | -0.14959 | -0.14959 | -0.14959 | -0.14959 | -0.14959 | -0.14959 | -0.14959 | -0.14959 | -0.14959 | -1.0888 | -1.0888 | -1.0888 | -1.0888 | -1.0888 | 0 | 0 | 0 | 0 | 0 | 0 | 0 | 0 |  |  | 1.5483 |  | 0 | 0 | 0
Riverhead Canal 2nd Line and Bank | 2023 |  |  | 0 | 16.6864 | 16.6864 | 16.6864 | 16.6864 | 16.6864 | 16.6864 | -3.238 | -3.238 | -3.238 | -3.238 | -3.238 | -3.238 | -3.238 | -3.238 | -3.238 | -3.238 | -3.238 | -3.238 | -3.238 | -3.238 | -3.238 | -3.238 | -3.238 | -3.238 | -3.238 | -3.238 | -3.238 | -3.238 | -3.238 | -3.238 | -3.238 | -3.238 | -3.238 | -3.238 | -3.238 | -19.9245 | -19.9245 | -19.9245 | -19.9245 | -19.9245 | -19.9245 | 0 | 0 | 0 | 0 | 0 | 0 | 0 |  |  | 32.6235 |  | 0 | 0 | 0
Canal - Wainscott New 138 kV UG Cable | 2028 |  |  | 0 | 0 | 0 | 0 | 0 | 0 | 38.957 | 38.957 | 38.957 | 38.957 | 38.957 | 38.957 | -7.5597 | -7.5597 | -7.5597 | -7.5597 | -7.5597 | -7.5597 | -7.5597 | -7.5597 | -7.5597 | -7.5597 | -7.5597 | -7.5597 | -7.5597 | -7.5597 | -7.5597 | -7.5597 | -7.5597 | -7.5597 | -7.5597 | -7.5597 | -7.5597 | -7.5597 | -7.5597 | -7.5597 | -7.5597 | -7.5597 | -7.5597 | -7.5597 | -7.5597 | -46.5167 | -46.5167 | -46.5167 | -46.5167 | -46.5167 | -46.5167 | 0 | 0 |  |  | 58.276 |  | 58.276 | 925015.732 | 0
[59 empty] | 0 | =Area III Portion
Total - Area 1 Proposal, $Millions (unadjusted) |  |  |  | 0 | 0 | 0.60305 | 0.96539 | 5.3905 | 5.3905 | 44.3475 | 44.3475 | 44.3475 | 44.3475 | 39.0637 | 39.0637 | -7.453 | -7.453 | -8.8144 | -8.8144 | -8.8144 | -8.8144 | -8.8144 | -8.8144 | -8.8144 | -8.8144 | -8.8144 | -8.8144 | -8.8144 | -8.8144 | -8.8144 | -8.8144 | -8.8144 | -8.8144 | -8.8144 | -8.8144 | -8.8144 | -8.8144 | -8.8144 | -8.8144 | -8.8144 | -9.4174 | -9.7798 | -14.2049 | -14.2049 | -53.1619 | -53.1619 | -53.1619 | -53.1619 | -47.878 | -47.878 | -1.3614 | -1.3614 |  |  | 68.8303 |  |  | 1290946.1608 | 0
$/MW-yr |  |  |  | 0 | 0 | 40203.5861 | 64359.2408 | 156549.7282 | 156549.7282 | 774914.5398 | 774914.5398 | 774914.5398 | 774914.5398 | 664834.2766 | 664834.2766 | -73525.6468 | -73525.6468 | -164283.4228 | -164283.4228 | -164283.4228 | -164283.4228 | -164283.4228 | -164283.4228 | -164283.4228 | -164283.4228 | -164283.4228 | -164283.4228 | -164283.4228 | -164283.4228 | -164283.4228 | -164283.4228 | -164283.4228 | -164283.4228 | -164283.4228 | -164283.4228 | -164283.4228 | -164283.4228 | -164283.4228 | -164283.4228 | -164283.4228 | -204487.0089 | -228642.6636 | -320833.151 | -320833.151 | -939197.9626 | -939197.9626 | -939197.9626 | -939197.9626 | -829117.6994 | -829117.6994 | -90757.776 | -90757.776
$Millions (adjusted) |  |  |  | 0 | 0 | 0 | 0 | 0 | 0 | 0 | 0 | 0 | 0 | 0 | 0 | 0 | 0 | 0 | 0 | 0 | 0 | 0 | 0 | 0 | 0 | 0 | 0 | 0 | 0 | 0 | 0 | 0 | 0 | 0 | 0 | 0 | 0 | 0 | 0 | 0 | 0 | 0 | 0 | 0 | 0 | 0 | 0 | 0 | 0 | 0 | 0 | 0 |  |  | 0
Annual Avoided Costs for Deferrals - Area 2 Proposal: (see note*) | Deferral Year |  |  | 2016 | 2017 | 2018 | 2019 | 2020 | 2021 | 2022 | 2023 | 2024 | 2025 | 2026 | 2027 | 2028 | 2029 | 2030 | 2031 | 2032 | 2033 | 2034 | 2035 | 2036 | 2037 | 2038 | 2039 | 2040 | 2041 | 2042 | 2043 | 2044 | 2045 | 2046 | 2047 | 2048 | 2049 | 2050 | 2051 | 2052 | 2053 | 2054 | 2055 | 2056 | 2057 | 2058 | 2059 | 2060 | 2061 | 2062 | 2063 | 2064 |  |  | Differential NPV $M |  | Differential NPV $M (adjusted for COD of Selected Project) | Differntial NPV $/MW | NPV of Transmission Avoided Costs for Selected Project
Area I Projects:
Amagansett Conversion 33 kV | 2030 |  |  | 0 | 0 | 0 | 0 | 0 | 0 | 0 | 0 | 0 | 0 | 0 | 0 | 0 | 0 | 0 | 0 | 0 | 0 | 0 | 0 | 0 | 0 | 0 | 0 | 0 | 0 | 0 | 0 | 0 | 0 | 0 | 0 | 0 | 0 | 0 | 0 | 0 | 0 | 0 | 0 | 0 | 0 | 0 | 0 | 0 | 0 | 0 | 0 | 0 |  |  | 0 |  | 0 | 0 | 0
East Hampton Conversion 33 kV | 2030 |  |  | 0 | 0 | 0 | 0 | 0 | 0 | 0 | 0 | 0 | 0 | 0 | 0 | 0 | 0 | 0 | 0 | 0 | 0 | 0 | 0 | 0 | 0 | 0 | 0 | 0 | 0 | 0 | 0 | 0 | 0 | 0 | 0 | 0 | 0 | 0 | 0 | 0 | 0 | 0 | 0 | 0 | 0 | 0 | 0 | 0 | 0 | 0 | 0 | 0 |  |  | 0 |  | 0 | 0 | 0
Buell Conversion 33 kV | 2030 |  |  | 0 | 0 | 0 | 0 | 0 | 0 | 0 | 0 | 0 | 0 | 0 | 0 | 0 | 0 | 0 | 0 | 0 | 0 | 0 | 0 | 0 | 0 | 0 | 0 | 0 | 0 | 0 | 0 | 0 | 0 | 0 | 0 | 0 | 0 | 0 | 0 | 0 | 0 | 0 | 0 | 0 | 0 | 0 | 0 | 0 | 0 | 0 | 0 | 0 |  |  | 0 |  | 0 | 0 | 0
Hither Hills Conversion to 33 kV | 2030 |  |  | 0 | 0 | 0 | 0 | 0 | 0 | 0 | 0 | 0 | 0 | 0 | 0 | 0 | 0 | 0 | 0 | 0 | 0 | 0 | 0 | 0 | 0 | 0 | 0 | 0 | 0 | 0 | 0 | 0 | 0 | 0 | 0 | 0 | 0 | 0 | 0 | 0 | 0 | 0 | 0 | 0 | 0 | 0 | 0 | 0 | 0 | 0 | 0 | 0 |  |  | 0 |  | 0 | 0 | 0
Culloden Pt Conversion to 33 kV | 2030 |  |  | 0 | 0 | 0 | 0 | 0 | 0 | 0 | 0 | 0 | 0 | 0 | 0 | 0 | 0 | 0 | 0 | 0 | 0 | 0 | 0 | 0 | 0 | 0 | 0 | 0 | 0 | 0 | 0 | 0 | 0 | 0 | 0 | 0 | 0 | 0 | 0 | 0 | 0 | 0 | 0 | 0 | 0 | 0 | 0 | 0 | 0 | 0 | 0 | 0 |  |  | 0 |  | 0 | 0 | 0
[59 empty] | 0 | =Area I Portion
Area II Projects: | [58 empty] | 5311451.6516 | =Area I+II+III Portions
Bridgehampton - Buell New 69 kV UG Cable | 2026 |  |  | 0 | 0 | 0 | 0 | 4.4251 | 4.4251 | 4.4251 | 4.4251 | 4.4251 | 4.4251 | -0.85871 | -0.85871 | -0.85871 | -0.85871 | -0.85871 | -0.85871 | -0.85871 | -0.85871 | -0.85871 | -0.85871 | -0.85871 | -0.85871 | -0.85871 | -0.85871 | -0.85871 | -0.85871 | -0.85871 | -0.85871 | -0.85871 | -0.85871 | -0.85871 | -0.85871 | -0.85871 | -0.85871 | -0.85871 | -0.85871 | -0.85871 | -0.85871 | -0.85871 | -5.2839 | -5.2839 | -5.2839 | -5.2839 | -5.2839 | -5.2839 | 0 | 0 | 0 | 0 |  |  | 7.3678 |  | 7.3678 | 153495.4058 | 755934.1746
[59 empty] | 755934.1746 | =Area II Portion
Area III Projects: | [58 empty] | 5311451.6516 | =Area II+III Portions
New Canal - Southampton Cable | 2023 |  |  | 0 | 4.5863 | 4.5863 | 4.5863 | 4.5863 | 4.5863 | 4.5863 | -0.88999 | -0.88999 | -0.88999 | -0.88999 | -0.88999 | -0.88999 | -0.88999 | -0.88999 | -0.88999 | -0.88999 | -0.88999 | -0.88999 | -0.88999 | -0.88999 | -0.88999 | -0.88999 | -0.88999 | -0.88999 | -0.88999 | -0.88999 | -0.88999 | -0.88999 | -0.88999 | -0.88999 | -0.88999 | -0.88999 | -0.88999 | -0.88999 | -0.88999 | -5.4763 | -5.4763 | -5.4763 | -5.4763 | -5.4763 | -5.4763 | 0 | 0 | 0 | 0 | 0 | 0 | 0 |  |  | 8.9667 |  | 0 | 0 | 0
Upgrade Wildwood - Riverhead to 138 kV | 2022 |  |  | 0 | 0.93922 | 0.93922 | 0.93922 | 0.93922 | 0.93922 | -0.14959 | -0.14959 | -0.14959 | -0.14959 | -0.14959 | -0.14959 | -0.14959 | -0.14959 | -0.14959 | -0.14959 | -0.14959 | -0.14959 | -0.14959 | -0.14959 | -0.14959 | -0.14959 | -0.14959 | -0.14959 | -0.14959 | -0.14959 | -0.14959 | -0.14959 | -0.14959 | -0.14959 | -0.14959 | -0.14959 | -0.14959 | -0.14959 | -0.14959 | -0.14959 | -1.0888 | -1.0888 | -1.0888 | -1.0888 | -1.0888 | 0 | 0 | 0 | 0 | 0 | 0 | 0 | 0 |  |  | 1.5483 |  | 0 | 0 | 0
Riverhead Canal 2nd Line and Bank | 2023 |  |  | 0 | 16.6864 | 16.6864 | 16.6864 | 16.6864 | 16.6864 | 16.6864 | -3.238 | -3.238 | -3.238 | -3.238 | -3.238 | -3.238 | -3.238 | -3.238 | -3.238 | -3.238 | -3.238 | -3.238 | -3.238 | -3.238 | -3.238 | -3.238 | -3.238 | -3.238 | -3.238 | -3.238 | -3.238 | -3.238 | -3.238 | -3.238 | -3.238 | -3.238 | -3.238 | -3.238 | -3.238 | -19.9245 | -19.9245 | -19.9245 | -19.9245 | -19.9245 | -19.9245 | 0 | 0 | 0 | 0 | 0 | 0 | 0 |  |  | 32.6235 |  | 0 | 0 | 0
Canal - Wainscott New 138 kV UG Cable | 2028 |  |  | 0 | 0 | 0 | 0 | 0 | 0 | 38.957 | 38.957 | 38.957 | 38.957 | 38.957 | 38.957 | -7.5597 | -7.5597 | -7.5597 | -7.5597 | -7.5597 | -7.5597 | -7.5597 | -7.5597 | -7.5597 | -7.5597 | -7.5597 | -7.5597 | -7.5597 | -7.5597 | -7.5597 | -7.5597 | -7.5597 | -7.5597 | -7.5597 | -7.5597 | -7.5597 | -7.5597 | -7.5597 | -7.5597 | -7.5597 | -7.5597 | -7.5597 | -7.5597 | -7.5597 | -46.5167 | -46.5167 | -46.5167 | -46.5167 | -46.5167 | -46.5167 | 0 | 0 |  |  | 58.276 |  | 58.276 | 925015.732 | 4555517.477
[59 empty] | 4555517.477 | =Area III Portion
Total - Area 2 Proposal, $Millions (unadjusted) |  |  |  | 0 | 0 | 0 | 0 | 4.4251 | 4.4251 | 43.3821 | 43.3821 | 43.3821 | 43.3821 | 38.0983 | 38.0983 | -8.4184 | -8.4184 | -8.4184 | -8.4184 | -8.4184 | -8.4184 | -8.4184 | -8.4184 | -8.4184 | -8.4184 | -8.4184 | -8.4184 | -8.4184 | -8.4184 | -8.4184 | -8.4184 | -8.4184 | -8.4184 | -8.4184 | -8.4184 | -8.4184 | -8.4184 | -8.4184 | -8.4184 | -8.4184 | -8.4184 | -8.4184 | -12.8435 | -12.8435 | -51.8005 | -51.8005 | -51.8005 | -51.8005 | -46.5167 | -46.5167 | 0 | 0 |  |  | 65.6438 |  |  | 1078511.1378 | 5311451.6516
$/MW-yr |  |  |  | 0 | 0 | 0 | 0 | 92190.4874 | 92190.4874 | 710555.299 | 710555.299 | 710555.299 | 710555.299 | 600475.0358 | 600475.0358 | -137884.8876 | -137884.8876 | -137884.8876 | -137884.8876 | -137884.8876 | -137884.8876 | -137884.8876 | -137884.8876 | -137884.8876 | -137884.8876 | -137884.8876 | -137884.8876 | -137884.8876 | -137884.8876 | -137884.8876 | -137884.8876 | -137884.8876 | -137884.8876 | -137884.8876 | -137884.8876 | -137884.8876 | -137884.8876 | -137884.8876 | -137884.8876 | -137884.8876 | -137884.8876 | -137884.8876 | -230075.375 | -230075.375 | -848440.1866 | -848440.1866 | -848440.1866 | -848440.1866 | -738359.9234 | -738359.9234 | 0 | 0
$Millions (adjusted) |  |  |  | 0 | 0 | 0 | 0 | 0.45402 | 0.45402 | 3.4993 | 3.4993 | 3.4993 | 3.4993 | 2.9572 | 2.9572 | -0.67906 | -0.67906 | -0.67906 | -0.67906 | -0.67906 | -0.67906 | -0.67906 | -0.67906 | -0.67906 | -0.67906 | -0.67906 | -0.67906 | -0.67906 | -0.67906 | -0.67906 | -0.67906 | -0.67906 | -0.67906 | -0.67906 | -0.67906 | -0.67906 | -0.67906 | -0.67906 | -0.67906 | -0.67906 | -0.67906 | -0.67906 | -1.1331 | -1.1331 | -4.1784 | -4.1784 | -4.1784 | -4.1784 | -3.6363 | -3.6363 | 0 | 0 |  |  | 5311.4517
Annual Avoided Costs for Deferrals - Area 3 Proposal: (see note*) | Deferral Year |  |  | 2016 | 2017 | 2018 | 2019 | 2020 | 2021 | 2022 | 2023 | 2024 | 2025 | 2026 | 2027 | 2028 | 2029 | 2030 | 2031 | 2032 | 2033 | 2034 | 2035 | 2036 | 2037 | 2038 | 2039 | 2040 | 2041 | 2042 | 2043 | 2044 | 2045 | 2046 | 2047 | 2048 | 2049 | 2050 | 2051 | 2052 | 2053 | 2054 | 2055 | 2056 | 2057 | 2058 | 2059 | 2060 | 2061 | 2062 | 2063 | 2064 |  |  | Differential NPV $M |  | Differential NPV $M (adjusted for COD of Selected Project) | Differntial NPV $/MW | NPV of Transmission Avoided Costs for Selected Project
Area I Projects:
Amagansett Conversion 33 kV | 2030 |  |  | 0 | 0 | 0 | 0 | 0 | 0 | 0 | 0 | 0 | 0 | 0 | 0 | 0 | 0 | 0 | 0 | 0 | 0 | 0 | 0 | 0 | 0 | 0 | 0 | 0 | 0 | 0 | 0 | 0 | 0 | 0 | 0 | 0 | 0 | 0 | 0 | 0 | 0 | 0 | 0 | 0 | 0 | 0 | 0 | 0 | 0 | 0 | 0 | 0 |  |  | 0 |  | 0 | 0 | 0
East Hampton Conversion 33 kV | 2030 |  |  | 0 | 0 | 0 | 0 | 0 | 0 | 0 | 0 | 0 | 0 | 0 | 0 | 0 | 0 | 0 | 0 | 0 | 0 | 0 | 0 | 0 | 0 | 0 | 0 | 0 | 0 | 0 | 0 | 0 | 0 | 0 | 0 | 0 | 0 | 0 | 0 | 0 | 0 | 0 | 0 | 0 | 0 | 0 | 0 | 0 | 0 | 0 | 0 | 0 |  |  | 0 |  | 0 | 0 | 0
Buell Conversion 33 kV | 2030 |  |  | 0 | 0 | 0 | 0 | 0 | 0 | 0 | 0 | 0 | 0 | 0 | 0 | 0 | 0 | 0 | 0 | 0 | 0 | 0 | 0 | 0 | 0 | 0 | 0 | 0 | 0 | 0 | 0 | 0 | 0 | 0 | 0 | 0 | 0 | 0 | 0 | 0 | 0 | 0 | 0 | 0 | 0 | 0 | 0 | 0 | 0 | 0 | 0 | 0 |  |  | 0 |  | 0 | 0 | 0
Hither Hills Conversion to 33 kV | 2030 |  |  | 0 | 0 | 0 | 0 | 0 | 0 | 0 | 0 | 0 | 0 | 0 | 0 | 0 | 0 | 0 | 0 | 0 | 0 | 0 | 0 | 0 | 0 | 0 | 0 | 0 | 0 | 0 | 0 | 0 | 0 | 0 | 0 | 0 | 0 | 0 | 0 | 0 | 0 | 0 | 0 | 0 | 0 | 0 | 0 | 0 | 0 | 0 | 0 | 0 |  |  | 0 |  | 0 | 0 | 0
Culloden Pt Conversion to 33 kV | 2030 |  |  | 0 | 0 | 0 | 0 | 0 | 0 | 0 | 0 | 0 | 0 | 0 | 0 | 0 | 0 | 0 | 0 | 0 | 0 | 0 | 0 | 0 | 0 | 0 | 0 | 0 | 0 | 0 | 0 | 0 | 0 | 0 | 0 | 0 | 0 | 0 | 0 | 0 | 0 | 0 | 0 | 0 | 0 | 0 | 0 | 0 | 0 | 0 | 0 | 0 |  |  | 0 |  | 0 | 0 | 0
[59 empty] | 0 | =Area I Portion
Area II Projects: | [58 empty] | 0 | =Area I+II+III Portions
Bridgehampton - Buell New 69 kV UG Cable | 2026 |  |  | 0 | 0 | 0 | 0 | 0 | 0 | 0 | 0 | 0 | 0 | 0 | 0 | 0 | 0 | 0 | 0 | 0 | 0 | 0 | 0 | 0 | 0 | 0 | 0 | 0 | 0 | 0 | 0 | 0 | 0 | 0 | 0 | 0 | 0 | 0 | 0 | 0 | 0 | 0 | 0 | 0 | 0 | 0 | 0 | 0 | 0 | 0 | 0 | 0 |  |  | 0 |  | 0 | 0 | 0
[59 empty] | 0 | =Area II Portion
Area III Projects: | [58 empty] | 0 | =Area II+III Portions
New Canal - Southampton Cable | 2023 |  |  | 0 | 4.5863 | 4.5863 | 4.5863 | 4.5863 | 4.5863 | 4.5863 | -0.88999 | -0.88999 | -0.88999 | -0.88999 | -0.88999 | -0.88999 | -0.88999 | -0.88999 | -0.88999 | -0.88999 | -0.88999 | -0.88999 | -0.88999 | -0.88999 | -0.88999 | -0.88999 | -0.88999 | -0.88999 | -0.88999 | -0.88999 | -0.88999 | -0.88999 | -0.88999 | -0.88999 | -0.88999 | -0.88999 | -0.88999 | -0.88999 | -0.88999 | -5.4763 | -5.4763 | -5.4763 | -5.4763 | -5.4763 | -5.4763 | 0 | 0 | 0 | 0 | 0 | 0 | 0 |  |  | 8.9667 |  | 0 | 0 | 0
Upgrade Wildwood - Riverhead to 138 kV | 2022 |  |  | 0 | 0.93922 | 0.93922 | 0.93922 | 0.93922 | 0.93922 | -0.14959 | -0.14959 | -0.14959 | -0.14959 | -0.14959 | -0.14959 | -0.14959 | -0.14959 | -0.14959 | -0.14959 | -0.14959 | -0.14959 | -0.14959 | -0.14959 | -0.14959 | -0.14959 | -0.14959 | -0.14959 | -0.14959 | -0.14959 | -0.14959 | -0.14959 | -0.14959 | -0.14959 | -0.14959 | -0.14959 | -0.14959 | -0.14959 | -0.14959 | -0.14959 | -1.0888 | -1.0888 | -1.0888 | -1.0888 | -1.0888 | 0 | 0 | 0 | 0 | 0 | 0 | 0 | 0 |  |  | 1.5483 |  | 0 | 0 | 0
Riverhead Canal 2nd Line and Bank | 2023 |  |  | 0 | 16.6864 | 16.6864 | 16.6864 | 16.6864 | 16.6864 | 16.6864 | -3.238 | -3.238 | -3.238 | -3.238 | -3.238 | -3.238 | -3.238 | -3.238 | -3.238 | -3.238 | -3.238 | -3.238 | -3.238 | -3.238 | -3.238 | -3.238 | -3.238 | -3.238 | -3.238 | -3.238 | -3.238 | -3.238 | -3.238 | -3.238 | -3.238 | -3.238 | -3.238 | -3.238 | -3.238 | -19.9245 | -19.9245 | -19.9245 | -19.9245 | -19.9245 | -19.9245 | 0 | 0 | 0 | 0 | 0 | 0 | 0 |  |  | 32.6235 |  | 0 | 0 | 0
Canal - Wainscott New 138 kV UG Cable | 2028 |  |  | 0 | 0 | 0 | 0 | 0 | 0 | 38.957 | 38.957 | 38.957 | 38.957 | 38.957 | 38.957 | -7.5597 | -7.5597 | -7.5597 | -7.5597 | -7.5597 | -7.5597 | -7.5597 | -7.5597 | -7.5597 | -7.5597 | -7.5597 | -7.5597 | -7.5597 | -7.5597 | -7.5597 | -7.5597 | -7.5597 | -7.5597 | -7.5597 | -7.5597 | -7.5597 | -7.5597 | -7.5597 | -7.5597 | -7.5597 | -7.5597 | -7.5597 | -7.5597 | -7.5597 | -46.5167 | -46.5167 | -46.5167 | -46.5167 | -46.5167 | -46.5167 | 0 | 0 |  |  | 58.276 |  | 58.276 | 925015.732 | 0
[59 empty] | 0 | =Area III Portion
Total - Area 3 Proposal, $Millions (unadjusted) |  |  |  | 0 | 22.212 | 22.212 | 22.212 | 22.212 | 22.212 | 60.0802 | 34.6794 | 34.6794 | 34.6794 | 34.6794 | 34.6794 | -11.8373 | -11.8373 | -11.8373 | -11.8373 | -11.8373 | -11.8373 | -11.8373 | -11.8373 | -11.8373 | -11.8373 | -11.8373 | -11.8373 | -11.8373 | -11.8373 | -11.8373 | -11.8373 | -11.8373 | -11.8373 | -11.8373 | -11.8373 | -11.8373 | -11.8373 | -11.8373 | -11.8373 | -34.0493 | -34.0493 | -34.0493 | -34.0493 | -34.0493 | -71.9175 | -46.5167 | -46.5167 | -46.5167 | -46.5167 | -46.5167 | 0 | 0 |  |  | 101.4144 |  |  | 925015.732 | 0
$/MW-yr |  |  |  | 0 | 0 | 0 | 0 | 0 | 0 | 618364.8116 | 618364.8116 | 618364.8116 | 618364.8116 | 618364.8116 | 618364.8116 | -119995.1118 | -119995.1118 | -119995.1118 | -119995.1118 | -119995.1118 | -119995.1118 | -119995.1118 | -119995.1118 | -119995.1118 | -119995.1118 | -119995.1118 | -119995.1118 | -119995.1118 | -119995.1118 | -119995.1118 | -119995.1118 | -119995.1118 | -119995.1118 | -119995.1118 | -119995.1118 | -119995.1118 | -119995.1118 | -119995.1118 | -119995.1118 | -119995.1118 | -119995.1118 | -119995.1118 | -119995.1118 | -119995.1118 | -738359.9234 | -738359.9234 | -738359.9234 | -738359.9234 | -738359.9234 | -738359.9234 | 0 | 0
$Millions (adjusted) |  |  |  | 0 | 0 | 0 | 0 | 0 | 0 | 0 | 0 | 0 | 0 | 0 | 0 | 0 | 0 | 0 | 0 | 0 | 0 | 0 | 0 | 0 | 0 | 0 | 0 | 0 | 0 | 0 | 0 | 0 | 0 | 0 | 0 | 0 | 0 | 0 | 0 | 0 | 0 | 0 | 0 | 0 | 0 | 0 | 0 | 0 | 0 | 0 | 0 | 0 |  |  | 0
Discount Factor (Relative to 1/1/2016) = |  |  |  | 0.94787 | 0.89845 | 0.85161 | 0.80722 | 0.76513 | 0.72525 | 0.68744 | 0.6516 | 0.61763 | 0.58543 | 0.55491 | 0.52598 | 0.49856 | 0.47257 | 0.44793 | 0.42458 | 0.40245 | 0.38147 | 0.36158 | 0.34273 | 0.32486 | 0.30793 | 0.29187 | 0.27666 | 0.26223 | 0.24856 | 0.2356 | 0.22332 | 0.21168 | 0.20064 | 0.19018 | 0.18027 | 0.17087 | 0.16196 | 0.15352 | 0.14552 | 0.13793 | 0.13074 | 0.12392 | 0.11746 | 0.11134 | 0.10554 | 0.10003 | 0.094818 | 0.089875 | 0.08519 | 0.080748 | 0.076539 | 0.072549
* Note: A positive (+) avoided cost in a given year represents a cost savings relative to not having a transmission project deferral.
Note on BG17: Todd Kantarek: Interconnection at 13.2kV feeder. Added 2.6% transmission loss factor.

## PhII (DWW300-5MWx8hr)
Version |  | Based on PSEGLI file: "East End Utility 2_0_Economics_2014_10_13_r28_Sargent_Lundy.xlsx"
Annual Revenue Requirements (Millions of $s)
1) Reference (Transmission only) Case
Project | I/S Year | Investor | Capital (2015$s) | 2016 | 2017 | 2018 | 2019 | 2020 | 2021 | 2022 | 2023 | 2024 | 2025 | 2026 | 2027 | 2028 | 2029 | 2030 | 2031 | 2032 | 2033 | 2034 | 2035 | 2036 | 2037 | 2038 | 2039 | 2040 | 2041 | 2042 | 2043 | 2044 | 2045 | 2046 | 2047 | 2048 | 2049 | 2050 | 2051 | 2052 | 2053 | 2054 | 2055 | 2056 | 2057 | 2058 | 2059 | 2060 | 2061 | 2062 | 2063 | 2064 |  | NPV |  | Proposal Number = | DWW300
Transmission Reinforcement I | 2017 | PSEGLI | 197 | 0 | 24.0294 | 24.0294 | 24.0294 | 24.0294 | 24.0294 | 24.0294 | 24.0294 | 24.0294 | 24.0294 | 24.0294 | 24.0294 | 24.0294 | 24.0294 | 24.0294 | 24.0294 | 24.0294 | 24.0294 | 24.0294 | 24.0294 | 24.0294 | 24.0294 | 24.0294 | 24.0294 | 24.0294 | 24.0294 | 24.0294 | 24.0294 | 24.0294 | 24.0294 | 24.0294 | 24.0294 | 24.0294 | 24.0294 | 24.0294 | 24.0294 | [13 empty] | 35 | 350.5464 |  | Proposer Name = | Deepwater Wind LLC
Transmission Reinforcement II | 2018 | PSEGLI | 4.8 | 0 | 0 | 0.60305 | 0.60305 | 0.60305 | 0.60305 | 0.60305 | 0.60305 | 0.60305 | 0.60305 | 0.60305 | 0.60305 | 0.60305 | 0.60305 | 0.60305 | 0.60305 | 0.60305 | 0.60305 | 0.60305 | 0.60305 | 0.60305 | 0.60305 | 0.60305 | 0.60305 | 0.60305 | 0.60305 | 0.60305 | 0.60305 | 0.60305 | 0.60305 | 0.60305 | 0.60305 | 0.60305 | 0.60305 | 0.60305 | 0.60305 | 0.60305 | [12 empty] | 35 | 8.3388 |  | Proposal/Project = | Montauk Storage
Transmission Reinforcement III | 2019 | PSEGLI | 2.8 | 0 | 0 | 0 | 0.36233 | 0.36233 | 0.36233 | 0.36233 | 0.36233 | 0.36233 | 0.36233 | 0.36233 | 0.36233 | 0.36233 | 0.36233 | 0.36233 | 0.36233 | 0.36233 | 0.36233 | 0.36233 | 0.36233 | 0.36233 | 0.36233 | 0.36233 | 0.36233 | 0.36233 | 0.36233 | 0.36233 | 0.36233 | 0.36233 | 0.36233 | 0.36233 | 0.36233 | 0.36233 | 0.36233 | 0.36233 | 0.36233 | 0.36233 | 0.36233 | [11 empty] | 35 | 4.7491 |  | Option Number = | 1
Transmission Reinforcement IV | 2020 | PSEGLI | 33.2 | 0 | 0 | 0 | 0 | 4.4251 | 4.4251 | 4.4251 | 4.4251 | 4.4251 | 4.4251 | 4.4251 | 4.4251 | 4.4251 | 4.4251 | 4.4251 | 4.4251 | 4.4251 | 4.4251 | 4.4251 | 4.4251 | 4.4251 | 4.4251 | 4.4251 | 4.4251 | 4.4251 | 4.4251 | 4.4251 | 4.4251 | 4.4251 | 4.4251 | 4.4251 | 4.4251 | 4.4251 | 4.4251 | 4.4251 | 4.4251 | 4.4251 | 4.4251 | 4.4251 | [10 empty] | 35 | 54.9758 |  | Location = | 1
Transmission Reinforcement V | 2022 | PSEGLI | 275.5 | 0 | 0 | 0 | 0 | 0 | 0 | 38.957 | 38.957 | 38.957 | 38.957 | 38.957 | 38.957 | 38.957 | 38.957 | 38.957 | 38.957 | 38.957 | 38.957 | 38.957 | 38.957 | 38.957 | 38.957 | 38.957 | 38.957 | 38.957 | 38.957 | 38.957 | 38.957 | 38.957 | 38.957 | 38.957 | 38.957 | 38.957 | 38.957 | 38.957 | 38.957 | 38.957 | 38.957 | 38.957 | 38.957 | 38.957 | [8 empty] | 35 | 434.8353 |  | Technology = | Battery Storage
[56 empty] | Interconnection Points = | 4 kV Distribution Bus at Montauk Substation
Total |  |  | 513.3 | 0 | 24.0294 | 24.6325 | 24.9948 | 29.42 | 29.42 | 68.377 | 68.377 | 68.377 | 68.377 | 68.377 | 68.377 | 68.377 | 68.377 | 68.377 | 68.377 | 68.377 | 68.377 | 68.377 | 68.377 | 68.377 | 68.377 | 68.377 | 68.377 | 68.377 | 68.377 | 68.377 | 68.377 | 68.377 | 68.377 | 68.377 | 68.377 | 68.377 | 68.377 | 68.377 | 68.377 | 44.3475 | 43.7445 | 43.3821 | 38.957 | 38.957 | 0 | 0 | 0 | 0 | 0 | 0 | 0 | 0 |  | 853.4454 |  | Loss Factor = | 1.026
2016 NPV @ 5.5%, thru 2035 |  |  |  | 2016: 582.1416
2016 NPV @ 5.5%, thru 2056 |  |  |  | 2016: 853.4454 |  |  |  | MW Required by 2022 (cap) = | 15 | 33 | 15 | Output: NPV of Transmission Avoided Costs for Selected Project (see note*)
[57 empty] | Selected Project Inputs - Area 1 Portion | Selected Project Inputs - Area 2 Portion | Selected Project Inputs - Area 3 Portion | Area 1 | Area 2 | Area 3 | Total | check
[56 empty] | Project kW = | 5130 | 0 | 0
[55 empty] | Capped kW = | 5130 | 5130 | 0 | 0
[56 empty] | Project Area (1, 2, or 3) = | 1 | 2 | 3
[56 empty] | Proportion of Peak Hours Covered = | 100% | 100% | 100%
[55 empty] | Project COD = | 2018
[55 empty] | Effective kW = | 5130 |  |  |  | 6622553.8047 | 0 | 0 | 6622553.8047
[60 empty] | check | check | check
| I/S Year |  | Capital (2015$s) | 2016 | 2017 | 2018 | 2019 | 2020 | 2021 | 2022 | 2023 | 2024 | 2025 | 2026 | 2027 | 2028 | 2029 | 2030 | 2031 | 2032 | 2033 | 2034 | 2035 | 2036 | 2037 | 2038 | 2039 | 2040 | 2041 | 2042 | 2043 | 2044 | 2045 | 2046 | 2047 | 2048 | 2049 | 2050 | 2051 | 2052 | 2053 | 2054 | 2055 | 2056 | 2057 | 2058 | 2059 | 2060 | 2061 | 2062 | 2063 | 2064 |  | MW Required by 2022 | NPV Base $M | Differential NPV $M | Differential NPV $M (adjusted for COD of Selected Project) | Differntial NPV $/MW | NPV of Transmission Avoided Costs for Selected Project
Area I Projects: | [53 empty] | 15
Amagansett Conversion 33 kV | 2017 |  | 8 | 0 | 0.97582 | 0.97582 | 0.97582 | 0.97582 | 0.97582 | 0.97582 | 0.97582 | 0.97582 | 0.97582 | 0.97582 | 0.97582 | 0.97582 | 0.97582 | 0.97582 | 0.97582 | 0.97582 | 0.97582 | 0.97582 | 0.97582 | 0.97582 | 0.97582 | 0.97582 | 0.97582 | 0.97582 | 0.97582 | 0.97582 | 0.97582 | 0.97582 | 0.97582 | 0.97582 | 0.97582 | 0.97582 | 0.97582 | 0.97582 | 0.97582 | [13 empty] | 35 |  | 14.2354
East Hampton Conversion 33 kV | 2017 |  | 3.2 | 0 | 0.39033 | 0.39033 | 0.39033 | 0.39033 | 0.39033 | 0.39033 | 0.39033 | 0.39033 | 0.39033 | 0.39033 | 0.39033 | 0.39033 | 0.39033 | 0.39033 | 0.39033 | 0.39033 | 0.39033 | 0.39033 | 0.39033 | 0.39033 | 0.39033 | 0.39033 | 0.39033 | 0.39033 | 0.39033 | 0.39033 | 0.39033 | 0.39033 | 0.39033 | 0.39033 | 0.39033 | 0.39033 | 0.39033 | 0.39033 | 0.39033 | [13 empty] | 35 |  | 5.6942
Buell Conversion 33 kV | 2017 |  | 3.7 | 0 | 0.45131 | 0.45131 | 0.45131 | 0.45131 | 0.45131 | 0.45131 | 0.45131 | 0.45131 | 0.45131 | 0.45131 | 0.45131 | 0.45131 | 0.45131 | 0.45131 | 0.45131 | 0.45131 | 0.45131 | 0.45131 | 0.45131 | 0.45131 | 0.45131 | 0.45131 | 0.45131 | 0.45131 | 0.45131 | 0.45131 | 0.45131 | 0.45131 | 0.45131 | 0.45131 | 0.45131 | 0.45131 | 0.45131 | 0.45131 | 0.45131 | [13 empty] | 35 |  | 6.5839
Hither Hills Conversion to 33 kV | 2018 |  | 4.8 | 0 | 0 | 0.60305 | 0.60305 | 0.60305 | 0.60305 | 0.60305 | 0.60305 | 0.60305 | 0.60305 | 0.60305 | 0.60305 | 0.60305 | 0.60305 | 0.60305 | 0.60305 | 0.60305 | 0.60305 | 0.60305 | 0.60305 | 0.60305 | 0.60305 | 0.60305 | 0.60305 | 0.60305 | 0.60305 | 0.60305 | 0.60305 | 0.60305 | 0.60305 | 0.60305 | 0.60305 | 0.60305 | 0.60305 | 0.60305 | 0.60305 | 0.60305 | [12 empty] | 35 |  | 8.3388
Culloden Pt Conversion to 33 kV | 2019 |  | 2.8 | 0 | 0 | 0 | 0.36233 | 0.36233 | 0.36233 | 0.36233 | 0.36233 | 0.36233 | 0.36233 | 0.36233 | 0.36233 | 0.36233 | 0.36233 | 0.36233 | 0.36233 | 0.36233 | 0.36233 | 0.36233 | 0.36233 | 0.36233 | 0.36233 | 0.36233 | 0.36233 | 0.36233 | 0.36233 | 0.36233 | 0.36233 | 0.36233 | 0.36233 | 0.36233 | 0.36233 | 0.36233 | 0.36233 | 0.36233 | 0.36233 | 0.36233 | 0.36233 | [11 empty] | 35 |  | 4.7491
No Deferral |  |  | 22.5 |  | 1.8175 | 2.4205 | 2.7828 | 2.7828 | 2.7828 | 2.7828 | 2.7828 | 2.7828 | 2.7828 | 2.7828 | 2.7828 | 2.7828 | 2.7828 | 2.7828 | 2.7828 | 2.7828 | 2.7828 | 2.7828 | 2.7828 | 2.7828 | 2.7828 | 2.7828 | 2.7828 | 2.7828 | 2.7828 | 2.7828 | 2.7828 | 2.7828 | 2.7828 | 2.7828 | 2.7828 | 2.7828 | 2.7828 | 2.7828 | 2.7828 | 0.96539 | 0.36233 | 0 | 0 | 0 | [10 empty] | 39.6013
Amagansett Conversion 33 kV | 2030 |  | 8 | [14 empty] | 1.433 | 1.433 | 1.433 | 1.433 | 1.433 | 1.433 | 1.433 | 1.433 | 1.433 | 1.433 | 1.433 | 1.433 | 1.433 | 1.433 | 1.433 | 1.433 | 1.433 | 1.433 | 1.433 | 1.433 | 1.433 | 1.433 | 1.433 | 1.433 | 1.433 | 1.433 | 1.433 | 1.433 | 1.433 | 1.433 | 1.433 | 1.433 | 1.433 | 1.433 | 1.433 | 35 |  | 10.4225 | 3.8129 | 0 | 0 | 0
East Hampton Conversion 33 kV | 2030 |  | 3.2 | [14 empty] | 0.57321 | 0.57321 | 0.57321 | 0.57321 | 0.57321 | 0.57321 | 0.57321 | 0.57321 | 0.57321 | 0.57321 | 0.57321 | 0.57321 | 0.57321 | 0.57321 | 0.57321 | 0.57321 | 0.57321 | 0.57321 | 0.57321 | 0.57321 | 0.57321 | 0.57321 | 0.57321 | 0.57321 | 0.57321 | 0.57321 | 0.57321 | 0.57321 | 0.57321 | 0.57321 | 0.57321 | 0.57321 | 0.57321 | 0.57321 | 0.57321 | 35 |  | 4.169 | 1.5252 | 0 | 0 | 0
Buell Conversion 33 kV | 2030 |  | 3.7 | [14 empty] | 0.66277 | 0.66277 | 0.66277 | 0.66277 | 0.66277 | 0.66277 | 0.66277 | 0.66277 | 0.66277 | 0.66277 | 0.66277 | 0.66277 | 0.66277 | 0.66277 | 0.66277 | 0.66277 | 0.66277 | 0.66277 | 0.66277 | 0.66277 | 0.66277 | 0.66277 | 0.66277 | 0.66277 | 0.66277 | 0.66277 | 0.66277 | 0.66277 | 0.66277 | 0.66277 | 0.66277 | 0.66277 | 0.66277 | 0.66277 | 0.66277 | 35 |  | 4.8204 | 1.7635 | 0 | 0 | 0
Hither Hills Conversion to 33 kV | 2030 |  | 4.8 | [14 empty] | 0.85981 | 0.85981 | 0.85981 | 0.85981 | 0.85981 | 0.85981 | 0.85981 | 0.85981 | 0.85981 | 0.85981 | 0.85981 | 0.85981 | 0.85981 | 0.85981 | 0.85981 | 0.85981 | 0.85981 | 0.85981 | 0.85981 | 0.85981 | 0.85981 | 0.85981 | 0.85981 | 0.85981 | 0.85981 | 0.85981 | 0.85981 | 0.85981 | 0.85981 | 0.85981 | 0.85981 | 0.85981 | 0.85981 | 0.85981 | 0.85981 | 35 |  | 6.2535 | 2.0853 | 2.0853 | 139022.8879 | 713187.4151
Culloden Pt Conversion to 33 kV | 2030 |  | 2.8 | [14 empty] | 0.50156 | 0.50156 | 0.50156 | 0.50156 | 0.50156 | 0.50156 | 0.50156 | 0.50156 | 0.50156 | 0.50156 | 0.50156 | 0.50156 | 0.50156 | 0.50156 | 0.50156 | 0.50156 | 0.50156 | 0.50156 | 0.50156 | 0.50156 | 0.50156 | 0.50156 | 0.50156 | 0.50156 | 0.50156 | 0.50156 | 0.50156 | 0.50156 | 0.50156 | 0.50156 | 0.50156 | 0.50156 | 0.50156 | 0.50156 | 0.50156 | 35 |  | 3.6479 | 1.1012 | 1.1012 | 73412.135 | 376604.2526
Deferral to Indicated Year |  |  | 22.5 | [6 empty] | 0 | 0 | 0 | 0 | 0 | 0 | 0 | 0 | 4.0304 | 4.0304 | 4.0304 | 4.0304 | 4.0304 | 4.0304 | 4.0304 | 4.0304 | 4.0304 | 4.0304 | 4.0304 | 4.0304 | 4.0304 | 4.0304 | 4.0304 | 4.0304 | 4.0304 | 4.0304 | 4.0304 | 4.0304 | 4.0304 | 4.0304 | 4.0304 | 4.0304 | 4.0304 | 4.0304 | 4.0304 | 4.0304 | 4.0304 | 4.0304 | 4.0304 | 4.0304 | 4.0304 | 4.0304 | 4.0304 | 35 |  | 29.3132 | 10.2881 | 3.1865 | 212435.0229 | 1089791.6676 | =Area I Portion
[59 empty] | 6622553.8047 | =Area I+II+III Portions
Annual Avoided Costs for Deferral to Indicated Year:
Amagansett Conversion 33 kV | 2030 |  |  | 0 | 0.97582 | 0.97582 | 0.97582 | 0.97582 | 0.97582 | 0.97582 | 0.97582 | 0.97582 | 0.97582 | 0.97582 | 0.97582 | 0.97582 | 0.97582 | -0.4572 | -0.4572 | -0.4572 | -0.4572 | -0.4572 | -0.4572 | -0.4572 | -0.4572 | -0.4572 | -0.4572 | -0.4572 | -0.4572 | -0.4572 | -0.4572 | -0.4572 | -0.4572 | -0.4572 | -0.4572 | -0.4572 | -0.4572 | -0.4572 | -0.4572 | -1.433 | -1.433 | -1.433 | -1.433 | -1.433 | -1.433 | -1.433 | -1.433 | -1.433 | -1.433 | -1.433 | -1.433 | -1.433 | 35 |  |  | 3.8129
East Hampton Conversion 33 kV | 2030 |  |  | 0 | 0.39033 | 0.39033 | 0.39033 | 0.39033 | 0.39033 | 0.39033 | 0.39033 | 0.39033 | 0.39033 | 0.39033 | 0.39033 | 0.39033 | 0.39033 | -0.18288 | -0.18288 | -0.18288 | -0.18288 | -0.18288 | -0.18288 | -0.18288 | -0.18288 | -0.18288 | -0.18288 | -0.18288 | -0.18288 | -0.18288 | -0.18288 | -0.18288 | -0.18288 | -0.18288 | -0.18288 | -0.18288 | -0.18288 | -0.18288 | -0.18288 | -0.57321 | -0.57321 | -0.57321 | -0.57321 | -0.57321 | -0.57321 | -0.57321 | -0.57321 | -0.57321 | -0.57321 | -0.57321 | -0.57321 | -0.57321 | 35 |  |  | 1.5252
Buell Conversion 33 kV | 2030 |  |  | 0 | 0.45131 | 0.45131 | 0.45131 | 0.45131 | 0.45131 | 0.45131 | 0.45131 | 0.45131 | 0.45131 | 0.45131 | 0.45131 | 0.45131 | 0.45131 | -0.21146 | -0.21146 | -0.21146 | -0.21146 | -0.21146 | -0.21146 | -0.21146 | -0.21146 | -0.21146 | -0.21146 | -0.21146 | -0.21146 | -0.21146 | -0.21146 | -0.21146 | -0.21146 | -0.21146 | -0.21146 | -0.21146 | -0.21146 | -0.21146 | -0.21146 | -0.66277 | -0.66277 | -0.66277 | -0.66277 | -0.66277 | -0.66277 | -0.66277 | -0.66277 | -0.66277 | -0.66277 | -0.66277 | -0.66277 | -0.66277 | 35 |  |  | 1.7635
Hither Hills Conversion to 33 kV | 2030 |  |  | 0 | 0 | 0.60305 | 0.60305 | 0.60305 | 0.60305 | 0.60305 | 0.60305 | 0.60305 | 0.60305 | 0.60305 | 0.60305 | 0.60305 | 0.60305 | -0.25676 | -0.25676 | -0.25676 | -0.25676 | -0.25676 | -0.25676 | -0.25676 | -0.25676 | -0.25676 | -0.25676 | -0.25676 | -0.25676 | -0.25676 | -0.25676 | -0.25676 | -0.25676 | -0.25676 | -0.25676 | -0.25676 | -0.25676 | -0.25676 | -0.25676 | -0.25676 | -0.85981 | -0.85981 | -0.85981 | -0.85981 | -0.85981 | -0.85981 | -0.85981 | -0.85981 | -0.85981 | -0.85981 | -0.85981 | -0.85981 | 35 |  |  | 2.0853
Culloden Pt Conversion to 33 kV | 2030 |  |  | 0 | 0 | 0 | 0.36233 | 0.36233 | 0.36233 | 0.36233 | 0.36233 | 0.36233 | 0.36233 | 0.36233 | 0.36233 | 0.36233 | 0.36233 | -0.13922 | -0.13922 | -0.13922 | -0.13922 | -0.13922 | -0.13922 | -0.13922 | -0.13922 | -0.13922 | -0.13922 | -0.13922 | -0.13922 | -0.13922 | -0.13922 | -0.13922 | -0.13922 | -0.13922 | -0.13922 | -0.13922 | -0.13922 | -0.13922 | -0.13922 | -0.13922 | -0.13922 | -0.50156 | -0.50156 | -0.50156 | -0.50156 | -0.50156 | -0.50156 | -0.50156 | -0.50156 | -0.50156 | -0.50156 | -0.50156 | 35 |  |  | 1.1012
Area II Projects: | [53 empty] | 33
Bridgehampton - Buell New 69 kV UG Cable | 2020 |  | 33.2 | 0 | 0 | 0 | 0 | 4.4251 | 4.4251 | 4.4251 | 4.4251 | 4.4251 | 4.4251 | 4.4251 | 4.4251 | 4.4251 | 4.4251 | 4.4251 | 4.4251 | 4.4251 | 4.4251 | 4.4251 | 4.4251 | 4.4251 | 4.4251 | 4.4251 | 4.4251 | 4.4251 | 4.4251 | 4.4251 | 4.4251 | 4.4251 | 4.4251 | 4.4251 | 4.4251 | 4.4251 | 4.4251 | 4.4251 | 4.4251 | 4.4251 | 4.4251 | 4.4251 | [10 empty] | 35 |  | 54.9758
No Deferral |  |  | 33.2 |  | 0 | 0 | 0 | 4.4251 | 4.4251 | 4.4251 | 4.4251 | 4.4251 | 4.4251 | 4.4251 | 4.4251 | 4.4251 | 4.4251 | 4.4251 | 4.4251 | 4.4251 | 4.4251 | 4.4251 | 4.4251 | 4.4251 | 4.4251 | 4.4251 | 4.4251 | 4.4251 | 4.4251 | 4.4251 | 4.4251 | 4.4251 | 4.4251 | 4.4251 | 4.4251 | 4.4251 | 4.4251 | 4.4251 | 4.4251 | 4.4251 | 4.4251 | 4.4251 | [10 empty] | 35 |  | 54.9758
Bridgehampton - Buell New 69 kV UG Cable | 2026 |  | 33.2 | [10 empty] | 5.2839 | 5.2839 | 5.2839 | 5.2839 | 5.2839 | 5.2839 | 5.2839 | 5.2839 | 5.2839 | 5.2839 | 5.2839 | 5.2839 | 5.2839 | 5.2839 | 5.2839 | 5.2839 | 5.2839 | 5.2839 | 5.2839 | 5.2839 | 5.2839 | 5.2839 | 5.2839 | 5.2839 | 5.2839 | 5.2839 | 5.2839 | 5.2839 | 5.2839 | 5.2839 | 5.2839 | 5.2839 | 5.2839 | 5.2839 | 5.2839 |  |  |  |  | 35 |  | 47.608 | 7.3678 | 7.3678 | 153495.4058 | 787431.4319
Deferral to Indicated Year |  |  | 33.2 | [6 empty] | 0 | 0 | 0 | 0 | 5.2839 | 5.2839 | 5.2839 | 5.2839 | 5.2839 | 5.2839 | 5.2839 | 5.2839 | 5.2839 | 5.2839 | 5.2839 | 5.2839 | 5.2839 | 5.2839 | 5.2839 | 5.2839 | 5.2839 | 5.2839 | 5.2839 | 5.2839 | 5.2839 | 5.2839 | 5.2839 | 5.2839 | 5.2839 | 5.2839 | 5.2839 | 5.2839 | 5.2839 | 5.2839 | 5.2839 | 5.2839 | 5.2839 | 5.2839 | 5.2839 |  |  |  |  | 35 |  | 47.608 | 7.3678 | 7.3678 | 153495.4058 | 787431.4319 | =Area II Portion
[59 empty] | 5532762.1371 | =Area II+III Portions
Annual Avoided Costs for Deferral to Indicated Year:
Bridgehampton - Buell New 69 kV UG Cable | 2026 |  |  | 0 | 0 | 0 | 0 | 4.4251 | 4.4251 | 4.4251 | 4.4251 | 4.4251 | 4.4251 | -0.85871 | -0.85871 | -0.85871 | -0.85871 | -0.85871 | -0.85871 | -0.85871 | -0.85871 | -0.85871 | -0.85871 | -0.85871 | -0.85871 | -0.85871 | -0.85871 | -0.85871 | -0.85871 | -0.85871 | -0.85871 | -0.85871 | -0.85871 | -0.85871 | -0.85871 | -0.85871 | -0.85871 | -0.85871 | -0.85871 | -0.85871 | -0.85871 | -0.85871 | -5.2839 | -5.2839 | -5.2839 | -5.2839 | -5.2839 | -5.2839 |  |  |  |  | 35 |  |  | 7.3678
0
Area III Projects: | [52 empty] | 0 | 15
New Canal - Southampton Cable | 2017 |  | 37.6 | 0 | 4.5863 | 4.5863 | 4.5863 | 4.5863 | 4.5863 | 4.5863 | 4.5863 | 4.5863 | 4.5863 | 4.5863 | 4.5863 | 4.5863 | 4.5863 | 4.5863 | 4.5863 | 4.5863 | 4.5863 | 4.5863 | 4.5863 | 4.5863 | 4.5863 | 4.5863 | 4.5863 | 4.5863 | 4.5863 | 4.5863 | 4.5863 | 4.5863 | 4.5863 | 4.5863 | 4.5863 | 4.5863 | 4.5863 | 4.5863 | 4.5863 | [13 empty] | 35 |  | 66.9063
Upgrade Wildwood - Riverhead to 138 kV | 2017 |  | 7.7 | 0 | 0.93922 | 0.93922 | 0.93922 | 0.93922 | 0.93922 | 0.93922 | 0.93922 | 0.93922 | 0.93922 | 0.93922 | 0.93922 | 0.93922 | 0.93922 | 0.93922 | 0.93922 | 0.93922 | 0.93922 | 0.93922 | 0.93922 | 0.93922 | 0.93922 | 0.93922 | 0.93922 | 0.93922 | 0.93922 | 0.93922 | 0.93922 | 0.93922 | 0.93922 | 0.93922 | 0.93922 | 0.93922 | 0.93922 | 0.93922 | 0.93922 | [13 empty] | 35 |  | 13.7016
Riverhead Canal 2nd Line and Bank | 2017 |  | 136.8 | 0 | 16.6864 | 16.6864 | 16.6864 | 16.6864 | 16.6864 | 16.6864 | 16.6864 | 16.6864 | 16.6864 | 16.6864 | 16.6864 | 16.6864 | 16.6864 | 16.6864 | 16.6864 | 16.6864 | 16.6864 | 16.6864 | 16.6864 | 16.6864 | 16.6864 | 16.6864 | 16.6864 | 16.6864 | 16.6864 | 16.6864 | 16.6864 | 16.6864 | 16.6864 | 16.6864 | 16.6864 | 16.6864 | 16.6864 | 16.6864 | 16.6864 | [13 empty] | 35 |  | 243.4251
Canal - Wainscott New 138 kV UG Cable | 2022 |  | 275.5 | 0 | 0 | 0 | 0 | 0 | 0 | 38.957 | 38.957 | 38.957 | 38.957 | 38.957 | 38.957 | 38.957 | 38.957 | 38.957 | 38.957 | 38.957 | 38.957 | 38.957 | 38.957 | 38.957 | 38.957 | 38.957 | 38.957 | 38.957 | 38.957 | 38.957 | 38.957 | 38.957 | 38.957 | 38.957 | 38.957 | 38.957 | 38.957 | 38.957 | 38.957 | 38.957 | 38.957 | 38.957 | 38.957 | 38.957 | [8 empty] | 35 |  | 434.8353
No Deferral |  |  | 457.6 |  | 22.212 | 22.212 | 22.212 | 22.212 | 22.212 | 61.169 | 61.169 | 61.169 | 61.169 | 61.169 | 61.169 | 61.169 | 61.169 | 61.169 | 61.169 | 61.169 | 61.169 | 61.169 | 61.169 | 61.169 | 61.169 | 61.169 | 61.169 | 61.169 | 61.169 | 61.169 | 61.169 | 61.169 | 61.169 | 61.169 | 61.169 | 61.169 | 61.169 | 61.169 | 61.169 | 38.957 | 38.957 | 38.957 | 38.957 | 38.957 | [10 empty] | 758.8683
New Canal - Southampton Cable | 2023 |  | 37.6 | [7 empty] | 5.4763 | 5.4763 | 5.4763 | 5.4763 | 5.4763 | 5.4763 | 5.4763 | 5.4763 | 5.4763 | 5.4763 | 5.4763 | 5.4763 | 5.4763 | 5.4763 | 5.4763 | 5.4763 | 5.4763 | 5.4763 | 5.4763 | 5.4763 | 5.4763 | 5.4763 | 5.4763 | 5.4763 | 5.4763 | 5.4763 | 5.4763 | 5.4763 | 5.4763 | 5.4763 | 5.4763 | 5.4763 | 5.4763 | 5.4763 | 5.4763 | [7 empty] | 35 |  | 57.9396 | 8.9667 | 0 | 0 | 0
Upgrade Wildwood - Riverhead to 138 kV | 2022 |  | 7.7 | [6 empty] | 1.0888 | 1.0888 | 1.0888 | 1.0888 | 1.0888 | 1.0888 | 1.0888 | 1.0888 | 1.0888 | 1.0888 | 1.0888 | 1.0888 | 1.0888 | 1.0888 | 1.0888 | 1.0888 | 1.0888 | 1.0888 | 1.0888 | 1.0888 | 1.0888 | 1.0888 | 1.0888 | 1.0888 | 1.0888 | 1.0888 | 1.0888 | 1.0888 | 1.0888 | 1.0888 | 1.0888 | 1.0888 | 1.0888 | 1.0888 | 1.0888 | [8 empty] | 35 |  | 12.1533 | 1.5483 | 0 | 0 | 0
Riverhead Canal 2nd Line and Bank | 2023 |  | 136.8 | [7 empty] | 19.9245 | 19.9245 | 19.9245 | 19.9245 | 19.9245 | 19.9245 | 19.9245 | 19.9245 | 19.9245 | 19.9245 | 19.9245 | 19.9245 | 19.9245 | 19.9245 | 19.9245 | 19.9245 | 19.9245 | 19.9245 | 19.9245 | 19.9245 | 19.9245 | 19.9245 | 19.9245 | 19.9245 | 19.9245 | 19.9245 | 19.9245 | 19.9245 | 19.9245 | 19.9245 | 19.9245 | 19.9245 | 19.9245 | 19.9245 | 19.9245 | [7 empty] | 35 |  | 210.8017 | 32.6235 | 0 | 0 | 0
Canal - Wainscott New 138 kV UG Cable | 2028 |  | 275.5 | [12 empty] | 46.5167 | 46.5167 | 46.5167 | 46.5167 | 46.5167 | 46.5167 | 46.5167 | 46.5167 | 46.5167 | 46.5167 | 46.5167 | 46.5167 | 46.5167 | 46.5167 | 46.5167 | 46.5167 | 46.5167 | 46.5167 | 46.5167 | 46.5167 | 46.5167 | 46.5167 | 46.5167 | 46.5167 | 46.5167 | 46.5167 | 46.5167 | 46.5167 | 46.5167 | 46.5167 | 46.5167 | 46.5167 | 46.5167 | 46.5167 | 46.5167 |  |  | 35 |  | 376.5593 | 58.276 | 58.276 | 925015.732 | 4745330.7052
Deferral to Indicated Year |  |  | 457.6 | [6 empty] | 1.0888 | 26.4896 | 26.4896 | 26.4896 | 26.4896 | 26.4896 | 73.0063 | 73.0063 | 73.0063 | 73.0063 | 73.0063 | 73.0063 | 73.0063 | 73.0063 | 73.0063 | 73.0063 | 73.0063 | 73.0063 | 73.0063 | 73.0063 | 73.0063 | 73.0063 | 73.0063 | 73.0063 | 73.0063 | 73.0063 | 73.0063 | 73.0063 | 73.0063 | 73.0063 | 73.0063 | 73.0063 | 73.0063 | 73.0063 | 73.0063 | 71.9175 | 46.5167 | 46.5167 | 46.5167 | 46.5167 | 46.5167 |  |  | 41 |  | 657.4539 | 101.4144 | 58.276 | 925015.732 | 4745330.7052 | =Area III Portion
[59 empty] | 4745330.7052 | =Area III Portion
Annual Avoided Costs for Deferral to Indicated Year:
New Canal - Southampton Cable | 2023 |  |  | 0 | 4.5863 | 4.5863 | 4.5863 | 4.5863 | 4.5863 | 4.5863 | -0.88999 | -0.88999 | -0.88999 | -0.88999 | -0.88999 | -0.88999 | -0.88999 | -0.88999 | -0.88999 | -0.88999 | -0.88999 | -0.88999 | -0.88999 | -0.88999 | -0.88999 | -0.88999 | -0.88999 | -0.88999 | -0.88999 | -0.88999 | -0.88999 | -0.88999 | -0.88999 | -0.88999 | -0.88999 | -0.88999 | -0.88999 | -0.88999 | -0.88999 | -5.4763 | -5.4763 | -5.4763 | -5.4763 | -5.4763 | -5.4763 | 0 | 0 | 0 | 0 | 0 |  |  | 35 |  |  | 8.9667
Upgrade Wildwood - Riverhead to 138 kV | 2022 |  |  | 0 | 0.93922 | 0.93922 | 0.93922 | 0.93922 | 0.93922 | -0.14959 | -0.14959 | -0.14959 | -0.14959 | -0.14959 | -0.14959 | -0.14959 | -0.14959 | -0.14959 | -0.14959 | -0.14959 | -0.14959 | -0.14959 | -0.14959 | -0.14959 | -0.14959 | -0.14959 | -0.14959 | -0.14959 | -0.14959 | -0.14959 | -0.14959 | -0.14959 | -0.14959 | -0.14959 | -0.14959 | -0.14959 | -0.14959 | -0.14959 | -0.14959 | -1.0888 | -1.0888 | -1.0888 | -1.0888 | -1.0888 | 0 | 0 | 0 | 0 | 0 | 0 |  |  | 35 |  |  | 1.5483
Riverhead Canal 2nd Line and Bank | 2023 |  |  | 0 | 16.6864 | 16.6864 | 16.6864 | 16.6864 | 16.6864 | 16.6864 | -3.238 | -3.238 | -3.238 | -3.238 | -3.238 | -3.238 | -3.238 | -3.238 | -3.238 | -3.238 | -3.238 | -3.238 | -3.238 | -3.238 | -3.238 | -3.238 | -3.238 | -3.238 | -3.238 | -3.238 | -3.238 | -3.238 | -3.238 | -3.238 | -3.238 | -3.238 | -3.238 | -3.238 | -3.238 | -19.9245 | -19.9245 | -19.9245 | -19.9245 | -19.9245 | -19.9245 | 0 | 0 | 0 | 0 | 0 |  |  | 35 |  |  | 32.6235
Canal - Wainscott New 138 kV UG Cable | 2028 |  |  | 0 | 0 | 0 | 0 | 0 | 0 | 38.957 | 38.957 | 38.957 | 38.957 | 38.957 | 38.957 | -7.5597 | -7.5597 | -7.5597 | -7.5597 | -7.5597 | -7.5597 | -7.5597 | -7.5597 | -7.5597 | -7.5597 | -7.5597 | -7.5597 | -7.5597 | -7.5597 | -7.5597 | -7.5597 | -7.5597 | -7.5597 | -7.5597 | -7.5597 | -7.5597 | -7.5597 | -7.5597 | -7.5597 | -7.5597 | -7.5597 | -7.5597 | -7.5597 | -7.5597 | -46.5167 | -46.5167 | -46.5167 | -46.5167 | -46.5167 | -46.5167 | [5 empty] | 58.276
Total - All Areas (No Deferrals,$Millions) |  |  | 513.3 |  | 24.0294 | 24.6325 | 24.9948 | 29.42 | 29.42 | 68.377 | 68.377 | 68.377 | 68.377 | 68.377 | 68.377 | 68.377 | 68.377 | 68.377 | 68.377 | 68.377 | 68.377 | 68.377 | 68.377 | 68.377 | 68.377 | 68.377 | 68.377 | 68.377 | 68.377 | 68.377 | 68.377 | 68.377 | 68.377 | 68.377 | 68.377 | 68.377 | 68.377 | 68.377 | 68.377 | 44.3475 | 43.7445 | 43.3821 | 38.957 | 38.957 | 0 | 0 | 0 | 0 | 0 | 0 | 0 | 0 |  | 63 | 853.4454 | 119.0703 | = max. total avoided cost in portfolio
Annual Avoided Costs for Deferrals - Area 1 Proposal: (see note*) | Deferral Year |  |  | 2016 | 2017 | 2018 | 2019 | 2020 | 2021 | 2022 | 2023 | 2024 | 2025 | 2026 | 2027 | 2028 | 2029 | 2030 | 2031 | 2032 | 2033 | 2034 | 2035 | 2036 | 2037 | 2038 | 2039 | 2040 | 2041 | 2042 | 2043 | 2044 | 2045 | 2046 | 2047 | 2048 | 2049 | 2050 | 2051 | 2052 | 2053 | 2054 | 2055 | 2056 | 2057 | 2058 | 2059 | 2060 | 2061 | 2062 | 2063 | 2064 |  |  | Differential NPV $M |  | Differential NPV $M (adjusted for COD of Selected Project) | Differntial NPV $/MW | NPV of Transmission Avoided Costs for Selected Project
Area I Projects:
Amagansett Conversion 33 kV | 2030 |  |  | 0 | 0.97582 | 0.97582 | 0.97582 | 0.97582 | 0.97582 | 0.97582 | 0.97582 | 0.97582 | 0.97582 | 0.97582 | 0.97582 | 0.97582 | 0.97582 | -0.4572 | -0.4572 | -0.4572 | -0.4572 | -0.4572 | -0.4572 | -0.4572 | -0.4572 | -0.4572 | -0.4572 | -0.4572 | -0.4572 | -0.4572 | -0.4572 | -0.4572 | -0.4572 | -0.4572 | -0.4572 | -0.4572 | -0.4572 | -0.4572 | -0.4572 | -1.433 | -1.433 | -1.433 | -1.433 | -1.433 | -1.433 | -1.433 | -1.433 | -1.433 | -1.433 | -1.433 | -1.433 | -1.433 |  |  | 3.8129 |  | 0 | 0 | 0
East Hampton Conversion 33 kV | 2030 |  |  | 0 | 0.39033 | 0.39033 | 0.39033 | 0.39033 | 0.39033 | 0.39033 | 0.39033 | 0.39033 | 0.39033 | 0.39033 | 0.39033 | 0.39033 | 0.39033 | -0.18288 | -0.18288 | -0.18288 | -0.18288 | -0.18288 | -0.18288 | -0.18288 | -0.18288 | -0.18288 | -0.18288 | -0.18288 | -0.18288 | -0.18288 | -0.18288 | -0.18288 | -0.18288 | -0.18288 | -0.18288 | -0.18288 | -0.18288 | -0.18288 | -0.18288 | -0.57321 | -0.57321 | -0.57321 | -0.57321 | -0.57321 | -0.57321 | -0.57321 | -0.57321 | -0.57321 | -0.57321 | -0.57321 | -0.57321 | -0.57321 |  |  | 1.5252 |  | 0 | 0 | 0
Buell Conversion 33 kV | 2030 |  |  | 0 | 0.45131 | 0.45131 | 0.45131 | 0.45131 | 0.45131 | 0.45131 | 0.45131 | 0.45131 | 0.45131 | 0.45131 | 0.45131 | 0.45131 | 0.45131 | -0.21146 | -0.21146 | -0.21146 | -0.21146 | -0.21146 | -0.21146 | -0.21146 | -0.21146 | -0.21146 | -0.21146 | -0.21146 | -0.21146 | -0.21146 | -0.21146 | -0.21146 | -0.21146 | -0.21146 | -0.21146 | -0.21146 | -0.21146 | -0.21146 | -0.21146 | -0.66277 | -0.66277 | -0.66277 | -0.66277 | -0.66277 | -0.66277 | -0.66277 | -0.66277 | -0.66277 | -0.66277 | -0.66277 | -0.66277 | -0.66277 |  |  | 1.7635 |  | 0 | 0 | 0
Hither Hills Conversion to 33 kV | 2030 |  |  | 0 | 0 | 0.60305 | 0.60305 | 0.60305 | 0.60305 | 0.60305 | 0.60305 | 0.60305 | 0.60305 | 0.60305 | 0.60305 | 0.60305 | 0.60305 | -0.25676 | -0.25676 | -0.25676 | -0.25676 | -0.25676 | -0.25676 | -0.25676 | -0.25676 | -0.25676 | -0.25676 | -0.25676 | -0.25676 | -0.25676 | -0.25676 | -0.25676 | -0.25676 | -0.25676 | -0.25676 | -0.25676 | -0.25676 | -0.25676 | -0.25676 | -0.25676 | -0.85981 | -0.85981 | -0.85981 | -0.85981 | -0.85981 | -0.85981 | -0.85981 | -0.85981 | -0.85981 | -0.85981 | -0.85981 | -0.85981 |  |  | 2.0853 |  | 2.0853 | 139022.8879 | 713187.4151
Culloden Pt Conversion to 33 kV | 2030 |  |  | 0 | 0 | 0 | 0.36233 | 0.36233 | 0.36233 | 0.36233 | 0.36233 | 0.36233 | 0.36233 | 0.36233 | 0.36233 | 0.36233 | 0.36233 | -0.13922 | -0.13922 | -0.13922 | -0.13922 | -0.13922 | -0.13922 | -0.13922 | -0.13922 | -0.13922 | -0.13922 | -0.13922 | -0.13922 | -0.13922 | -0.13922 | -0.13922 | -0.13922 | -0.13922 | -0.13922 | -0.13922 | -0.13922 | -0.13922 | -0.13922 | -0.13922 | -0.13922 | -0.50156 | -0.50156 | -0.50156 | -0.50156 | -0.50156 | -0.50156 | -0.50156 | -0.50156 | -0.50156 | -0.50156 | -0.50156 |  |  | 1.1012 |  | 1.1012 | 73412.135 | 376604.2526
[59 empty] | 1089791.6676 | =Area I Portion
Area II Projects: | [58 empty] | 6622553.8047 | =Area I+II+III Portions
Bridgehampton - Buell New 69 kV UG Cable | 2026 |  |  | 0 | 0 | 0 | 0 | 4.4251 | 4.4251 | 4.4251 | 4.4251 | 4.4251 | 4.4251 | -0.85871 | -0.85871 | -0.85871 | -0.85871 | -0.85871 | -0.85871 | -0.85871 | -0.85871 | -0.85871 | -0.85871 | -0.85871 | -0.85871 | -0.85871 | -0.85871 | -0.85871 | -0.85871 | -0.85871 | -0.85871 | -0.85871 | -0.85871 | -0.85871 | -0.85871 | -0.85871 | -0.85871 | -0.85871 | -0.85871 | -0.85871 | -0.85871 | -0.85871 | -5.2839 | -5.2839 | -5.2839 | -5.2839 | -5.2839 | -5.2839 | 0 | 0 | 0 | 0 |  |  | 7.3678 |  | 7.3678 | 153495.4058 | 787431.4319
[59 empty] | 787431.4319 | =Area II Portion
Area III Projects: | [58 empty] | 5532762.1371 | =Area II+III Portions
New Canal - Southampton Cable | 2023 |  |  | 0 | 4.5863 | 4.5863 | 4.5863 | 4.5863 | 4.5863 | 4.5863 | -0.88999 | -0.88999 | -0.88999 | -0.88999 | -0.88999 | -0.88999 | -0.88999 | -0.88999 | -0.88999 | -0.88999 | -0.88999 | -0.88999 | -0.88999 | -0.88999 | -0.88999 | -0.88999 | -0.88999 | -0.88999 | -0.88999 | -0.88999 | -0.88999 | -0.88999 | -0.88999 | -0.88999 | -0.88999 | -0.88999 | -0.88999 | -0.88999 | -0.88999 | -5.4763 | -5.4763 | -5.4763 | -5.4763 | -5.4763 | -5.4763 | 0 | 0 | 0 | 0 | 0 | 0 | 0 |  |  | 8.9667 |  | 0 | 0 | 0
Upgrade Wildwood - Riverhead to 138 kV | 2022 |  |  | 0 | 0.93922 | 0.93922 | 0.93922 | 0.93922 | 0.93922 | -0.14959 | -0.14959 | -0.14959 | -0.14959 | -0.14959 | -0.14959 | -0.14959 | -0.14959 | -0.14959 | -0.14959 | -0.14959 | -0.14959 | -0.14959 | -0.14959 | -0.14959 | -0.14959 | -0.14959 | -0.14959 | -0.14959 | -0.14959 | -0.14959 | -0.14959 | -0.14959 | -0.14959 | -0.14959 | -0.14959 | -0.14959 | -0.14959 | -0.14959 | -0.14959 | -1.0888 | -1.0888 | -1.0888 | -1.0888 | -1.0888 | 0 | 0 | 0 | 0 | 0 | 0 | 0 | 0 |  |  | 1.5483 |  | 0 | 0 | 0
Riverhead Canal 2nd Line and Bank | 2023 |  |  | 0 | 16.6864 | 16.6864 | 16.6864 | 16.6864 | 16.6864 | 16.6864 | -3.238 | -3.238 | -3.238 | -3.238 | -3.238 | -3.238 | -3.238 | -3.238 | -3.238 | -3.238 | -3.238 | -3.238 | -3.238 | -3.238 | -3.238 | -3.238 | -3.238 | -3.238 | -3.238 | -3.238 | -3.238 | -3.238 | -3.238 | -3.238 | -3.238 | -3.238 | -3.238 | -3.238 | -3.238 | -19.9245 | -19.9245 | -19.9245 | -19.9245 | -19.9245 | -19.9245 | 0 | 0 | 0 | 0 | 0 | 0 | 0 |  |  | 32.6235 |  | 0 | 0 | 0
Canal - Wainscott New 138 kV UG Cable | 2028 |  |  | 0 | 0 | 0 | 0 | 0 | 0 | 38.957 | 38.957 | 38.957 | 38.957 | 38.957 | 38.957 | -7.5597 | -7.5597 | -7.5597 | -7.5597 | -7.5597 | -7.5597 | -7.5597 | -7.5597 | -7.5597 | -7.5597 | -7.5597 | -7.5597 | -7.5597 | -7.5597 | -7.5597 | -7.5597 | -7.5597 | -7.5597 | -7.5597 | -7.5597 | -7.5597 | -7.5597 | -7.5597 | -7.5597 | -7.5597 | -7.5597 | -7.5597 | -7.5597 | -7.5597 | -46.5167 | -46.5167 | -46.5167 | -46.5167 | -46.5167 | -46.5167 | 0 | 0 |  |  | 58.276 |  | 58.276 | 925015.732 | 4745330.7052
[59 empty] | 4745330.7052 | =Area III Portion
Total - Area 1 Proposal, $Millions (unadjusted) |  |  |  | 0 | 0 | 0.60305 | 0.96539 | 5.3905 | 5.3905 | 44.3475 | 44.3475 | 44.3475 | 44.3475 | 39.0637 | 39.0637 | -7.453 | -7.453 | -8.8144 | -8.8144 | -8.8144 | -8.8144 | -8.8144 | -8.8144 | -8.8144 | -8.8144 | -8.8144 | -8.8144 | -8.8144 | -8.8144 | -8.8144 | -8.8144 | -8.8144 | -8.8144 | -8.8144 | -8.8144 | -8.8144 | -8.8144 | -8.8144 | -8.8144 | -8.8144 | -9.4174 | -9.7798 | -14.2049 | -14.2049 | -53.1619 | -53.1619 | -53.1619 | -53.1619 | -47.878 | -47.878 | -1.3614 | -1.3614 |  |  | 68.8303 |  |  | 1290946.1608 | 6622553.8047
$/MW-yr |  |  |  | 0 | 0 | 40203.5861 | 64359.2408 | 156549.7282 | 156549.7282 | 774914.5398 | 774914.5398 | 774914.5398 | 774914.5398 | 664834.2766 | 664834.2766 | -73525.6468 | -73525.6468 | -164283.4228 | -164283.4228 | -164283.4228 | -164283.4228 | -164283.4228 | -164283.4228 | -164283.4228 | -164283.4228 | -164283.4228 | -164283.4228 | -164283.4228 | -164283.4228 | -164283.4228 | -164283.4228 | -164283.4228 | -164283.4228 | -164283.4228 | -164283.4228 | -164283.4228 | -164283.4228 | -164283.4228 | -164283.4228 | -164283.4228 | -204487.0089 | -228642.6636 | -320833.151 | -320833.151 | -939197.9626 | -939197.9626 | -939197.9626 | -939197.9626 | -829117.6994 | -829117.6994 | -90757.776 | -90757.776
$Millions (adjusted) |  |  |  | 0 | 0 | 0.20624 | 0.33016 | 0.8031 | 0.8031 | 3.9753 | 3.9753 | 3.9753 | 3.9753 | 3.4106 | 3.4106 | -0.37719 | -0.37719 | -0.84277 | -0.84277 | -0.84277 | -0.84277 | -0.84277 | -0.84277 | -0.84277 | -0.84277 | -0.84277 | -0.84277 | -0.84277 | -0.84277 | -0.84277 | -0.84277 | -0.84277 | -0.84277 | -0.84277 | -0.84277 | -0.84277 | -0.84277 | -0.84277 | -0.84277 | -0.84277 | -1.049 | -1.1729 | -1.6459 | -1.6459 | -4.8181 | -4.8181 | -4.8181 | -4.8181 | -4.2534 | -4.2534 | -0.46559 | -0.46559 |  |  | 6622.5538
Annual Avoided Costs for Deferrals - Area 2 Proposal: (see note*) | Deferral Year |  |  | 2016 | 2017 | 2018 | 2019 | 2020 | 2021 | 2022 | 2023 | 2024 | 2025 | 2026 | 2027 | 2028 | 2029 | 2030 | 2031 | 2032 | 2033 | 2034 | 2035 | 2036 | 2037 | 2038 | 2039 | 2040 | 2041 | 2042 | 2043 | 2044 | 2045 | 2046 | 2047 | 2048 | 2049 | 2050 | 2051 | 2052 | 2053 | 2054 | 2055 | 2056 | 2057 | 2058 | 2059 | 2060 | 2061 | 2062 | 2063 | 2064 |  |  | Differential NPV $M |  | Differential NPV $M (adjusted for COD of Selected Project) | Differntial NPV $/MW | NPV of Transmission Avoided Costs for Selected Project
Area I Projects:
Amagansett Conversion 33 kV | 2030 |  |  | 0 | 0 | 0 | 0 | 0 | 0 | 0 | 0 | 0 | 0 | 0 | 0 | 0 | 0 | 0 | 0 | 0 | 0 | 0 | 0 | 0 | 0 | 0 | 0 | 0 | 0 | 0 | 0 | 0 | 0 | 0 | 0 | 0 | 0 | 0 | 0 | 0 | 0 | 0 | 0 | 0 | 0 | 0 | 0 | 0 | 0 | 0 | 0 | 0 |  |  | 0 |  | 0 | 0 | 0
East Hampton Conversion 33 kV | 2030 |  |  | 0 | 0 | 0 | 0 | 0 | 0 | 0 | 0 | 0 | 0 | 0 | 0 | 0 | 0 | 0 | 0 | 0 | 0 | 0 | 0 | 0 | 0 | 0 | 0 | 0 | 0 | 0 | 0 | 0 | 0 | 0 | 0 | 0 | 0 | 0 | 0 | 0 | 0 | 0 | 0 | 0 | 0 | 0 | 0 | 0 | 0 | 0 | 0 | 0 |  |  | 0 |  | 0 | 0 | 0
Buell Conversion 33 kV | 2030 |  |  | 0 | 0 | 0 | 0 | 0 | 0 | 0 | 0 | 0 | 0 | 0 | 0 | 0 | 0 | 0 | 0 | 0 | 0 | 0 | 0 | 0 | 0 | 0 | 0 | 0 | 0 | 0 | 0 | 0 | 0 | 0 | 0 | 0 | 0 | 0 | 0 | 0 | 0 | 0 | 0 | 0 | 0 | 0 | 0 | 0 | 0 | 0 | 0 | 0 |  |  | 0 |  | 0 | 0 | 0
Hither Hills Conversion to 33 kV | 2030 |  |  | 0 | 0 | 0 | 0 | 0 | 0 | 0 | 0 | 0 | 0 | 0 | 0 | 0 | 0 | 0 | 0 | 0 | 0 | 0 | 0 | 0 | 0 | 0 | 0 | 0 | 0 | 0 | 0 | 0 | 0 | 0 | 0 | 0 | 0 | 0 | 0 | 0 | 0 | 0 | 0 | 0 | 0 | 0 | 0 | 0 | 0 | 0 | 0 | 0 |  |  | 0 |  | 0 | 0 | 0
Culloden Pt Conversion to 33 kV | 2030 |  |  | 0 | 0 | 0 | 0 | 0 | 0 | 0 | 0 | 0 | 0 | 0 | 0 | 0 | 0 | 0 | 0 | 0 | 0 | 0 | 0 | 0 | 0 | 0 | 0 | 0 | 0 | 0 | 0 | 0 | 0 | 0 | 0 | 0 | 0 | 0 | 0 | 0 | 0 | 0 | 0 | 0 | 0 | 0 | 0 | 0 | 0 | 0 | 0 | 0 |  |  | 0 |  | 0 | 0 | 0
[59 empty] | 0 | =Area I Portion
Area II Projects: | [58 empty] | 0 | =Area I+II+III Portions
Bridgehampton - Buell New 69 kV UG Cable | 2026 |  |  | 0 | 0 | 0 | 0 | 4.4251 | 4.4251 | 4.4251 | 4.4251 | 4.4251 | 4.4251 | -0.85871 | -0.85871 | -0.85871 | -0.85871 | -0.85871 | -0.85871 | -0.85871 | -0.85871 | -0.85871 | -0.85871 | -0.85871 | -0.85871 | -0.85871 | -0.85871 | -0.85871 | -0.85871 | -0.85871 | -0.85871 | -0.85871 | -0.85871 | -0.85871 | -0.85871 | -0.85871 | -0.85871 | -0.85871 | -0.85871 | -0.85871 | -0.85871 | -0.85871 | -5.2839 | -5.2839 | -5.2839 | -5.2839 | -5.2839 | -5.2839 | 0 | 0 | 0 | 0 |  |  | 7.3678 |  | 7.3678 | 153495.4058 | 0
[59 empty] | 0 | =Area II Portion
Area III Projects: | [58 empty] | 0 | =Area II+III Portions
New Canal - Southampton Cable | 2023 |  |  | 0 | 4.5863 | 4.5863 | 4.5863 | 4.5863 | 4.5863 | 4.5863 | -0.88999 | -0.88999 | -0.88999 | -0.88999 | -0.88999 | -0.88999 | -0.88999 | -0.88999 | -0.88999 | -0.88999 | -0.88999 | -0.88999 | -0.88999 | -0.88999 | -0.88999 | -0.88999 | -0.88999 | -0.88999 | -0.88999 | -0.88999 | -0.88999 | -0.88999 | -0.88999 | -0.88999 | -0.88999 | -0.88999 | -0.88999 | -0.88999 | -0.88999 | -5.4763 | -5.4763 | -5.4763 | -5.4763 | -5.4763 | -5.4763 | 0 | 0 | 0 | 0 | 0 | 0 | 0 |  |  | 8.9667 |  | 0 | 0 | 0
Upgrade Wildwood - Riverhead to 138 kV | 2022 |  |  | 0 | 0.93922 | 0.93922 | 0.93922 | 0.93922 | 0.93922 | -0.14959 | -0.14959 | -0.14959 | -0.14959 | -0.14959 | -0.14959 | -0.14959 | -0.14959 | -0.14959 | -0.14959 | -0.14959 | -0.14959 | -0.14959 | -0.14959 | -0.14959 | -0.14959 | -0.14959 | -0.14959 | -0.14959 | -0.14959 | -0.14959 | -0.14959 | -0.14959 | -0.14959 | -0.14959 | -0.14959 | -0.14959 | -0.14959 | -0.14959 | -0.14959 | -1.0888 | -1.0888 | -1.0888 | -1.0888 | -1.0888 | 0 | 0 | 0 | 0 | 0 | 0 | 0 | 0 |  |  | 1.5483 |  | 0 | 0 | 0
Riverhead Canal 2nd Line and Bank | 2023 |  |  | 0 | 16.6864 | 16.6864 | 16.6864 | 16.6864 | 16.6864 | 16.6864 | -3.238 | -3.238 | -3.238 | -3.238 | -3.238 | -3.238 | -3.238 | -3.238 | -3.238 | -3.238 | -3.238 | -3.238 | -3.238 | -3.238 | -3.238 | -3.238 | -3.238 | -3.238 | -3.238 | -3.238 | -3.238 | -3.238 | -3.238 | -3.238 | -3.238 | -3.238 | -3.238 | -3.238 | -3.238 | -19.9245 | -19.9245 | -19.9245 | -19.9245 | -19.9245 | -19.9245 | 0 | 0 | 0 | 0 | 0 | 0 | 0 |  |  | 32.6235 |  | 0 | 0 | 0
Canal - Wainscott New 138 kV UG Cable | 2028 |  |  | 0 | 0 | 0 | 0 | 0 | 0 | 38.957 | 38.957 | 38.957 | 38.957 | 38.957 | 38.957 | -7.5597 | -7.5597 | -7.5597 | -7.5597 | -7.5597 | -7.5597 | -7.5597 | -7.5597 | -7.5597 | -7.5597 | -7.5597 | -7.5597 | -7.5597 | -7.5597 | -7.5597 | -7.5597 | -7.5597 | -7.5597 | -7.5597 | -7.5597 | -7.5597 | -7.5597 | -7.5597 | -7.5597 | -7.5597 | -7.5597 | -7.5597 | -7.5597 | -7.5597 | -46.5167 | -46.5167 | -46.5167 | -46.5167 | -46.5167 | -46.5167 | 0 | 0 |  |  | 58.276 |  | 58.276 | 925015.732 | 0
[59 empty] | 0 | =Area III Portion
Total - Area 2 Proposal, $Millions (unadjusted) |  |  |  | 0 | 0 | 0 | 0 | 4.4251 | 4.4251 | 43.3821 | 43.3821 | 43.3821 | 43.3821 | 38.0983 | 38.0983 | -8.4184 | -8.4184 | -8.4184 | -8.4184 | -8.4184 | -8.4184 | -8.4184 | -8.4184 | -8.4184 | -8.4184 | -8.4184 | -8.4184 | -8.4184 | -8.4184 | -8.4184 | -8.4184 | -8.4184 | -8.4184 | -8.4184 | -8.4184 | -8.4184 | -8.4184 | -8.4184 | -8.4184 | -8.4184 | -8.4184 | -8.4184 | -12.8435 | -12.8435 | -51.8005 | -51.8005 | -51.8005 | -51.8005 | -46.5167 | -46.5167 | 0 | 0 |  |  | 65.6438 |  |  | 1078511.1378 | 0
$/MW-yr |  |  |  | 0 | 0 | 0 | 0 | 92190.4874 | 92190.4874 | 710555.299 | 710555.299 | 710555.299 | 710555.299 | 600475.0358 | 600475.0358 | -137884.8876 | -137884.8876 | -137884.8876 | -137884.8876 | -137884.8876 | -137884.8876 | -137884.8876 | -137884.8876 | -137884.8876 | -137884.8876 | -137884.8876 | -137884.8876 | -137884.8876 | -137884.8876 | -137884.8876 | -137884.8876 | -137884.8876 | -137884.8876 | -137884.8876 | -137884.8876 | -137884.8876 | -137884.8876 | -137884.8876 | -137884.8876 | -137884.8876 | -137884.8876 | -137884.8876 | -230075.375 | -230075.375 | -848440.1866 | -848440.1866 | -848440.1866 | -848440.1866 | -738359.9234 | -738359.9234 | 0 | 0
$Millions (adjusted) |  |  |  | 0 | 0 | 0 | 0 | 0 | 0 | 0 | 0 | 0 | 0 | 0 | 0 | 0 | 0 | 0 | 0 | 0 | 0 | 0 | 0 | 0 | 0 | 0 | 0 | 0 | 0 | 0 | 0 | 0 | 0 | 0 | 0 | 0 | 0 | 0 | 0 | 0 | 0 | 0 | 0 | 0 | 0 | 0 | 0 | 0 | 0 | 0 | 0 | 0 |  |  | 0
Annual Avoided Costs for Deferrals - Area 3 Proposal: (see note*) | Deferral Year |  |  | 2016 | 2017 | 2018 | 2019 | 2020 | 2021 | 2022 | 2023 | 2024 | 2025 | 2026 | 2027 | 2028 | 2029 | 2030 | 2031 | 2032 | 2033 | 2034 | 2035 | 2036 | 2037 | 2038 | 2039 | 2040 | 2041 | 2042 | 2043 | 2044 | 2045 | 2046 | 2047 | 2048 | 2049 | 2050 | 2051 | 2052 | 2053 | 2054 | 2055 | 2056 | 2057 | 2058 | 2059 | 2060 | 2061 | 2062 | 2063 | 2064 |  |  | Differential NPV $M |  | Differential NPV $M (adjusted for COD of Selected Project) | Differntial NPV $/MW | NPV of Transmission Avoided Costs for Selected Project
Area I Projects:
Amagansett Conversion 33 kV | 2030 |  |  | 0 | 0 | 0 | 0 | 0 | 0 | 0 | 0 | 0 | 0 | 0 | 0 | 0 | 0 | 0 | 0 | 0 | 0 | 0 | 0 | 0 | 0 | 0 | 0 | 0 | 0 | 0 | 0 | 0 | 0 | 0 | 0 | 0 | 0 | 0 | 0 | 0 | 0 | 0 | 0 | 0 | 0 | 0 | 0 | 0 | 0 | 0 | 0 | 0 |  |  | 0 |  | 0 | 0 | 0
East Hampton Conversion 33 kV | 2030 |  |  | 0 | 0 | 0 | 0 | 0 | 0 | 0 | 0 | 0 | 0 | 0 | 0 | 0 | 0 | 0 | 0 | 0 | 0 | 0 | 0 | 0 | 0 | 0 | 0 | 0 | 0 | 0 | 0 | 0 | 0 | 0 | 0 | 0 | 0 | 0 | 0 | 0 | 0 | 0 | 0 | 0 | 0 | 0 | 0 | 0 | 0 | 0 | 0 | 0 |  |  | 0 |  | 0 | 0 | 0
Buell Conversion 33 kV | 2030 |  |  | 0 | 0 | 0 | 0 | 0 | 0 | 0 | 0 | 0 | 0 | 0 | 0 | 0 | 0 | 0 | 0 | 0 | 0 | 0 | 0 | 0 | 0 | 0 | 0 | 0 | 0 | 0 | 0 | 0 | 0 | 0 | 0 | 0 | 0 | 0 | 0 | 0 | 0 | 0 | 0 | 0 | 0 | 0 | 0 | 0 | 0 | 0 | 0 | 0 |  |  | 0 |  | 0 | 0 | 0
Hither Hills Conversion to 33 kV | 2030 |  |  | 0 | 0 | 0 | 0 | 0 | 0 | 0 | 0 | 0 | 0 | 0 | 0 | 0 | 0 | 0 | 0 | 0 | 0 | 0 | 0 | 0 | 0 | 0 | 0 | 0 | 0 | 0 | 0 | 0 | 0 | 0 | 0 | 0 | 0 | 0 | 0 | 0 | 0 | 0 | 0 | 0 | 0 | 0 | 0 | 0 | 0 | 0 | 0 | 0 |  |  | 0 |  | 0 | 0 | 0
Culloden Pt Conversion to 33 kV | 2030 |  |  | 0 | 0 | 0 | 0 | 0 | 0 | 0 | 0 | 0 | 0 | 0 | 0 | 0 | 0 | 0 | 0 | 0 | 0 | 0 | 0 | 0 | 0 | 0 | 0 | 0 | 0 | 0 | 0 | 0 | 0 | 0 | 0 | 0 | 0 | 0 | 0 | 0 | 0 | 0 | 0 | 0 | 0 | 0 | 0 | 0 | 0 | 0 | 0 | 0 |  |  | 0 |  | 0 | 0 | 0
[59 empty] | 0 | =Area I Portion
Area II Projects: | [58 empty] | 0 | =Area I+II+III Portions
Bridgehampton - Buell New 69 kV UG Cable | 2026 |  |  | 0 | 0 | 0 | 0 | 0 | 0 | 0 | 0 | 0 | 0 | 0 | 0 | 0 | 0 | 0 | 0 | 0 | 0 | 0 | 0 | 0 | 0 | 0 | 0 | 0 | 0 | 0 | 0 | 0 | 0 | 0 | 0 | 0 | 0 | 0 | 0 | 0 | 0 | 0 | 0 | 0 | 0 | 0 | 0 | 0 | 0 | 0 | 0 | 0 |  |  | 0 |  | 0 | 0 | 0
[59 empty] | 0 | =Area II Portion
Area III Projects: | [58 empty] | 0 | =Area II+III Portions
New Canal - Southampton Cable | 2023 |  |  | 0 | 4.5863 | 4.5863 | 4.5863 | 4.5863 | 4.5863 | 4.5863 | -0.88999 | -0.88999 | -0.88999 | -0.88999 | -0.88999 | -0.88999 | -0.88999 | -0.88999 | -0.88999 | -0.88999 | -0.88999 | -0.88999 | -0.88999 | -0.88999 | -0.88999 | -0.88999 | -0.88999 | -0.88999 | -0.88999 | -0.88999 | -0.88999 | -0.88999 | -0.88999 | -0.88999 | -0.88999 | -0.88999 | -0.88999 | -0.88999 | -0.88999 | -5.4763 | -5.4763 | -5.4763 | -5.4763 | -5.4763 | -5.4763 | 0 | 0 | 0 | 0 | 0 | 0 | 0 |  |  | 8.9667 |  | 0 | 0 | 0
Upgrade Wildwood - Riverhead to 138 kV | 2022 |  |  | 0 | 0.93922 | 0.93922 | 0.93922 | 0.93922 | 0.93922 | -0.14959 | -0.14959 | -0.14959 | -0.14959 | -0.14959 | -0.14959 | -0.14959 | -0.14959 | -0.14959 | -0.14959 | -0.14959 | -0.14959 | -0.14959 | -0.14959 | -0.14959 | -0.14959 | -0.14959 | -0.14959 | -0.14959 | -0.14959 | -0.14959 | -0.14959 | -0.14959 | -0.14959 | -0.14959 | -0.14959 | -0.14959 | -0.14959 | -0.14959 | -0.14959 | -1.0888 | -1.0888 | -1.0888 | -1.0888 | -1.0888 | 0 | 0 | 0 | 0 | 0 | 0 | 0 | 0 |  |  | 1.5483 |  | 0 | 0 | 0
Riverhead Canal 2nd Line and Bank | 2023 |  |  | 0 | 16.6864 | 16.6864 | 16.6864 | 16.6864 | 16.6864 | 16.6864 | -3.238 | -3.238 | -3.238 | -3.238 | -3.238 | -3.238 | -3.238 | -3.238 | -3.238 | -3.238 | -3.238 | -3.238 | -3.238 | -3.238 | -3.238 | -3.238 | -3.238 | -3.238 | -3.238 | -3.238 | -3.238 | -3.238 | -3.238 | -3.238 | -3.238 | -3.238 | -3.238 | -3.238 | -3.238 | -19.9245 | -19.9245 | -19.9245 | -19.9245 | -19.9245 | -19.9245 | 0 | 0 | 0 | 0 | 0 | 0 | 0 |  |  | 32.6235 |  | 0 | 0 | 0
Canal - Wainscott New 138 kV UG Cable | 2028 |  |  | 0 | 0 | 0 | 0 | 0 | 0 | 38.957 | 38.957 | 38.957 | 38.957 | 38.957 | 38.957 | -7.5597 | -7.5597 | -7.5597 | -7.5597 | -7.5597 | -7.5597 | -7.5597 | -7.5597 | -7.5597 | -7.5597 | -7.5597 | -7.5597 | -7.5597 | -7.5597 | -7.5597 | -7.5597 | -7.5597 | -7.5597 | -7.5597 | -7.5597 | -7.5597 | -7.5597 | -7.5597 | -7.5597 | -7.5597 | -7.5597 | -7.5597 | -7.5597 | -7.5597 | -46.5167 | -46.5167 | -46.5167 | -46.5167 | -46.5167 | -46.5167 | 0 | 0 |  |  | 58.276 |  | 58.276 | 925015.732 | 0
[59 empty] | 0 | =Area III Portion
Total - Area 3 Proposal, $Millions (unadjusted) |  |  |  | 0 | 22.212 | 22.212 | 22.212 | 22.212 | 22.212 | 60.0802 | 34.6794 | 34.6794 | 34.6794 | 34.6794 | 34.6794 | -11.8373 | -11.8373 | -11.8373 | -11.8373 | -11.8373 | -11.8373 | -11.8373 | -11.8373 | -11.8373 | -11.8373 | -11.8373 | -11.8373 | -11.8373 | -11.8373 | -11.8373 | -11.8373 | -11.8373 | -11.8373 | -11.8373 | -11.8373 | -11.8373 | -11.8373 | -11.8373 | -11.8373 | -34.0493 | -34.0493 | -34.0493 | -34.0493 | -34.0493 | -71.9175 | -46.5167 | -46.5167 | -46.5167 | -46.5167 | -46.5167 | 0 | 0 |  |  | 101.4144 |  |  | 925015.732 | 0
$/MW-yr |  |  |  | 0 | 0 | 0 | 0 | 0 | 0 | 618364.8116 | 618364.8116 | 618364.8116 | 618364.8116 | 618364.8116 | 618364.8116 | -119995.1118 | -119995.1118 | -119995.1118 | -119995.1118 | -119995.1118 | -119995.1118 | -119995.1118 | -119995.1118 | -119995.1118 | -119995.1118 | -119995.1118 | -119995.1118 | -119995.1118 | -119995.1118 | -119995.1118 | -119995.1118 | -119995.1118 | -119995.1118 | -119995.1118 | -119995.1118 | -119995.1118 | -119995.1118 | -119995.1118 | -119995.1118 | -119995.1118 | -119995.1118 | -119995.1118 | -119995.1118 | -119995.1118 | -738359.9234 | -738359.9234 | -738359.9234 | -738359.9234 | -738359.9234 | -738359.9234 | 0 | 0
$Millions (adjusted) |  |  |  | 0 | 0 | 0 | 0 | 0 | 0 | 0 | 0 | 0 | 0 | 0 | 0 | 0 | 0 | 0 | 0 | 0 | 0 | 0 | 0 | 0 | 0 | 0 | 0 | 0 | 0 | 0 | 0 | 0 | 0 | 0 | 0 | 0 | 0 | 0 | 0 | 0 | 0 | 0 | 0 | 0 | 0 | 0 | 0 | 0 | 0 | 0 | 0 | 0 |  |  | 0
Discount Factor (Relative to 1/1/2016) = |  |  |  | 0.94787 | 0.89845 | 0.85161 | 0.80722 | 0.76513 | 0.72525 | 0.68744 | 0.6516 | 0.61763 | 0.58543 | 0.55491 | 0.52598 | 0.49856 | 0.47257 | 0.44793 | 0.42458 | 0.40245 | 0.38147 | 0.36158 | 0.34273 | 0.32486 | 0.30793 | 0.29187 | 0.27666 | 0.26223 | 0.24856 | 0.2356 | 0.22332 | 0.21168 | 0.20064 | 0.19018 | 0.18027 | 0.17087 | 0.16196 | 0.15352 | 0.14552 | 0.13793 | 0.13074 | 0.12392 | 0.11746 | 0.11134 | 0.10554 | 0.10003 | 0.094818 | 0.089875 | 0.08519 | 0.080748 | 0.076539 | 0.072549
* Note: A positive (+) avoided cost in a given year represents a cost savings relative to not having a transmission project deferral.
Note on BG17: Todd Kantarek: Interconnection at 4 kV Distribution Bus at Montauk Substation. Added 2.6% transmission loss factor.

## PhII (DWW300-2.5MWx8hr)
Version |  | Based on PSEGLI file: "East End Utility 2_0_Economics_2014_10_13_r28_Sargent_Lundy.xlsx"
Annual Revenue Requirements (Millions of $s)
1) Reference (Transmission only) Case
Project | I/S Year | Investor | Capital (2015$s) | 2016 | 2017 | 2018 | 2019 | 2020 | 2021 | 2022 | 2023 | 2024 | 2025 | 2026 | 2027 | 2028 | 2029 | 2030 | 2031 | 2032 | 2033 | 2034 | 2035 | 2036 | 2037 | 2038 | 2039 | 2040 | 2041 | 2042 | 2043 | 2044 | 2045 | 2046 | 2047 | 2048 | 2049 | 2050 | 2051 | 2052 | 2053 | 2054 | 2055 | 2056 | 2057 | 2058 | 2059 | 2060 | 2061 | 2062 | 2063 | 2064 |  | NPV |  | Proposal Number = | DWW300
Transmission Reinforcement I | 2017 | PSEGLI | 197 | 0 | 24.0294 | 24.0294 | 24.0294 | 24.0294 | 24.0294 | 24.0294 | 24.0294 | 24.0294 | 24.0294 | 24.0294 | 24.0294 | 24.0294 | 24.0294 | 24.0294 | 24.0294 | 24.0294 | 24.0294 | 24.0294 | 24.0294 | 24.0294 | 24.0294 | 24.0294 | 24.0294 | 24.0294 | 24.0294 | 24.0294 | 24.0294 | 24.0294 | 24.0294 | 24.0294 | 24.0294 | 24.0294 | 24.0294 | 24.0294 | 24.0294 | [13 empty] | 35 | 350.5464 |  | Proposer Name = | Deepwater Wind LLC
Transmission Reinforcement II | 2018 | PSEGLI | 4.8 | 0 | 0 | 0.60305 | 0.60305 | 0.60305 | 0.60305 | 0.60305 | 0.60305 | 0.60305 | 0.60305 | 0.60305 | 0.60305 | 0.60305 | 0.60305 | 0.60305 | 0.60305 | 0.60305 | 0.60305 | 0.60305 | 0.60305 | 0.60305 | 0.60305 | 0.60305 | 0.60305 | 0.60305 | 0.60305 | 0.60305 | 0.60305 | 0.60305 | 0.60305 | 0.60305 | 0.60305 | 0.60305 | 0.60305 | 0.60305 | 0.60305 | 0.60305 | [12 empty] | 35 | 8.3388 |  | Proposal/Project = | Montauk Storage
Transmission Reinforcement III | 2019 | PSEGLI | 2.8 | 0 | 0 | 0 | 0.36233 | 0.36233 | 0.36233 | 0.36233 | 0.36233 | 0.36233 | 0.36233 | 0.36233 | 0.36233 | 0.36233 | 0.36233 | 0.36233 | 0.36233 | 0.36233 | 0.36233 | 0.36233 | 0.36233 | 0.36233 | 0.36233 | 0.36233 | 0.36233 | 0.36233 | 0.36233 | 0.36233 | 0.36233 | 0.36233 | 0.36233 | 0.36233 | 0.36233 | 0.36233 | 0.36233 | 0.36233 | 0.36233 | 0.36233 | 0.36233 | [11 empty] | 35 | 4.7491 |  | Option Number = | 2
Transmission Reinforcement IV | 2020 | PSEGLI | 33.2 | 0 | 0 | 0 | 0 | 4.4251 | 4.4251 | 4.4251 | 4.4251 | 4.4251 | 4.4251 | 4.4251 | 4.4251 | 4.4251 | 4.4251 | 4.4251 | 4.4251 | 4.4251 | 4.4251 | 4.4251 | 4.4251 | 4.4251 | 4.4251 | 4.4251 | 4.4251 | 4.4251 | 4.4251 | 4.4251 | 4.4251 | 4.4251 | 4.4251 | 4.4251 | 4.4251 | 4.4251 | 4.4251 | 4.4251 | 4.4251 | 4.4251 | 4.4251 | 4.4251 | [10 empty] | 35 | 54.9758 |  | Location = | 1
Transmission Reinforcement V | 2022 | PSEGLI | 275.5 | 0 | 0 | 0 | 0 | 0 | 0 | 38.957 | 38.957 | 38.957 | 38.957 | 38.957 | 38.957 | 38.957 | 38.957 | 38.957 | 38.957 | 38.957 | 38.957 | 38.957 | 38.957 | 38.957 | 38.957 | 38.957 | 38.957 | 38.957 | 38.957 | 38.957 | 38.957 | 38.957 | 38.957 | 38.957 | 38.957 | 38.957 | 38.957 | 38.957 | 38.957 | 38.957 | 38.957 | 38.957 | 38.957 | 38.957 | [8 empty] | 35 | 434.8353 |  | Technology = | Battery Storage
[56 empty] | Interconnection Points = | 4 kV Distribution Bus at Montauk Substation
Total |  |  | 513.3 | 0 | 24.0294 | 24.6325 | 24.9948 | 29.42 | 29.42 | 68.377 | 68.377 | 68.377 | 68.377 | 68.377 | 68.377 | 68.377 | 68.377 | 68.377 | 68.377 | 68.377 | 68.377 | 68.377 | 68.377 | 68.377 | 68.377 | 68.377 | 68.377 | 68.377 | 68.377 | 68.377 | 68.377 | 68.377 | 68.377 | 68.377 | 68.377 | 68.377 | 68.377 | 68.377 | 68.377 | 44.3475 | 43.7445 | 43.3821 | 38.957 | 38.957 | 0 | 0 | 0 | 0 | 0 | 0 | 0 | 0 |  | 853.4454 |  | Loss Factor = | 1.026
2016 NPV @ 5.5%, thru 2035 |  |  |  | 2016: 582.1416
2016 NPV @ 5.5%, thru 2056 |  |  |  | 2016: 853.4454 |  |  |  | MW Required by 2022 (cap) = | 15 | 33 | 15 | Output: NPV of Transmission Avoided Costs for Selected Project (see note*)
[57 empty] | Selected Project Inputs - Area 1 Portion | Selected Project Inputs - Area 2 Portion | Selected Project Inputs - Area 3 Portion | Area 1 | Area 2 | Area 3 | Total | check
[56 empty] | Project kW = | 2565 | 0 | 0
[55 empty] | Capped kW = | 2565 | 2565 | 0 | 0
[56 empty] | Project Area (1, 2, or 3) = | 1 | 2 | 3
[56 empty] | Proportion of Peak Hours Covered = | 100% | 100% | 100%
[55 empty] | Project COD = | 2018
[55 empty] | Effective kW = | 2565 |  |  |  | 3311276.9024 | 0 | 0 | 3311276.9024
[60 empty] | check | check | check
| I/S Year |  | Capital (2015$s) | 2016 | 2017 | 2018 | 2019 | 2020 | 2021 | 2022 | 2023 | 2024 | 2025 | 2026 | 2027 | 2028 | 2029 | 2030 | 2031 | 2032 | 2033 | 2034 | 2035 | 2036 | 2037 | 2038 | 2039 | 2040 | 2041 | 2042 | 2043 | 2044 | 2045 | 2046 | 2047 | 2048 | 2049 | 2050 | 2051 | 2052 | 2053 | 2054 | 2055 | 2056 | 2057 | 2058 | 2059 | 2060 | 2061 | 2062 | 2063 | 2064 |  | MW Required by 2022 | NPV Base $M | Differential NPV $M | Differential NPV $M (adjusted for COD of Selected Project) | Differntial NPV $/MW | NPV of Transmission Avoided Costs for Selected Project
Area I Projects: | [53 empty] | 15
Amagansett Conversion 33 kV | 2017 |  | 8 | 0 | 0.97582 | 0.97582 | 0.97582 | 0.97582 | 0.97582 | 0.97582 | 0.97582 | 0.97582 | 0.97582 | 0.97582 | 0.97582 | 0.97582 | 0.97582 | 0.97582 | 0.97582 | 0.97582 | 0.97582 | 0.97582 | 0.97582 | 0.97582 | 0.97582 | 0.97582 | 0.97582 | 0.97582 | 0.97582 | 0.97582 | 0.97582 | 0.97582 | 0.97582 | 0.97582 | 0.97582 | 0.97582 | 0.97582 | 0.97582 | 0.97582 | [13 empty] | 35 |  | 14.2354
East Hampton Conversion 33 kV | 2017 |  | 3.2 | 0 | 0.39033 | 0.39033 | 0.39033 | 0.39033 | 0.39033 | 0.39033 | 0.39033 | 0.39033 | 0.39033 | 0.39033 | 0.39033 | 0.39033 | 0.39033 | 0.39033 | 0.39033 | 0.39033 | 0.39033 | 0.39033 | 0.39033 | 0.39033 | 0.39033 | 0.39033 | 0.39033 | 0.39033 | 0.39033 | 0.39033 | 0.39033 | 0.39033 | 0.39033 | 0.39033 | 0.39033 | 0.39033 | 0.39033 | 0.39033 | 0.39033 | [13 empty] | 35 |  | 5.6942
Buell Conversion 33 kV | 2017 |  | 3.7 | 0 | 0.45131 | 0.45131 | 0.45131 | 0.45131 | 0.45131 | 0.45131 | 0.45131 | 0.45131 | 0.45131 | 0.45131 | 0.45131 | 0.45131 | 0.45131 | 0.45131 | 0.45131 | 0.45131 | 0.45131 | 0.45131 | 0.45131 | 0.45131 | 0.45131 | 0.45131 | 0.45131 | 0.45131 | 0.45131 | 0.45131 | 0.45131 | 0.45131 | 0.45131 | 0.45131 | 0.45131 | 0.45131 | 0.45131 | 0.45131 | 0.45131 | [13 empty] | 35 |  | 6.5839
Hither Hills Conversion to 33 kV | 2018 |  | 4.8 | 0 | 0 | 0.60305 | 0.60305 | 0.60305 | 0.60305 | 0.60305 | 0.60305 | 0.60305 | 0.60305 | 0.60305 | 0.60305 | 0.60305 | 0.60305 | 0.60305 | 0.60305 | 0.60305 | 0.60305 | 0.60305 | 0.60305 | 0.60305 | 0.60305 | 0.60305 | 0.60305 | 0.60305 | 0.60305 | 0.60305 | 0.60305 | 0.60305 | 0.60305 | 0.60305 | 0.60305 | 0.60305 | 0.60305 | 0.60305 | 0.60305 | 0.60305 | [12 empty] | 35 |  | 8.3388
Culloden Pt Conversion to 33 kV | 2019 |  | 2.8 | 0 | 0 | 0 | 0.36233 | 0.36233 | 0.36233 | 0.36233 | 0.36233 | 0.36233 | 0.36233 | 0.36233 | 0.36233 | 0.36233 | 0.36233 | 0.36233 | 0.36233 | 0.36233 | 0.36233 | 0.36233 | 0.36233 | 0.36233 | 0.36233 | 0.36233 | 0.36233 | 0.36233 | 0.36233 | 0.36233 | 0.36233 | 0.36233 | 0.36233 | 0.36233 | 0.36233 | 0.36233 | 0.36233 | 0.36233 | 0.36233 | 0.36233 | 0.36233 | [11 empty] | 35 |  | 4.7491
No Deferral |  |  | 22.5 |  | 1.8175 | 2.4205 | 2.7828 | 2.7828 | 2.7828 | 2.7828 | 2.7828 | 2.7828 | 2.7828 | 2.7828 | 2.7828 | 2.7828 | 2.7828 | 2.7828 | 2.7828 | 2.7828 | 2.7828 | 2.7828 | 2.7828 | 2.7828 | 2.7828 | 2.7828 | 2.7828 | 2.7828 | 2.7828 | 2.7828 | 2.7828 | 2.7828 | 2.7828 | 2.7828 | 2.7828 | 2.7828 | 2.7828 | 2.7828 | 2.7828 | 0.96539 | 0.36233 | 0 | 0 | 0 | [10 empty] | 39.6013
Amagansett Conversion 33 kV | 2030 |  | 8 | [14 empty] | 1.433 | 1.433 | 1.433 | 1.433 | 1.433 | 1.433 | 1.433 | 1.433 | 1.433 | 1.433 | 1.433 | 1.433 | 1.433 | 1.433 | 1.433 | 1.433 | 1.433 | 1.433 | 1.433 | 1.433 | 1.433 | 1.433 | 1.433 | 1.433 | 1.433 | 1.433 | 1.433 | 1.433 | 1.433 | 1.433 | 1.433 | 1.433 | 1.433 | 1.433 | 1.433 | 35 |  | 10.4225 | 3.8129 | 0 | 0 | 0
East Hampton Conversion 33 kV | 2030 |  | 3.2 | [14 empty] | 0.57321 | 0.57321 | 0.57321 | 0.57321 | 0.57321 | 0.57321 | 0.57321 | 0.57321 | 0.57321 | 0.57321 | 0.57321 | 0.57321 | 0.57321 | 0.57321 | 0.57321 | 0.57321 | 0.57321 | 0.57321 | 0.57321 | 0.57321 | 0.57321 | 0.57321 | 0.57321 | 0.57321 | 0.57321 | 0.57321 | 0.57321 | 0.57321 | 0.57321 | 0.57321 | 0.57321 | 0.57321 | 0.57321 | 0.57321 | 0.57321 | 35 |  | 4.169 | 1.5252 | 0 | 0 | 0
Buell Conversion 33 kV | 2030 |  | 3.7 | [14 empty] | 0.66277 | 0.66277 | 0.66277 | 0.66277 | 0.66277 | 0.66277 | 0.66277 | 0.66277 | 0.66277 | 0.66277 | 0.66277 | 0.66277 | 0.66277 | 0.66277 | 0.66277 | 0.66277 | 0.66277 | 0.66277 | 0.66277 | 0.66277 | 0.66277 | 0.66277 | 0.66277 | 0.66277 | 0.66277 | 0.66277 | 0.66277 | 0.66277 | 0.66277 | 0.66277 | 0.66277 | 0.66277 | 0.66277 | 0.66277 | 0.66277 | 35 |  | 4.8204 | 1.7635 | 0 | 0 | 0
Hither Hills Conversion to 33 kV | 2030 |  | 4.8 | [14 empty] | 0.85981 | 0.85981 | 0.85981 | 0.85981 | 0.85981 | 0.85981 | 0.85981 | 0.85981 | 0.85981 | 0.85981 | 0.85981 | 0.85981 | 0.85981 | 0.85981 | 0.85981 | 0.85981 | 0.85981 | 0.85981 | 0.85981 | 0.85981 | 0.85981 | 0.85981 | 0.85981 | 0.85981 | 0.85981 | 0.85981 | 0.85981 | 0.85981 | 0.85981 | 0.85981 | 0.85981 | 0.85981 | 0.85981 | 0.85981 | 0.85981 | 35 |  | 6.2535 | 2.0853 | 2.0853 | 139022.8879 | 356593.7075
Culloden Pt Conversion to 33 kV | 2030 |  | 2.8 | [14 empty] | 0.50156 | 0.50156 | 0.50156 | 0.50156 | 0.50156 | 0.50156 | 0.50156 | 0.50156 | 0.50156 | 0.50156 | 0.50156 | 0.50156 | 0.50156 | 0.50156 | 0.50156 | 0.50156 | 0.50156 | 0.50156 | 0.50156 | 0.50156 | 0.50156 | 0.50156 | 0.50156 | 0.50156 | 0.50156 | 0.50156 | 0.50156 | 0.50156 | 0.50156 | 0.50156 | 0.50156 | 0.50156 | 0.50156 | 0.50156 | 0.50156 | 35 |  | 3.6479 | 1.1012 | 1.1012 | 73412.135 | 188302.1263
Deferral to Indicated Year |  |  | 22.5 | [6 empty] | 0 | 0 | 0 | 0 | 0 | 0 | 0 | 0 | 4.0304 | 4.0304 | 4.0304 | 4.0304 | 4.0304 | 4.0304 | 4.0304 | 4.0304 | 4.0304 | 4.0304 | 4.0304 | 4.0304 | 4.0304 | 4.0304 | 4.0304 | 4.0304 | 4.0304 | 4.0304 | 4.0304 | 4.0304 | 4.0304 | 4.0304 | 4.0304 | 4.0304 | 4.0304 | 4.0304 | 4.0304 | 4.0304 | 4.0304 | 4.0304 | 4.0304 | 4.0304 | 4.0304 | 4.0304 | 4.0304 | 35 |  | 29.3132 | 10.2881 | 3.1865 | 212435.0229 | 544895.8338 | =Area I Portion
[59 empty] | 3311276.9024 | =Area I+II+III Portions
Annual Avoided Costs for Deferral to Indicated Year:
Amagansett Conversion 33 kV | 2030 |  |  | 0 | 0.97582 | 0.97582 | 0.97582 | 0.97582 | 0.97582 | 0.97582 | 0.97582 | 0.97582 | 0.97582 | 0.97582 | 0.97582 | 0.97582 | 0.97582 | -0.4572 | -0.4572 | -0.4572 | -0.4572 | -0.4572 | -0.4572 | -0.4572 | -0.4572 | -0.4572 | -0.4572 | -0.4572 | -0.4572 | -0.4572 | -0.4572 | -0.4572 | -0.4572 | -0.4572 | -0.4572 | -0.4572 | -0.4572 | -0.4572 | -0.4572 | -1.433 | -1.433 | -1.433 | -1.433 | -1.433 | -1.433 | -1.433 | -1.433 | -1.433 | -1.433 | -1.433 | -1.433 | -1.433 | 35 |  |  | 3.8129
East Hampton Conversion 33 kV | 2030 |  |  | 0 | 0.39033 | 0.39033 | 0.39033 | 0.39033 | 0.39033 | 0.39033 | 0.39033 | 0.39033 | 0.39033 | 0.39033 | 0.39033 | 0.39033 | 0.39033 | -0.18288 | -0.18288 | -0.18288 | -0.18288 | -0.18288 | -0.18288 | -0.18288 | -0.18288 | -0.18288 | -0.18288 | -0.18288 | -0.18288 | -0.18288 | -0.18288 | -0.18288 | -0.18288 | -0.18288 | -0.18288 | -0.18288 | -0.18288 | -0.18288 | -0.18288 | -0.57321 | -0.57321 | -0.57321 | -0.57321 | -0.57321 | -0.57321 | -0.57321 | -0.57321 | -0.57321 | -0.57321 | -0.57321 | -0.57321 | -0.57321 | 35 |  |  | 1.5252
Buell Conversion 33 kV | 2030 |  |  | 0 | 0.45131 | 0.45131 | 0.45131 | 0.45131 | 0.45131 | 0.45131 | 0.45131 | 0.45131 | 0.45131 | 0.45131 | 0.45131 | 0.45131 | 0.45131 | -0.21146 | -0.21146 | -0.21146 | -0.21146 | -0.21146 | -0.21146 | -0.21146 | -0.21146 | -0.21146 | -0.21146 | -0.21146 | -0.21146 | -0.21146 | -0.21146 | -0.21146 | -0.21146 | -0.21146 | -0.21146 | -0.21146 | -0.21146 | -0.21146 | -0.21146 | -0.66277 | -0.66277 | -0.66277 | -0.66277 | -0.66277 | -0.66277 | -0.66277 | -0.66277 | -0.66277 | -0.66277 | -0.66277 | -0.66277 | -0.66277 | 35 |  |  | 1.7635
Hither Hills Conversion to 33 kV | 2030 |  |  | 0 | 0 | 0.60305 | 0.60305 | 0.60305 | 0.60305 | 0.60305 | 0.60305 | 0.60305 | 0.60305 | 0.60305 | 0.60305 | 0.60305 | 0.60305 | -0.25676 | -0.25676 | -0.25676 | -0.25676 | -0.25676 | -0.25676 | -0.25676 | -0.25676 | -0.25676 | -0.25676 | -0.25676 | -0.25676 | -0.25676 | -0.25676 | -0.25676 | -0.25676 | -0.25676 | -0.25676 | -0.25676 | -0.25676 | -0.25676 | -0.25676 | -0.25676 | -0.85981 | -0.85981 | -0.85981 | -0.85981 | -0.85981 | -0.85981 | -0.85981 | -0.85981 | -0.85981 | -0.85981 | -0.85981 | -0.85981 | 35 |  |  | 2.0853
Culloden Pt Conversion to 33 kV | 2030 |  |  | 0 | 0 | 0 | 0.36233 | 0.36233 | 0.36233 | 0.36233 | 0.36233 | 0.36233 | 0.36233 | 0.36233 | 0.36233 | 0.36233 | 0.36233 | -0.13922 | -0.13922 | -0.13922 | -0.13922 | -0.13922 | -0.13922 | -0.13922 | -0.13922 | -0.13922 | -0.13922 | -0.13922 | -0.13922 | -0.13922 | -0.13922 | -0.13922 | -0.13922 | -0.13922 | -0.13922 | -0.13922 | -0.13922 | -0.13922 | -0.13922 | -0.13922 | -0.13922 | -0.50156 | -0.50156 | -0.50156 | -0.50156 | -0.50156 | -0.50156 | -0.50156 | -0.50156 | -0.50156 | -0.50156 | -0.50156 | 35 |  |  | 1.1012
Area II Projects: | [53 empty] | 33
Bridgehampton - Buell New 69 kV UG Cable | 2020 |  | 33.2 | 0 | 0 | 0 | 0 | 4.4251 | 4.4251 | 4.4251 | 4.4251 | 4.4251 | 4.4251 | 4.4251 | 4.4251 | 4.4251 | 4.4251 | 4.4251 | 4.4251 | 4.4251 | 4.4251 | 4.4251 | 4.4251 | 4.4251 | 4.4251 | 4.4251 | 4.4251 | 4.4251 | 4.4251 | 4.4251 | 4.4251 | 4.4251 | 4.4251 | 4.4251 | 4.4251 | 4.4251 | 4.4251 | 4.4251 | 4.4251 | 4.4251 | 4.4251 | 4.4251 | [10 empty] | 35 |  | 54.9758
No Deferral |  |  | 33.2 |  | 0 | 0 | 0 | 4.4251 | 4.4251 | 4.4251 | 4.4251 | 4.4251 | 4.4251 | 4.4251 | 4.4251 | 4.4251 | 4.4251 | 4.4251 | 4.4251 | 4.4251 | 4.4251 | 4.4251 | 4.4251 | 4.4251 | 4.4251 | 4.4251 | 4.4251 | 4.4251 | 4.4251 | 4.4251 | 4.4251 | 4.4251 | 4.4251 | 4.4251 | 4.4251 | 4.4251 | 4.4251 | 4.4251 | 4.4251 | 4.4251 | 4.4251 | 4.4251 | [10 empty] | 35 |  | 54.9758
Bridgehampton - Buell New 69 kV UG Cable | 2026 |  | 33.2 | [10 empty] | 5.2839 | 5.2839 | 5.2839 | 5.2839 | 5.2839 | 5.2839 | 5.2839 | 5.2839 | 5.2839 | 5.2839 | 5.2839 | 5.2839 | 5.2839 | 5.2839 | 5.2839 | 5.2839 | 5.2839 | 5.2839 | 5.2839 | 5.2839 | 5.2839 | 5.2839 | 5.2839 | 5.2839 | 5.2839 | 5.2839 | 5.2839 | 5.2839 | 5.2839 | 5.2839 | 5.2839 | 5.2839 | 5.2839 | 5.2839 | 5.2839 |  |  |  |  | 35 |  | 47.608 | 7.3678 | 7.3678 | 153495.4058 | 393715.716
Deferral to Indicated Year |  |  | 33.2 | [6 empty] | 0 | 0 | 0 | 0 | 5.2839 | 5.2839 | 5.2839 | 5.2839 | 5.2839 | 5.2839 | 5.2839 | 5.2839 | 5.2839 | 5.2839 | 5.2839 | 5.2839 | 5.2839 | 5.2839 | 5.2839 | 5.2839 | 5.2839 | 5.2839 | 5.2839 | 5.2839 | 5.2839 | 5.2839 | 5.2839 | 5.2839 | 5.2839 | 5.2839 | 5.2839 | 5.2839 | 5.2839 | 5.2839 | 5.2839 | 5.2839 | 5.2839 | 5.2839 | 5.2839 |  |  |  |  | 35 |  | 47.608 | 7.3678 | 7.3678 | 153495.4058 | 393715.716 | =Area II Portion
[59 empty] | 2766381.0685 | =Area II+III Portions
Annual Avoided Costs for Deferral to Indicated Year:
Bridgehampton - Buell New 69 kV UG Cable | 2026 |  |  | 0 | 0 | 0 | 0 | 4.4251 | 4.4251 | 4.4251 | 4.4251 | 4.4251 | 4.4251 | -0.85871 | -0.85871 | -0.85871 | -0.85871 | -0.85871 | -0.85871 | -0.85871 | -0.85871 | -0.85871 | -0.85871 | -0.85871 | -0.85871 | -0.85871 | -0.85871 | -0.85871 | -0.85871 | -0.85871 | -0.85871 | -0.85871 | -0.85871 | -0.85871 | -0.85871 | -0.85871 | -0.85871 | -0.85871 | -0.85871 | -0.85871 | -0.85871 | -0.85871 | -5.2839 | -5.2839 | -5.2839 | -5.2839 | -5.2839 | -5.2839 |  |  |  |  | 35 |  |  | 7.3678
0
Area III Projects: | [52 empty] | 0 | 15
New Canal - Southampton Cable | 2017 |  | 37.6 | 0 | 4.5863 | 4.5863 | 4.5863 | 4.5863 | 4.5863 | 4.5863 | 4.5863 | 4.5863 | 4.5863 | 4.5863 | 4.5863 | 4.5863 | 4.5863 | 4.5863 | 4.5863 | 4.5863 | 4.5863 | 4.5863 | 4.5863 | 4.5863 | 4.5863 | 4.5863 | 4.5863 | 4.5863 | 4.5863 | 4.5863 | 4.5863 | 4.5863 | 4.5863 | 4.5863 | 4.5863 | 4.5863 | 4.5863 | 4.5863 | 4.5863 | [13 empty] | 35 |  | 66.9063
Upgrade Wildwood - Riverhead to 138 kV | 2017 |  | 7.7 | 0 | 0.93922 | 0.93922 | 0.93922 | 0.93922 | 0.93922 | 0.93922 | 0.93922 | 0.93922 | 0.93922 | 0.93922 | 0.93922 | 0.93922 | 0.93922 | 0.93922 | 0.93922 | 0.93922 | 0.93922 | 0.93922 | 0.93922 | 0.93922 | 0.93922 | 0.93922 | 0.93922 | 0.93922 | 0.93922 | 0.93922 | 0.93922 | 0.93922 | 0.93922 | 0.93922 | 0.93922 | 0.93922 | 0.93922 | 0.93922 | 0.93922 | [13 empty] | 35 |  | 13.7016
Riverhead Canal 2nd Line and Bank | 2017 |  | 136.8 | 0 | 16.6864 | 16.6864 | 16.6864 | 16.6864 | 16.6864 | 16.6864 | 16.6864 | 16.6864 | 16.6864 | 16.6864 | 16.6864 | 16.6864 | 16.6864 | 16.6864 | 16.6864 | 16.6864 | 16.6864 | 16.6864 | 16.6864 | 16.6864 | 16.6864 | 16.6864 | 16.6864 | 16.6864 | 16.6864 | 16.6864 | 16.6864 | 16.6864 | 16.6864 | 16.6864 | 16.6864 | 16.6864 | 16.6864 | 16.6864 | 16.6864 | [13 empty] | 35 |  | 243.4251
Canal - Wainscott New 138 kV UG Cable | 2022 |  | 275.5 | 0 | 0 | 0 | 0 | 0 | 0 | 38.957 | 38.957 | 38.957 | 38.957 | 38.957 | 38.957 | 38.957 | 38.957 | 38.957 | 38.957 | 38.957 | 38.957 | 38.957 | 38.957 | 38.957 | 38.957 | 38.957 | 38.957 | 38.957 | 38.957 | 38.957 | 38.957 | 38.957 | 38.957 | 38.957 | 38.957 | 38.957 | 38.957 | 38.957 | 38.957 | 38.957 | 38.957 | 38.957 | 38.957 | 38.957 | [8 empty] | 35 |  | 434.8353
No Deferral |  |  | 457.6 |  | 22.212 | 22.212 | 22.212 | 22.212 | 22.212 | 61.169 | 61.169 | 61.169 | 61.169 | 61.169 | 61.169 | 61.169 | 61.169 | 61.169 | 61.169 | 61.169 | 61.169 | 61.169 | 61.169 | 61.169 | 61.169 | 61.169 | 61.169 | 61.169 | 61.169 | 61.169 | 61.169 | 61.169 | 61.169 | 61.169 | 61.169 | 61.169 | 61.169 | 61.169 | 61.169 | 38.957 | 38.957 | 38.957 | 38.957 | 38.957 | [10 empty] | 758.8683
New Canal - Southampton Cable | 2023 |  | 37.6 | [7 empty] | 5.4763 | 5.4763 | 5.4763 | 5.4763 | 5.4763 | 5.4763 | 5.4763 | 5.4763 | 5.4763 | 5.4763 | 5.4763 | 5.4763 | 5.4763 | 5.4763 | 5.4763 | 5.4763 | 5.4763 | 5.4763 | 5.4763 | 5.4763 | 5.4763 | 5.4763 | 5.4763 | 5.4763 | 5.4763 | 5.4763 | 5.4763 | 5.4763 | 5.4763 | 5.4763 | 5.4763 | 5.4763 | 5.4763 | 5.4763 | 5.4763 | [7 empty] | 35 |  | 57.9396 | 8.9667 | 0 | 0 | 0
Upgrade Wildwood - Riverhead to 138 kV | 2022 |  | 7.7 | [6 empty] | 1.0888 | 1.0888 | 1.0888 | 1.0888 | 1.0888 | 1.0888 | 1.0888 | 1.0888 | 1.0888 | 1.0888 | 1.0888 | 1.0888 | 1.0888 | 1.0888 | 1.0888 | 1.0888 | 1.0888 | 1.0888 | 1.0888 | 1.0888 | 1.0888 | 1.0888 | 1.0888 | 1.0888 | 1.0888 | 1.0888 | 1.0888 | 1.0888 | 1.0888 | 1.0888 | 1.0888 | 1.0888 | 1.0888 | 1.0888 | 1.0888 | [8 empty] | 35 |  | 12.1533 | 1.5483 | 0 | 0 | 0
Riverhead Canal 2nd Line and Bank | 2023 |  | 136.8 | [7 empty] | 19.9245 | 19.9245 | 19.9245 | 19.9245 | 19.9245 | 19.9245 | 19.9245 | 19.9245 | 19.9245 | 19.9245 | 19.9245 | 19.9245 | 19.9245 | 19.9245 | 19.9245 | 19.9245 | 19.9245 | 19.9245 | 19.9245 | 19.9245 | 19.9245 | 19.9245 | 19.9245 | 19.9245 | 19.9245 | 19.9245 | 19.9245 | 19.9245 | 19.9245 | 19.9245 | 19.9245 | 19.9245 | 19.9245 | 19.9245 | 19.9245 | [7 empty] | 35 |  | 210.8017 | 32.6235 | 0 | 0 | 0
Canal - Wainscott New 138 kV UG Cable | 2028 |  | 275.5 | [12 empty] | 46.5167 | 46.5167 | 46.5167 | 46.5167 | 46.5167 | 46.5167 | 46.5167 | 46.5167 | 46.5167 | 46.5167 | 46.5167 | 46.5167 | 46.5167 | 46.5167 | 46.5167 | 46.5167 | 46.5167 | 46.5167 | 46.5167 | 46.5167 | 46.5167 | 46.5167 | 46.5167 | 46.5167 | 46.5167 | 46.5167 | 46.5167 | 46.5167 | 46.5167 | 46.5167 | 46.5167 | 46.5167 | 46.5167 | 46.5167 | 46.5167 |  |  | 35 |  | 376.5593 | 58.276 | 58.276 | 925015.732 | 2372665.3526
Deferral to Indicated Year |  |  | 457.6 | [6 empty] | 1.0888 | 26.4896 | 26.4896 | 26.4896 | 26.4896 | 26.4896 | 73.0063 | 73.0063 | 73.0063 | 73.0063 | 73.0063 | 73.0063 | 73.0063 | 73.0063 | 73.0063 | 73.0063 | 73.0063 | 73.0063 | 73.0063 | 73.0063 | 73.0063 | 73.0063 | 73.0063 | 73.0063 | 73.0063 | 73.0063 | 73.0063 | 73.0063 | 73.0063 | 73.0063 | 73.0063 | 73.0063 | 73.0063 | 73.0063 | 73.0063 | 71.9175 | 46.5167 | 46.5167 | 46.5167 | 46.5167 | 46.5167 |  |  | 41 |  | 657.4539 | 101.4144 | 58.276 | 925015.732 | 2372665.3526 | =Area III Portion
[59 empty] | 2372665.3526 | =Area III Portion
Annual Avoided Costs for Deferral to Indicated Year:
New Canal - Southampton Cable | 2023 |  |  | 0 | 4.5863 | 4.5863 | 4.5863 | 4.5863 | 4.5863 | 4.5863 | -0.88999 | -0.88999 | -0.88999 | -0.88999 | -0.88999 | -0.88999 | -0.88999 | -0.88999 | -0.88999 | -0.88999 | -0.88999 | -0.88999 | -0.88999 | -0.88999 | -0.88999 | -0.88999 | -0.88999 | -0.88999 | -0.88999 | -0.88999 | -0.88999 | -0.88999 | -0.88999 | -0.88999 | -0.88999 | -0.88999 | -0.88999 | -0.88999 | -0.88999 | -5.4763 | -5.4763 | -5.4763 | -5.4763 | -5.4763 | -5.4763 | 0 | 0 | 0 | 0 | 0 |  |  | 35 |  |  | 8.9667
Upgrade Wildwood - Riverhead to 138 kV | 2022 |  |  | 0 | 0.93922 | 0.93922 | 0.93922 | 0.93922 | 0.93922 | -0.14959 | -0.14959 | -0.14959 | -0.14959 | -0.14959 | -0.14959 | -0.14959 | -0.14959 | -0.14959 | -0.14959 | -0.14959 | -0.14959 | -0.14959 | -0.14959 | -0.14959 | -0.14959 | -0.14959 | -0.14959 | -0.14959 | -0.14959 | -0.14959 | -0.14959 | -0.14959 | -0.14959 | -0.14959 | -0.14959 | -0.14959 | -0.14959 | -0.14959 | -0.14959 | -1.0888 | -1.0888 | -1.0888 | -1.0888 | -1.0888 | 0 | 0 | 0 | 0 | 0 | 0 |  |  | 35 |  |  | 1.5483
Riverhead Canal 2nd Line and Bank | 2023 |  |  | 0 | 16.6864 | 16.6864 | 16.6864 | 16.6864 | 16.6864 | 16.6864 | -3.238 | -3.238 | -3.238 | -3.238 | -3.238 | -3.238 | -3.238 | -3.238 | -3.238 | -3.238 | -3.238 | -3.238 | -3.238 | -3.238 | -3.238 | -3.238 | -3.238 | -3.238 | -3.238 | -3.238 | -3.238 | -3.238 | -3.238 | -3.238 | -3.238 | -3.238 | -3.238 | -3.238 | -3.238 | -19.9245 | -19.9245 | -19.9245 | -19.9245 | -19.9245 | -19.9245 | 0 | 0 | 0 | 0 | 0 |  |  | 35 |  |  | 32.6235
Canal - Wainscott New 138 kV UG Cable | 2028 |  |  | 0 | 0 | 0 | 0 | 0 | 0 | 38.957 | 38.957 | 38.957 | 38.957 | 38.957 | 38.957 | -7.5597 | -7.5597 | -7.5597 | -7.5597 | -7.5597 | -7.5597 | -7.5597 | -7.5597 | -7.5597 | -7.5597 | -7.5597 | -7.5597 | -7.5597 | -7.5597 | -7.5597 | -7.5597 | -7.5597 | -7.5597 | -7.5597 | -7.5597 | -7.5597 | -7.5597 | -7.5597 | -7.5597 | -7.5597 | -7.5597 | -7.5597 | -7.5597 | -7.5597 | -46.5167 | -46.5167 | -46.5167 | -46.5167 | -46.5167 | -46.5167 | [5 empty] | 58.276
Total - All Areas (No Deferrals,$Millions) |  |  | 513.3 |  | 24.0294 | 24.6325 | 24.9948 | 29.42 | 29.42 | 68.377 | 68.377 | 68.377 | 68.377 | 68.377 | 68.377 | 68.377 | 68.377 | 68.377 | 68.377 | 68.377 | 68.377 | 68.377 | 68.377 | 68.377 | 68.377 | 68.377 | 68.377 | 68.377 | 68.377 | 68.377 | 68.377 | 68.377 | 68.377 | 68.377 | 68.377 | 68.377 | 68.377 | 68.377 | 68.377 | 44.3475 | 43.7445 | 43.3821 | 38.957 | 38.957 | 0 | 0 | 0 | 0 | 0 | 0 | 0 | 0 |  | 63 | 853.4454 | 119.0703 | = max. total avoided cost in portfolio
Annual Avoided Costs for Deferrals - Area 1 Proposal: (see note*) | Deferral Year |  |  | 2016 | 2017 | 2018 | 2019 | 2020 | 2021 | 2022 | 2023 | 2024 | 2025 | 2026 | 2027 | 2028 | 2029 | 2030 | 2031 | 2032 | 2033 | 2034 | 2035 | 2036 | 2037 | 2038 | 2039 | 2040 | 2041 | 2042 | 2043 | 2044 | 2045 | 2046 | 2047 | 2048 | 2049 | 2050 | 2051 | 2052 | 2053 | 2054 | 2055 | 2056 | 2057 | 2058 | 2059 | 2060 | 2061 | 2062 | 2063 | 2064 |  |  | Differential NPV $M |  | Differential NPV $M (adjusted for COD of Selected Project) | Differntial NPV $/MW | NPV of Transmission Avoided Costs for Selected Project
Area I Projects:
Amagansett Conversion 33 kV | 2030 |  |  | 0 | 0.97582 | 0.97582 | 0.97582 | 0.97582 | 0.97582 | 0.97582 | 0.97582 | 0.97582 | 0.97582 | 0.97582 | 0.97582 | 0.97582 | 0.97582 | -0.4572 | -0.4572 | -0.4572 | -0.4572 | -0.4572 | -0.4572 | -0.4572 | -0.4572 | -0.4572 | -0.4572 | -0.4572 | -0.4572 | -0.4572 | -0.4572 | -0.4572 | -0.4572 | -0.4572 | -0.4572 | -0.4572 | -0.4572 | -0.4572 | -0.4572 | -1.433 | -1.433 | -1.433 | -1.433 | -1.433 | -1.433 | -1.433 | -1.433 | -1.433 | -1.433 | -1.433 | -1.433 | -1.433 |  |  | 3.8129 |  | 0 | 0 | 0
East Hampton Conversion 33 kV | 2030 |  |  | 0 | 0.39033 | 0.39033 | 0.39033 | 0.39033 | 0.39033 | 0.39033 | 0.39033 | 0.39033 | 0.39033 | 0.39033 | 0.39033 | 0.39033 | 0.39033 | -0.18288 | -0.18288 | -0.18288 | -0.18288 | -0.18288 | -0.18288 | -0.18288 | -0.18288 | -0.18288 | -0.18288 | -0.18288 | -0.18288 | -0.18288 | -0.18288 | -0.18288 | -0.18288 | -0.18288 | -0.18288 | -0.18288 | -0.18288 | -0.18288 | -0.18288 | -0.57321 | -0.57321 | -0.57321 | -0.57321 | -0.57321 | -0.57321 | -0.57321 | -0.57321 | -0.57321 | -0.57321 | -0.57321 | -0.57321 | -0.57321 |  |  | 1.5252 |  | 0 | 0 | 0
Buell Conversion 33 kV | 2030 |  |  | 0 | 0.45131 | 0.45131 | 0.45131 | 0.45131 | 0.45131 | 0.45131 | 0.45131 | 0.45131 | 0.45131 | 0.45131 | 0.45131 | 0.45131 | 0.45131 | -0.21146 | -0.21146 | -0.21146 | -0.21146 | -0.21146 | -0.21146 | -0.21146 | -0.21146 | -0.21146 | -0.21146 | -0.21146 | -0.21146 | -0.21146 | -0.21146 | -0.21146 | -0.21146 | -0.21146 | -0.21146 | -0.21146 | -0.21146 | -0.21146 | -0.21146 | -0.66277 | -0.66277 | -0.66277 | -0.66277 | -0.66277 | -0.66277 | -0.66277 | -0.66277 | -0.66277 | -0.66277 | -0.66277 | -0.66277 | -0.66277 |  |  | 1.7635 |  | 0 | 0 | 0
Hither Hills Conversion to 33 kV | 2030 |  |  | 0 | 0 | 0.60305 | 0.60305 | 0.60305 | 0.60305 | 0.60305 | 0.60305 | 0.60305 | 0.60305 | 0.60305 | 0.60305 | 0.60305 | 0.60305 | -0.25676 | -0.25676 | -0.25676 | -0.25676 | -0.25676 | -0.25676 | -0.25676 | -0.25676 | -0.25676 | -0.25676 | -0.25676 | -0.25676 | -0.25676 | -0.25676 | -0.25676 | -0.25676 | -0.25676 | -0.25676 | -0.25676 | -0.25676 | -0.25676 | -0.25676 | -0.25676 | -0.85981 | -0.85981 | -0.85981 | -0.85981 | -0.85981 | -0.85981 | -0.85981 | -0.85981 | -0.85981 | -0.85981 | -0.85981 | -0.85981 |  |  | 2.0853 |  | 2.0853 | 139022.8879 | 356593.7075
Culloden Pt Conversion to 33 kV | 2030 |  |  | 0 | 0 | 0 | 0.36233 | 0.36233 | 0.36233 | 0.36233 | 0.36233 | 0.36233 | 0.36233 | 0.36233 | 0.36233 | 0.36233 | 0.36233 | -0.13922 | -0.13922 | -0.13922 | -0.13922 | -0.13922 | -0.13922 | -0.13922 | -0.13922 | -0.13922 | -0.13922 | -0.13922 | -0.13922 | -0.13922 | -0.13922 | -0.13922 | -0.13922 | -0.13922 | -0.13922 | -0.13922 | -0.13922 | -0.13922 | -0.13922 | -0.13922 | -0.13922 | -0.50156 | -0.50156 | -0.50156 | -0.50156 | -0.50156 | -0.50156 | -0.50156 | -0.50156 | -0.50156 | -0.50156 | -0.50156 |  |  | 1.1012 |  | 1.1012 | 73412.135 | 188302.1263
[59 empty] | 544895.8338 | =Area I Portion
Area II Projects: | [58 empty] | 3311276.9024 | =Area I+II+III Portions
Bridgehampton - Buell New 69 kV UG Cable | 2026 |  |  | 0 | 0 | 0 | 0 | 4.4251 | 4.4251 | 4.4251 | 4.4251 | 4.4251 | 4.4251 | -0.85871 | -0.85871 | -0.85871 | -0.85871 | -0.85871 | -0.85871 | -0.85871 | -0.85871 | -0.85871 | -0.85871 | -0.85871 | -0.85871 | -0.85871 | -0.85871 | -0.85871 | -0.85871 | -0.85871 | -0.85871 | -0.85871 | -0.85871 | -0.85871 | -0.85871 | -0.85871 | -0.85871 | -0.85871 | -0.85871 | -0.85871 | -0.85871 | -0.85871 | -5.2839 | -5.2839 | -5.2839 | -5.2839 | -5.2839 | -5.2839 | 0 | 0 | 0 | 0 |  |  | 7.3678 |  | 7.3678 | 153495.4058 | 393715.716
[59 empty] | 393715.716 | =Area II Portion
Area III Projects: | [58 empty] | 2766381.0685 | =Area II+III Portions
New Canal - Southampton Cable | 2023 |  |  | 0 | 4.5863 | 4.5863 | 4.5863 | 4.5863 | 4.5863 | 4.5863 | -0.88999 | -0.88999 | -0.88999 | -0.88999 | -0.88999 | -0.88999 | -0.88999 | -0.88999 | -0.88999 | -0.88999 | -0.88999 | -0.88999 | -0.88999 | -0.88999 | -0.88999 | -0.88999 | -0.88999 | -0.88999 | -0.88999 | -0.88999 | -0.88999 | -0.88999 | -0.88999 | -0.88999 | -0.88999 | -0.88999 | -0.88999 | -0.88999 | -0.88999 | -5.4763 | -5.4763 | -5.4763 | -5.4763 | -5.4763 | -5.4763 | 0 | 0 | 0 | 0 | 0 | 0 | 0 |  |  | 8.9667 |  | 0 | 0 | 0
Upgrade Wildwood - Riverhead to 138 kV | 2022 |  |  | 0 | 0.93922 | 0.93922 | 0.93922 | 0.93922 | 0.93922 | -0.14959 | -0.14959 | -0.14959 | -0.14959 | -0.14959 | -0.14959 | -0.14959 | -0.14959 | -0.14959 | -0.14959 | -0.14959 | -0.14959 | -0.14959 | -0.14959 | -0.14959 | -0.14959 | -0.14959 | -0.14959 | -0.14959 | -0.14959 | -0.14959 | -0.14959 | -0.14959 | -0.14959 | -0.14959 | -0.14959 | -0.14959 | -0.14959 | -0.14959 | -0.14959 | -1.0888 | -1.0888 | -1.0888 | -1.0888 | -1.0888 | 0 | 0 | 0 | 0 | 0 | 0 | 0 | 0 |  |  | 1.5483 |  | 0 | 0 | 0
Riverhead Canal 2nd Line and Bank | 2023 |  |  | 0 | 16.6864 | 16.6864 | 16.6864 | 16.6864 | 16.6864 | 16.6864 | -3.238 | -3.238 | -3.238 | -3.238 | -3.238 | -3.238 | -3.238 | -3.238 | -3.238 | -3.238 | -3.238 | -3.238 | -3.238 | -3.238 | -3.238 | -3.238 | -3.238 | -3.238 | -3.238 | -3.238 | -3.238 | -3.238 | -3.238 | -3.238 | -3.238 | -3.238 | -3.238 | -3.238 | -3.238 | -19.9245 | -19.9245 | -19.9245 | -19.9245 | -19.9245 | -19.9245 | 0 | 0 | 0 | 0 | 0 | 0 | 0 |  |  | 32.6235 |  | 0 | 0 | 0
Canal - Wainscott New 138 kV UG Cable | 2028 |  |  | 0 | 0 | 0 | 0 | 0 | 0 | 38.957 | 38.957 | 38.957 | 38.957 | 38.957 | 38.957 | -7.5597 | -7.5597 | -7.5597 | -7.5597 | -7.5597 | -7.5597 | -7.5597 | -7.5597 | -7.5597 | -7.5597 | -7.5597 | -7.5597 | -7.5597 | -7.5597 | -7.5597 | -7.5597 | -7.5597 | -7.5597 | -7.5597 | -7.5597 | -7.5597 | -7.5597 | -7.5597 | -7.5597 | -7.5597 | -7.5597 | -7.5597 | -7.5597 | -7.5597 | -46.5167 | -46.5167 | -46.5167 | -46.5167 | -46.5167 | -46.5167 | 0 | 0 |  |  | 58.276 |  | 58.276 | 925015.732 | 2372665.3526
[59 empty] | 2372665.3526 | =Area III Portion
Total - Area 1 Proposal, $Millions (unadjusted) |  |  |  | 0 | 0 | 0.60305 | 0.96539 | 5.3905 | 5.3905 | 44.3475 | 44.3475 | 44.3475 | 44.3475 | 39.0637 | 39.0637 | -7.453 | -7.453 | -8.8144 | -8.8144 | -8.8144 | -8.8144 | -8.8144 | -8.8144 | -8.8144 | -8.8144 | -8.8144 | -8.8144 | -8.8144 | -8.8144 | -8.8144 | -8.8144 | -8.8144 | -8.8144 | -8.8144 | -8.8144 | -8.8144 | -8.8144 | -8.8144 | -8.8144 | -8.8144 | -9.4174 | -9.7798 | -14.2049 | -14.2049 | -53.1619 | -53.1619 | -53.1619 | -53.1619 | -47.878 | -47.878 | -1.3614 | -1.3614 |  |  | 68.8303 |  |  | 1290946.1608 | 3311276.9024
$/MW-yr |  |  |  | 0 | 0 | 40203.5861 | 64359.2408 | 156549.7282 | 156549.7282 | 774914.5398 | 774914.5398 | 774914.5398 | 774914.5398 | 664834.2766 | 664834.2766 | -73525.6468 | -73525.6468 | -164283.4228 | -164283.4228 | -164283.4228 | -164283.4228 | -164283.4228 | -164283.4228 | -164283.4228 | -164283.4228 | -164283.4228 | -164283.4228 | -164283.4228 | -164283.4228 | -164283.4228 | -164283.4228 | -164283.4228 | -164283.4228 | -164283.4228 | -164283.4228 | -164283.4228 | -164283.4228 | -164283.4228 | -164283.4228 | -164283.4228 | -204487.0089 | -228642.6636 | -320833.151 | -320833.151 | -939197.9626 | -939197.9626 | -939197.9626 | -939197.9626 | -829117.6994 | -829117.6994 | -90757.776 | -90757.776
$Millions (adjusted) |  |  |  | 0 | 0 | 0.10312 | 0.16508 | 0.40155 | 0.40155 | 1.9877 | 1.9877 | 1.9877 | 1.9877 | 1.7053 | 1.7053 | -0.18859 | -0.18859 | -0.42139 | -0.42139 | -0.42139 | -0.42139 | -0.42139 | -0.42139 | -0.42139 | -0.42139 | -0.42139 | -0.42139 | -0.42139 | -0.42139 | -0.42139 | -0.42139 | -0.42139 | -0.42139 | -0.42139 | -0.42139 | -0.42139 | -0.42139 | -0.42139 | -0.42139 | -0.42139 | -0.52451 | -0.58647 | -0.82294 | -0.82294 | -2.409 | -2.409 | -2.409 | -2.409 | -2.1267 | -2.1267 | -0.23279 | -0.23279 |  |  | 3311.2769
Annual Avoided Costs for Deferrals - Area 2 Proposal: (see note*) | Deferral Year |  |  | 2016 | 2017 | 2018 | 2019 | 2020 | 2021 | 2022 | 2023 | 2024 | 2025 | 2026 | 2027 | 2028 | 2029 | 2030 | 2031 | 2032 | 2033 | 2034 | 2035 | 2036 | 2037 | 2038 | 2039 | 2040 | 2041 | 2042 | 2043 | 2044 | 2045 | 2046 | 2047 | 2048 | 2049 | 2050 | 2051 | 2052 | 2053 | 2054 | 2055 | 2056 | 2057 | 2058 | 2059 | 2060 | 2061 | 2062 | 2063 | 2064 |  |  | Differential NPV $M |  | Differential NPV $M (adjusted for COD of Selected Project) | Differntial NPV $/MW | NPV of Transmission Avoided Costs for Selected Project
Area I Projects:
Amagansett Conversion 33 kV | 2030 |  |  | 0 | 0 | 0 | 0 | 0 | 0 | 0 | 0 | 0 | 0 | 0 | 0 | 0 | 0 | 0 | 0 | 0 | 0 | 0 | 0 | 0 | 0 | 0 | 0 | 0 | 0 | 0 | 0 | 0 | 0 | 0 | 0 | 0 | 0 | 0 | 0 | 0 | 0 | 0 | 0 | 0 | 0 | 0 | 0 | 0 | 0 | 0 | 0 | 0 |  |  | 0 |  | 0 | 0 | 0
East Hampton Conversion 33 kV | 2030 |  |  | 0 | 0 | 0 | 0 | 0 | 0 | 0 | 0 | 0 | 0 | 0 | 0 | 0 | 0 | 0 | 0 | 0 | 0 | 0 | 0 | 0 | 0 | 0 | 0 | 0 | 0 | 0 | 0 | 0 | 0 | 0 | 0 | 0 | 0 | 0 | 0 | 0 | 0 | 0 | 0 | 0 | 0 | 0 | 0 | 0 | 0 | 0 | 0 | 0 |  |  | 0 |  | 0 | 0 | 0
Buell Conversion 33 kV | 2030 |  |  | 0 | 0 | 0 | 0 | 0 | 0 | 0 | 0 | 0 | 0 | 0 | 0 | 0 | 0 | 0 | 0 | 0 | 0 | 0 | 0 | 0 | 0 | 0 | 0 | 0 | 0 | 0 | 0 | 0 | 0 | 0 | 0 | 0 | 0 | 0 | 0 | 0 | 0 | 0 | 0 | 0 | 0 | 0 | 0 | 0 | 0 | 0 | 0 | 0 |  |  | 0 |  | 0 | 0 | 0
Hither Hills Conversion to 33 kV | 2030 |  |  | 0 | 0 | 0 | 0 | 0 | 0 | 0 | 0 | 0 | 0 | 0 | 0 | 0 | 0 | 0 | 0 | 0 | 0 | 0 | 0 | 0 | 0 | 0 | 0 | 0 | 0 | 0 | 0 | 0 | 0 | 0 | 0 | 0 | 0 | 0 | 0 | 0 | 0 | 0 | 0 | 0 | 0 | 0 | 0 | 0 | 0 | 0 | 0 | 0 |  |  | 0 |  | 0 | 0 | 0
Culloden Pt Conversion to 33 kV | 2030 |  |  | 0 | 0 | 0 | 0 | 0 | 0 | 0 | 0 | 0 | 0 | 0 | 0 | 0 | 0 | 0 | 0 | 0 | 0 | 0 | 0 | 0 | 0 | 0 | 0 | 0 | 0 | 0 | 0 | 0 | 0 | 0 | 0 | 0 | 0 | 0 | 0 | 0 | 0 | 0 | 0 | 0 | 0 | 0 | 0 | 0 | 0 | 0 | 0 | 0 |  |  | 0 |  | 0 | 0 | 0
[59 empty] | 0 | =Area I Portion
Area II Projects: | [58 empty] | 0 | =Area I+II+III Portions
Bridgehampton - Buell New 69 kV UG Cable | 2026 |  |  | 0 | 0 | 0 | 0 | 4.4251 | 4.4251 | 4.4251 | 4.4251 | 4.4251 | 4.4251 | -0.85871 | -0.85871 | -0.85871 | -0.85871 | -0.85871 | -0.85871 | -0.85871 | -0.85871 | -0.85871 | -0.85871 | -0.85871 | -0.85871 | -0.85871 | -0.85871 | -0.85871 | -0.85871 | -0.85871 | -0.85871 | -0.85871 | -0.85871 | -0.85871 | -0.85871 | -0.85871 | -0.85871 | -0.85871 | -0.85871 | -0.85871 | -0.85871 | -0.85871 | -5.2839 | -5.2839 | -5.2839 | -5.2839 | -5.2839 | -5.2839 | 0 | 0 | 0 | 0 |  |  | 7.3678 |  | 7.3678 | 153495.4058 | 0
[59 empty] | 0 | =Area II Portion
Area III Projects: | [58 empty] | 0 | =Area II+III Portions
New Canal - Southampton Cable | 2023 |  |  | 0 | 4.5863 | 4.5863 | 4.5863 | 4.5863 | 4.5863 | 4.5863 | -0.88999 | -0.88999 | -0.88999 | -0.88999 | -0.88999 | -0.88999 | -0.88999 | -0.88999 | -0.88999 | -0.88999 | -0.88999 | -0.88999 | -0.88999 | -0.88999 | -0.88999 | -0.88999 | -0.88999 | -0.88999 | -0.88999 | -0.88999 | -0.88999 | -0.88999 | -0.88999 | -0.88999 | -0.88999 | -0.88999 | -0.88999 | -0.88999 | -0.88999 | -5.4763 | -5.4763 | -5.4763 | -5.4763 | -5.4763 | -5.4763 | 0 | 0 | 0 | 0 | 0 | 0 | 0 |  |  | 8.9667 |  | 0 | 0 | 0
Upgrade Wildwood - Riverhead to 138 kV | 2022 |  |  | 0 | 0.93922 | 0.93922 | 0.93922 | 0.93922 | 0.93922 | -0.14959 | -0.14959 | -0.14959 | -0.14959 | -0.14959 | -0.14959 | -0.14959 | -0.14959 | -0.14959 | -0.14959 | -0.14959 | -0.14959 | -0.14959 | -0.14959 | -0.14959 | -0.14959 | -0.14959 | -0.14959 | -0.14959 | -0.14959 | -0.14959 | -0.14959 | -0.14959 | -0.14959 | -0.14959 | -0.14959 | -0.14959 | -0.14959 | -0.14959 | -0.14959 | -1.0888 | -1.0888 | -1.0888 | -1.0888 | -1.0888 | 0 | 0 | 0 | 0 | 0 | 0 | 0 | 0 |  |  | 1.5483 |  | 0 | 0 | 0
Riverhead Canal 2nd Line and Bank | 2023 |  |  | 0 | 16.6864 | 16.6864 | 16.6864 | 16.6864 | 16.6864 | 16.6864 | -3.238 | -3.238 | -3.238 | -3.238 | -3.238 | -3.238 | -3.238 | -3.238 | -3.238 | -3.238 | -3.238 | -3.238 | -3.238 | -3.238 | -3.238 | -3.238 | -3.238 | -3.238 | -3.238 | -3.238 | -3.238 | -3.238 | -3.238 | -3.238 | -3.238 | -3.238 | -3.238 | -3.238 | -3.238 | -19.9245 | -19.9245 | -19.9245 | -19.9245 | -19.9245 | -19.9245 | 0 | 0 | 0 | 0 | 0 | 0 | 0 |  |  | 32.6235 |  | 0 | 0 | 0
Canal - Wainscott New 138 kV UG Cable | 2028 |  |  | 0 | 0 | 0 | 0 | 0 | 0 | 38.957 | 38.957 | 38.957 | 38.957 | 38.957 | 38.957 | -7.5597 | -7.5597 | -7.5597 | -7.5597 | -7.5597 | -7.5597 | -7.5597 | -7.5597 | -7.5597 | -7.5597 | -7.5597 | -7.5597 | -7.5597 | -7.5597 | -7.5597 | -7.5597 | -7.5597 | -7.5597 | -7.5597 | -7.5597 | -7.5597 | -7.5597 | -7.5597 | -7.5597 | -7.5597 | -7.5597 | -7.5597 | -7.5597 | -7.5597 | -46.5167 | -46.5167 | -46.5167 | -46.5167 | -46.5167 | -46.5167 | 0 | 0 |  |  | 58.276 |  | 58.276 | 925015.732 | 0
[59 empty] | 0 | =Area III Portion
Total - Area 2 Proposal, $Millions (unadjusted) |  |  |  | 0 | 0 | 0 | 0 | 4.4251 | 4.4251 | 43.3821 | 43.3821 | 43.3821 | 43.3821 | 38.0983 | 38.0983 | -8.4184 | -8.4184 | -8.4184 | -8.4184 | -8.4184 | -8.4184 | -8.4184 | -8.4184 | -8.4184 | -8.4184 | -8.4184 | -8.4184 | -8.4184 | -8.4184 | -8.4184 | -8.4184 | -8.4184 | -8.4184 | -8.4184 | -8.4184 | -8.4184 | -8.4184 | -8.4184 | -8.4184 | -8.4184 | -8.4184 | -8.4184 | -12.8435 | -12.8435 | -51.8005 | -51.8005 | -51.8005 | -51.8005 | -46.5167 | -46.5167 | 0 | 0 |  |  | 65.6438 |  |  | 1078511.1378 | 0
$/MW-yr |  |  |  | 0 | 0 | 0 | 0 | 92190.4874 | 92190.4874 | 710555.299 | 710555.299 | 710555.299 | 710555.299 | 600475.0358 | 600475.0358 | -137884.8876 | -137884.8876 | -137884.8876 | -137884.8876 | -137884.8876 | -137884.8876 | -137884.8876 | -137884.8876 | -137884.8876 | -137884.8876 | -137884.8876 | -137884.8876 | -137884.8876 | -137884.8876 | -137884.8876 | -137884.8876 | -137884.8876 | -137884.8876 | -137884.8876 | -137884.8876 | -137884.8876 | -137884.8876 | -137884.8876 | -137884.8876 | -137884.8876 | -137884.8876 | -137884.8876 | -230075.375 | -230075.375 | -848440.1866 | -848440.1866 | -848440.1866 | -848440.1866 | -738359.9234 | -738359.9234 | 0 | 0
$Millions (adjusted) |  |  |  | 0 | 0 | 0 | 0 | 0 | 0 | 0 | 0 | 0 | 0 | 0 | 0 | 0 | 0 | 0 | 0 | 0 | 0 | 0 | 0 | 0 | 0 | 0 | 0 | 0 | 0 | 0 | 0 | 0 | 0 | 0 | 0 | 0 | 0 | 0 | 0 | 0 | 0 | 0 | 0 | 0 | 0 | 0 | 0 | 0 | 0 | 0 | 0 | 0 |  |  | 0
Annual Avoided Costs for Deferrals - Area 3 Proposal: (see note*) | Deferral Year |  |  | 2016 | 2017 | 2018 | 2019 | 2020 | 2021 | 2022 | 2023 | 2024 | 2025 | 2026 | 2027 | 2028 | 2029 | 2030 | 2031 | 2032 | 2033 | 2034 | 2035 | 2036 | 2037 | 2038 | 2039 | 2040 | 2041 | 2042 | 2043 | 2044 | 2045 | 2046 | 2047 | 2048 | 2049 | 2050 | 2051 | 2052 | 2053 | 2054 | 2055 | 2056 | 2057 | 2058 | 2059 | 2060 | 2061 | 2062 | 2063 | 2064 |  |  | Differential NPV $M |  | Differential NPV $M (adjusted for COD of Selected Project) | Differntial NPV $/MW | NPV of Transmission Avoided Costs for Selected Project
Area I Projects:
Amagansett Conversion 33 kV | 2030 |  |  | 0 | 0 | 0 | 0 | 0 | 0 | 0 | 0 | 0 | 0 | 0 | 0 | 0 | 0 | 0 | 0 | 0 | 0 | 0 | 0 | 0 | 0 | 0 | 0 | 0 | 0 | 0 | 0 | 0 | 0 | 0 | 0 | 0 | 0 | 0 | 0 | 0 | 0 | 0 | 0 | 0 | 0 | 0 | 0 | 0 | 0 | 0 | 0 | 0 |  |  | 0 |  | 0 | 0 | 0
East Hampton Conversion 33 kV | 2030 |  |  | 0 | 0 | 0 | 0 | 0 | 0 | 0 | 0 | 0 | 0 | 0 | 0 | 0 | 0 | 0 | 0 | 0 | 0 | 0 | 0 | 0 | 0 | 0 | 0 | 0 | 0 | 0 | 0 | 0 | 0 | 0 | 0 | 0 | 0 | 0 | 0 | 0 | 0 | 0 | 0 | 0 | 0 | 0 | 0 | 0 | 0 | 0 | 0 | 0 |  |  | 0 |  | 0 | 0 | 0
Buell Conversion 33 kV | 2030 |  |  | 0 | 0 | 0 | 0 | 0 | 0 | 0 | 0 | 0 | 0 | 0 | 0 | 0 | 0 | 0 | 0 | 0 | 0 | 0 | 0 | 0 | 0 | 0 | 0 | 0 | 0 | 0 | 0 | 0 | 0 | 0 | 0 | 0 | 0 | 0 | 0 | 0 | 0 | 0 | 0 | 0 | 0 | 0 | 0 | 0 | 0 | 0 | 0 | 0 |  |  | 0 |  | 0 | 0 | 0
Hither Hills Conversion to 33 kV | 2030 |  |  | 0 | 0 | 0 | 0 | 0 | 0 | 0 | 0 | 0 | 0 | 0 | 0 | 0 | 0 | 0 | 0 | 0 | 0 | 0 | 0 | 0 | 0 | 0 | 0 | 0 | 0 | 0 | 0 | 0 | 0 | 0 | 0 | 0 | 0 | 0 | 0 | 0 | 0 | 0 | 0 | 0 | 0 | 0 | 0 | 0 | 0 | 0 | 0 | 0 |  |  | 0 |  | 0 | 0 | 0
Culloden Pt Conversion to 33 kV | 2030 |  |  | 0 | 0 | 0 | 0 | 0 | 0 | 0 | 0 | 0 | 0 | 0 | 0 | 0 | 0 | 0 | 0 | 0 | 0 | 0 | 0 | 0 | 0 | 0 | 0 | 0 | 0 | 0 | 0 | 0 | 0 | 0 | 0 | 0 | 0 | 0 | 0 | 0 | 0 | 0 | 0 | 0 | 0 | 0 | 0 | 0 | 0 | 0 | 0 | 0 |  |  | 0 |  | 0 | 0 | 0
[59 empty] | 0 | =Area I Portion
Area II Projects: | [58 empty] | 0 | =Area I+II+III Portions
Bridgehampton - Buell New 69 kV UG Cable | 2026 |  |  | 0 | 0 | 0 | 0 | 0 | 0 | 0 | 0 | 0 | 0 | 0 | 0 | 0 | 0 | 0 | 0 | 0 | 0 | 0 | 0 | 0 | 0 | 0 | 0 | 0 | 0 | 0 | 0 | 0 | 0 | 0 | 0 | 0 | 0 | 0 | 0 | 0 | 0 | 0 | 0 | 0 | 0 | 0 | 0 | 0 | 0 | 0 | 0 | 0 |  |  | 0 |  | 0 | 0 | 0
[59 empty] | 0 | =Area II Portion
Area III Projects: | [58 empty] | 0 | =Area II+III Portions
New Canal - Southampton Cable | 2023 |  |  | 0 | 4.5863 | 4.5863 | 4.5863 | 4.5863 | 4.5863 | 4.5863 | -0.88999 | -0.88999 | -0.88999 | -0.88999 | -0.88999 | -0.88999 | -0.88999 | -0.88999 | -0.88999 | -0.88999 | -0.88999 | -0.88999 | -0.88999 | -0.88999 | -0.88999 | -0.88999 | -0.88999 | -0.88999 | -0.88999 | -0.88999 | -0.88999 | -0.88999 | -0.88999 | -0.88999 | -0.88999 | -0.88999 | -0.88999 | -0.88999 | -0.88999 | -5.4763 | -5.4763 | -5.4763 | -5.4763 | -5.4763 | -5.4763 | 0 | 0 | 0 | 0 | 0 | 0 | 0 |  |  | 8.9667 |  | 0 | 0 | 0
Upgrade Wildwood - Riverhead to 138 kV | 2022 |  |  | 0 | 0.93922 | 0.93922 | 0.93922 | 0.93922 | 0.93922 | -0.14959 | -0.14959 | -0.14959 | -0.14959 | -0.14959 | -0.14959 | -0.14959 | -0.14959 | -0.14959 | -0.14959 | -0.14959 | -0.14959 | -0.14959 | -0.14959 | -0.14959 | -0.14959 | -0.14959 | -0.14959 | -0.14959 | -0.14959 | -0.14959 | -0.14959 | -0.14959 | -0.14959 | -0.14959 | -0.14959 | -0.14959 | -0.14959 | -0.14959 | -0.14959 | -1.0888 | -1.0888 | -1.0888 | -1.0888 | -1.0888 | 0 | 0 | 0 | 0 | 0 | 0 | 0 | 0 |  |  | 1.5483 |  | 0 | 0 | 0
Riverhead Canal 2nd Line and Bank | 2023 |  |  | 0 | 16.6864 | 16.6864 | 16.6864 | 16.6864 | 16.6864 | 16.6864 | -3.238 | -3.238 | -3.238 | -3.238 | -3.238 | -3.238 | -3.238 | -3.238 | -3.238 | -3.238 | -3.238 | -3.238 | -3.238 | -3.238 | -3.238 | -3.238 | -3.238 | -3.238 | -3.238 | -3.238 | -3.238 | -3.238 | -3.238 | -3.238 | -3.238 | -3.238 | -3.238 | -3.238 | -3.238 | -19.9245 | -19.9245 | -19.9245 | -19.9245 | -19.9245 | -19.9245 | 0 | 0 | 0 | 0 | 0 | 0 | 0 |  |  | 32.6235 |  | 0 | 0 | 0
Canal - Wainscott New 138 kV UG Cable | 2028 |  |  | 0 | 0 | 0 | 0 | 0 | 0 | 38.957 | 38.957 | 38.957 | 38.957 | 38.957 | 38.957 | -7.5597 | -7.5597 | -7.5597 | -7.5597 | -7.5597 | -7.5597 | -7.5597 | -7.5597 | -7.5597 | -7.5597 | -7.5597 | -7.5597 | -7.5597 | -7.5597 | -7.5597 | -7.5597 | -7.5597 | -7.5597 | -7.5597 | -7.5597 | -7.5597 | -7.5597 | -7.5597 | -7.5597 | -7.5597 | -7.5597 | -7.5597 | -7.5597 | -7.5597 | -46.5167 | -46.5167 | -46.5167 | -46.5167 | -46.5167 | -46.5167 | 0 | 0 |  |  | 58.276 |  | 58.276 | 925015.732 | 0
[59 empty] | 0 | =Area III Portion
Total - Area 3 Proposal, $Millions (unadjusted) |  |  |  | 0 | 22.212 | 22.212 | 22.212 | 22.212 | 22.212 | 60.0802 | 34.6794 | 34.6794 | 34.6794 | 34.6794 | 34.6794 | -11.8373 | -11.8373 | -11.8373 | -11.8373 | -11.8373 | -11.8373 | -11.8373 | -11.8373 | -11.8373 | -11.8373 | -11.8373 | -11.8373 | -11.8373 | -11.8373 | -11.8373 | -11.8373 | -11.8373 | -11.8373 | -11.8373 | -11.8373 | -11.8373 | -11.8373 | -11.8373 | -11.8373 | -34.0493 | -34.0493 | -34.0493 | -34.0493 | -34.0493 | -71.9175 | -46.5167 | -46.5167 | -46.5167 | -46.5167 | -46.5167 | 0 | 0 |  |  | 101.4144 |  |  | 925015.732 | 0
$/MW-yr |  |  |  | 0 | 0 | 0 | 0 | 0 | 0 | 618364.8116 | 618364.8116 | 618364.8116 | 618364.8116 | 618364.8116 | 618364.8116 | -119995.1118 | -119995.1118 | -119995.1118 | -119995.1118 | -119995.1118 | -119995.1118 | -119995.1118 | -119995.1118 | -119995.1118 | -119995.1118 | -119995.1118 | -119995.1118 | -119995.1118 | -119995.1118 | -119995.1118 | -119995.1118 | -119995.1118 | -119995.1118 | -119995.1118 | -119995.1118 | -119995.1118 | -119995.1118 | -119995.1118 | -119995.1118 | -119995.1118 | -119995.1118 | -119995.1118 | -119995.1118 | -119995.1118 | -738359.9234 | -738359.9234 | -738359.9234 | -738359.9234 | -738359.9234 | -738359.9234 | 0 | 0
$Millions (adjusted) |  |  |  | 0 | 0 | 0 | 0 | 0 | 0 | 0 | 0 | 0 | 0 | 0 | 0 | 0 | 0 | 0 | 0 | 0 | 0 | 0 | 0 | 0 | 0 | 0 | 0 | 0 | 0 | 0 | 0 | 0 | 0 | 0 | 0 | 0 | 0 | 0 | 0 | 0 | 0 | 0 | 0 | 0 | 0 | 0 | 0 | 0 | 0 | 0 | 0 | 0 |  |  | 0
Discount Factor (Relative to 1/1/2016) = |  |  |  | 0.94787 | 0.89845 | 0.85161 | 0.80722 | 0.76513 | 0.72525 | 0.68744 | 0.6516 | 0.61763 | 0.58543 | 0.55491 | 0.52598 | 0.49856 | 0.47257 | 0.44793 | 0.42458 | 0.40245 | 0.38147 | 0.36158 | 0.34273 | 0.32486 | 0.30793 | 0.29187 | 0.27666 | 0.26223 | 0.24856 | 0.2356 | 0.22332 | 0.21168 | 0.20064 | 0.19018 | 0.18027 | 0.17087 | 0.16196 | 0.15352 | 0.14552 | 0.13793 | 0.13074 | 0.12392 | 0.11746 | 0.11134 | 0.10554 | 0.10003 | 0.094818 | 0.089875 | 0.08519 | 0.080748 | 0.076539 | 0.072549
* Note: A positive (+) avoided cost in a given year represents a cost savings relative to not having a transmission project deferral.
Note on BG17: Todd Kantarek: Interconnection at 4 kV Distribution Bus at Montauk Substation. Added 2.6% transmission loss factor.

## PhII (ENH100 T&PP-2017)
Version |  | Based on PSEGLI file: "East End Utility 2_0_Economics_2014_10_13_r28_Sargent_Lundy.xlsx"
Annual Revenue Requirements (Millions of $s)
1) Reference (Transmission only) Case
Project | I/S Year | Investor | Capital (2015$s) | 2016 | 2017 | 2018 | 2019 | 2020 | 2021 | 2022 | 2023 | 2024 | 2025 | 2026 | 2027 | 2028 | 2029 | 2030 | 2031 | 2032 | 2033 | 2034 | 2035 | 2036 | 2037 | 2038 | 2039 | 2040 | 2041 | 2042 | 2043 | 2044 | 2045 | 2046 | 2047 | 2048 | 2049 | 2050 | 2051 | 2052 | 2053 | 2054 | 2055 | 2056 | 2057 | 2058 | 2059 | 2060 | 2061 | 2062 | 2063 | 2064 |  | NPV |  | Proposal Number = | ENH100
Transmission Reinforcement I | 2017 | PSEGLI | 197 | 0 | 24.0294 | 24.0294 | 24.0294 | 24.0294 | 24.0294 | 24.0294 | 24.0294 | 24.0294 | 24.0294 | 24.0294 | 24.0294 | 24.0294 | 24.0294 | 24.0294 | 24.0294 | 24.0294 | 24.0294 | 24.0294 | 24.0294 | 24.0294 | 24.0294 | 24.0294 | 24.0294 | 24.0294 | 24.0294 | 24.0294 | 24.0294 | 24.0294 | 24.0294 | 24.0294 | 24.0294 | 24.0294 | 24.0294 | 24.0294 | 24.0294 | [13 empty] | 35 | 350.5464 |  | Proposer Name = | EnergyHub, Inc.
Transmission Reinforcement II | 2018 | PSEGLI | 4.8 | 0 | 0 | 0.60305 | 0.60305 | 0.60305 | 0.60305 | 0.60305 | 0.60305 | 0.60305 | 0.60305 | 0.60305 | 0.60305 | 0.60305 | 0.60305 | 0.60305 | 0.60305 | 0.60305 | 0.60305 | 0.60305 | 0.60305 | 0.60305 | 0.60305 | 0.60305 | 0.60305 | 0.60305 | 0.60305 | 0.60305 | 0.60305 | 0.60305 | 0.60305 | 0.60305 | 0.60305 | 0.60305 | 0.60305 | 0.60305 | 0.60305 | 0.60305 | [12 empty] | 35 | 8.3388 |  | Proposal/Project = | South Fork Direct Load Control
Transmission Reinforcement III | 2019 | PSEGLI | 2.8 | 0 | 0 | 0 | 0.36233 | 0.36233 | 0.36233 | 0.36233 | 0.36233 | 0.36233 | 0.36233 | 0.36233 | 0.36233 | 0.36233 | 0.36233 | 0.36233 | 0.36233 | 0.36233 | 0.36233 | 0.36233 | 0.36233 | 0.36233 | 0.36233 | 0.36233 | 0.36233 | 0.36233 | 0.36233 | 0.36233 | 0.36233 | 0.36233 | 0.36233 | 0.36233 | 0.36233 | 0.36233 | 0.36233 | 0.36233 | 0.36233 | 0.36233 | 0.36233 | [11 empty] | 35 | 4.7491 |  | Option Number = | 1
Transmission Reinforcement IV | 2020 | PSEGLI | 33.2 | 0 | 0 | 0 | 0 | 4.4251 | 4.4251 | 4.4251 | 4.4251 | 4.4251 | 4.4251 | 4.4251 | 4.4251 | 4.4251 | 4.4251 | 4.4251 | 4.4251 | 4.4251 | 4.4251 | 4.4251 | 4.4251 | 4.4251 | 4.4251 | 4.4251 | 4.4251 | 4.4251 | 4.4251 | 4.4251 | 4.4251 | 4.4251 | 4.4251 | 4.4251 | 4.4251 | 4.4251 | 4.4251 | 4.4251 | 4.4251 | 4.4251 | 4.4251 | 4.4251 | [10 empty] | 35 | 54.9758 |  | Location = | All Areas - Nonspecified
Transmission Reinforcement V | 2022 | PSEGLI | 275.5 | 0 | 0 | 0 | 0 | 0 | 0 | 38.957 | 38.957 | 38.957 | 38.957 | 38.957 | 38.957 | 38.957 | 38.957 | 38.957 | 38.957 | 38.957 | 38.957 | 38.957 | 38.957 | 38.957 | 38.957 | 38.957 | 38.957 | 38.957 | 38.957 | 38.957 | 38.957 | 38.957 | 38.957 | 38.957 | 38.957 | 38.957 | 38.957 | 38.957 | 38.957 | 38.957 | 38.957 | 38.957 | 38.957 | 38.957 | [8 empty] | 35 | 434.8353 |  | Technology = | Thermostats & Pool Pumps
[56 empty] | Interconnection Points = | Behind the Meter
Total |  |  | 513.3 | 0 | 24.0294 | 24.6325 | 24.9948 | 29.42 | 29.42 | 68.377 | 68.377 | 68.377 | 68.377 | 68.377 | 68.377 | 68.377 | 68.377 | 68.377 | 68.377 | 68.377 | 68.377 | 68.377 | 68.377 | 68.377 | 68.377 | 68.377 | 68.377 | 68.377 | 68.377 | 68.377 | 68.377 | 68.377 | 68.377 | 68.377 | 68.377 | 68.377 | 68.377 | 68.377 | 68.377 | 44.3475 | 43.7445 | 43.3821 | 38.957 | 38.957 | 0 | 0 | 0 | 0 | 0 | 0 | 0 | 0 |  | 853.4454 |  | Loss Factor = | 1.067
2016 NPV @ 5.5%, thru 2035 |  |  |  | 2016: 582.1416
2016 NPV @ 5.5%, thru 2056 |  |  |  | 2016: 853.4454 |  |  |  | MW Required by 2022 (cap) = | 15 | 33 | 15 | Output: NPV of Transmission Avoided Costs for Selected Project (see note*)
[57 empty] | Selected Project Inputs - Area 1 Portion | Selected Project Inputs - Area 2 Portion | Selected Project Inputs - Area 3 Portion | Area 1 | Area 2 | Area 3 | Total | check
[56 empty] | Project kW = | 0 | 0 | 1221.715
[55 empty] | Capped kW = | 1221.715 | 0 | 0 | 1221.715
[56 empty] | Project Area (1, 2, or 3) = | 1 | 2 | 3
[56 empty] | Proportion of Peak Hours Covered = | 100% | 100% | 100%
[55 empty] | Project COD = | 2017
[55 empty] | Effective kW = | 1221.715 |  |  |  | 0 | 0 | 1966659.2929 | 1966659.2929
[60 empty] | check | check | check
| I/S Year |  | Capital (2015$s) | 2016 | 2017 | 2018 | 2019 | 2020 | 2021 | 2022 | 2023 | 2024 | 2025 | 2026 | 2027 | 2028 | 2029 | 2030 | 2031 | 2032 | 2033 | 2034 | 2035 | 2036 | 2037 | 2038 | 2039 | 2040 | 2041 | 2042 | 2043 | 2044 | 2045 | 2046 | 2047 | 2048 | 2049 | 2050 | 2051 | 2052 | 2053 | 2054 | 2055 | 2056 | 2057 | 2058 | 2059 | 2060 | 2061 | 2062 | 2063 | 2064 |  | MW Required by 2022 | NPV Base $M | Differential NPV $M | Differential NPV $M (adjusted for COD of Selected Project) | Differntial NPV $/MW | NPV of Transmission Avoided Costs for Selected Project
Area I Projects: | [53 empty] | 15
Amagansett Conversion 33 kV | 2017 |  | 8 | 0 | 0.97582 | 0.97582 | 0.97582 | 0.97582 | 0.97582 | 0.97582 | 0.97582 | 0.97582 | 0.97582 | 0.97582 | 0.97582 | 0.97582 | 0.97582 | 0.97582 | 0.97582 | 0.97582 | 0.97582 | 0.97582 | 0.97582 | 0.97582 | 0.97582 | 0.97582 | 0.97582 | 0.97582 | 0.97582 | 0.97582 | 0.97582 | 0.97582 | 0.97582 | 0.97582 | 0.97582 | 0.97582 | 0.97582 | 0.97582 | 0.97582 | [13 empty] | 35 |  | 14.2354
East Hampton Conversion 33 kV | 2017 |  | 3.2 | 0 | 0.39033 | 0.39033 | 0.39033 | 0.39033 | 0.39033 | 0.39033 | 0.39033 | 0.39033 | 0.39033 | 0.39033 | 0.39033 | 0.39033 | 0.39033 | 0.39033 | 0.39033 | 0.39033 | 0.39033 | 0.39033 | 0.39033 | 0.39033 | 0.39033 | 0.39033 | 0.39033 | 0.39033 | 0.39033 | 0.39033 | 0.39033 | 0.39033 | 0.39033 | 0.39033 | 0.39033 | 0.39033 | 0.39033 | 0.39033 | 0.39033 | [13 empty] | 35 |  | 5.6942
Buell Conversion 33 kV | 2017 |  | 3.7 | 0 | 0.45131 | 0.45131 | 0.45131 | 0.45131 | 0.45131 | 0.45131 | 0.45131 | 0.45131 | 0.45131 | 0.45131 | 0.45131 | 0.45131 | 0.45131 | 0.45131 | 0.45131 | 0.45131 | 0.45131 | 0.45131 | 0.45131 | 0.45131 | 0.45131 | 0.45131 | 0.45131 | 0.45131 | 0.45131 | 0.45131 | 0.45131 | 0.45131 | 0.45131 | 0.45131 | 0.45131 | 0.45131 | 0.45131 | 0.45131 | 0.45131 | [13 empty] | 35 |  | 6.5839
Hither Hills Conversion to 33 kV | 2018 |  | 4.8 | 0 | 0 | 0.60305 | 0.60305 | 0.60305 | 0.60305 | 0.60305 | 0.60305 | 0.60305 | 0.60305 | 0.60305 | 0.60305 | 0.60305 | 0.60305 | 0.60305 | 0.60305 | 0.60305 | 0.60305 | 0.60305 | 0.60305 | 0.60305 | 0.60305 | 0.60305 | 0.60305 | 0.60305 | 0.60305 | 0.60305 | 0.60305 | 0.60305 | 0.60305 | 0.60305 | 0.60305 | 0.60305 | 0.60305 | 0.60305 | 0.60305 | 0.60305 | [12 empty] | 35 |  | 8.3388
Culloden Pt Conversion to 33 kV | 2019 |  | 2.8 | 0 | 0 | 0 | 0.36233 | 0.36233 | 0.36233 | 0.36233 | 0.36233 | 0.36233 | 0.36233 | 0.36233 | 0.36233 | 0.36233 | 0.36233 | 0.36233 | 0.36233 | 0.36233 | 0.36233 | 0.36233 | 0.36233 | 0.36233 | 0.36233 | 0.36233 | 0.36233 | 0.36233 | 0.36233 | 0.36233 | 0.36233 | 0.36233 | 0.36233 | 0.36233 | 0.36233 | 0.36233 | 0.36233 | 0.36233 | 0.36233 | 0.36233 | 0.36233 | [11 empty] | 35 |  | 4.7491
No Deferral |  |  | 22.5 |  | 1.8175 | 2.4205 | 2.7828 | 2.7828 | 2.7828 | 2.7828 | 2.7828 | 2.7828 | 2.7828 | 2.7828 | 2.7828 | 2.7828 | 2.7828 | 2.7828 | 2.7828 | 2.7828 | 2.7828 | 2.7828 | 2.7828 | 2.7828 | 2.7828 | 2.7828 | 2.7828 | 2.7828 | 2.7828 | 2.7828 | 2.7828 | 2.7828 | 2.7828 | 2.7828 | 2.7828 | 2.7828 | 2.7828 | 2.7828 | 2.7828 | 0.96539 | 0.36233 | 0 | 0 | 0 | [10 empty] | 39.6013
Amagansett Conversion 33 kV | 2030 |  | 8 | [14 empty] | 1.433 | 1.433 | 1.433 | 1.433 | 1.433 | 1.433 | 1.433 | 1.433 | 1.433 | 1.433 | 1.433 | 1.433 | 1.433 | 1.433 | 1.433 | 1.433 | 1.433 | 1.433 | 1.433 | 1.433 | 1.433 | 1.433 | 1.433 | 1.433 | 1.433 | 1.433 | 1.433 | 1.433 | 1.433 | 1.433 | 1.433 | 1.433 | 1.433 | 1.433 | 1.433 | 35 |  | 10.4225 | 3.8129 | 3.8129 | 254193.5784 | 310552.1077
East Hampton Conversion 33 kV | 2030 |  | 3.2 | [14 empty] | 0.57321 | 0.57321 | 0.57321 | 0.57321 | 0.57321 | 0.57321 | 0.57321 | 0.57321 | 0.57321 | 0.57321 | 0.57321 | 0.57321 | 0.57321 | 0.57321 | 0.57321 | 0.57321 | 0.57321 | 0.57321 | 0.57321 | 0.57321 | 0.57321 | 0.57321 | 0.57321 | 0.57321 | 0.57321 | 0.57321 | 0.57321 | 0.57321 | 0.57321 | 0.57321 | 0.57321 | 0.57321 | 0.57321 | 0.57321 | 0.57321 | 35 |  | 4.169 | 1.5252 | 1.5252 | 101677.4314 | 124220.8431
Buell Conversion 33 kV | 2030 |  | 3.7 | [14 empty] | 0.66277 | 0.66277 | 0.66277 | 0.66277 | 0.66277 | 0.66277 | 0.66277 | 0.66277 | 0.66277 | 0.66277 | 0.66277 | 0.66277 | 0.66277 | 0.66277 | 0.66277 | 0.66277 | 0.66277 | 0.66277 | 0.66277 | 0.66277 | 0.66277 | 0.66277 | 0.66277 | 0.66277 | 0.66277 | 0.66277 | 0.66277 | 0.66277 | 0.66277 | 0.66277 | 0.66277 | 0.66277 | 0.66277 | 0.66277 | 0.66277 | 35 |  | 4.8204 | 1.7635 | 1.7635 | 117564.53 | 143630.3498
Hither Hills Conversion to 33 kV | 2030 |  | 4.8 | [14 empty] | 0.85981 | 0.85981 | 0.85981 | 0.85981 | 0.85981 | 0.85981 | 0.85981 | 0.85981 | 0.85981 | 0.85981 | 0.85981 | 0.85981 | 0.85981 | 0.85981 | 0.85981 | 0.85981 | 0.85981 | 0.85981 | 0.85981 | 0.85981 | 0.85981 | 0.85981 | 0.85981 | 0.85981 | 0.85981 | 0.85981 | 0.85981 | 0.85981 | 0.85981 | 0.85981 | 0.85981 | 0.85981 | 0.85981 | 0.85981 | 0.85981 | 35 |  | 6.2535 | 2.0853 | 2.0853 | 139022.8879 | 169846.3475
Culloden Pt Conversion to 33 kV | 2030 |  | 2.8 | [14 empty] | 0.50156 | 0.50156 | 0.50156 | 0.50156 | 0.50156 | 0.50156 | 0.50156 | 0.50156 | 0.50156 | 0.50156 | 0.50156 | 0.50156 | 0.50156 | 0.50156 | 0.50156 | 0.50156 | 0.50156 | 0.50156 | 0.50156 | 0.50156 | 0.50156 | 0.50156 | 0.50156 | 0.50156 | 0.50156 | 0.50156 | 0.50156 | 0.50156 | 0.50156 | 0.50156 | 0.50156 | 0.50156 | 0.50156 | 0.50156 | 0.50156 | 35 |  | 3.6479 | 1.1012 | 1.1012 | 73412.135 | 89688.7065
Deferral to Indicated Year |  |  | 22.5 | [6 empty] | 0 | 0 | 0 | 0 | 0 | 0 | 0 | 0 | 4.0304 | 4.0304 | 4.0304 | 4.0304 | 4.0304 | 4.0304 | 4.0304 | 4.0304 | 4.0304 | 4.0304 | 4.0304 | 4.0304 | 4.0304 | 4.0304 | 4.0304 | 4.0304 | 4.0304 | 4.0304 | 4.0304 | 4.0304 | 4.0304 | 4.0304 | 4.0304 | 4.0304 | 4.0304 | 4.0304 | 4.0304 | 4.0304 | 4.0304 | 4.0304 | 4.0304 | 4.0304 | 4.0304 | 4.0304 | 4.0304 | 35 |  | 29.3132 | 10.2881 | 10.2881 | 685870.5627 | 837938.3545 | =Area I Portion
[59 empty] | 2992125.2872 | =Area I+II+III Portions
Annual Avoided Costs for Deferral to Indicated Year:
Amagansett Conversion 33 kV | 2030 |  |  | 0 | 0.97582 | 0.97582 | 0.97582 | 0.97582 | 0.97582 | 0.97582 | 0.97582 | 0.97582 | 0.97582 | 0.97582 | 0.97582 | 0.97582 | 0.97582 | -0.4572 | -0.4572 | -0.4572 | -0.4572 | -0.4572 | -0.4572 | -0.4572 | -0.4572 | -0.4572 | -0.4572 | -0.4572 | -0.4572 | -0.4572 | -0.4572 | -0.4572 | -0.4572 | -0.4572 | -0.4572 | -0.4572 | -0.4572 | -0.4572 | -0.4572 | -1.433 | -1.433 | -1.433 | -1.433 | -1.433 | -1.433 | -1.433 | -1.433 | -1.433 | -1.433 | -1.433 | -1.433 | -1.433 | 35 |  |  | 3.8129
East Hampton Conversion 33 kV | 2030 |  |  | 0 | 0.39033 | 0.39033 | 0.39033 | 0.39033 | 0.39033 | 0.39033 | 0.39033 | 0.39033 | 0.39033 | 0.39033 | 0.39033 | 0.39033 | 0.39033 | -0.18288 | -0.18288 | -0.18288 | -0.18288 | -0.18288 | -0.18288 | -0.18288 | -0.18288 | -0.18288 | -0.18288 | -0.18288 | -0.18288 | -0.18288 | -0.18288 | -0.18288 | -0.18288 | -0.18288 | -0.18288 | -0.18288 | -0.18288 | -0.18288 | -0.18288 | -0.57321 | -0.57321 | -0.57321 | -0.57321 | -0.57321 | -0.57321 | -0.57321 | -0.57321 | -0.57321 | -0.57321 | -0.57321 | -0.57321 | -0.57321 | 35 |  |  | 1.5252
Buell Conversion 33 kV | 2030 |  |  | 0 | 0.45131 | 0.45131 | 0.45131 | 0.45131 | 0.45131 | 0.45131 | 0.45131 | 0.45131 | 0.45131 | 0.45131 | 0.45131 | 0.45131 | 0.45131 | -0.21146 | -0.21146 | -0.21146 | -0.21146 | -0.21146 | -0.21146 | -0.21146 | -0.21146 | -0.21146 | -0.21146 | -0.21146 | -0.21146 | -0.21146 | -0.21146 | -0.21146 | -0.21146 | -0.21146 | -0.21146 | -0.21146 | -0.21146 | -0.21146 | -0.21146 | -0.66277 | -0.66277 | -0.66277 | -0.66277 | -0.66277 | -0.66277 | -0.66277 | -0.66277 | -0.66277 | -0.66277 | -0.66277 | -0.66277 | -0.66277 | 35 |  |  | 1.7635
Hither Hills Conversion to 33 kV | 2030 |  |  | 0 | 0 | 0.60305 | 0.60305 | 0.60305 | 0.60305 | 0.60305 | 0.60305 | 0.60305 | 0.60305 | 0.60305 | 0.60305 | 0.60305 | 0.60305 | -0.25676 | -0.25676 | -0.25676 | -0.25676 | -0.25676 | -0.25676 | -0.25676 | -0.25676 | -0.25676 | -0.25676 | -0.25676 | -0.25676 | -0.25676 | -0.25676 | -0.25676 | -0.25676 | -0.25676 | -0.25676 | -0.25676 | -0.25676 | -0.25676 | -0.25676 | -0.25676 | -0.85981 | -0.85981 | -0.85981 | -0.85981 | -0.85981 | -0.85981 | -0.85981 | -0.85981 | -0.85981 | -0.85981 | -0.85981 | -0.85981 | 35 |  |  | 2.0853
Culloden Pt Conversion to 33 kV | 2030 |  |  | 0 | 0 | 0 | 0.36233 | 0.36233 | 0.36233 | 0.36233 | 0.36233 | 0.36233 | 0.36233 | 0.36233 | 0.36233 | 0.36233 | 0.36233 | -0.13922 | -0.13922 | -0.13922 | -0.13922 | -0.13922 | -0.13922 | -0.13922 | -0.13922 | -0.13922 | -0.13922 | -0.13922 | -0.13922 | -0.13922 | -0.13922 | -0.13922 | -0.13922 | -0.13922 | -0.13922 | -0.13922 | -0.13922 | -0.13922 | -0.13922 | -0.13922 | -0.13922 | -0.50156 | -0.50156 | -0.50156 | -0.50156 | -0.50156 | -0.50156 | -0.50156 | -0.50156 | -0.50156 | -0.50156 | -0.50156 | 35 |  |  | 1.1012
Area II Projects: | [53 empty] | 33
Bridgehampton - Buell New 69 kV UG Cable | 2020 |  | 33.2 | 0 | 0 | 0 | 0 | 4.4251 | 4.4251 | 4.4251 | 4.4251 | 4.4251 | 4.4251 | 4.4251 | 4.4251 | 4.4251 | 4.4251 | 4.4251 | 4.4251 | 4.4251 | 4.4251 | 4.4251 | 4.4251 | 4.4251 | 4.4251 | 4.4251 | 4.4251 | 4.4251 | 4.4251 | 4.4251 | 4.4251 | 4.4251 | 4.4251 | 4.4251 | 4.4251 | 4.4251 | 4.4251 | 4.4251 | 4.4251 | 4.4251 | 4.4251 | 4.4251 | [10 empty] | 35 |  | 54.9758
No Deferral |  |  | 33.2 |  | 0 | 0 | 0 | 4.4251 | 4.4251 | 4.4251 | 4.4251 | 4.4251 | 4.4251 | 4.4251 | 4.4251 | 4.4251 | 4.4251 | 4.4251 | 4.4251 | 4.4251 | 4.4251 | 4.4251 | 4.4251 | 4.4251 | 4.4251 | 4.4251 | 4.4251 | 4.4251 | 4.4251 | 4.4251 | 4.4251 | 4.4251 | 4.4251 | 4.4251 | 4.4251 | 4.4251 | 4.4251 | 4.4251 | 4.4251 | 4.4251 | 4.4251 | 4.4251 | [10 empty] | 35 |  | 54.9758
Bridgehampton - Buell New 69 kV UG Cable | 2026 |  | 33.2 | [10 empty] | 5.2839 | 5.2839 | 5.2839 | 5.2839 | 5.2839 | 5.2839 | 5.2839 | 5.2839 | 5.2839 | 5.2839 | 5.2839 | 5.2839 | 5.2839 | 5.2839 | 5.2839 | 5.2839 | 5.2839 | 5.2839 | 5.2839 | 5.2839 | 5.2839 | 5.2839 | 5.2839 | 5.2839 | 5.2839 | 5.2839 | 5.2839 | 5.2839 | 5.2839 | 5.2839 | 5.2839 | 5.2839 | 5.2839 | 5.2839 | 5.2839 |  |  |  |  | 35 |  | 47.608 | 7.3678 | 7.3678 | 153495.4058 | 187527.6397
Deferral to Indicated Year |  |  | 33.2 | [6 empty] | 0 | 0 | 0 | 0 | 5.2839 | 5.2839 | 5.2839 | 5.2839 | 5.2839 | 5.2839 | 5.2839 | 5.2839 | 5.2839 | 5.2839 | 5.2839 | 5.2839 | 5.2839 | 5.2839 | 5.2839 | 5.2839 | 5.2839 | 5.2839 | 5.2839 | 5.2839 | 5.2839 | 5.2839 | 5.2839 | 5.2839 | 5.2839 | 5.2839 | 5.2839 | 5.2839 | 5.2839 | 5.2839 | 5.2839 | 5.2839 | 5.2839 | 5.2839 | 5.2839 |  |  |  |  | 35 |  | 47.608 | 7.3678 | 7.3678 | 153495.4058 | 187527.6397 | =Area II Portion
[59 empty] | 2154186.9326 | =Area II+III Portions
Annual Avoided Costs for Deferral to Indicated Year:
Bridgehampton - Buell New 69 kV UG Cable | 2026 |  |  | 0 | 0 | 0 | 0 | 4.4251 | 4.4251 | 4.4251 | 4.4251 | 4.4251 | 4.4251 | -0.85871 | -0.85871 | -0.85871 | -0.85871 | -0.85871 | -0.85871 | -0.85871 | -0.85871 | -0.85871 | -0.85871 | -0.85871 | -0.85871 | -0.85871 | -0.85871 | -0.85871 | -0.85871 | -0.85871 | -0.85871 | -0.85871 | -0.85871 | -0.85871 | -0.85871 | -0.85871 | -0.85871 | -0.85871 | -0.85871 | -0.85871 | -0.85871 | -0.85871 | -5.2839 | -5.2839 | -5.2839 | -5.2839 | -5.2839 | -5.2839 |  |  |  |  | 35 |  |  | 7.3678
0
Area III Projects: | [52 empty] | 0 | 15
New Canal - Southampton Cable | 2017 |  | 37.6 | 0 | 4.5863 | 4.5863 | 4.5863 | 4.5863 | 4.5863 | 4.5863 | 4.5863 | 4.5863 | 4.5863 | 4.5863 | 4.5863 | 4.5863 | 4.5863 | 4.5863 | 4.5863 | 4.5863 | 4.5863 | 4.5863 | 4.5863 | 4.5863 | 4.5863 | 4.5863 | 4.5863 | 4.5863 | 4.5863 | 4.5863 | 4.5863 | 4.5863 | 4.5863 | 4.5863 | 4.5863 | 4.5863 | 4.5863 | 4.5863 | 4.5863 | [13 empty] | 35 |  | 66.9063
Upgrade Wildwood - Riverhead to 138 kV | 2017 |  | 7.7 | 0 | 0.93922 | 0.93922 | 0.93922 | 0.93922 | 0.93922 | 0.93922 | 0.93922 | 0.93922 | 0.93922 | 0.93922 | 0.93922 | 0.93922 | 0.93922 | 0.93922 | 0.93922 | 0.93922 | 0.93922 | 0.93922 | 0.93922 | 0.93922 | 0.93922 | 0.93922 | 0.93922 | 0.93922 | 0.93922 | 0.93922 | 0.93922 | 0.93922 | 0.93922 | 0.93922 | 0.93922 | 0.93922 | 0.93922 | 0.93922 | 0.93922 | [13 empty] | 35 |  | 13.7016
Riverhead Canal 2nd Line and Bank | 2017 |  | 136.8 | 0 | 16.6864 | 16.6864 | 16.6864 | 16.6864 | 16.6864 | 16.6864 | 16.6864 | 16.6864 | 16.6864 | 16.6864 | 16.6864 | 16.6864 | 16.6864 | 16.6864 | 16.6864 | 16.6864 | 16.6864 | 16.6864 | 16.6864 | 16.6864 | 16.6864 | 16.6864 | 16.6864 | 16.6864 | 16.6864 | 16.6864 | 16.6864 | 16.6864 | 16.6864 | 16.6864 | 16.6864 | 16.6864 | 16.6864 | 16.6864 | 16.6864 | [13 empty] | 35 |  | 243.4251
Canal - Wainscott New 138 kV UG Cable | 2022 |  | 275.5 | 0 | 0 | 0 | 0 | 0 | 0 | 38.957 | 38.957 | 38.957 | 38.957 | 38.957 | 38.957 | 38.957 | 38.957 | 38.957 | 38.957 | 38.957 | 38.957 | 38.957 | 38.957 | 38.957 | 38.957 | 38.957 | 38.957 | 38.957 | 38.957 | 38.957 | 38.957 | 38.957 | 38.957 | 38.957 | 38.957 | 38.957 | 38.957 | 38.957 | 38.957 | 38.957 | 38.957 | 38.957 | 38.957 | 38.957 | [8 empty] | 35 |  | 434.8353
No Deferral |  |  | 457.6 |  | 22.212 | 22.212 | 22.212 | 22.212 | 22.212 | 61.169 | 61.169 | 61.169 | 61.169 | 61.169 | 61.169 | 61.169 | 61.169 | 61.169 | 61.169 | 61.169 | 61.169 | 61.169 | 61.169 | 61.169 | 61.169 | 61.169 | 61.169 | 61.169 | 61.169 | 61.169 | 61.169 | 61.169 | 61.169 | 61.169 | 61.169 | 61.169 | 61.169 | 61.169 | 61.169 | 38.957 | 38.957 | 38.957 | 38.957 | 38.957 | [10 empty] | 758.8683
New Canal - Southampton Cable | 2023 |  | 37.6 | [7 empty] | 5.4763 | 5.4763 | 5.4763 | 5.4763 | 5.4763 | 5.4763 | 5.4763 | 5.4763 | 5.4763 | 5.4763 | 5.4763 | 5.4763 | 5.4763 | 5.4763 | 5.4763 | 5.4763 | 5.4763 | 5.4763 | 5.4763 | 5.4763 | 5.4763 | 5.4763 | 5.4763 | 5.4763 | 5.4763 | 5.4763 | 5.4763 | 5.4763 | 5.4763 | 5.4763 | 5.4763 | 5.4763 | 5.4763 | 5.4763 | 5.4763 | [7 empty] | 35 |  | 57.9396 | 8.9667 | 8.9667 | 142328.3896 | 173884.7284
Upgrade Wildwood - Riverhead to 138 kV | 2022 |  | 7.7 | [6 empty] | 1.0888 | 1.0888 | 1.0888 | 1.0888 | 1.0888 | 1.0888 | 1.0888 | 1.0888 | 1.0888 | 1.0888 | 1.0888 | 1.0888 | 1.0888 | 1.0888 | 1.0888 | 1.0888 | 1.0888 | 1.0888 | 1.0888 | 1.0888 | 1.0888 | 1.0888 | 1.0888 | 1.0888 | 1.0888 | 1.0888 | 1.0888 | 1.0888 | 1.0888 | 1.0888 | 1.0888 | 1.0888 | 1.0888 | 1.0888 | 1.0888 | [8 empty] | 35 |  | 12.1533 | 1.5483 | 1.5483 | 24575.725 | 30024.5319
Riverhead Canal 2nd Line and Bank | 2023 |  | 136.8 | [7 empty] | 19.9245 | 19.9245 | 19.9245 | 19.9245 | 19.9245 | 19.9245 | 19.9245 | 19.9245 | 19.9245 | 19.9245 | 19.9245 | 19.9245 | 19.9245 | 19.9245 | 19.9245 | 19.9245 | 19.9245 | 19.9245 | 19.9245 | 19.9245 | 19.9245 | 19.9245 | 19.9245 | 19.9245 | 19.9245 | 19.9245 | 19.9245 | 19.9245 | 19.9245 | 19.9245 | 19.9245 | 19.9245 | 19.9245 | 19.9245 | 19.9245 | [7 empty] | 35 |  | 210.8017 | 32.6235 | 32.6235 | 517833.0769 | 632644.4375
Canal - Wainscott New 138 kV UG Cable | 2028 |  | 275.5 | [12 empty] | 46.5167 | 46.5167 | 46.5167 | 46.5167 | 46.5167 | 46.5167 | 46.5167 | 46.5167 | 46.5167 | 46.5167 | 46.5167 | 46.5167 | 46.5167 | 46.5167 | 46.5167 | 46.5167 | 46.5167 | 46.5167 | 46.5167 | 46.5167 | 46.5167 | 46.5167 | 46.5167 | 46.5167 | 46.5167 | 46.5167 | 46.5167 | 46.5167 | 46.5167 | 46.5167 | 46.5167 | 46.5167 | 46.5167 | 46.5167 | 46.5167 |  |  | 35 |  | 376.5593 | 58.276 | 58.276 | 925015.732 | 1130105.595
Deferral to Indicated Year |  |  | 457.6 | [6 empty] | 1.0888 | 26.4896 | 26.4896 | 26.4896 | 26.4896 | 26.4896 | 73.0063 | 73.0063 | 73.0063 | 73.0063 | 73.0063 | 73.0063 | 73.0063 | 73.0063 | 73.0063 | 73.0063 | 73.0063 | 73.0063 | 73.0063 | 73.0063 | 73.0063 | 73.0063 | 73.0063 | 73.0063 | 73.0063 | 73.0063 | 73.0063 | 73.0063 | 73.0063 | 73.0063 | 73.0063 | 73.0063 | 73.0063 | 73.0063 | 73.0063 | 71.9175 | 46.5167 | 46.5167 | 46.5167 | 46.5167 | 46.5167 |  |  | 41 |  | 657.4539 | 101.4144 | 101.4144 | 1609752.9235 | 1966659.2929 | =Area III Portion
[59 empty] | 1966659.2929 | =Area III Portion
Annual Avoided Costs for Deferral to Indicated Year:
New Canal - Southampton Cable | 2023 |  |  | 0 | 4.5863 | 4.5863 | 4.5863 | 4.5863 | 4.5863 | 4.5863 | -0.88999 | -0.88999 | -0.88999 | -0.88999 | -0.88999 | -0.88999 | -0.88999 | -0.88999 | -0.88999 | -0.88999 | -0.88999 | -0.88999 | -0.88999 | -0.88999 | -0.88999 | -0.88999 | -0.88999 | -0.88999 | -0.88999 | -0.88999 | -0.88999 | -0.88999 | -0.88999 | -0.88999 | -0.88999 | -0.88999 | -0.88999 | -0.88999 | -0.88999 | -5.4763 | -5.4763 | -5.4763 | -5.4763 | -5.4763 | -5.4763 | 0 | 0 | 0 | 0 | 0 |  |  | 35 |  |  | 8.9667
Upgrade Wildwood - Riverhead to 138 kV | 2022 |  |  | 0 | 0.93922 | 0.93922 | 0.93922 | 0.93922 | 0.93922 | -0.14959 | -0.14959 | -0.14959 | -0.14959 | -0.14959 | -0.14959 | -0.14959 | -0.14959 | -0.14959 | -0.14959 | -0.14959 | -0.14959 | -0.14959 | -0.14959 | -0.14959 | -0.14959 | -0.14959 | -0.14959 | -0.14959 | -0.14959 | -0.14959 | -0.14959 | -0.14959 | -0.14959 | -0.14959 | -0.14959 | -0.14959 | -0.14959 | -0.14959 | -0.14959 | -1.0888 | -1.0888 | -1.0888 | -1.0888 | -1.0888 | 0 | 0 | 0 | 0 | 0 | 0 |  |  | 35 |  |  | 1.5483
Riverhead Canal 2nd Line and Bank | 2023 |  |  | 0 | 16.6864 | 16.6864 | 16.6864 | 16.6864 | 16.6864 | 16.6864 | -3.238 | -3.238 | -3.238 | -3.238 | -3.238 | -3.238 | -3.238 | -3.238 | -3.238 | -3.238 | -3.238 | -3.238 | -3.238 | -3.238 | -3.238 | -3.238 | -3.238 | -3.238 | -3.238 | -3.238 | -3.238 | -3.238 | -3.238 | -3.238 | -3.238 | -3.238 | -3.238 | -3.238 | -3.238 | -19.9245 | -19.9245 | -19.9245 | -19.9245 | -19.9245 | -19.9245 | 0 | 0 | 0 | 0 | 0 |  |  | 35 |  |  | 32.6235
Canal - Wainscott New 138 kV UG Cable | 2028 |  |  | 0 | 0 | 0 | 0 | 0 | 0 | 38.957 | 38.957 | 38.957 | 38.957 | 38.957 | 38.957 | -7.5597 | -7.5597 | -7.5597 | -7.5597 | -7.5597 | -7.5597 | -7.5597 | -7.5597 | -7.5597 | -7.5597 | -7.5597 | -7.5597 | -7.5597 | -7.5597 | -7.5597 | -7.5597 | -7.5597 | -7.5597 | -7.5597 | -7.5597 | -7.5597 | -7.5597 | -7.5597 | -7.5597 | -7.5597 | -7.5597 | -7.5597 | -7.5597 | -7.5597 | -46.5167 | -46.5167 | -46.5167 | -46.5167 | -46.5167 | -46.5167 | [5 empty] | 58.276
Total - All Areas (No Deferrals,$Millions) |  |  | 513.3 |  | 24.0294 | 24.6325 | 24.9948 | 29.42 | 29.42 | 68.377 | 68.377 | 68.377 | 68.377 | 68.377 | 68.377 | 68.377 | 68.377 | 68.377 | 68.377 | 68.377 | 68.377 | 68.377 | 68.377 | 68.377 | 68.377 | 68.377 | 68.377 | 68.377 | 68.377 | 68.377 | 68.377 | 68.377 | 68.377 | 68.377 | 68.377 | 68.377 | 68.377 | 68.377 | 68.377 | 44.3475 | 43.7445 | 43.3821 | 38.957 | 38.957 | 0 | 0 | 0 | 0 | 0 | 0 | 0 | 0 |  | 63 | 853.4454 | 119.0703 | = max. total avoided cost in portfolio
Annual Avoided Costs for Deferrals - Area 1 Proposal: (see note*) | Deferral Year |  |  | 2016 | 2017 | 2018 | 2019 | 2020 | 2021 | 2022 | 2023 | 2024 | 2025 | 2026 | 2027 | 2028 | 2029 | 2030 | 2031 | 2032 | 2033 | 2034 | 2035 | 2036 | 2037 | 2038 | 2039 | 2040 | 2041 | 2042 | 2043 | 2044 | 2045 | 2046 | 2047 | 2048 | 2049 | 2050 | 2051 | 2052 | 2053 | 2054 | 2055 | 2056 | 2057 | 2058 | 2059 | 2060 | 2061 | 2062 | 2063 | 2064 |  |  | Differential NPV $M |  | Differential NPV $M (adjusted for COD of Selected Project) | Differntial NPV $/MW | NPV of Transmission Avoided Costs for Selected Project
Area I Projects:
Amagansett Conversion 33 kV | 2030 |  |  | 0 | 0.97582 | 0.97582 | 0.97582 | 0.97582 | 0.97582 | 0.97582 | 0.97582 | 0.97582 | 0.97582 | 0.97582 | 0.97582 | 0.97582 | 0.97582 | -0.4572 | -0.4572 | -0.4572 | -0.4572 | -0.4572 | -0.4572 | -0.4572 | -0.4572 | -0.4572 | -0.4572 | -0.4572 | -0.4572 | -0.4572 | -0.4572 | -0.4572 | -0.4572 | -0.4572 | -0.4572 | -0.4572 | -0.4572 | -0.4572 | -0.4572 | -1.433 | -1.433 | -1.433 | -1.433 | -1.433 | -1.433 | -1.433 | -1.433 | -1.433 | -1.433 | -1.433 | -1.433 | -1.433 |  |  | 3.8129 |  | 3.8129 | 254193.5784 | 0
East Hampton Conversion 33 kV | 2030 |  |  | 0 | 0.39033 | 0.39033 | 0.39033 | 0.39033 | 0.39033 | 0.39033 | 0.39033 | 0.39033 | 0.39033 | 0.39033 | 0.39033 | 0.39033 | 0.39033 | -0.18288 | -0.18288 | -0.18288 | -0.18288 | -0.18288 | -0.18288 | -0.18288 | -0.18288 | -0.18288 | -0.18288 | -0.18288 | -0.18288 | -0.18288 | -0.18288 | -0.18288 | -0.18288 | -0.18288 | -0.18288 | -0.18288 | -0.18288 | -0.18288 | -0.18288 | -0.57321 | -0.57321 | -0.57321 | -0.57321 | -0.57321 | -0.57321 | -0.57321 | -0.57321 | -0.57321 | -0.57321 | -0.57321 | -0.57321 | -0.57321 |  |  | 1.5252 |  | 1.5252 | 101677.4314 | 0
Buell Conversion 33 kV | 2030 |  |  | 0 | 0.45131 | 0.45131 | 0.45131 | 0.45131 | 0.45131 | 0.45131 | 0.45131 | 0.45131 | 0.45131 | 0.45131 | 0.45131 | 0.45131 | 0.45131 | -0.21146 | -0.21146 | -0.21146 | -0.21146 | -0.21146 | -0.21146 | -0.21146 | -0.21146 | -0.21146 | -0.21146 | -0.21146 | -0.21146 | -0.21146 | -0.21146 | -0.21146 | -0.21146 | -0.21146 | -0.21146 | -0.21146 | -0.21146 | -0.21146 | -0.21146 | -0.66277 | -0.66277 | -0.66277 | -0.66277 | -0.66277 | -0.66277 | -0.66277 | -0.66277 | -0.66277 | -0.66277 | -0.66277 | -0.66277 | -0.66277 |  |  | 1.7635 |  | 1.7635 | 117564.53 | 0
Hither Hills Conversion to 33 kV | 2030 |  |  | 0 | 0 | 0.60305 | 0.60305 | 0.60305 | 0.60305 | 0.60305 | 0.60305 | 0.60305 | 0.60305 | 0.60305 | 0.60305 | 0.60305 | 0.60305 | -0.25676 | -0.25676 | -0.25676 | -0.25676 | -0.25676 | -0.25676 | -0.25676 | -0.25676 | -0.25676 | -0.25676 | -0.25676 | -0.25676 | -0.25676 | -0.25676 | -0.25676 | -0.25676 | -0.25676 | -0.25676 | -0.25676 | -0.25676 | -0.25676 | -0.25676 | -0.25676 | -0.85981 | -0.85981 | -0.85981 | -0.85981 | -0.85981 | -0.85981 | -0.85981 | -0.85981 | -0.85981 | -0.85981 | -0.85981 | -0.85981 |  |  | 2.0853 |  | 2.0853 | 139022.8879 | 0
Culloden Pt Conversion to 33 kV | 2030 |  |  | 0 | 0 | 0 | 0.36233 | 0.36233 | 0.36233 | 0.36233 | 0.36233 | 0.36233 | 0.36233 | 0.36233 | 0.36233 | 0.36233 | 0.36233 | -0.13922 | -0.13922 | -0.13922 | -0.13922 | -0.13922 | -0.13922 | -0.13922 | -0.13922 | -0.13922 | -0.13922 | -0.13922 | -0.13922 | -0.13922 | -0.13922 | -0.13922 | -0.13922 | -0.13922 | -0.13922 | -0.13922 | -0.13922 | -0.13922 | -0.13922 | -0.13922 | -0.13922 | -0.50156 | -0.50156 | -0.50156 | -0.50156 | -0.50156 | -0.50156 | -0.50156 | -0.50156 | -0.50156 | -0.50156 | -0.50156 |  |  | 1.1012 |  | 1.1012 | 73412.135 | 0
[59 empty] | 0 | =Area I Portion
Area II Projects: | [58 empty] | 0 | =Area I+II+III Portions
Bridgehampton - Buell New 69 kV UG Cable | 2026 |  |  | 0 | 0 | 0 | 0 | 4.4251 | 4.4251 | 4.4251 | 4.4251 | 4.4251 | 4.4251 | -0.85871 | -0.85871 | -0.85871 | -0.85871 | -0.85871 | -0.85871 | -0.85871 | -0.85871 | -0.85871 | -0.85871 | -0.85871 | -0.85871 | -0.85871 | -0.85871 | -0.85871 | -0.85871 | -0.85871 | -0.85871 | -0.85871 | -0.85871 | -0.85871 | -0.85871 | -0.85871 | -0.85871 | -0.85871 | -0.85871 | -0.85871 | -0.85871 | -0.85871 | -5.2839 | -5.2839 | -5.2839 | -5.2839 | -5.2839 | -5.2839 | 0 | 0 | 0 | 0 |  |  | 7.3678 |  | 7.3678 | 153495.4058 | 0
[59 empty] | 0 | =Area II Portion
Area III Projects: | [58 empty] | 0 | =Area II+III Portions
New Canal - Southampton Cable | 2023 |  |  | 0 | 4.5863 | 4.5863 | 4.5863 | 4.5863 | 4.5863 | 4.5863 | -0.88999 | -0.88999 | -0.88999 | -0.88999 | -0.88999 | -0.88999 | -0.88999 | -0.88999 | -0.88999 | -0.88999 | -0.88999 | -0.88999 | -0.88999 | -0.88999 | -0.88999 | -0.88999 | -0.88999 | -0.88999 | -0.88999 | -0.88999 | -0.88999 | -0.88999 | -0.88999 | -0.88999 | -0.88999 | -0.88999 | -0.88999 | -0.88999 | -0.88999 | -5.4763 | -5.4763 | -5.4763 | -5.4763 | -5.4763 | -5.4763 | 0 | 0 | 0 | 0 | 0 | 0 | 0 |  |  | 8.9667 |  | 8.9667 | 142328.3896 | 0
Upgrade Wildwood - Riverhead to 138 kV | 2022 |  |  | 0 | 0.93922 | 0.93922 | 0.93922 | 0.93922 | 0.93922 | -0.14959 | -0.14959 | -0.14959 | -0.14959 | -0.14959 | -0.14959 | -0.14959 | -0.14959 | -0.14959 | -0.14959 | -0.14959 | -0.14959 | -0.14959 | -0.14959 | -0.14959 | -0.14959 | -0.14959 | -0.14959 | -0.14959 | -0.14959 | -0.14959 | -0.14959 | -0.14959 | -0.14959 | -0.14959 | -0.14959 | -0.14959 | -0.14959 | -0.14959 | -0.14959 | -1.0888 | -1.0888 | -1.0888 | -1.0888 | -1.0888 | 0 | 0 | 0 | 0 | 0 | 0 | 0 | 0 |  |  | 1.5483 |  | 1.5483 | 24575.725 | 0
Riverhead Canal 2nd Line and Bank | 2023 |  |  | 0 | 16.6864 | 16.6864 | 16.6864 | 16.6864 | 16.6864 | 16.6864 | -3.238 | -3.238 | -3.238 | -3.238 | -3.238 | -3.238 | -3.238 | -3.238 | -3.238 | -3.238 | -3.238 | -3.238 | -3.238 | -3.238 | -3.238 | -3.238 | -3.238 | -3.238 | -3.238 | -3.238 | -3.238 | -3.238 | -3.238 | -3.238 | -3.238 | -3.238 | -3.238 | -3.238 | -3.238 | -19.9245 | -19.9245 | -19.9245 | -19.9245 | -19.9245 | -19.9245 | 0 | 0 | 0 | 0 | 0 | 0 | 0 |  |  | 32.6235 |  | 32.6235 | 517833.0769 | 0
Canal - Wainscott New 138 kV UG Cable | 2028 |  |  | 0 | 0 | 0 | 0 | 0 | 0 | 38.957 | 38.957 | 38.957 | 38.957 | 38.957 | 38.957 | -7.5597 | -7.5597 | -7.5597 | -7.5597 | -7.5597 | -7.5597 | -7.5597 | -7.5597 | -7.5597 | -7.5597 | -7.5597 | -7.5597 | -7.5597 | -7.5597 | -7.5597 | -7.5597 | -7.5597 | -7.5597 | -7.5597 | -7.5597 | -7.5597 | -7.5597 | -7.5597 | -7.5597 | -7.5597 | -7.5597 | -7.5597 | -7.5597 | -7.5597 | -46.5167 | -46.5167 | -46.5167 | -46.5167 | -46.5167 | -46.5167 | 0 | 0 |  |  | 58.276 |  | 58.276 | 925015.732 | 0
[59 empty] | 0 | =Area III Portion
Total - Area 1 Proposal, $Millions (unadjusted) |  |  |  | 0 | 24.0294 | 24.6325 | 24.9948 | 29.42 | 29.42 | 67.2881 | 41.8873 | 41.8873 | 41.8873 | 36.6035 | 36.6035 | -9.9132 | -9.9132 | -13.9435 | -13.9435 | -13.9435 | -13.9435 | -13.9435 | -13.9435 | -13.9435 | -13.9435 | -13.9435 | -13.9435 | -13.9435 | -13.9435 | -13.9435 | -13.9435 | -13.9435 | -13.9435 | -13.9435 | -13.9435 | -13.9435 | -13.9435 | -13.9435 | -13.9435 | -37.973 | -38.576 | -38.9384 | -43.3635 | -43.3635 | -81.2317 | -55.8309 | -55.8309 | -55.8309 | -50.547 | -50.547 | -4.0304 | -4.0304 |  |  | 119.0703 |  |  | 2449118.892 | 0
$/MW-yr |  |  |  | 0 | 473735.0447 | 513938.6308 | 538094.2855 | 630284.7729 | 630284.7729 | 1231366.793 | 828179.4687 | 828179.4687 | 828179.4687 | 718099.2055 | 718099.2055 | -20260.7179 | -20260.7179 | -288951.502 | -288951.502 | -288951.502 | -288951.502 | -288951.502 | -288951.502 | -288951.502 | -288951.502 | -288951.502 | -288951.502 | -288951.502 | -288951.502 | -288951.502 | -288951.502 | -288951.502 | -288951.502 | -288951.502 | -288951.502 | -288951.502 | -288951.502 | -288951.502 | -288951.502 | -762686.5467 | -802890.1328 | -827045.7875 | -919236.2749 | -919236.2749 | -1520318.295 | -1117130.9707 | -1117130.9707 | -1117130.9707 | -1007050.7076 | -1007050.7076 | -268690.7842 | -268690.7842
$Millions (adjusted) |  |  |  | 0 | 0 | 0 | 0 | 0 | 0 | 0 | 0 | 0 | 0 | 0 | 0 | 0 | 0 | 0 | 0 | 0 | 0 | 0 | 0 | 0 | 0 | 0 | 0 | 0 | 0 | 0 | 0 | 0 | 0 | 0 | 0 | 0 | 0 | 0 | 0 | 0 | 0 | 0 | 0 | 0 | 0 | 0 | 0 | 0 | 0 | 0 | 0 | 0 |  |  | 0
Annual Avoided Costs for Deferrals - Area 2 Proposal: (see note*) | Deferral Year |  |  | 2016 | 2017 | 2018 | 2019 | 2020 | 2021 | 2022 | 2023 | 2024 | 2025 | 2026 | 2027 | 2028 | 2029 | 2030 | 2031 | 2032 | 2033 | 2034 | 2035 | 2036 | 2037 | 2038 | 2039 | 2040 | 2041 | 2042 | 2043 | 2044 | 2045 | 2046 | 2047 | 2048 | 2049 | 2050 | 2051 | 2052 | 2053 | 2054 | 2055 | 2056 | 2057 | 2058 | 2059 | 2060 | 2061 | 2062 | 2063 | 2064 |  |  | Differential NPV $M |  | Differential NPV $M (adjusted for COD of Selected Project) | Differntial NPV $/MW | NPV of Transmission Avoided Costs for Selected Project
Area I Projects:
Amagansett Conversion 33 kV | 2030 |  |  | 0 | 0 | 0 | 0 | 0 | 0 | 0 | 0 | 0 | 0 | 0 | 0 | 0 | 0 | 0 | 0 | 0 | 0 | 0 | 0 | 0 | 0 | 0 | 0 | 0 | 0 | 0 | 0 | 0 | 0 | 0 | 0 | 0 | 0 | 0 | 0 | 0 | 0 | 0 | 0 | 0 | 0 | 0 | 0 | 0 | 0 | 0 | 0 | 0 |  |  | 0 |  | 0 | 0 | 0
East Hampton Conversion 33 kV | 2030 |  |  | 0 | 0 | 0 | 0 | 0 | 0 | 0 | 0 | 0 | 0 | 0 | 0 | 0 | 0 | 0 | 0 | 0 | 0 | 0 | 0 | 0 | 0 | 0 | 0 | 0 | 0 | 0 | 0 | 0 | 0 | 0 | 0 | 0 | 0 | 0 | 0 | 0 | 0 | 0 | 0 | 0 | 0 | 0 | 0 | 0 | 0 | 0 | 0 | 0 |  |  | 0 |  | 0 | 0 | 0
Buell Conversion 33 kV | 2030 |  |  | 0 | 0 | 0 | 0 | 0 | 0 | 0 | 0 | 0 | 0 | 0 | 0 | 0 | 0 | 0 | 0 | 0 | 0 | 0 | 0 | 0 | 0 | 0 | 0 | 0 | 0 | 0 | 0 | 0 | 0 | 0 | 0 | 0 | 0 | 0 | 0 | 0 | 0 | 0 | 0 | 0 | 0 | 0 | 0 | 0 | 0 | 0 | 0 | 0 |  |  | 0 |  | 0 | 0 | 0
Hither Hills Conversion to 33 kV | 2030 |  |  | 0 | 0 | 0 | 0 | 0 | 0 | 0 | 0 | 0 | 0 | 0 | 0 | 0 | 0 | 0 | 0 | 0 | 0 | 0 | 0 | 0 | 0 | 0 | 0 | 0 | 0 | 0 | 0 | 0 | 0 | 0 | 0 | 0 | 0 | 0 | 0 | 0 | 0 | 0 | 0 | 0 | 0 | 0 | 0 | 0 | 0 | 0 | 0 | 0 |  |  | 0 |  | 0 | 0 | 0
Culloden Pt Conversion to 33 kV | 2030 |  |  | 0 | 0 | 0 | 0 | 0 | 0 | 0 | 0 | 0 | 0 | 0 | 0 | 0 | 0 | 0 | 0 | 0 | 0 | 0 | 0 | 0 | 0 | 0 | 0 | 0 | 0 | 0 | 0 | 0 | 0 | 0 | 0 | 0 | 0 | 0 | 0 | 0 | 0 | 0 | 0 | 0 | 0 | 0 | 0 | 0 | 0 | 0 | 0 | 0 |  |  | 0 |  | 0 | 0 | 0
[59 empty] | 0 | =Area I Portion
Area II Projects: | [58 empty] | 0 | =Area I+II+III Portions
Bridgehampton - Buell New 69 kV UG Cable | 2026 |  |  | 0 | 0 | 0 | 0 | 4.4251 | 4.4251 | 4.4251 | 4.4251 | 4.4251 | 4.4251 | -0.85871 | -0.85871 | -0.85871 | -0.85871 | -0.85871 | -0.85871 | -0.85871 | -0.85871 | -0.85871 | -0.85871 | -0.85871 | -0.85871 | -0.85871 | -0.85871 | -0.85871 | -0.85871 | -0.85871 | -0.85871 | -0.85871 | -0.85871 | -0.85871 | -0.85871 | -0.85871 | -0.85871 | -0.85871 | -0.85871 | -0.85871 | -0.85871 | -0.85871 | -5.2839 | -5.2839 | -5.2839 | -5.2839 | -5.2839 | -5.2839 | 0 | 0 | 0 | 0 |  |  | 7.3678 |  | 7.3678 | 153495.4058 | 0
[59 empty] | 0 | =Area II Portion
Area III Projects: | [58 empty] | 0 | =Area II+III Portions
New Canal - Southampton Cable | 2023 |  |  | 0 | 4.5863 | 4.5863 | 4.5863 | 4.5863 | 4.5863 | 4.5863 | -0.88999 | -0.88999 | -0.88999 | -0.88999 | -0.88999 | -0.88999 | -0.88999 | -0.88999 | -0.88999 | -0.88999 | -0.88999 | -0.88999 | -0.88999 | -0.88999 | -0.88999 | -0.88999 | -0.88999 | -0.88999 | -0.88999 | -0.88999 | -0.88999 | -0.88999 | -0.88999 | -0.88999 | -0.88999 | -0.88999 | -0.88999 | -0.88999 | -0.88999 | -5.4763 | -5.4763 | -5.4763 | -5.4763 | -5.4763 | -5.4763 | 0 | 0 | 0 | 0 | 0 | 0 | 0 |  |  | 8.9667 |  | 8.9667 | 142328.3896 | 0
Upgrade Wildwood - Riverhead to 138 kV | 2022 |  |  | 0 | 0.93922 | 0.93922 | 0.93922 | 0.93922 | 0.93922 | -0.14959 | -0.14959 | -0.14959 | -0.14959 | -0.14959 | -0.14959 | -0.14959 | -0.14959 | -0.14959 | -0.14959 | -0.14959 | -0.14959 | -0.14959 | -0.14959 | -0.14959 | -0.14959 | -0.14959 | -0.14959 | -0.14959 | -0.14959 | -0.14959 | -0.14959 | -0.14959 | -0.14959 | -0.14959 | -0.14959 | -0.14959 | -0.14959 | -0.14959 | -0.14959 | -1.0888 | -1.0888 | -1.0888 | -1.0888 | -1.0888 | 0 | 0 | 0 | 0 | 0 | 0 | 0 | 0 |  |  | 1.5483 |  | 1.5483 | 24575.725 | 0
Riverhead Canal 2nd Line and Bank | 2023 |  |  | 0 | 16.6864 | 16.6864 | 16.6864 | 16.6864 | 16.6864 | 16.6864 | -3.238 | -3.238 | -3.238 | -3.238 | -3.238 | -3.238 | -3.238 | -3.238 | -3.238 | -3.238 | -3.238 | -3.238 | -3.238 | -3.238 | -3.238 | -3.238 | -3.238 | -3.238 | -3.238 | -3.238 | -3.238 | -3.238 | -3.238 | -3.238 | -3.238 | -3.238 | -3.238 | -3.238 | -3.238 | -19.9245 | -19.9245 | -19.9245 | -19.9245 | -19.9245 | -19.9245 | 0 | 0 | 0 | 0 | 0 | 0 | 0 |  |  | 32.6235 |  | 32.6235 | 517833.0769 | 0
Canal - Wainscott New 138 kV UG Cable | 2028 |  |  | 0 | 0 | 0 | 0 | 0 | 0 | 38.957 | 38.957 | 38.957 | 38.957 | 38.957 | 38.957 | -7.5597 | -7.5597 | -7.5597 | -7.5597 | -7.5597 | -7.5597 | -7.5597 | -7.5597 | -7.5597 | -7.5597 | -7.5597 | -7.5597 | -7.5597 | -7.5597 | -7.5597 | -7.5597 | -7.5597 | -7.5597 | -7.5597 | -7.5597 | -7.5597 | -7.5597 | -7.5597 | -7.5597 | -7.5597 | -7.5597 | -7.5597 | -7.5597 | -7.5597 | -46.5167 | -46.5167 | -46.5167 | -46.5167 | -46.5167 | -46.5167 | 0 | 0 |  |  | 58.276 |  | 58.276 | 925015.732 | 0
[59 empty] | 0 | =Area III Portion
Total - Area 2 Proposal, $Millions (unadjusted) |  |  |  | 0 | 22.212 | 22.212 | 22.212 | 26.6371 | 26.6371 | 64.5053 | 39.1045 | 39.1045 | 39.1045 | 33.8207 | 33.8207 | -12.696 | -12.696 | -12.696 | -12.696 | -12.696 | -12.696 | -12.696 | -12.696 | -12.696 | -12.696 | -12.696 | -12.696 | -12.696 | -12.696 | -12.696 | -12.696 | -12.696 | -12.696 | -12.696 | -12.696 | -12.696 | -12.696 | -12.696 | -12.696 | -34.908 | -34.908 | -34.908 | -39.3332 | -39.3332 | -77.2013 | -51.8005 | -51.8005 | -51.8005 | -46.5167 | -46.5167 | 0 | 0 |  |  | 108.7822 |  |  | 1763248.3293 | 0
$/MW-yr |  |  |  | 0 | 352571.3243 | 352571.3243 | 352571.3243 | 444761.8117 | 444761.8117 | 1045843.8318 | 642656.5076 | 642656.5076 | 642656.5076 | 532576.2444 | 532576.2444 | -205783.679 | -205783.679 | -205783.679 | -205783.679 | -205783.679 | -205783.679 | -205783.679 | -205783.679 | -205783.679 | -205783.679 | -205783.679 | -205783.679 | -205783.679 | -205783.679 | -205783.679 | -205783.679 | -205783.679 | -205783.679 | -205783.679 | -205783.679 | -205783.679 | -205783.679 | -205783.679 | -205783.679 | -558355.0033 | -558355.0033 | -558355.0033 | -650545.4907 | -650545.4907 | -1251627.5109 | -848440.1866 | -848440.1866 | -848440.1866 | -738359.9234 | -738359.9234 | 0 | 0
$Millions (adjusted) |  |  |  | 0 | 0 | 0 | 0 | 0 | 0 | 0 | 0 | 0 | 0 | 0 | 0 | 0 | 0 | 0 | 0 | 0 | 0 | 0 | 0 | 0 | 0 | 0 | 0 | 0 | 0 | 0 | 0 | 0 | 0 | 0 | 0 | 0 | 0 | 0 | 0 | 0 | 0 | 0 | 0 | 0 | 0 | 0 | 0 | 0 | 0 | 0 | 0 | 0 |  |  | 0
Annual Avoided Costs for Deferrals - Area 3 Proposal: (see note*) | Deferral Year |  |  | 2016 | 2017 | 2018 | 2019 | 2020 | 2021 | 2022 | 2023 | 2024 | 2025 | 2026 | 2027 | 2028 | 2029 | 2030 | 2031 | 2032 | 2033 | 2034 | 2035 | 2036 | 2037 | 2038 | 2039 | 2040 | 2041 | 2042 | 2043 | 2044 | 2045 | 2046 | 2047 | 2048 | 2049 | 2050 | 2051 | 2052 | 2053 | 2054 | 2055 | 2056 | 2057 | 2058 | 2059 | 2060 | 2061 | 2062 | 2063 | 2064 |  |  | Differential NPV $M |  | Differential NPV $M (adjusted for COD of Selected Project) | Differntial NPV $/MW | NPV of Transmission Avoided Costs for Selected Project
Area I Projects:
Amagansett Conversion 33 kV | 2030 |  |  | 0 | 0 | 0 | 0 | 0 | 0 | 0 | 0 | 0 | 0 | 0 | 0 | 0 | 0 | 0 | 0 | 0 | 0 | 0 | 0 | 0 | 0 | 0 | 0 | 0 | 0 | 0 | 0 | 0 | 0 | 0 | 0 | 0 | 0 | 0 | 0 | 0 | 0 | 0 | 0 | 0 | 0 | 0 | 0 | 0 | 0 | 0 | 0 | 0 |  |  | 0 |  | 0 | 0 | 0
East Hampton Conversion 33 kV | 2030 |  |  | 0 | 0 | 0 | 0 | 0 | 0 | 0 | 0 | 0 | 0 | 0 | 0 | 0 | 0 | 0 | 0 | 0 | 0 | 0 | 0 | 0 | 0 | 0 | 0 | 0 | 0 | 0 | 0 | 0 | 0 | 0 | 0 | 0 | 0 | 0 | 0 | 0 | 0 | 0 | 0 | 0 | 0 | 0 | 0 | 0 | 0 | 0 | 0 | 0 |  |  | 0 |  | 0 | 0 | 0
Buell Conversion 33 kV | 2030 |  |  | 0 | 0 | 0 | 0 | 0 | 0 | 0 | 0 | 0 | 0 | 0 | 0 | 0 | 0 | 0 | 0 | 0 | 0 | 0 | 0 | 0 | 0 | 0 | 0 | 0 | 0 | 0 | 0 | 0 | 0 | 0 | 0 | 0 | 0 | 0 | 0 | 0 | 0 | 0 | 0 | 0 | 0 | 0 | 0 | 0 | 0 | 0 | 0 | 0 |  |  | 0 |  | 0 | 0 | 0
Hither Hills Conversion to 33 kV | 2030 |  |  | 0 | 0 | 0 | 0 | 0 | 0 | 0 | 0 | 0 | 0 | 0 | 0 | 0 | 0 | 0 | 0 | 0 | 0 | 0 | 0 | 0 | 0 | 0 | 0 | 0 | 0 | 0 | 0 | 0 | 0 | 0 | 0 | 0 | 0 | 0 | 0 | 0 | 0 | 0 | 0 | 0 | 0 | 0 | 0 | 0 | 0 | 0 | 0 | 0 |  |  | 0 |  | 0 | 0 | 0
Culloden Pt Conversion to 33 kV | 2030 |  |  | 0 | 0 | 0 | 0 | 0 | 0 | 0 | 0 | 0 | 0 | 0 | 0 | 0 | 0 | 0 | 0 | 0 | 0 | 0 | 0 | 0 | 0 | 0 | 0 | 0 | 0 | 0 | 0 | 0 | 0 | 0 | 0 | 0 | 0 | 0 | 0 | 0 | 0 | 0 | 0 | 0 | 0 | 0 | 0 | 0 | 0 | 0 | 0 | 0 |  |  | 0 |  | 0 | 0 | 0
[59 empty] | 0 | =Area I Portion
Area II Projects: | [58 empty] | 1966659.2929 | =Area I+II+III Portions
Bridgehampton - Buell New 69 kV UG Cable | 2026 |  |  | 0 | 0 | 0 | 0 | 0 | 0 | 0 | 0 | 0 | 0 | 0 | 0 | 0 | 0 | 0 | 0 | 0 | 0 | 0 | 0 | 0 | 0 | 0 | 0 | 0 | 0 | 0 | 0 | 0 | 0 | 0 | 0 | 0 | 0 | 0 | 0 | 0 | 0 | 0 | 0 | 0 | 0 | 0 | 0 | 0 | 0 | 0 | 0 | 0 |  |  | 0 |  | 0 | 0 | 0
[59 empty] | 0 | =Area II Portion
Area III Projects: | [58 empty] | 1966659.2929 | =Area II+III Portions
New Canal - Southampton Cable | 2023 |  |  | 0 | 4.5863 | 4.5863 | 4.5863 | 4.5863 | 4.5863 | 4.5863 | -0.88999 | -0.88999 | -0.88999 | -0.88999 | -0.88999 | -0.88999 | -0.88999 | -0.88999 | -0.88999 | -0.88999 | -0.88999 | -0.88999 | -0.88999 | -0.88999 | -0.88999 | -0.88999 | -0.88999 | -0.88999 | -0.88999 | -0.88999 | -0.88999 | -0.88999 | -0.88999 | -0.88999 | -0.88999 | -0.88999 | -0.88999 | -0.88999 | -0.88999 | -5.4763 | -5.4763 | -5.4763 | -5.4763 | -5.4763 | -5.4763 | 0 | 0 | 0 | 0 | 0 | 0 | 0 |  |  | 8.9667 |  | 8.9667 | 142328.3896 | 173884.7284
Upgrade Wildwood - Riverhead to 138 kV | 2022 |  |  | 0 | 0.93922 | 0.93922 | 0.93922 | 0.93922 | 0.93922 | -0.14959 | -0.14959 | -0.14959 | -0.14959 | -0.14959 | -0.14959 | -0.14959 | -0.14959 | -0.14959 | -0.14959 | -0.14959 | -0.14959 | -0.14959 | -0.14959 | -0.14959 | -0.14959 | -0.14959 | -0.14959 | -0.14959 | -0.14959 | -0.14959 | -0.14959 | -0.14959 | -0.14959 | -0.14959 | -0.14959 | -0.14959 | -0.14959 | -0.14959 | -0.14959 | -1.0888 | -1.0888 | -1.0888 | -1.0888 | -1.0888 | 0 | 0 | 0 | 0 | 0 | 0 | 0 | 0 |  |  | 1.5483 |  | 1.5483 | 24575.725 | 30024.5319
Riverhead Canal 2nd Line and Bank | 2023 |  |  | 0 | 16.6864 | 16.6864 | 16.6864 | 16.6864 | 16.6864 | 16.6864 | -3.238 | -3.238 | -3.238 | -3.238 | -3.238 | -3.238 | -3.238 | -3.238 | -3.238 | -3.238 | -3.238 | -3.238 | -3.238 | -3.238 | -3.238 | -3.238 | -3.238 | -3.238 | -3.238 | -3.238 | -3.238 | -3.238 | -3.238 | -3.238 | -3.238 | -3.238 | -3.238 | -3.238 | -3.238 | -19.9245 | -19.9245 | -19.9245 | -19.9245 | -19.9245 | -19.9245 | 0 | 0 | 0 | 0 | 0 | 0 | 0 |  |  | 32.6235 |  | 32.6235 | 517833.0769 | 632644.4375
Canal - Wainscott New 138 kV UG Cable | 2028 |  |  | 0 | 0 | 0 | 0 | 0 | 0 | 38.957 | 38.957 | 38.957 | 38.957 | 38.957 | 38.957 | -7.5597 | -7.5597 | -7.5597 | -7.5597 | -7.5597 | -7.5597 | -7.5597 | -7.5597 | -7.5597 | -7.5597 | -7.5597 | -7.5597 | -7.5597 | -7.5597 | -7.5597 | -7.5597 | -7.5597 | -7.5597 | -7.5597 | -7.5597 | -7.5597 | -7.5597 | -7.5597 | -7.5597 | -7.5597 | -7.5597 | -7.5597 | -7.5597 | -7.5597 | -46.5167 | -46.5167 | -46.5167 | -46.5167 | -46.5167 | -46.5167 | 0 | 0 |  |  | 58.276 |  | 58.276 | 925015.732 | 1130105.595
[59 empty] | 1966659.2929 | =Area III Portion
Total - Area 3 Proposal, $Millions (unadjusted) |  |  |  | 0 | 22.212 | 22.212 | 22.212 | 22.212 | 22.212 | 60.0802 | 34.6794 | 34.6794 | 34.6794 | 34.6794 | 34.6794 | -11.8373 | -11.8373 | -11.8373 | -11.8373 | -11.8373 | -11.8373 | -11.8373 | -11.8373 | -11.8373 | -11.8373 | -11.8373 | -11.8373 | -11.8373 | -11.8373 | -11.8373 | -11.8373 | -11.8373 | -11.8373 | -11.8373 | -11.8373 | -11.8373 | -11.8373 | -11.8373 | -11.8373 | -34.0493 | -34.0493 | -34.0493 | -34.0493 | -34.0493 | -71.9175 | -46.5167 | -46.5167 | -46.5167 | -46.5167 | -46.5167 | 0 | 0 |  |  | 101.4144 |  |  | 1609752.9235 | 1966659.2929
$/MW-yr |  |  |  | 0 | 352571.3243 | 352571.3243 | 352571.3243 | 352571.3243 | 352571.3243 | 953653.3444 | 550466.0202 | 550466.0202 | 550466.0202 | 550466.0202 | 550466.0202 | -187893.9032 | -187893.9032 | -187893.9032 | -187893.9032 | -187893.9032 | -187893.9032 | -187893.9032 | -187893.9032 | -187893.9032 | -187893.9032 | -187893.9032 | -187893.9032 | -187893.9032 | -187893.9032 | -187893.9032 | -187893.9032 | -187893.9032 | -187893.9032 | -187893.9032 | -187893.9032 | -187893.9032 | -187893.9032 | -187893.9032 | -187893.9032 | -540465.2275 | -540465.2275 | -540465.2275 | -540465.2275 | -540465.2275 | -1141547.2477 | -738359.9234 | -738359.9234 | -738359.9234 | -738359.9234 | -738359.9234 | 0 | 0
$Millions (adjusted) |  |  |  | 0 | 0.43074 | 0.43074 | 0.43074 | 0.43074 | 0.43074 | 1.1651 | 0.67251 | 0.67251 | 0.67251 | 0.67251 | 0.67251 | -0.22955 | -0.22955 | -0.22955 | -0.22955 | -0.22955 | -0.22955 | -0.22955 | -0.22955 | -0.22955 | -0.22955 | -0.22955 | -0.22955 | -0.22955 | -0.22955 | -0.22955 | -0.22955 | -0.22955 | -0.22955 | -0.22955 | -0.22955 | -0.22955 | -0.22955 | -0.22955 | -0.22955 | -0.66029 | -0.66029 | -0.66029 | -0.66029 | -0.66029 | -1.3946 | -0.90207 | -0.90207 | -0.90207 | -0.90207 | -0.90207 | 0 | 0 |  |  | 1966.6593
Discount Factor (Relative to 1/1/2016) = |  |  |  | 0.94787 | 0.89845 | 0.85161 | 0.80722 | 0.76513 | 0.72525 | 0.68744 | 0.6516 | 0.61763 | 0.58543 | 0.55491 | 0.52598 | 0.49856 | 0.47257 | 0.44793 | 0.42458 | 0.40245 | 0.38147 | 0.36158 | 0.34273 | 0.32486 | 0.30793 | 0.29187 | 0.27666 | 0.26223 | 0.24856 | 0.2356 | 0.22332 | 0.21168 | 0.20064 | 0.19018 | 0.18027 | 0.17087 | 0.16196 | 0.15352 | 0.14552 | 0.13793 | 0.13074 | 0.12392 | 0.11746 | 0.11134 | 0.10554 | 0.10003 | 0.094818 | 0.089875 | 0.08519 | 0.080748 | 0.076539 | 0.072549
* Note: A positive (+) avoided cost in a given year represents a cost savings relative to not having a transmission project deferral.

## PhII (ENH100 T&PP-2018)
Version |  | Based on PSEGLI file: "East End Utility 2_0_Economics_2014_10_13_r28_Sargent_Lundy.xlsx"
Annual Revenue Requirements (Millions of $s)
1) Reference (Transmission only) Case
Project | I/S Year | Investor | Capital (2015$s) | 2016 | 2017 | 2018 | 2019 | 2020 | 2021 | 2022 | 2023 | 2024 | 2025 | 2026 | 2027 | 2028 | 2029 | 2030 | 2031 | 2032 | 2033 | 2034 | 2035 | 2036 | 2037 | 2038 | 2039 | 2040 | 2041 | 2042 | 2043 | 2044 | 2045 | 2046 | 2047 | 2048 | 2049 | 2050 | 2051 | 2052 | 2053 | 2054 | 2055 | 2056 | 2057 | 2058 | 2059 | 2060 | 2061 | 2062 | 2063 | 2064 |  | NPV |  | Proposal Number = | ENH100
Transmission Reinforcement I | 2017 | PSEGLI | 197 | 0 | 24.0294 | 24.0294 | 24.0294 | 24.0294 | 24.0294 | 24.0294 | 24.0294 | 24.0294 | 24.0294 | 24.0294 | 24.0294 | 24.0294 | 24.0294 | 24.0294 | 24.0294 | 24.0294 | 24.0294 | 24.0294 | 24.0294 | 24.0294 | 24.0294 | 24.0294 | 24.0294 | 24.0294 | 24.0294 | 24.0294 | 24.0294 | 24.0294 | 24.0294 | 24.0294 | 24.0294 | 24.0294 | 24.0294 | 24.0294 | 24.0294 | [13 empty] | 35 | 350.5464 |  | Proposer Name = | EnergyHub, Inc.
Transmission Reinforcement II | 2018 | PSEGLI | 4.8 | 0 | 0 | 0.60305 | 0.60305 | 0.60305 | 0.60305 | 0.60305 | 0.60305 | 0.60305 | 0.60305 | 0.60305 | 0.60305 | 0.60305 | 0.60305 | 0.60305 | 0.60305 | 0.60305 | 0.60305 | 0.60305 | 0.60305 | 0.60305 | 0.60305 | 0.60305 | 0.60305 | 0.60305 | 0.60305 | 0.60305 | 0.60305 | 0.60305 | 0.60305 | 0.60305 | 0.60305 | 0.60305 | 0.60305 | 0.60305 | 0.60305 | 0.60305 | [12 empty] | 35 | 8.3388 |  | Proposal/Project = | South Fork Direct Load Control
Transmission Reinforcement III | 2019 | PSEGLI | 2.8 | 0 | 0 | 0 | 0.36233 | 0.36233 | 0.36233 | 0.36233 | 0.36233 | 0.36233 | 0.36233 | 0.36233 | 0.36233 | 0.36233 | 0.36233 | 0.36233 | 0.36233 | 0.36233 | 0.36233 | 0.36233 | 0.36233 | 0.36233 | 0.36233 | 0.36233 | 0.36233 | 0.36233 | 0.36233 | 0.36233 | 0.36233 | 0.36233 | 0.36233 | 0.36233 | 0.36233 | 0.36233 | 0.36233 | 0.36233 | 0.36233 | 0.36233 | 0.36233 | [11 empty] | 35 | 4.7491 |  | Option Number = | 1
Transmission Reinforcement IV | 2020 | PSEGLI | 33.2 | 0 | 0 | 0 | 0 | 4.4251 | 4.4251 | 4.4251 | 4.4251 | 4.4251 | 4.4251 | 4.4251 | 4.4251 | 4.4251 | 4.4251 | 4.4251 | 4.4251 | 4.4251 | 4.4251 | 4.4251 | 4.4251 | 4.4251 | 4.4251 | 4.4251 | 4.4251 | 4.4251 | 4.4251 | 4.4251 | 4.4251 | 4.4251 | 4.4251 | 4.4251 | 4.4251 | 4.4251 | 4.4251 | 4.4251 | 4.4251 | 4.4251 | 4.4251 | 4.4251 | [10 empty] | 35 | 54.9758 |  | Location = | All Areas - Nonspecified
Transmission Reinforcement V | 2022 | PSEGLI | 275.5 | 0 | 0 | 0 | 0 | 0 | 0 | 38.957 | 38.957 | 38.957 | 38.957 | 38.957 | 38.957 | 38.957 | 38.957 | 38.957 | 38.957 | 38.957 | 38.957 | 38.957 | 38.957 | 38.957 | 38.957 | 38.957 | 38.957 | 38.957 | 38.957 | 38.957 | 38.957 | 38.957 | 38.957 | 38.957 | 38.957 | 38.957 | 38.957 | 38.957 | 38.957 | 38.957 | 38.957 | 38.957 | 38.957 | 38.957 | [8 empty] | 35 | 434.8353 |  | Technology = | Thermostats & Pool Pumps
[56 empty] | Interconnection Points = | Behind the Meter
Total |  |  | 513.3 | 0 | 24.0294 | 24.6325 | 24.9948 | 29.42 | 29.42 | 68.377 | 68.377 | 68.377 | 68.377 | 68.377 | 68.377 | 68.377 | 68.377 | 68.377 | 68.377 | 68.377 | 68.377 | 68.377 | 68.377 | 68.377 | 68.377 | 68.377 | 68.377 | 68.377 | 68.377 | 68.377 | 68.377 | 68.377 | 68.377 | 68.377 | 68.377 | 68.377 | 68.377 | 68.377 | 68.377 | 44.3475 | 43.7445 | 43.3821 | 38.957 | 38.957 | 0 | 0 | 0 | 0 | 0 | 0 | 0 | 0 |  | 853.4454 |  | Loss Factor = | 1.067
2016 NPV @ 5.5%, thru 2035 |  |  |  | 2016: 582.1416
2016 NPV @ 5.5%, thru 2056 |  |  |  | 2016: 853.4454 |  |  |  | MW Required by 2022 (cap) = | 15 | 33 | 15 | Output: NPV of Transmission Avoided Costs for Selected Project (see note*)
[57 empty] | Selected Project Inputs - Area 1 Portion | Selected Project Inputs - Area 2 Portion | Selected Project Inputs - Area 3 Portion | Area 1 | Area 2 | Area 3 | Total | check
[56 empty] | Project kW = | 0 | 0 | 1077.67
[55 empty] | Capped kW = | 1077.67 | 0 | 0 | 1077.67
[56 empty] | Project Area (1, 2, or 3) = | 1 | 2 | 3
[56 empty] | Proportion of Peak Hours Covered = | 100% | 100% | 100%
[55 empty] | Project COD = | 2018
[55 empty] | Effective kW = | 1077.67 |  |  |  | 0 | 0 | 996861.7039 | 996861.7039
[60 empty] | check | check | check
| I/S Year |  | Capital (2015$s) | 2016 | 2017 | 2018 | 2019 | 2020 | 2021 | 2022 | 2023 | 2024 | 2025 | 2026 | 2027 | 2028 | 2029 | 2030 | 2031 | 2032 | 2033 | 2034 | 2035 | 2036 | 2037 | 2038 | 2039 | 2040 | 2041 | 2042 | 2043 | 2044 | 2045 | 2046 | 2047 | 2048 | 2049 | 2050 | 2051 | 2052 | 2053 | 2054 | 2055 | 2056 | 2057 | 2058 | 2059 | 2060 | 2061 | 2062 | 2063 | 2064 |  | MW Required by 2022 | NPV Base $M | Differential NPV $M | Differential NPV $M (adjusted for COD of Selected Project) | Differntial NPV $/MW | NPV of Transmission Avoided Costs for Selected Project
Area I Projects: | [53 empty] | 15
Amagansett Conversion 33 kV | 2017 |  | 8 | 0 | 0.97582 | 0.97582 | 0.97582 | 0.97582 | 0.97582 | 0.97582 | 0.97582 | 0.97582 | 0.97582 | 0.97582 | 0.97582 | 0.97582 | 0.97582 | 0.97582 | 0.97582 | 0.97582 | 0.97582 | 0.97582 | 0.97582 | 0.97582 | 0.97582 | 0.97582 | 0.97582 | 0.97582 | 0.97582 | 0.97582 | 0.97582 | 0.97582 | 0.97582 | 0.97582 | 0.97582 | 0.97582 | 0.97582 | 0.97582 | 0.97582 | [13 empty] | 35 |  | 14.2354
East Hampton Conversion 33 kV | 2017 |  | 3.2 | 0 | 0.39033 | 0.39033 | 0.39033 | 0.39033 | 0.39033 | 0.39033 | 0.39033 | 0.39033 | 0.39033 | 0.39033 | 0.39033 | 0.39033 | 0.39033 | 0.39033 | 0.39033 | 0.39033 | 0.39033 | 0.39033 | 0.39033 | 0.39033 | 0.39033 | 0.39033 | 0.39033 | 0.39033 | 0.39033 | 0.39033 | 0.39033 | 0.39033 | 0.39033 | 0.39033 | 0.39033 | 0.39033 | 0.39033 | 0.39033 | 0.39033 | [13 empty] | 35 |  | 5.6942
Buell Conversion 33 kV | 2017 |  | 3.7 | 0 | 0.45131 | 0.45131 | 0.45131 | 0.45131 | 0.45131 | 0.45131 | 0.45131 | 0.45131 | 0.45131 | 0.45131 | 0.45131 | 0.45131 | 0.45131 | 0.45131 | 0.45131 | 0.45131 | 0.45131 | 0.45131 | 0.45131 | 0.45131 | 0.45131 | 0.45131 | 0.45131 | 0.45131 | 0.45131 | 0.45131 | 0.45131 | 0.45131 | 0.45131 | 0.45131 | 0.45131 | 0.45131 | 0.45131 | 0.45131 | 0.45131 | [13 empty] | 35 |  | 6.5839
Hither Hills Conversion to 33 kV | 2018 |  | 4.8 | 0 | 0 | 0.60305 | 0.60305 | 0.60305 | 0.60305 | 0.60305 | 0.60305 | 0.60305 | 0.60305 | 0.60305 | 0.60305 | 0.60305 | 0.60305 | 0.60305 | 0.60305 | 0.60305 | 0.60305 | 0.60305 | 0.60305 | 0.60305 | 0.60305 | 0.60305 | 0.60305 | 0.60305 | 0.60305 | 0.60305 | 0.60305 | 0.60305 | 0.60305 | 0.60305 | 0.60305 | 0.60305 | 0.60305 | 0.60305 | 0.60305 | 0.60305 | [12 empty] | 35 |  | 8.3388
Culloden Pt Conversion to 33 kV | 2019 |  | 2.8 | 0 | 0 | 0 | 0.36233 | 0.36233 | 0.36233 | 0.36233 | 0.36233 | 0.36233 | 0.36233 | 0.36233 | 0.36233 | 0.36233 | 0.36233 | 0.36233 | 0.36233 | 0.36233 | 0.36233 | 0.36233 | 0.36233 | 0.36233 | 0.36233 | 0.36233 | 0.36233 | 0.36233 | 0.36233 | 0.36233 | 0.36233 | 0.36233 | 0.36233 | 0.36233 | 0.36233 | 0.36233 | 0.36233 | 0.36233 | 0.36233 | 0.36233 | 0.36233 | [11 empty] | 35 |  | 4.7491
No Deferral |  |  | 22.5 |  | 1.8175 | 2.4205 | 2.7828 | 2.7828 | 2.7828 | 2.7828 | 2.7828 | 2.7828 | 2.7828 | 2.7828 | 2.7828 | 2.7828 | 2.7828 | 2.7828 | 2.7828 | 2.7828 | 2.7828 | 2.7828 | 2.7828 | 2.7828 | 2.7828 | 2.7828 | 2.7828 | 2.7828 | 2.7828 | 2.7828 | 2.7828 | 2.7828 | 2.7828 | 2.7828 | 2.7828 | 2.7828 | 2.7828 | 2.7828 | 2.7828 | 0.96539 | 0.36233 | 0 | 0 | 0 | [10 empty] | 39.6013
Amagansett Conversion 33 kV | 2030 |  | 8 | [14 empty] | 1.433 | 1.433 | 1.433 | 1.433 | 1.433 | 1.433 | 1.433 | 1.433 | 1.433 | 1.433 | 1.433 | 1.433 | 1.433 | 1.433 | 1.433 | 1.433 | 1.433 | 1.433 | 1.433 | 1.433 | 1.433 | 1.433 | 1.433 | 1.433 | 1.433 | 1.433 | 1.433 | 1.433 | 1.433 | 1.433 | 1.433 | 1.433 | 1.433 | 1.433 | 1.433 | 35 |  | 10.4225 | 3.8129 | 0 | 0 | 0
East Hampton Conversion 33 kV | 2030 |  | 3.2 | [14 empty] | 0.57321 | 0.57321 | 0.57321 | 0.57321 | 0.57321 | 0.57321 | 0.57321 | 0.57321 | 0.57321 | 0.57321 | 0.57321 | 0.57321 | 0.57321 | 0.57321 | 0.57321 | 0.57321 | 0.57321 | 0.57321 | 0.57321 | 0.57321 | 0.57321 | 0.57321 | 0.57321 | 0.57321 | 0.57321 | 0.57321 | 0.57321 | 0.57321 | 0.57321 | 0.57321 | 0.57321 | 0.57321 | 0.57321 | 0.57321 | 0.57321 | 35 |  | 4.169 | 1.5252 | 0 | 0 | 0
Buell Conversion 33 kV | 2030 |  | 3.7 | [14 empty] | 0.66277 | 0.66277 | 0.66277 | 0.66277 | 0.66277 | 0.66277 | 0.66277 | 0.66277 | 0.66277 | 0.66277 | 0.66277 | 0.66277 | 0.66277 | 0.66277 | 0.66277 | 0.66277 | 0.66277 | 0.66277 | 0.66277 | 0.66277 | 0.66277 | 0.66277 | 0.66277 | 0.66277 | 0.66277 | 0.66277 | 0.66277 | 0.66277 | 0.66277 | 0.66277 | 0.66277 | 0.66277 | 0.66277 | 0.66277 | 0.66277 | 35 |  | 4.8204 | 1.7635 | 0 | 0 | 0
Hither Hills Conversion to 33 kV | 2030 |  | 4.8 | [14 empty] | 0.85981 | 0.85981 | 0.85981 | 0.85981 | 0.85981 | 0.85981 | 0.85981 | 0.85981 | 0.85981 | 0.85981 | 0.85981 | 0.85981 | 0.85981 | 0.85981 | 0.85981 | 0.85981 | 0.85981 | 0.85981 | 0.85981 | 0.85981 | 0.85981 | 0.85981 | 0.85981 | 0.85981 | 0.85981 | 0.85981 | 0.85981 | 0.85981 | 0.85981 | 0.85981 | 0.85981 | 0.85981 | 0.85981 | 0.85981 | 0.85981 | 35 |  | 6.2535 | 2.0853 | 2.0853 | 139022.8879 | 149820.7956
Culloden Pt Conversion to 33 kV | 2030 |  | 2.8 | [14 empty] | 0.50156 | 0.50156 | 0.50156 | 0.50156 | 0.50156 | 0.50156 | 0.50156 | 0.50156 | 0.50156 | 0.50156 | 0.50156 | 0.50156 | 0.50156 | 0.50156 | 0.50156 | 0.50156 | 0.50156 | 0.50156 | 0.50156 | 0.50156 | 0.50156 | 0.50156 | 0.50156 | 0.50156 | 0.50156 | 0.50156 | 0.50156 | 0.50156 | 0.50156 | 0.50156 | 0.50156 | 0.50156 | 0.50156 | 0.50156 | 0.50156 | 35 |  | 3.6479 | 1.1012 | 1.1012 | 73412.135 | 79114.0555
Deferral to Indicated Year |  |  | 22.5 | [6 empty] | 0 | 0 | 0 | 0 | 0 | 0 | 0 | 0 | 4.0304 | 4.0304 | 4.0304 | 4.0304 | 4.0304 | 4.0304 | 4.0304 | 4.0304 | 4.0304 | 4.0304 | 4.0304 | 4.0304 | 4.0304 | 4.0304 | 4.0304 | 4.0304 | 4.0304 | 4.0304 | 4.0304 | 4.0304 | 4.0304 | 4.0304 | 4.0304 | 4.0304 | 4.0304 | 4.0304 | 4.0304 | 4.0304 | 4.0304 | 4.0304 | 4.0304 | 4.0304 | 4.0304 | 4.0304 | 4.0304 | 35 |  | 29.3132 | 10.2881 | 3.1865 | 212435.0229 | 228934.8512 | =Area I Portion
[59 empty] | 1391213.9491 | =Area I+II+III Portions
Annual Avoided Costs for Deferral to Indicated Year:
Amagansett Conversion 33 kV | 2030 |  |  | 0 | 0.97582 | 0.97582 | 0.97582 | 0.97582 | 0.97582 | 0.97582 | 0.97582 | 0.97582 | 0.97582 | 0.97582 | 0.97582 | 0.97582 | 0.97582 | -0.4572 | -0.4572 | -0.4572 | -0.4572 | -0.4572 | -0.4572 | -0.4572 | -0.4572 | -0.4572 | -0.4572 | -0.4572 | -0.4572 | -0.4572 | -0.4572 | -0.4572 | -0.4572 | -0.4572 | -0.4572 | -0.4572 | -0.4572 | -0.4572 | -0.4572 | -1.433 | -1.433 | -1.433 | -1.433 | -1.433 | -1.433 | -1.433 | -1.433 | -1.433 | -1.433 | -1.433 | -1.433 | -1.433 | 35 |  |  | 3.8129
East Hampton Conversion 33 kV | 2030 |  |  | 0 | 0.39033 | 0.39033 | 0.39033 | 0.39033 | 0.39033 | 0.39033 | 0.39033 | 0.39033 | 0.39033 | 0.39033 | 0.39033 | 0.39033 | 0.39033 | -0.18288 | -0.18288 | -0.18288 | -0.18288 | -0.18288 | -0.18288 | -0.18288 | -0.18288 | -0.18288 | -0.18288 | -0.18288 | -0.18288 | -0.18288 | -0.18288 | -0.18288 | -0.18288 | -0.18288 | -0.18288 | -0.18288 | -0.18288 | -0.18288 | -0.18288 | -0.57321 | -0.57321 | -0.57321 | -0.57321 | -0.57321 | -0.57321 | -0.57321 | -0.57321 | -0.57321 | -0.57321 | -0.57321 | -0.57321 | -0.57321 | 35 |  |  | 1.5252
Buell Conversion 33 kV | 2030 |  |  | 0 | 0.45131 | 0.45131 | 0.45131 | 0.45131 | 0.45131 | 0.45131 | 0.45131 | 0.45131 | 0.45131 | 0.45131 | 0.45131 | 0.45131 | 0.45131 | -0.21146 | -0.21146 | -0.21146 | -0.21146 | -0.21146 | -0.21146 | -0.21146 | -0.21146 | -0.21146 | -0.21146 | -0.21146 | -0.21146 | -0.21146 | -0.21146 | -0.21146 | -0.21146 | -0.21146 | -0.21146 | -0.21146 | -0.21146 | -0.21146 | -0.21146 | -0.66277 | -0.66277 | -0.66277 | -0.66277 | -0.66277 | -0.66277 | -0.66277 | -0.66277 | -0.66277 | -0.66277 | -0.66277 | -0.66277 | -0.66277 | 35 |  |  | 1.7635
Hither Hills Conversion to 33 kV | 2030 |  |  | 0 | 0 | 0.60305 | 0.60305 | 0.60305 | 0.60305 | 0.60305 | 0.60305 | 0.60305 | 0.60305 | 0.60305 | 0.60305 | 0.60305 | 0.60305 | -0.25676 | -0.25676 | -0.25676 | -0.25676 | -0.25676 | -0.25676 | -0.25676 | -0.25676 | -0.25676 | -0.25676 | -0.25676 | -0.25676 | -0.25676 | -0.25676 | -0.25676 | -0.25676 | -0.25676 | -0.25676 | -0.25676 | -0.25676 | -0.25676 | -0.25676 | -0.25676 | -0.85981 | -0.85981 | -0.85981 | -0.85981 | -0.85981 | -0.85981 | -0.85981 | -0.85981 | -0.85981 | -0.85981 | -0.85981 | -0.85981 | 35 |  |  | 2.0853
Culloden Pt Conversion to 33 kV | 2030 |  |  | 0 | 0 | 0 | 0.36233 | 0.36233 | 0.36233 | 0.36233 | 0.36233 | 0.36233 | 0.36233 | 0.36233 | 0.36233 | 0.36233 | 0.36233 | -0.13922 | -0.13922 | -0.13922 | -0.13922 | -0.13922 | -0.13922 | -0.13922 | -0.13922 | -0.13922 | -0.13922 | -0.13922 | -0.13922 | -0.13922 | -0.13922 | -0.13922 | -0.13922 | -0.13922 | -0.13922 | -0.13922 | -0.13922 | -0.13922 | -0.13922 | -0.13922 | -0.13922 | -0.50156 | -0.50156 | -0.50156 | -0.50156 | -0.50156 | -0.50156 | -0.50156 | -0.50156 | -0.50156 | -0.50156 | -0.50156 | 35 |  |  | 1.1012
Area II Projects: | [53 empty] | 33
Bridgehampton - Buell New 69 kV UG Cable | 2020 |  | 33.2 | 0 | 0 | 0 | 0 | 4.4251 | 4.4251 | 4.4251 | 4.4251 | 4.4251 | 4.4251 | 4.4251 | 4.4251 | 4.4251 | 4.4251 | 4.4251 | 4.4251 | 4.4251 | 4.4251 | 4.4251 | 4.4251 | 4.4251 | 4.4251 | 4.4251 | 4.4251 | 4.4251 | 4.4251 | 4.4251 | 4.4251 | 4.4251 | 4.4251 | 4.4251 | 4.4251 | 4.4251 | 4.4251 | 4.4251 | 4.4251 | 4.4251 | 4.4251 | 4.4251 | [10 empty] | 35 |  | 54.9758
No Deferral |  |  | 33.2 |  | 0 | 0 | 0 | 4.4251 | 4.4251 | 4.4251 | 4.4251 | 4.4251 | 4.4251 | 4.4251 | 4.4251 | 4.4251 | 4.4251 | 4.4251 | 4.4251 | 4.4251 | 4.4251 | 4.4251 | 4.4251 | 4.4251 | 4.4251 | 4.4251 | 4.4251 | 4.4251 | 4.4251 | 4.4251 | 4.4251 | 4.4251 | 4.4251 | 4.4251 | 4.4251 | 4.4251 | 4.4251 | 4.4251 | 4.4251 | 4.4251 | 4.4251 | 4.4251 | [10 empty] | 35 |  | 54.9758
Bridgehampton - Buell New 69 kV UG Cable | 2026 |  | 33.2 | [10 empty] | 5.2839 | 5.2839 | 5.2839 | 5.2839 | 5.2839 | 5.2839 | 5.2839 | 5.2839 | 5.2839 | 5.2839 | 5.2839 | 5.2839 | 5.2839 | 5.2839 | 5.2839 | 5.2839 | 5.2839 | 5.2839 | 5.2839 | 5.2839 | 5.2839 | 5.2839 | 5.2839 | 5.2839 | 5.2839 | 5.2839 | 5.2839 | 5.2839 | 5.2839 | 5.2839 | 5.2839 | 5.2839 | 5.2839 | 5.2839 | 5.2839 |  |  |  |  | 35 |  | 47.608 | 7.3678 | 7.3678 | 153495.4058 | 165417.394
Deferral to Indicated Year |  |  | 33.2 | [6 empty] | 0 | 0 | 0 | 0 | 5.2839 | 5.2839 | 5.2839 | 5.2839 | 5.2839 | 5.2839 | 5.2839 | 5.2839 | 5.2839 | 5.2839 | 5.2839 | 5.2839 | 5.2839 | 5.2839 | 5.2839 | 5.2839 | 5.2839 | 5.2839 | 5.2839 | 5.2839 | 5.2839 | 5.2839 | 5.2839 | 5.2839 | 5.2839 | 5.2839 | 5.2839 | 5.2839 | 5.2839 | 5.2839 | 5.2839 | 5.2839 | 5.2839 | 5.2839 | 5.2839 |  |  |  |  | 35 |  | 47.608 | 7.3678 | 7.3678 | 153495.4058 | 165417.394 | =Area II Portion
[59 empty] | 1162279.0979 | =Area II+III Portions
Annual Avoided Costs for Deferral to Indicated Year:
Bridgehampton - Buell New 69 kV UG Cable | 2026 |  |  | 0 | 0 | 0 | 0 | 4.4251 | 4.4251 | 4.4251 | 4.4251 | 4.4251 | 4.4251 | -0.85871 | -0.85871 | -0.85871 | -0.85871 | -0.85871 | -0.85871 | -0.85871 | -0.85871 | -0.85871 | -0.85871 | -0.85871 | -0.85871 | -0.85871 | -0.85871 | -0.85871 | -0.85871 | -0.85871 | -0.85871 | -0.85871 | -0.85871 | -0.85871 | -0.85871 | -0.85871 | -0.85871 | -0.85871 | -0.85871 | -0.85871 | -0.85871 | -0.85871 | -5.2839 | -5.2839 | -5.2839 | -5.2839 | -5.2839 | -5.2839 |  |  |  |  | 35 |  |  | 7.3678
0
Area III Projects: | [52 empty] | 0 | 15
New Canal - Southampton Cable | 2017 |  | 37.6 | 0 | 4.5863 | 4.5863 | 4.5863 | 4.5863 | 4.5863 | 4.5863 | 4.5863 | 4.5863 | 4.5863 | 4.5863 | 4.5863 | 4.5863 | 4.5863 | 4.5863 | 4.5863 | 4.5863 | 4.5863 | 4.5863 | 4.5863 | 4.5863 | 4.5863 | 4.5863 | 4.5863 | 4.5863 | 4.5863 | 4.5863 | 4.5863 | 4.5863 | 4.5863 | 4.5863 | 4.5863 | 4.5863 | 4.5863 | 4.5863 | 4.5863 | [13 empty] | 35 |  | 66.9063
Upgrade Wildwood - Riverhead to 138 kV | 2017 |  | 7.7 | 0 | 0.93922 | 0.93922 | 0.93922 | 0.93922 | 0.93922 | 0.93922 | 0.93922 | 0.93922 | 0.93922 | 0.93922 | 0.93922 | 0.93922 | 0.93922 | 0.93922 | 0.93922 | 0.93922 | 0.93922 | 0.93922 | 0.93922 | 0.93922 | 0.93922 | 0.93922 | 0.93922 | 0.93922 | 0.93922 | 0.93922 | 0.93922 | 0.93922 | 0.93922 | 0.93922 | 0.93922 | 0.93922 | 0.93922 | 0.93922 | 0.93922 | [13 empty] | 35 |  | 13.7016
Riverhead Canal 2nd Line and Bank | 2017 |  | 136.8 | 0 | 16.6864 | 16.6864 | 16.6864 | 16.6864 | 16.6864 | 16.6864 | 16.6864 | 16.6864 | 16.6864 | 16.6864 | 16.6864 | 16.6864 | 16.6864 | 16.6864 | 16.6864 | 16.6864 | 16.6864 | 16.6864 | 16.6864 | 16.6864 | 16.6864 | 16.6864 | 16.6864 | 16.6864 | 16.6864 | 16.6864 | 16.6864 | 16.6864 | 16.6864 | 16.6864 | 16.6864 | 16.6864 | 16.6864 | 16.6864 | 16.6864 | [13 empty] | 35 |  | 243.4251
Canal - Wainscott New 138 kV UG Cable | 2022 |  | 275.5 | 0 | 0 | 0 | 0 | 0 | 0 | 38.957 | 38.957 | 38.957 | 38.957 | 38.957 | 38.957 | 38.957 | 38.957 | 38.957 | 38.957 | 38.957 | 38.957 | 38.957 | 38.957 | 38.957 | 38.957 | 38.957 | 38.957 | 38.957 | 38.957 | 38.957 | 38.957 | 38.957 | 38.957 | 38.957 | 38.957 | 38.957 | 38.957 | 38.957 | 38.957 | 38.957 | 38.957 | 38.957 | 38.957 | 38.957 | [8 empty] | 35 |  | 434.8353
No Deferral |  |  | 457.6 |  | 22.212 | 22.212 | 22.212 | 22.212 | 22.212 | 61.169 | 61.169 | 61.169 | 61.169 | 61.169 | 61.169 | 61.169 | 61.169 | 61.169 | 61.169 | 61.169 | 61.169 | 61.169 | 61.169 | 61.169 | 61.169 | 61.169 | 61.169 | 61.169 | 61.169 | 61.169 | 61.169 | 61.169 | 61.169 | 61.169 | 61.169 | 61.169 | 61.169 | 61.169 | 61.169 | 38.957 | 38.957 | 38.957 | 38.957 | 38.957 | [10 empty] | 758.8683
New Canal - Southampton Cable | 2023 |  | 37.6 | [7 empty] | 5.4763 | 5.4763 | 5.4763 | 5.4763 | 5.4763 | 5.4763 | 5.4763 | 5.4763 | 5.4763 | 5.4763 | 5.4763 | 5.4763 | 5.4763 | 5.4763 | 5.4763 | 5.4763 | 5.4763 | 5.4763 | 5.4763 | 5.4763 | 5.4763 | 5.4763 | 5.4763 | 5.4763 | 5.4763 | 5.4763 | 5.4763 | 5.4763 | 5.4763 | 5.4763 | 5.4763 | 5.4763 | 5.4763 | 5.4763 | 5.4763 | [7 empty] | 35 |  | 57.9396 | 8.9667 | 0 | 0 | 0
Upgrade Wildwood - Riverhead to 138 kV | 2022 |  | 7.7 | [6 empty] | 1.0888 | 1.0888 | 1.0888 | 1.0888 | 1.0888 | 1.0888 | 1.0888 | 1.0888 | 1.0888 | 1.0888 | 1.0888 | 1.0888 | 1.0888 | 1.0888 | 1.0888 | 1.0888 | 1.0888 | 1.0888 | 1.0888 | 1.0888 | 1.0888 | 1.0888 | 1.0888 | 1.0888 | 1.0888 | 1.0888 | 1.0888 | 1.0888 | 1.0888 | 1.0888 | 1.0888 | 1.0888 | 1.0888 | 1.0888 | 1.0888 | [8 empty] | 35 |  | 12.1533 | 1.5483 | 0 | 0 | 0
Riverhead Canal 2nd Line and Bank | 2023 |  | 136.8 | [7 empty] | 19.9245 | 19.9245 | 19.9245 | 19.9245 | 19.9245 | 19.9245 | 19.9245 | 19.9245 | 19.9245 | 19.9245 | 19.9245 | 19.9245 | 19.9245 | 19.9245 | 19.9245 | 19.9245 | 19.9245 | 19.9245 | 19.9245 | 19.9245 | 19.9245 | 19.9245 | 19.9245 | 19.9245 | 19.9245 | 19.9245 | 19.9245 | 19.9245 | 19.9245 | 19.9245 | 19.9245 | 19.9245 | 19.9245 | 19.9245 | 19.9245 | [7 empty] | 35 |  | 210.8017 | 32.6235 | 0 | 0 | 0
Canal - Wainscott New 138 kV UG Cable | 2028 |  | 275.5 | [12 empty] | 46.5167 | 46.5167 | 46.5167 | 46.5167 | 46.5167 | 46.5167 | 46.5167 | 46.5167 | 46.5167 | 46.5167 | 46.5167 | 46.5167 | 46.5167 | 46.5167 | 46.5167 | 46.5167 | 46.5167 | 46.5167 | 46.5167 | 46.5167 | 46.5167 | 46.5167 | 46.5167 | 46.5167 | 46.5167 | 46.5167 | 46.5167 | 46.5167 | 46.5167 | 46.5167 | 46.5167 | 46.5167 | 46.5167 | 46.5167 | 46.5167 |  |  | 35 |  | 376.5593 | 58.276 | 58.276 | 925015.732 | 996861.7039
Deferral to Indicated Year |  |  | 457.6 | [6 empty] | 1.0888 | 26.4896 | 26.4896 | 26.4896 | 26.4896 | 26.4896 | 73.0063 | 73.0063 | 73.0063 | 73.0063 | 73.0063 | 73.0063 | 73.0063 | 73.0063 | 73.0063 | 73.0063 | 73.0063 | 73.0063 | 73.0063 | 73.0063 | 73.0063 | 73.0063 | 73.0063 | 73.0063 | 73.0063 | 73.0063 | 73.0063 | 73.0063 | 73.0063 | 73.0063 | 73.0063 | 73.0063 | 73.0063 | 73.0063 | 73.0063 | 71.9175 | 46.5167 | 46.5167 | 46.5167 | 46.5167 | 46.5167 |  |  | 41 |  | 657.4539 | 101.4144 | 58.276 | 925015.732 | 996861.7039 | =Area III Portion
[59 empty] | 996861.7039 | =Area III Portion
Annual Avoided Costs for Deferral to Indicated Year:
New Canal - Southampton Cable | 2023 |  |  | 0 | 4.5863 | 4.5863 | 4.5863 | 4.5863 | 4.5863 | 4.5863 | -0.88999 | -0.88999 | -0.88999 | -0.88999 | -0.88999 | -0.88999 | -0.88999 | -0.88999 | -0.88999 | -0.88999 | -0.88999 | -0.88999 | -0.88999 | -0.88999 | -0.88999 | -0.88999 | -0.88999 | -0.88999 | -0.88999 | -0.88999 | -0.88999 | -0.88999 | -0.88999 | -0.88999 | -0.88999 | -0.88999 | -0.88999 | -0.88999 | -0.88999 | -5.4763 | -5.4763 | -5.4763 | -5.4763 | -5.4763 | -5.4763 | 0 | 0 | 0 | 0 | 0 |  |  | 35 |  |  | 8.9667
Upgrade Wildwood - Riverhead to 138 kV | 2022 |  |  | 0 | 0.93922 | 0.93922 | 0.93922 | 0.93922 | 0.93922 | -0.14959 | -0.14959 | -0.14959 | -0.14959 | -0.14959 | -0.14959 | -0.14959 | -0.14959 | -0.14959 | -0.14959 | -0.14959 | -0.14959 | -0.14959 | -0.14959 | -0.14959 | -0.14959 | -0.14959 | -0.14959 | -0.14959 | -0.14959 | -0.14959 | -0.14959 | -0.14959 | -0.14959 | -0.14959 | -0.14959 | -0.14959 | -0.14959 | -0.14959 | -0.14959 | -1.0888 | -1.0888 | -1.0888 | -1.0888 | -1.0888 | 0 | 0 | 0 | 0 | 0 | 0 |  |  | 35 |  |  | 1.5483
Riverhead Canal 2nd Line and Bank | 2023 |  |  | 0 | 16.6864 | 16.6864 | 16.6864 | 16.6864 | 16.6864 | 16.6864 | -3.238 | -3.238 | -3.238 | -3.238 | -3.238 | -3.238 | -3.238 | -3.238 | -3.238 | -3.238 | -3.238 | -3.238 | -3.238 | -3.238 | -3.238 | -3.238 | -3.238 | -3.238 | -3.238 | -3.238 | -3.238 | -3.238 | -3.238 | -3.238 | -3.238 | -3.238 | -3.238 | -3.238 | -3.238 | -19.9245 | -19.9245 | -19.9245 | -19.9245 | -19.9245 | -19.9245 | 0 | 0 | 0 | 0 | 0 |  |  | 35 |  |  | 32.6235
Canal - Wainscott New 138 kV UG Cable | 2028 |  |  | 0 | 0 | 0 | 0 | 0 | 0 | 38.957 | 38.957 | 38.957 | 38.957 | 38.957 | 38.957 | -7.5597 | -7.5597 | -7.5597 | -7.5597 | -7.5597 | -7.5597 | -7.5597 | -7.5597 | -7.5597 | -7.5597 | -7.5597 | -7.5597 | -7.5597 | -7.5597 | -7.5597 | -7.5597 | -7.5597 | -7.5597 | -7.5597 | -7.5597 | -7.5597 | -7.5597 | -7.5597 | -7.5597 | -7.5597 | -7.5597 | -7.5597 | -7.5597 | -7.5597 | -46.5167 | -46.5167 | -46.5167 | -46.5167 | -46.5167 | -46.5167 | [5 empty] | 58.276
Total - All Areas (No Deferrals,$Millions) |  |  | 513.3 |  | 24.0294 | 24.6325 | 24.9948 | 29.42 | 29.42 | 68.377 | 68.377 | 68.377 | 68.377 | 68.377 | 68.377 | 68.377 | 68.377 | 68.377 | 68.377 | 68.377 | 68.377 | 68.377 | 68.377 | 68.377 | 68.377 | 68.377 | 68.377 | 68.377 | 68.377 | 68.377 | 68.377 | 68.377 | 68.377 | 68.377 | 68.377 | 68.377 | 68.377 | 68.377 | 68.377 | 44.3475 | 43.7445 | 43.3821 | 38.957 | 38.957 | 0 | 0 | 0 | 0 | 0 | 0 | 0 | 0 |  | 63 | 853.4454 | 119.0703 | = max. total avoided cost in portfolio
Annual Avoided Costs for Deferrals - Area 1 Proposal: (see note*) | Deferral Year |  |  | 2016 | 2017 | 2018 | 2019 | 2020 | 2021 | 2022 | 2023 | 2024 | 2025 | 2026 | 2027 | 2028 | 2029 | 2030 | 2031 | 2032 | 2033 | 2034 | 2035 | 2036 | 2037 | 2038 | 2039 | 2040 | 2041 | 2042 | 2043 | 2044 | 2045 | 2046 | 2047 | 2048 | 2049 | 2050 | 2051 | 2052 | 2053 | 2054 | 2055 | 2056 | 2057 | 2058 | 2059 | 2060 | 2061 | 2062 | 2063 | 2064 |  |  | Differential NPV $M |  | Differential NPV $M (adjusted for COD of Selected Project) | Differntial NPV $/MW | NPV of Transmission Avoided Costs for Selected Project
Area I Projects:
Amagansett Conversion 33 kV | 2030 |  |  | 0 | 0.97582 | 0.97582 | 0.97582 | 0.97582 | 0.97582 | 0.97582 | 0.97582 | 0.97582 | 0.97582 | 0.97582 | 0.97582 | 0.97582 | 0.97582 | -0.4572 | -0.4572 | -0.4572 | -0.4572 | -0.4572 | -0.4572 | -0.4572 | -0.4572 | -0.4572 | -0.4572 | -0.4572 | -0.4572 | -0.4572 | -0.4572 | -0.4572 | -0.4572 | -0.4572 | -0.4572 | -0.4572 | -0.4572 | -0.4572 | -0.4572 | -1.433 | -1.433 | -1.433 | -1.433 | -1.433 | -1.433 | -1.433 | -1.433 | -1.433 | -1.433 | -1.433 | -1.433 | -1.433 |  |  | 3.8129 |  | 0 | 0 | 0
East Hampton Conversion 33 kV | 2030 |  |  | 0 | 0.39033 | 0.39033 | 0.39033 | 0.39033 | 0.39033 | 0.39033 | 0.39033 | 0.39033 | 0.39033 | 0.39033 | 0.39033 | 0.39033 | 0.39033 | -0.18288 | -0.18288 | -0.18288 | -0.18288 | -0.18288 | -0.18288 | -0.18288 | -0.18288 | -0.18288 | -0.18288 | -0.18288 | -0.18288 | -0.18288 | -0.18288 | -0.18288 | -0.18288 | -0.18288 | -0.18288 | -0.18288 | -0.18288 | -0.18288 | -0.18288 | -0.57321 | -0.57321 | -0.57321 | -0.57321 | -0.57321 | -0.57321 | -0.57321 | -0.57321 | -0.57321 | -0.57321 | -0.57321 | -0.57321 | -0.57321 |  |  | 1.5252 |  | 0 | 0 | 0
Buell Conversion 33 kV | 2030 |  |  | 0 | 0.45131 | 0.45131 | 0.45131 | 0.45131 | 0.45131 | 0.45131 | 0.45131 | 0.45131 | 0.45131 | 0.45131 | 0.45131 | 0.45131 | 0.45131 | -0.21146 | -0.21146 | -0.21146 | -0.21146 | -0.21146 | -0.21146 | -0.21146 | -0.21146 | -0.21146 | -0.21146 | -0.21146 | -0.21146 | -0.21146 | -0.21146 | -0.21146 | -0.21146 | -0.21146 | -0.21146 | -0.21146 | -0.21146 | -0.21146 | -0.21146 | -0.66277 | -0.66277 | -0.66277 | -0.66277 | -0.66277 | -0.66277 | -0.66277 | -0.66277 | -0.66277 | -0.66277 | -0.66277 | -0.66277 | -0.66277 |  |  | 1.7635 |  | 0 | 0 | 0
Hither Hills Conversion to 33 kV | 2030 |  |  | 0 | 0 | 0.60305 | 0.60305 | 0.60305 | 0.60305 | 0.60305 | 0.60305 | 0.60305 | 0.60305 | 0.60305 | 0.60305 | 0.60305 | 0.60305 | -0.25676 | -0.25676 | -0.25676 | -0.25676 | -0.25676 | -0.25676 | -0.25676 | -0.25676 | -0.25676 | -0.25676 | -0.25676 | -0.25676 | -0.25676 | -0.25676 | -0.25676 | -0.25676 | -0.25676 | -0.25676 | -0.25676 | -0.25676 | -0.25676 | -0.25676 | -0.25676 | -0.85981 | -0.85981 | -0.85981 | -0.85981 | -0.85981 | -0.85981 | -0.85981 | -0.85981 | -0.85981 | -0.85981 | -0.85981 | -0.85981 |  |  | 2.0853 |  | 2.0853 | 139022.8879 | 0
Culloden Pt Conversion to 33 kV | 2030 |  |  | 0 | 0 | 0 | 0.36233 | 0.36233 | 0.36233 | 0.36233 | 0.36233 | 0.36233 | 0.36233 | 0.36233 | 0.36233 | 0.36233 | 0.36233 | -0.13922 | -0.13922 | -0.13922 | -0.13922 | -0.13922 | -0.13922 | -0.13922 | -0.13922 | -0.13922 | -0.13922 | -0.13922 | -0.13922 | -0.13922 | -0.13922 | -0.13922 | -0.13922 | -0.13922 | -0.13922 | -0.13922 | -0.13922 | -0.13922 | -0.13922 | -0.13922 | -0.13922 | -0.50156 | -0.50156 | -0.50156 | -0.50156 | -0.50156 | -0.50156 | -0.50156 | -0.50156 | -0.50156 | -0.50156 | -0.50156 |  |  | 1.1012 |  | 1.1012 | 73412.135 | 0
[59 empty] | 0 | =Area I Portion
Area II Projects: | [58 empty] | 0 | =Area I+II+III Portions
Bridgehampton - Buell New 69 kV UG Cable | 2026 |  |  | 0 | 0 | 0 | 0 | 4.4251 | 4.4251 | 4.4251 | 4.4251 | 4.4251 | 4.4251 | -0.85871 | -0.85871 | -0.85871 | -0.85871 | -0.85871 | -0.85871 | -0.85871 | -0.85871 | -0.85871 | -0.85871 | -0.85871 | -0.85871 | -0.85871 | -0.85871 | -0.85871 | -0.85871 | -0.85871 | -0.85871 | -0.85871 | -0.85871 | -0.85871 | -0.85871 | -0.85871 | -0.85871 | -0.85871 | -0.85871 | -0.85871 | -0.85871 | -0.85871 | -5.2839 | -5.2839 | -5.2839 | -5.2839 | -5.2839 | -5.2839 | 0 | 0 | 0 | 0 |  |  | 7.3678 |  | 7.3678 | 153495.4058 | 0
[59 empty] | 0 | =Area II Portion
Area III Projects: | [58 empty] | 0 | =Area II+III Portions
New Canal - Southampton Cable | 2023 |  |  | 0 | 4.5863 | 4.5863 | 4.5863 | 4.5863 | 4.5863 | 4.5863 | -0.88999 | -0.88999 | -0.88999 | -0.88999 | -0.88999 | -0.88999 | -0.88999 | -0.88999 | -0.88999 | -0.88999 | -0.88999 | -0.88999 | -0.88999 | -0.88999 | -0.88999 | -0.88999 | -0.88999 | -0.88999 | -0.88999 | -0.88999 | -0.88999 | -0.88999 | -0.88999 | -0.88999 | -0.88999 | -0.88999 | -0.88999 | -0.88999 | -0.88999 | -5.4763 | -5.4763 | -5.4763 | -5.4763 | -5.4763 | -5.4763 | 0 | 0 | 0 | 0 | 0 | 0 | 0 |  |  | 8.9667 |  | 0 | 0 | 0
Upgrade Wildwood - Riverhead to 138 kV | 2022 |  |  | 0 | 0.93922 | 0.93922 | 0.93922 | 0.93922 | 0.93922 | -0.14959 | -0.14959 | -0.14959 | -0.14959 | -0.14959 | -0.14959 | -0.14959 | -0.14959 | -0.14959 | -0.14959 | -0.14959 | -0.14959 | -0.14959 | -0.14959 | -0.14959 | -0.14959 | -0.14959 | -0.14959 | -0.14959 | -0.14959 | -0.14959 | -0.14959 | -0.14959 | -0.14959 | -0.14959 | -0.14959 | -0.14959 | -0.14959 | -0.14959 | -0.14959 | -1.0888 | -1.0888 | -1.0888 | -1.0888 | -1.0888 | 0 | 0 | 0 | 0 | 0 | 0 | 0 | 0 |  |  | 1.5483 |  | 0 | 0 | 0
Riverhead Canal 2nd Line and Bank | 2023 |  |  | 0 | 16.6864 | 16.6864 | 16.6864 | 16.6864 | 16.6864 | 16.6864 | -3.238 | -3.238 | -3.238 | -3.238 | -3.238 | -3.238 | -3.238 | -3.238 | -3.238 | -3.238 | -3.238 | -3.238 | -3.238 | -3.238 | -3.238 | -3.238 | -3.238 | -3.238 | -3.238 | -3.238 | -3.238 | -3.238 | -3.238 | -3.238 | -3.238 | -3.238 | -3.238 | -3.238 | -3.238 | -19.9245 | -19.9245 | -19.9245 | -19.9245 | -19.9245 | -19.9245 | 0 | 0 | 0 | 0 | 0 | 0 | 0 |  |  | 32.6235 |  | 0 | 0 | 0
Canal - Wainscott New 138 kV UG Cable | 2028 |  |  | 0 | 0 | 0 | 0 | 0 | 0 | 38.957 | 38.957 | 38.957 | 38.957 | 38.957 | 38.957 | -7.5597 | -7.5597 | -7.5597 | -7.5597 | -7.5597 | -7.5597 | -7.5597 | -7.5597 | -7.5597 | -7.5597 | -7.5597 | -7.5597 | -7.5597 | -7.5597 | -7.5597 | -7.5597 | -7.5597 | -7.5597 | -7.5597 | -7.5597 | -7.5597 | -7.5597 | -7.5597 | -7.5597 | -7.5597 | -7.5597 | -7.5597 | -7.5597 | -7.5597 | -46.5167 | -46.5167 | -46.5167 | -46.5167 | -46.5167 | -46.5167 | 0 | 0 |  |  | 58.276 |  | 58.276 | 925015.732 | 0
[59 empty] | 0 | =Area III Portion
Total - Area 1 Proposal, $Millions (unadjusted) |  |  |  | 0 | 0 | 0.60305 | 0.96539 | 5.3905 | 5.3905 | 44.3475 | 44.3475 | 44.3475 | 44.3475 | 39.0637 | 39.0637 | -7.453 | -7.453 | -8.8144 | -8.8144 | -8.8144 | -8.8144 | -8.8144 | -8.8144 | -8.8144 | -8.8144 | -8.8144 | -8.8144 | -8.8144 | -8.8144 | -8.8144 | -8.8144 | -8.8144 | -8.8144 | -8.8144 | -8.8144 | -8.8144 | -8.8144 | -8.8144 | -8.8144 | -8.8144 | -9.4174 | -9.7798 | -14.2049 | -14.2049 | -53.1619 | -53.1619 | -53.1619 | -53.1619 | -47.878 | -47.878 | -1.3614 | -1.3614 |  |  | 68.8303 |  |  | 1290946.1608 | 0
$/MW-yr |  |  |  | 0 | 0 | 40203.5861 | 64359.2408 | 156549.7282 | 156549.7282 | 774914.5398 | 774914.5398 | 774914.5398 | 774914.5398 | 664834.2766 | 664834.2766 | -73525.6468 | -73525.6468 | -164283.4228 | -164283.4228 | -164283.4228 | -164283.4228 | -164283.4228 | -164283.4228 | -164283.4228 | -164283.4228 | -164283.4228 | -164283.4228 | -164283.4228 | -164283.4228 | -164283.4228 | -164283.4228 | -164283.4228 | -164283.4228 | -164283.4228 | -164283.4228 | -164283.4228 | -164283.4228 | -164283.4228 | -164283.4228 | -164283.4228 | -204487.0089 | -228642.6636 | -320833.151 | -320833.151 | -939197.9626 | -939197.9626 | -939197.9626 | -939197.9626 | -829117.6994 | -829117.6994 | -90757.776 | -90757.776
$Millions (adjusted) |  |  |  | 0 | 0 | 0 | 0 | 0 | 0 | 0 | 0 | 0 | 0 | 0 | 0 | 0 | 0 | 0 | 0 | 0 | 0 | 0 | 0 | 0 | 0 | 0 | 0 | 0 | 0 | 0 | 0 | 0 | 0 | 0 | 0 | 0 | 0 | 0 | 0 | 0 | 0 | 0 | 0 | 0 | 0 | 0 | 0 | 0 | 0 | 0 | 0 | 0 |  |  | 0
Annual Avoided Costs for Deferrals - Area 2 Proposal: (see note*) | Deferral Year |  |  | 2016 | 2017 | 2018 | 2019 | 2020 | 2021 | 2022 | 2023 | 2024 | 2025 | 2026 | 2027 | 2028 | 2029 | 2030 | 2031 | 2032 | 2033 | 2034 | 2035 | 2036 | 2037 | 2038 | 2039 | 2040 | 2041 | 2042 | 2043 | 2044 | 2045 | 2046 | 2047 | 2048 | 2049 | 2050 | 2051 | 2052 | 2053 | 2054 | 2055 | 2056 | 2057 | 2058 | 2059 | 2060 | 2061 | 2062 | 2063 | 2064 |  |  | Differential NPV $M |  | Differential NPV $M (adjusted for COD of Selected Project) | Differntial NPV $/MW | NPV of Transmission Avoided Costs for Selected Project
Area I Projects:
Amagansett Conversion 33 kV | 2030 |  |  | 0 | 0 | 0 | 0 | 0 | 0 | 0 | 0 | 0 | 0 | 0 | 0 | 0 | 0 | 0 | 0 | 0 | 0 | 0 | 0 | 0 | 0 | 0 | 0 | 0 | 0 | 0 | 0 | 0 | 0 | 0 | 0 | 0 | 0 | 0 | 0 | 0 | 0 | 0 | 0 | 0 | 0 | 0 | 0 | 0 | 0 | 0 | 0 | 0 |  |  | 0 |  | 0 | 0 | 0
East Hampton Conversion 33 kV | 2030 |  |  | 0 | 0 | 0 | 0 | 0 | 0 | 0 | 0 | 0 | 0 | 0 | 0 | 0 | 0 | 0 | 0 | 0 | 0 | 0 | 0 | 0 | 0 | 0 | 0 | 0 | 0 | 0 | 0 | 0 | 0 | 0 | 0 | 0 | 0 | 0 | 0 | 0 | 0 | 0 | 0 | 0 | 0 | 0 | 0 | 0 | 0 | 0 | 0 | 0 |  |  | 0 |  | 0 | 0 | 0
Buell Conversion 33 kV | 2030 |  |  | 0 | 0 | 0 | 0 | 0 | 0 | 0 | 0 | 0 | 0 | 0 | 0 | 0 | 0 | 0 | 0 | 0 | 0 | 0 | 0 | 0 | 0 | 0 | 0 | 0 | 0 | 0 | 0 | 0 | 0 | 0 | 0 | 0 | 0 | 0 | 0 | 0 | 0 | 0 | 0 | 0 | 0 | 0 | 0 | 0 | 0 | 0 | 0 | 0 |  |  | 0 |  | 0 | 0 | 0
Hither Hills Conversion to 33 kV | 2030 |  |  | 0 | 0 | 0 | 0 | 0 | 0 | 0 | 0 | 0 | 0 | 0 | 0 | 0 | 0 | 0 | 0 | 0 | 0 | 0 | 0 | 0 | 0 | 0 | 0 | 0 | 0 | 0 | 0 | 0 | 0 | 0 | 0 | 0 | 0 | 0 | 0 | 0 | 0 | 0 | 0 | 0 | 0 | 0 | 0 | 0 | 0 | 0 | 0 | 0 |  |  | 0 |  | 0 | 0 | 0
Culloden Pt Conversion to 33 kV | 2030 |  |  | 0 | 0 | 0 | 0 | 0 | 0 | 0 | 0 | 0 | 0 | 0 | 0 | 0 | 0 | 0 | 0 | 0 | 0 | 0 | 0 | 0 | 0 | 0 | 0 | 0 | 0 | 0 | 0 | 0 | 0 | 0 | 0 | 0 | 0 | 0 | 0 | 0 | 0 | 0 | 0 | 0 | 0 | 0 | 0 | 0 | 0 | 0 | 0 | 0 |  |  | 0 |  | 0 | 0 | 0
[59 empty] | 0 | =Area I Portion
Area II Projects: | [58 empty] | 0 | =Area I+II+III Portions
Bridgehampton - Buell New 69 kV UG Cable | 2026 |  |  | 0 | 0 | 0 | 0 | 4.4251 | 4.4251 | 4.4251 | 4.4251 | 4.4251 | 4.4251 | -0.85871 | -0.85871 | -0.85871 | -0.85871 | -0.85871 | -0.85871 | -0.85871 | -0.85871 | -0.85871 | -0.85871 | -0.85871 | -0.85871 | -0.85871 | -0.85871 | -0.85871 | -0.85871 | -0.85871 | -0.85871 | -0.85871 | -0.85871 | -0.85871 | -0.85871 | -0.85871 | -0.85871 | -0.85871 | -0.85871 | -0.85871 | -0.85871 | -0.85871 | -5.2839 | -5.2839 | -5.2839 | -5.2839 | -5.2839 | -5.2839 | 0 | 0 | 0 | 0 |  |  | 7.3678 |  | 7.3678 | 153495.4058 | 0
[59 empty] | 0 | =Area II Portion
Area III Projects: | [58 empty] | 0 | =Area II+III Portions
New Canal - Southampton Cable | 2023 |  |  | 0 | 4.5863 | 4.5863 | 4.5863 | 4.5863 | 4.5863 | 4.5863 | -0.88999 | -0.88999 | -0.88999 | -0.88999 | -0.88999 | -0.88999 | -0.88999 | -0.88999 | -0.88999 | -0.88999 | -0.88999 | -0.88999 | -0.88999 | -0.88999 | -0.88999 | -0.88999 | -0.88999 | -0.88999 | -0.88999 | -0.88999 | -0.88999 | -0.88999 | -0.88999 | -0.88999 | -0.88999 | -0.88999 | -0.88999 | -0.88999 | -0.88999 | -5.4763 | -5.4763 | -5.4763 | -5.4763 | -5.4763 | -5.4763 | 0 | 0 | 0 | 0 | 0 | 0 | 0 |  |  | 8.9667 |  | 0 | 0 | 0
Upgrade Wildwood - Riverhead to 138 kV | 2022 |  |  | 0 | 0.93922 | 0.93922 | 0.93922 | 0.93922 | 0.93922 | -0.14959 | -0.14959 | -0.14959 | -0.14959 | -0.14959 | -0.14959 | -0.14959 | -0.14959 | -0.14959 | -0.14959 | -0.14959 | -0.14959 | -0.14959 | -0.14959 | -0.14959 | -0.14959 | -0.14959 | -0.14959 | -0.14959 | -0.14959 | -0.14959 | -0.14959 | -0.14959 | -0.14959 | -0.14959 | -0.14959 | -0.14959 | -0.14959 | -0.14959 | -0.14959 | -1.0888 | -1.0888 | -1.0888 | -1.0888 | -1.0888 | 0 | 0 | 0 | 0 | 0 | 0 | 0 | 0 |  |  | 1.5483 |  | 0 | 0 | 0
Riverhead Canal 2nd Line and Bank | 2023 |  |  | 0 | 16.6864 | 16.6864 | 16.6864 | 16.6864 | 16.6864 | 16.6864 | -3.238 | -3.238 | -3.238 | -3.238 | -3.238 | -3.238 | -3.238 | -3.238 | -3.238 | -3.238 | -3.238 | -3.238 | -3.238 | -3.238 | -3.238 | -3.238 | -3.238 | -3.238 | -3.238 | -3.238 | -3.238 | -3.238 | -3.238 | -3.238 | -3.238 | -3.238 | -3.238 | -3.238 | -3.238 | -19.9245 | -19.9245 | -19.9245 | -19.9245 | -19.9245 | -19.9245 | 0 | 0 | 0 | 0 | 0 | 0 | 0 |  |  | 32.6235 |  | 0 | 0 | 0
Canal - Wainscott New 138 kV UG Cable | 2028 |  |  | 0 | 0 | 0 | 0 | 0 | 0 | 38.957 | 38.957 | 38.957 | 38.957 | 38.957 | 38.957 | -7.5597 | -7.5597 | -7.5597 | -7.5597 | -7.5597 | -7.5597 | -7.5597 | -7.5597 | -7.5597 | -7.5597 | -7.5597 | -7.5597 | -7.5597 | -7.5597 | -7.5597 | -7.5597 | -7.5597 | -7.5597 | -7.5597 | -7.5597 | -7.5597 | -7.5597 | -7.5597 | -7.5597 | -7.5597 | -7.5597 | -7.5597 | -7.5597 | -7.5597 | -46.5167 | -46.5167 | -46.5167 | -46.5167 | -46.5167 | -46.5167 | 0 | 0 |  |  | 58.276 |  | 58.276 | 925015.732 | 0
[59 empty] | 0 | =Area III Portion
Total - Area 2 Proposal, $Millions (unadjusted) |  |  |  | 0 | 0 | 0 | 0 | 4.4251 | 4.4251 | 43.3821 | 43.3821 | 43.3821 | 43.3821 | 38.0983 | 38.0983 | -8.4184 | -8.4184 | -8.4184 | -8.4184 | -8.4184 | -8.4184 | -8.4184 | -8.4184 | -8.4184 | -8.4184 | -8.4184 | -8.4184 | -8.4184 | -8.4184 | -8.4184 | -8.4184 | -8.4184 | -8.4184 | -8.4184 | -8.4184 | -8.4184 | -8.4184 | -8.4184 | -8.4184 | -8.4184 | -8.4184 | -8.4184 | -12.8435 | -12.8435 | -51.8005 | -51.8005 | -51.8005 | -51.8005 | -46.5167 | -46.5167 | 0 | 0 |  |  | 65.6438 |  |  | 1078511.1378 | 0
$/MW-yr |  |  |  | 0 | 0 | 0 | 0 | 92190.4874 | 92190.4874 | 710555.299 | 710555.299 | 710555.299 | 710555.299 | 600475.0358 | 600475.0358 | -137884.8876 | -137884.8876 | -137884.8876 | -137884.8876 | -137884.8876 | -137884.8876 | -137884.8876 | -137884.8876 | -137884.8876 | -137884.8876 | -137884.8876 | -137884.8876 | -137884.8876 | -137884.8876 | -137884.8876 | -137884.8876 | -137884.8876 | -137884.8876 | -137884.8876 | -137884.8876 | -137884.8876 | -137884.8876 | -137884.8876 | -137884.8876 | -137884.8876 | -137884.8876 | -137884.8876 | -230075.375 | -230075.375 | -848440.1866 | -848440.1866 | -848440.1866 | -848440.1866 | -738359.9234 | -738359.9234 | 0 | 0
$Millions (adjusted) |  |  |  | 0 | 0 | 0 | 0 | 0 | 0 | 0 | 0 | 0 | 0 | 0 | 0 | 0 | 0 | 0 | 0 | 0 | 0 | 0 | 0 | 0 | 0 | 0 | 0 | 0 | 0 | 0 | 0 | 0 | 0 | 0 | 0 | 0 | 0 | 0 | 0 | 0 | 0 | 0 | 0 | 0 | 0 | 0 | 0 | 0 | 0 | 0 | 0 | 0 |  |  | 0
Annual Avoided Costs for Deferrals - Area 3 Proposal: (see note*) | Deferral Year |  |  | 2016 | 2017 | 2018 | 2019 | 2020 | 2021 | 2022 | 2023 | 2024 | 2025 | 2026 | 2027 | 2028 | 2029 | 2030 | 2031 | 2032 | 2033 | 2034 | 2035 | 2036 | 2037 | 2038 | 2039 | 2040 | 2041 | 2042 | 2043 | 2044 | 2045 | 2046 | 2047 | 2048 | 2049 | 2050 | 2051 | 2052 | 2053 | 2054 | 2055 | 2056 | 2057 | 2058 | 2059 | 2060 | 2061 | 2062 | 2063 | 2064 |  |  | Differential NPV $M |  | Differential NPV $M (adjusted for COD of Selected Project) | Differntial NPV $/MW | NPV of Transmission Avoided Costs for Selected Project
Area I Projects:
Amagansett Conversion 33 kV | 2030 |  |  | 0 | 0 | 0 | 0 | 0 | 0 | 0 | 0 | 0 | 0 | 0 | 0 | 0 | 0 | 0 | 0 | 0 | 0 | 0 | 0 | 0 | 0 | 0 | 0 | 0 | 0 | 0 | 0 | 0 | 0 | 0 | 0 | 0 | 0 | 0 | 0 | 0 | 0 | 0 | 0 | 0 | 0 | 0 | 0 | 0 | 0 | 0 | 0 | 0 |  |  | 0 |  | 0 | 0 | 0
East Hampton Conversion 33 kV | 2030 |  |  | 0 | 0 | 0 | 0 | 0 | 0 | 0 | 0 | 0 | 0 | 0 | 0 | 0 | 0 | 0 | 0 | 0 | 0 | 0 | 0 | 0 | 0 | 0 | 0 | 0 | 0 | 0 | 0 | 0 | 0 | 0 | 0 | 0 | 0 | 0 | 0 | 0 | 0 | 0 | 0 | 0 | 0 | 0 | 0 | 0 | 0 | 0 | 0 | 0 |  |  | 0 |  | 0 | 0 | 0
Buell Conversion 33 kV | 2030 |  |  | 0 | 0 | 0 | 0 | 0 | 0 | 0 | 0 | 0 | 0 | 0 | 0 | 0 | 0 | 0 | 0 | 0 | 0 | 0 | 0 | 0 | 0 | 0 | 0 | 0 | 0 | 0 | 0 | 0 | 0 | 0 | 0 | 0 | 0 | 0 | 0 | 0 | 0 | 0 | 0 | 0 | 0 | 0 | 0 | 0 | 0 | 0 | 0 | 0 |  |  | 0 |  | 0 | 0 | 0
Hither Hills Conversion to 33 kV | 2030 |  |  | 0 | 0 | 0 | 0 | 0 | 0 | 0 | 0 | 0 | 0 | 0 | 0 | 0 | 0 | 0 | 0 | 0 | 0 | 0 | 0 | 0 | 0 | 0 | 0 | 0 | 0 | 0 | 0 | 0 | 0 | 0 | 0 | 0 | 0 | 0 | 0 | 0 | 0 | 0 | 0 | 0 | 0 | 0 | 0 | 0 | 0 | 0 | 0 | 0 |  |  | 0 |  | 0 | 0 | 0
Culloden Pt Conversion to 33 kV | 2030 |  |  | 0 | 0 | 0 | 0 | 0 | 0 | 0 | 0 | 0 | 0 | 0 | 0 | 0 | 0 | 0 | 0 | 0 | 0 | 0 | 0 | 0 | 0 | 0 | 0 | 0 | 0 | 0 | 0 | 0 | 0 | 0 | 0 | 0 | 0 | 0 | 0 | 0 | 0 | 0 | 0 | 0 | 0 | 0 | 0 | 0 | 0 | 0 | 0 | 0 |  |  | 0 |  | 0 | 0 | 0
[59 empty] | 0 | =Area I Portion
Area II Projects: | [58 empty] | 996861.7039 | =Area I+II+III Portions
Bridgehampton - Buell New 69 kV UG Cable | 2026 |  |  | 0 | 0 | 0 | 0 | 0 | 0 | 0 | 0 | 0 | 0 | 0 | 0 | 0 | 0 | 0 | 0 | 0 | 0 | 0 | 0 | 0 | 0 | 0 | 0 | 0 | 0 | 0 | 0 | 0 | 0 | 0 | 0 | 0 | 0 | 0 | 0 | 0 | 0 | 0 | 0 | 0 | 0 | 0 | 0 | 0 | 0 | 0 | 0 | 0 |  |  | 0 |  | 0 | 0 | 0
[59 empty] | 0 | =Area II Portion
Area III Projects: | [58 empty] | 996861.7039 | =Area II+III Portions
New Canal - Southampton Cable | 2023 |  |  | 0 | 4.5863 | 4.5863 | 4.5863 | 4.5863 | 4.5863 | 4.5863 | -0.88999 | -0.88999 | -0.88999 | -0.88999 | -0.88999 | -0.88999 | -0.88999 | -0.88999 | -0.88999 | -0.88999 | -0.88999 | -0.88999 | -0.88999 | -0.88999 | -0.88999 | -0.88999 | -0.88999 | -0.88999 | -0.88999 | -0.88999 | -0.88999 | -0.88999 | -0.88999 | -0.88999 | -0.88999 | -0.88999 | -0.88999 | -0.88999 | -0.88999 | -5.4763 | -5.4763 | -5.4763 | -5.4763 | -5.4763 | -5.4763 | 0 | 0 | 0 | 0 | 0 | 0 | 0 |  |  | 8.9667 |  | 0 | 0 | 0
Upgrade Wildwood - Riverhead to 138 kV | 2022 |  |  | 0 | 0.93922 | 0.93922 | 0.93922 | 0.93922 | 0.93922 | -0.14959 | -0.14959 | -0.14959 | -0.14959 | -0.14959 | -0.14959 | -0.14959 | -0.14959 | -0.14959 | -0.14959 | -0.14959 | -0.14959 | -0.14959 | -0.14959 | -0.14959 | -0.14959 | -0.14959 | -0.14959 | -0.14959 | -0.14959 | -0.14959 | -0.14959 | -0.14959 | -0.14959 | -0.14959 | -0.14959 | -0.14959 | -0.14959 | -0.14959 | -0.14959 | -1.0888 | -1.0888 | -1.0888 | -1.0888 | -1.0888 | 0 | 0 | 0 | 0 | 0 | 0 | 0 | 0 |  |  | 1.5483 |  | 0 | 0 | 0
Riverhead Canal 2nd Line and Bank | 2023 |  |  | 0 | 16.6864 | 16.6864 | 16.6864 | 16.6864 | 16.6864 | 16.6864 | -3.238 | -3.238 | -3.238 | -3.238 | -3.238 | -3.238 | -3.238 | -3.238 | -3.238 | -3.238 | -3.238 | -3.238 | -3.238 | -3.238 | -3.238 | -3.238 | -3.238 | -3.238 | -3.238 | -3.238 | -3.238 | -3.238 | -3.238 | -3.238 | -3.238 | -3.238 | -3.238 | -3.238 | -3.238 | -19.9245 | -19.9245 | -19.9245 | -19.9245 | -19.9245 | -19.9245 | 0 | 0 | 0 | 0 | 0 | 0 | 0 |  |  | 32.6235 |  | 0 | 0 | 0
Canal - Wainscott New 138 kV UG Cable | 2028 |  |  | 0 | 0 | 0 | 0 | 0 | 0 | 38.957 | 38.957 | 38.957 | 38.957 | 38.957 | 38.957 | -7.5597 | -7.5597 | -7.5597 | -7.5597 | -7.5597 | -7.5597 | -7.5597 | -7.5597 | -7.5597 | -7.5597 | -7.5597 | -7.5597 | -7.5597 | -7.5597 | -7.5597 | -7.5597 | -7.5597 | -7.5597 | -7.5597 | -7.5597 | -7.5597 | -7.5597 | -7.5597 | -7.5597 | -7.5597 | -7.5597 | -7.5597 | -7.5597 | -7.5597 | -46.5167 | -46.5167 | -46.5167 | -46.5167 | -46.5167 | -46.5167 | 0 | 0 |  |  | 58.276 |  | 58.276 | 925015.732 | 996861.7039
[59 empty] | 996861.7039 | =Area III Portion
Total - Area 3 Proposal, $Millions (unadjusted) |  |  |  | 0 | 22.212 | 22.212 | 22.212 | 22.212 | 22.212 | 60.0802 | 34.6794 | 34.6794 | 34.6794 | 34.6794 | 34.6794 | -11.8373 | -11.8373 | -11.8373 | -11.8373 | -11.8373 | -11.8373 | -11.8373 | -11.8373 | -11.8373 | -11.8373 | -11.8373 | -11.8373 | -11.8373 | -11.8373 | -11.8373 | -11.8373 | -11.8373 | -11.8373 | -11.8373 | -11.8373 | -11.8373 | -11.8373 | -11.8373 | -11.8373 | -34.0493 | -34.0493 | -34.0493 | -34.0493 | -34.0493 | -71.9175 | -46.5167 | -46.5167 | -46.5167 | -46.5167 | -46.5167 | 0 | 0 |  |  | 101.4144 |  |  | 925015.732 | 996861.7039
$/MW-yr |  |  |  | 0 | 0 | 0 | 0 | 0 | 0 | 618364.8116 | 618364.8116 | 618364.8116 | 618364.8116 | 618364.8116 | 618364.8116 | -119995.1118 | -119995.1118 | -119995.1118 | -119995.1118 | -119995.1118 | -119995.1118 | -119995.1118 | -119995.1118 | -119995.1118 | -119995.1118 | -119995.1118 | -119995.1118 | -119995.1118 | -119995.1118 | -119995.1118 | -119995.1118 | -119995.1118 | -119995.1118 | -119995.1118 | -119995.1118 | -119995.1118 | -119995.1118 | -119995.1118 | -119995.1118 | -119995.1118 | -119995.1118 | -119995.1118 | -119995.1118 | -119995.1118 | -738359.9234 | -738359.9234 | -738359.9234 | -738359.9234 | -738359.9234 | -738359.9234 | 0 | 0
$Millions (adjusted) |  |  |  | 0 | 0 | 0 | 0 | 0 | 0 | 0.66639 | 0.66639 | 0.66639 | 0.66639 | 0.66639 | 0.66639 | -0.12932 | -0.12932 | -0.12932 | -0.12932 | -0.12932 | -0.12932 | -0.12932 | -0.12932 | -0.12932 | -0.12932 | -0.12932 | -0.12932 | -0.12932 | -0.12932 | -0.12932 | -0.12932 | -0.12932 | -0.12932 | -0.12932 | -0.12932 | -0.12932 | -0.12932 | -0.12932 | -0.12932 | -0.12932 | -0.12932 | -0.12932 | -0.12932 | -0.12932 | -0.79571 | -0.79571 | -0.79571 | -0.79571 | -0.79571 | -0.79571 | 0 | 0 |  |  | 996.8617
Discount Factor (Relative to 1/1/2016) = |  |  |  | 0.94787 | 0.89845 | 0.85161 | 0.80722 | 0.76513 | 0.72525 | 0.68744 | 0.6516 | 0.61763 | 0.58543 | 0.55491 | 0.52598 | 0.49856 | 0.47257 | 0.44793 | 0.42458 | 0.40245 | 0.38147 | 0.36158 | 0.34273 | 0.32486 | 0.30793 | 0.29187 | 0.27666 | 0.26223 | 0.24856 | 0.2356 | 0.22332 | 0.21168 | 0.20064 | 0.19018 | 0.18027 | 0.17087 | 0.16196 | 0.15352 | 0.14552 | 0.13793 | 0.13074 | 0.12392 | 0.11746 | 0.11134 | 0.10554 | 0.10003 | 0.094818 | 0.089875 | 0.08519 | 0.080748 | 0.076539 | 0.072549
* Note: A positive (+) avoided cost in a given year represents a cost savings relative to not having a transmission project deferral.

## PhII (ENH100 T&PP-2019)
Version |  | Based on PSEGLI file: "East End Utility 2_0_Economics_2014_10_13_r28_Sargent_Lundy.xlsx"
Annual Revenue Requirements (Millions of $s)
1) Reference (Transmission only) Case
Project | I/S Year | Investor | Capital (2015$s) | 2016 | 2017 | 2018 | 2019 | 2020 | 2021 | 2022 | 2023 | 2024 | 2025 | 2026 | 2027 | 2028 | 2029 | 2030 | 2031 | 2032 | 2033 | 2034 | 2035 | 2036 | 2037 | 2038 | 2039 | 2040 | 2041 | 2042 | 2043 | 2044 | 2045 | 2046 | 2047 | 2048 | 2049 | 2050 | 2051 | 2052 | 2053 | 2054 | 2055 | 2056 | 2057 | 2058 | 2059 | 2060 | 2061 | 2062 | 2063 | 2064 |  | NPV |  | Proposal Number = | ENH100
Transmission Reinforcement I | 2017 | PSEGLI | 197 | 0 | 24.0294 | 24.0294 | 24.0294 | 24.0294 | 24.0294 | 24.0294 | 24.0294 | 24.0294 | 24.0294 | 24.0294 | 24.0294 | 24.0294 | 24.0294 | 24.0294 | 24.0294 | 24.0294 | 24.0294 | 24.0294 | 24.0294 | 24.0294 | 24.0294 | 24.0294 | 24.0294 | 24.0294 | 24.0294 | 24.0294 | 24.0294 | 24.0294 | 24.0294 | 24.0294 | 24.0294 | 24.0294 | 24.0294 | 24.0294 | 24.0294 | [13 empty] | 35 | 350.5464 |  | Proposer Name = | EnergyHub, Inc.
Transmission Reinforcement II | 2018 | PSEGLI | 4.8 | 0 | 0 | 0.60305 | 0.60305 | 0.60305 | 0.60305 | 0.60305 | 0.60305 | 0.60305 | 0.60305 | 0.60305 | 0.60305 | 0.60305 | 0.60305 | 0.60305 | 0.60305 | 0.60305 | 0.60305 | 0.60305 | 0.60305 | 0.60305 | 0.60305 | 0.60305 | 0.60305 | 0.60305 | 0.60305 | 0.60305 | 0.60305 | 0.60305 | 0.60305 | 0.60305 | 0.60305 | 0.60305 | 0.60305 | 0.60305 | 0.60305 | 0.60305 | [12 empty] | 35 | 8.3388 |  | Proposal/Project = | South Fork Direct Load Control
Transmission Reinforcement III | 2019 | PSEGLI | 2.8 | 0 | 0 | 0 | 0.36233 | 0.36233 | 0.36233 | 0.36233 | 0.36233 | 0.36233 | 0.36233 | 0.36233 | 0.36233 | 0.36233 | 0.36233 | 0.36233 | 0.36233 | 0.36233 | 0.36233 | 0.36233 | 0.36233 | 0.36233 | 0.36233 | 0.36233 | 0.36233 | 0.36233 | 0.36233 | 0.36233 | 0.36233 | 0.36233 | 0.36233 | 0.36233 | 0.36233 | 0.36233 | 0.36233 | 0.36233 | 0.36233 | 0.36233 | 0.36233 | [11 empty] | 35 | 4.7491 |  | Option Number = | 1
Transmission Reinforcement IV | 2020 | PSEGLI | 33.2 | 0 | 0 | 0 | 0 | 4.4251 | 4.4251 | 4.4251 | 4.4251 | 4.4251 | 4.4251 | 4.4251 | 4.4251 | 4.4251 | 4.4251 | 4.4251 | 4.4251 | 4.4251 | 4.4251 | 4.4251 | 4.4251 | 4.4251 | 4.4251 | 4.4251 | 4.4251 | 4.4251 | 4.4251 | 4.4251 | 4.4251 | 4.4251 | 4.4251 | 4.4251 | 4.4251 | 4.4251 | 4.4251 | 4.4251 | 4.4251 | 4.4251 | 4.4251 | 4.4251 | [10 empty] | 35 | 54.9758 |  | Location = | All Areas - Nonspecified
Transmission Reinforcement V | 2022 | PSEGLI | 275.5 | 0 | 0 | 0 | 0 | 0 | 0 | 38.957 | 38.957 | 38.957 | 38.957 | 38.957 | 38.957 | 38.957 | 38.957 | 38.957 | 38.957 | 38.957 | 38.957 | 38.957 | 38.957 | 38.957 | 38.957 | 38.957 | 38.957 | 38.957 | 38.957 | 38.957 | 38.957 | 38.957 | 38.957 | 38.957 | 38.957 | 38.957 | 38.957 | 38.957 | 38.957 | 38.957 | 38.957 | 38.957 | 38.957 | 38.957 | [8 empty] | 35 | 434.8353 |  | Technology = | Thermostats & Pool Pumps
[56 empty] | Interconnection Points = | Behind the Meter
Total |  |  | 513.3 | 0 | 24.0294 | 24.6325 | 24.9948 | 29.42 | 29.42 | 68.377 | 68.377 | 68.377 | 68.377 | 68.377 | 68.377 | 68.377 | 68.377 | 68.377 | 68.377 | 68.377 | 68.377 | 68.377 | 68.377 | 68.377 | 68.377 | 68.377 | 68.377 | 68.377 | 68.377 | 68.377 | 68.377 | 68.377 | 68.377 | 68.377 | 68.377 | 68.377 | 68.377 | 68.377 | 68.377 | 44.3475 | 43.7445 | 43.3821 | 38.957 | 38.957 | 0 | 0 | 0 | 0 | 0 | 0 | 0 | 0 |  | 853.4454 |  | Loss Factor = | 1.067
2016 NPV @ 5.5%, thru 2035 |  |  |  | 2016: 582.1416
2016 NPV @ 5.5%, thru 2056 |  |  |  | 2016: 853.4454 |  |  |  | MW Required by 2022 (cap) = | 15 | 33 | 15 | Output: NPV of Transmission Avoided Costs for Selected Project (see note*)
[57 empty] | Selected Project Inputs - Area 1 Portion | Selected Project Inputs - Area 2 Portion | Selected Project Inputs - Area 3 Portion | Area 1 | Area 2 | Area 3 | Total | check
[56 empty] | Project kW = | 0 | 0 | 949.63
[55 empty] | Capped kW = | 949.63 | 0 | 0 | 949.63
[56 empty] | Project Area (1, 2, or 3) = | 1 | 2 | 3
[56 empty] | Proportion of Peak Hours Covered = | 100% | 100% | 100%
[55 empty] | Project COD = | 2019
[55 empty] | Effective kW = | 949.63 |  |  |  | 0 | 0 | 878422.6896 | 878422.6896
[60 empty] | check | check | check
| I/S Year |  | Capital (2015$s) | 2016 | 2017 | 2018 | 2019 | 2020 | 2021 | 2022 | 2023 | 2024 | 2025 | 2026 | 2027 | 2028 | 2029 | 2030 | 2031 | 2032 | 2033 | 2034 | 2035 | 2036 | 2037 | 2038 | 2039 | 2040 | 2041 | 2042 | 2043 | 2044 | 2045 | 2046 | 2047 | 2048 | 2049 | 2050 | 2051 | 2052 | 2053 | 2054 | 2055 | 2056 | 2057 | 2058 | 2059 | 2060 | 2061 | 2062 | 2063 | 2064 |  | MW Required by 2022 | NPV Base $M | Differential NPV $M | Differential NPV $M (adjusted for COD of Selected Project) | Differntial NPV $/MW | NPV of Transmission Avoided Costs for Selected Project
Area I Projects: | [53 empty] | 15
Amagansett Conversion 33 kV | 2017 |  | 8 | 0 | 0.97582 | 0.97582 | 0.97582 | 0.97582 | 0.97582 | 0.97582 | 0.97582 | 0.97582 | 0.97582 | 0.97582 | 0.97582 | 0.97582 | 0.97582 | 0.97582 | 0.97582 | 0.97582 | 0.97582 | 0.97582 | 0.97582 | 0.97582 | 0.97582 | 0.97582 | 0.97582 | 0.97582 | 0.97582 | 0.97582 | 0.97582 | 0.97582 | 0.97582 | 0.97582 | 0.97582 | 0.97582 | 0.97582 | 0.97582 | 0.97582 | [13 empty] | 35 |  | 14.2354
East Hampton Conversion 33 kV | 2017 |  | 3.2 | 0 | 0.39033 | 0.39033 | 0.39033 | 0.39033 | 0.39033 | 0.39033 | 0.39033 | 0.39033 | 0.39033 | 0.39033 | 0.39033 | 0.39033 | 0.39033 | 0.39033 | 0.39033 | 0.39033 | 0.39033 | 0.39033 | 0.39033 | 0.39033 | 0.39033 | 0.39033 | 0.39033 | 0.39033 | 0.39033 | 0.39033 | 0.39033 | 0.39033 | 0.39033 | 0.39033 | 0.39033 | 0.39033 | 0.39033 | 0.39033 | 0.39033 | [13 empty] | 35 |  | 5.6942
Buell Conversion 33 kV | 2017 |  | 3.7 | 0 | 0.45131 | 0.45131 | 0.45131 | 0.45131 | 0.45131 | 0.45131 | 0.45131 | 0.45131 | 0.45131 | 0.45131 | 0.45131 | 0.45131 | 0.45131 | 0.45131 | 0.45131 | 0.45131 | 0.45131 | 0.45131 | 0.45131 | 0.45131 | 0.45131 | 0.45131 | 0.45131 | 0.45131 | 0.45131 | 0.45131 | 0.45131 | 0.45131 | 0.45131 | 0.45131 | 0.45131 | 0.45131 | 0.45131 | 0.45131 | 0.45131 | [13 empty] | 35 |  | 6.5839
Hither Hills Conversion to 33 kV | 2018 |  | 4.8 | 0 | 0 | 0.60305 | 0.60305 | 0.60305 | 0.60305 | 0.60305 | 0.60305 | 0.60305 | 0.60305 | 0.60305 | 0.60305 | 0.60305 | 0.60305 | 0.60305 | 0.60305 | 0.60305 | 0.60305 | 0.60305 | 0.60305 | 0.60305 | 0.60305 | 0.60305 | 0.60305 | 0.60305 | 0.60305 | 0.60305 | 0.60305 | 0.60305 | 0.60305 | 0.60305 | 0.60305 | 0.60305 | 0.60305 | 0.60305 | 0.60305 | 0.60305 | [12 empty] | 35 |  | 8.3388
Culloden Pt Conversion to 33 kV | 2019 |  | 2.8 | 0 | 0 | 0 | 0.36233 | 0.36233 | 0.36233 | 0.36233 | 0.36233 | 0.36233 | 0.36233 | 0.36233 | 0.36233 | 0.36233 | 0.36233 | 0.36233 | 0.36233 | 0.36233 | 0.36233 | 0.36233 | 0.36233 | 0.36233 | 0.36233 | 0.36233 | 0.36233 | 0.36233 | 0.36233 | 0.36233 | 0.36233 | 0.36233 | 0.36233 | 0.36233 | 0.36233 | 0.36233 | 0.36233 | 0.36233 | 0.36233 | 0.36233 | 0.36233 | [11 empty] | 35 |  | 4.7491
No Deferral |  |  | 22.5 |  | 1.8175 | 2.4205 | 2.7828 | 2.7828 | 2.7828 | 2.7828 | 2.7828 | 2.7828 | 2.7828 | 2.7828 | 2.7828 | 2.7828 | 2.7828 | 2.7828 | 2.7828 | 2.7828 | 2.7828 | 2.7828 | 2.7828 | 2.7828 | 2.7828 | 2.7828 | 2.7828 | 2.7828 | 2.7828 | 2.7828 | 2.7828 | 2.7828 | 2.7828 | 2.7828 | 2.7828 | 2.7828 | 2.7828 | 2.7828 | 2.7828 | 0.96539 | 0.36233 | 0 | 0 | 0 | [10 empty] | 39.6013
Amagansett Conversion 33 kV | 2030 |  | 8 | [14 empty] | 1.433 | 1.433 | 1.433 | 1.433 | 1.433 | 1.433 | 1.433 | 1.433 | 1.433 | 1.433 | 1.433 | 1.433 | 1.433 | 1.433 | 1.433 | 1.433 | 1.433 | 1.433 | 1.433 | 1.433 | 1.433 | 1.433 | 1.433 | 1.433 | 1.433 | 1.433 | 1.433 | 1.433 | 1.433 | 1.433 | 1.433 | 1.433 | 1.433 | 1.433 | 1.433 | 35 |  | 10.4225 | 3.8129 | 0 | 0 | 0
East Hampton Conversion 33 kV | 2030 |  | 3.2 | [14 empty] | 0.57321 | 0.57321 | 0.57321 | 0.57321 | 0.57321 | 0.57321 | 0.57321 | 0.57321 | 0.57321 | 0.57321 | 0.57321 | 0.57321 | 0.57321 | 0.57321 | 0.57321 | 0.57321 | 0.57321 | 0.57321 | 0.57321 | 0.57321 | 0.57321 | 0.57321 | 0.57321 | 0.57321 | 0.57321 | 0.57321 | 0.57321 | 0.57321 | 0.57321 | 0.57321 | 0.57321 | 0.57321 | 0.57321 | 0.57321 | 0.57321 | 35 |  | 4.169 | 1.5252 | 0 | 0 | 0
Buell Conversion 33 kV | 2030 |  | 3.7 | [14 empty] | 0.66277 | 0.66277 | 0.66277 | 0.66277 | 0.66277 | 0.66277 | 0.66277 | 0.66277 | 0.66277 | 0.66277 | 0.66277 | 0.66277 | 0.66277 | 0.66277 | 0.66277 | 0.66277 | 0.66277 | 0.66277 | 0.66277 | 0.66277 | 0.66277 | 0.66277 | 0.66277 | 0.66277 | 0.66277 | 0.66277 | 0.66277 | 0.66277 | 0.66277 | 0.66277 | 0.66277 | 0.66277 | 0.66277 | 0.66277 | 0.66277 | 35 |  | 4.8204 | 1.7635 | 0 | 0 | 0
Hither Hills Conversion to 33 kV | 2030 |  | 4.8 | [14 empty] | 0.85981 | 0.85981 | 0.85981 | 0.85981 | 0.85981 | 0.85981 | 0.85981 | 0.85981 | 0.85981 | 0.85981 | 0.85981 | 0.85981 | 0.85981 | 0.85981 | 0.85981 | 0.85981 | 0.85981 | 0.85981 | 0.85981 | 0.85981 | 0.85981 | 0.85981 | 0.85981 | 0.85981 | 0.85981 | 0.85981 | 0.85981 | 0.85981 | 0.85981 | 0.85981 | 0.85981 | 0.85981 | 0.85981 | 0.85981 | 0.85981 | 35 |  | 6.2535 | 2.0853 | 0 | 0 | 0
Culloden Pt Conversion to 33 kV | 2030 |  | 2.8 | [14 empty] | 0.50156 | 0.50156 | 0.50156 | 0.50156 | 0.50156 | 0.50156 | 0.50156 | 0.50156 | 0.50156 | 0.50156 | 0.50156 | 0.50156 | 0.50156 | 0.50156 | 0.50156 | 0.50156 | 0.50156 | 0.50156 | 0.50156 | 0.50156 | 0.50156 | 0.50156 | 0.50156 | 0.50156 | 0.50156 | 0.50156 | 0.50156 | 0.50156 | 0.50156 | 0.50156 | 0.50156 | 0.50156 | 0.50156 | 0.50156 | 0.50156 | 35 |  | 3.6479 | 1.1012 | 1.1012 | 73412.135 | 69714.3658
Deferral to Indicated Year |  |  | 22.5 | [6 empty] | 0 | 0 | 0 | 0 | 0 | 0 | 0 | 0 | 4.0304 | 4.0304 | 4.0304 | 4.0304 | 4.0304 | 4.0304 | 4.0304 | 4.0304 | 4.0304 | 4.0304 | 4.0304 | 4.0304 | 4.0304 | 4.0304 | 4.0304 | 4.0304 | 4.0304 | 4.0304 | 4.0304 | 4.0304 | 4.0304 | 4.0304 | 4.0304 | 4.0304 | 4.0304 | 4.0304 | 4.0304 | 4.0304 | 4.0304 | 4.0304 | 4.0304 | 4.0304 | 4.0304 | 4.0304 | 4.0304 | 35 |  | 29.3132 | 10.2881 | 1.1012 | 73412.135 | 69714.3658 | =Area I Portion
[59 empty] | 1093900.8976 | =Area I+II+III Portions
Annual Avoided Costs for Deferral to Indicated Year:
Amagansett Conversion 33 kV | 2030 |  |  | 0 | 0.97582 | 0.97582 | 0.97582 | 0.97582 | 0.97582 | 0.97582 | 0.97582 | 0.97582 | 0.97582 | 0.97582 | 0.97582 | 0.97582 | 0.97582 | -0.4572 | -0.4572 | -0.4572 | -0.4572 | -0.4572 | -0.4572 | -0.4572 | -0.4572 | -0.4572 | -0.4572 | -0.4572 | -0.4572 | -0.4572 | -0.4572 | -0.4572 | -0.4572 | -0.4572 | -0.4572 | -0.4572 | -0.4572 | -0.4572 | -0.4572 | -1.433 | -1.433 | -1.433 | -1.433 | -1.433 | -1.433 | -1.433 | -1.433 | -1.433 | -1.433 | -1.433 | -1.433 | -1.433 | 35 |  |  | 3.8129
East Hampton Conversion 33 kV | 2030 |  |  | 0 | 0.39033 | 0.39033 | 0.39033 | 0.39033 | 0.39033 | 0.39033 | 0.39033 | 0.39033 | 0.39033 | 0.39033 | 0.39033 | 0.39033 | 0.39033 | -0.18288 | -0.18288 | -0.18288 | -0.18288 | -0.18288 | -0.18288 | -0.18288 | -0.18288 | -0.18288 | -0.18288 | -0.18288 | -0.18288 | -0.18288 | -0.18288 | -0.18288 | -0.18288 | -0.18288 | -0.18288 | -0.18288 | -0.18288 | -0.18288 | -0.18288 | -0.57321 | -0.57321 | -0.57321 | -0.57321 | -0.57321 | -0.57321 | -0.57321 | -0.57321 | -0.57321 | -0.57321 | -0.57321 | -0.57321 | -0.57321 | 35 |  |  | 1.5252
Buell Conversion 33 kV | 2030 |  |  | 0 | 0.45131 | 0.45131 | 0.45131 | 0.45131 | 0.45131 | 0.45131 | 0.45131 | 0.45131 | 0.45131 | 0.45131 | 0.45131 | 0.45131 | 0.45131 | -0.21146 | -0.21146 | -0.21146 | -0.21146 | -0.21146 | -0.21146 | -0.21146 | -0.21146 | -0.21146 | -0.21146 | -0.21146 | -0.21146 | -0.21146 | -0.21146 | -0.21146 | -0.21146 | -0.21146 | -0.21146 | -0.21146 | -0.21146 | -0.21146 | -0.21146 | -0.66277 | -0.66277 | -0.66277 | -0.66277 | -0.66277 | -0.66277 | -0.66277 | -0.66277 | -0.66277 | -0.66277 | -0.66277 | -0.66277 | -0.66277 | 35 |  |  | 1.7635
Hither Hills Conversion to 33 kV | 2030 |  |  | 0 | 0 | 0.60305 | 0.60305 | 0.60305 | 0.60305 | 0.60305 | 0.60305 | 0.60305 | 0.60305 | 0.60305 | 0.60305 | 0.60305 | 0.60305 | -0.25676 | -0.25676 | -0.25676 | -0.25676 | -0.25676 | -0.25676 | -0.25676 | -0.25676 | -0.25676 | -0.25676 | -0.25676 | -0.25676 | -0.25676 | -0.25676 | -0.25676 | -0.25676 | -0.25676 | -0.25676 | -0.25676 | -0.25676 | -0.25676 | -0.25676 | -0.25676 | -0.85981 | -0.85981 | -0.85981 | -0.85981 | -0.85981 | -0.85981 | -0.85981 | -0.85981 | -0.85981 | -0.85981 | -0.85981 | -0.85981 | 35 |  |  | 2.0853
Culloden Pt Conversion to 33 kV | 2030 |  |  | 0 | 0 | 0 | 0.36233 | 0.36233 | 0.36233 | 0.36233 | 0.36233 | 0.36233 | 0.36233 | 0.36233 | 0.36233 | 0.36233 | 0.36233 | -0.13922 | -0.13922 | -0.13922 | -0.13922 | -0.13922 | -0.13922 | -0.13922 | -0.13922 | -0.13922 | -0.13922 | -0.13922 | -0.13922 | -0.13922 | -0.13922 | -0.13922 | -0.13922 | -0.13922 | -0.13922 | -0.13922 | -0.13922 | -0.13922 | -0.13922 | -0.13922 | -0.13922 | -0.50156 | -0.50156 | -0.50156 | -0.50156 | -0.50156 | -0.50156 | -0.50156 | -0.50156 | -0.50156 | -0.50156 | -0.50156 | 35 |  |  | 1.1012
Area II Projects: | [53 empty] | 33
Bridgehampton - Buell New 69 kV UG Cable | 2020 |  | 33.2 | 0 | 0 | 0 | 0 | 4.4251 | 4.4251 | 4.4251 | 4.4251 | 4.4251 | 4.4251 | 4.4251 | 4.4251 | 4.4251 | 4.4251 | 4.4251 | 4.4251 | 4.4251 | 4.4251 | 4.4251 | 4.4251 | 4.4251 | 4.4251 | 4.4251 | 4.4251 | 4.4251 | 4.4251 | 4.4251 | 4.4251 | 4.4251 | 4.4251 | 4.4251 | 4.4251 | 4.4251 | 4.4251 | 4.4251 | 4.4251 | 4.4251 | 4.4251 | 4.4251 | [10 empty] | 35 |  | 54.9758
No Deferral |  |  | 33.2 |  | 0 | 0 | 0 | 4.4251 | 4.4251 | 4.4251 | 4.4251 | 4.4251 | 4.4251 | 4.4251 | 4.4251 | 4.4251 | 4.4251 | 4.4251 | 4.4251 | 4.4251 | 4.4251 | 4.4251 | 4.4251 | 4.4251 | 4.4251 | 4.4251 | 4.4251 | 4.4251 | 4.4251 | 4.4251 | 4.4251 | 4.4251 | 4.4251 | 4.4251 | 4.4251 | 4.4251 | 4.4251 | 4.4251 | 4.4251 | 4.4251 | 4.4251 | 4.4251 | [10 empty] | 35 |  | 54.9758
Bridgehampton - Buell New 69 kV UG Cable | 2026 |  | 33.2 | [10 empty] | 5.2839 | 5.2839 | 5.2839 | 5.2839 | 5.2839 | 5.2839 | 5.2839 | 5.2839 | 5.2839 | 5.2839 | 5.2839 | 5.2839 | 5.2839 | 5.2839 | 5.2839 | 5.2839 | 5.2839 | 5.2839 | 5.2839 | 5.2839 | 5.2839 | 5.2839 | 5.2839 | 5.2839 | 5.2839 | 5.2839 | 5.2839 | 5.2839 | 5.2839 | 5.2839 | 5.2839 | 5.2839 | 5.2839 | 5.2839 | 5.2839 |  |  |  |  | 35 |  | 47.608 | 7.3678 | 7.3678 | 153495.4058 | 145763.8422
Deferral to Indicated Year |  |  | 33.2 | [6 empty] | 0 | 0 | 0 | 0 | 5.2839 | 5.2839 | 5.2839 | 5.2839 | 5.2839 | 5.2839 | 5.2839 | 5.2839 | 5.2839 | 5.2839 | 5.2839 | 5.2839 | 5.2839 | 5.2839 | 5.2839 | 5.2839 | 5.2839 | 5.2839 | 5.2839 | 5.2839 | 5.2839 | 5.2839 | 5.2839 | 5.2839 | 5.2839 | 5.2839 | 5.2839 | 5.2839 | 5.2839 | 5.2839 | 5.2839 | 5.2839 | 5.2839 | 5.2839 | 5.2839 |  |  |  |  | 35 |  | 47.608 | 7.3678 | 7.3678 | 153495.4058 | 145763.8422 | =Area II Portion
[59 empty] | 1024186.5318 | =Area II+III Portions
Annual Avoided Costs for Deferral to Indicated Year:
Bridgehampton - Buell New 69 kV UG Cable | 2026 |  |  | 0 | 0 | 0 | 0 | 4.4251 | 4.4251 | 4.4251 | 4.4251 | 4.4251 | 4.4251 | -0.85871 | -0.85871 | -0.85871 | -0.85871 | -0.85871 | -0.85871 | -0.85871 | -0.85871 | -0.85871 | -0.85871 | -0.85871 | -0.85871 | -0.85871 | -0.85871 | -0.85871 | -0.85871 | -0.85871 | -0.85871 | -0.85871 | -0.85871 | -0.85871 | -0.85871 | -0.85871 | -0.85871 | -0.85871 | -0.85871 | -0.85871 | -0.85871 | -0.85871 | -5.2839 | -5.2839 | -5.2839 | -5.2839 | -5.2839 | -5.2839 |  |  |  |  | 35 |  |  | 7.3678
0
Area III Projects: | [52 empty] | 0 | 15
New Canal - Southampton Cable | 2017 |  | 37.6 | 0 | 4.5863 | 4.5863 | 4.5863 | 4.5863 | 4.5863 | 4.5863 | 4.5863 | 4.5863 | 4.5863 | 4.5863 | 4.5863 | 4.5863 | 4.5863 | 4.5863 | 4.5863 | 4.5863 | 4.5863 | 4.5863 | 4.5863 | 4.5863 | 4.5863 | 4.5863 | 4.5863 | 4.5863 | 4.5863 | 4.5863 | 4.5863 | 4.5863 | 4.5863 | 4.5863 | 4.5863 | 4.5863 | 4.5863 | 4.5863 | 4.5863 | [13 empty] | 35 |  | 66.9063
Upgrade Wildwood - Riverhead to 138 kV | 2017 |  | 7.7 | 0 | 0.93922 | 0.93922 | 0.93922 | 0.93922 | 0.93922 | 0.93922 | 0.93922 | 0.93922 | 0.93922 | 0.93922 | 0.93922 | 0.93922 | 0.93922 | 0.93922 | 0.93922 | 0.93922 | 0.93922 | 0.93922 | 0.93922 | 0.93922 | 0.93922 | 0.93922 | 0.93922 | 0.93922 | 0.93922 | 0.93922 | 0.93922 | 0.93922 | 0.93922 | 0.93922 | 0.93922 | 0.93922 | 0.93922 | 0.93922 | 0.93922 | [13 empty] | 35 |  | 13.7016
Riverhead Canal 2nd Line and Bank | 2017 |  | 136.8 | 0 | 16.6864 | 16.6864 | 16.6864 | 16.6864 | 16.6864 | 16.6864 | 16.6864 | 16.6864 | 16.6864 | 16.6864 | 16.6864 | 16.6864 | 16.6864 | 16.6864 | 16.6864 | 16.6864 | 16.6864 | 16.6864 | 16.6864 | 16.6864 | 16.6864 | 16.6864 | 16.6864 | 16.6864 | 16.6864 | 16.6864 | 16.6864 | 16.6864 | 16.6864 | 16.6864 | 16.6864 | 16.6864 | 16.6864 | 16.6864 | 16.6864 | [13 empty] | 35 |  | 243.4251
Canal - Wainscott New 138 kV UG Cable | 2022 |  | 275.5 | 0 | 0 | 0 | 0 | 0 | 0 | 38.957 | 38.957 | 38.957 | 38.957 | 38.957 | 38.957 | 38.957 | 38.957 | 38.957 | 38.957 | 38.957 | 38.957 | 38.957 | 38.957 | 38.957 | 38.957 | 38.957 | 38.957 | 38.957 | 38.957 | 38.957 | 38.957 | 38.957 | 38.957 | 38.957 | 38.957 | 38.957 | 38.957 | 38.957 | 38.957 | 38.957 | 38.957 | 38.957 | 38.957 | 38.957 | [8 empty] | 35 |  | 434.8353
No Deferral |  |  | 457.6 |  | 22.212 | 22.212 | 22.212 | 22.212 | 22.212 | 61.169 | 61.169 | 61.169 | 61.169 | 61.169 | 61.169 | 61.169 | 61.169 | 61.169 | 61.169 | 61.169 | 61.169 | 61.169 | 61.169 | 61.169 | 61.169 | 61.169 | 61.169 | 61.169 | 61.169 | 61.169 | 61.169 | 61.169 | 61.169 | 61.169 | 61.169 | 61.169 | 61.169 | 61.169 | 61.169 | 38.957 | 38.957 | 38.957 | 38.957 | 38.957 | [10 empty] | 758.8683
New Canal - Southampton Cable | 2023 |  | 37.6 | [7 empty] | 5.4763 | 5.4763 | 5.4763 | 5.4763 | 5.4763 | 5.4763 | 5.4763 | 5.4763 | 5.4763 | 5.4763 | 5.4763 | 5.4763 | 5.4763 | 5.4763 | 5.4763 | 5.4763 | 5.4763 | 5.4763 | 5.4763 | 5.4763 | 5.4763 | 5.4763 | 5.4763 | 5.4763 | 5.4763 | 5.4763 | 5.4763 | 5.4763 | 5.4763 | 5.4763 | 5.4763 | 5.4763 | 5.4763 | 5.4763 | 5.4763 | [7 empty] | 35 |  | 57.9396 | 8.9667 | 0 | 0 | 0
Upgrade Wildwood - Riverhead to 138 kV | 2022 |  | 7.7 | [6 empty] | 1.0888 | 1.0888 | 1.0888 | 1.0888 | 1.0888 | 1.0888 | 1.0888 | 1.0888 | 1.0888 | 1.0888 | 1.0888 | 1.0888 | 1.0888 | 1.0888 | 1.0888 | 1.0888 | 1.0888 | 1.0888 | 1.0888 | 1.0888 | 1.0888 | 1.0888 | 1.0888 | 1.0888 | 1.0888 | 1.0888 | 1.0888 | 1.0888 | 1.0888 | 1.0888 | 1.0888 | 1.0888 | 1.0888 | 1.0888 | 1.0888 | [8 empty] | 35 |  | 12.1533 | 1.5483 | 0 | 0 | 0
Riverhead Canal 2nd Line and Bank | 2023 |  | 136.8 | [7 empty] | 19.9245 | 19.9245 | 19.9245 | 19.9245 | 19.9245 | 19.9245 | 19.9245 | 19.9245 | 19.9245 | 19.9245 | 19.9245 | 19.9245 | 19.9245 | 19.9245 | 19.9245 | 19.9245 | 19.9245 | 19.9245 | 19.9245 | 19.9245 | 19.9245 | 19.9245 | 19.9245 | 19.9245 | 19.9245 | 19.9245 | 19.9245 | 19.9245 | 19.9245 | 19.9245 | 19.9245 | 19.9245 | 19.9245 | 19.9245 | 19.9245 | [7 empty] | 35 |  | 210.8017 | 32.6235 | 0 | 0 | 0
Canal - Wainscott New 138 kV UG Cable | 2028 |  | 275.5 | [12 empty] | 46.5167 | 46.5167 | 46.5167 | 46.5167 | 46.5167 | 46.5167 | 46.5167 | 46.5167 | 46.5167 | 46.5167 | 46.5167 | 46.5167 | 46.5167 | 46.5167 | 46.5167 | 46.5167 | 46.5167 | 46.5167 | 46.5167 | 46.5167 | 46.5167 | 46.5167 | 46.5167 | 46.5167 | 46.5167 | 46.5167 | 46.5167 | 46.5167 | 46.5167 | 46.5167 | 46.5167 | 46.5167 | 46.5167 | 46.5167 | 46.5167 |  |  | 35 |  | 376.5593 | 58.276 | 58.276 | 925015.732 | 878422.6896
Deferral to Indicated Year |  |  | 457.6 | [6 empty] | 1.0888 | 26.4896 | 26.4896 | 26.4896 | 26.4896 | 26.4896 | 73.0063 | 73.0063 | 73.0063 | 73.0063 | 73.0063 | 73.0063 | 73.0063 | 73.0063 | 73.0063 | 73.0063 | 73.0063 | 73.0063 | 73.0063 | 73.0063 | 73.0063 | 73.0063 | 73.0063 | 73.0063 | 73.0063 | 73.0063 | 73.0063 | 73.0063 | 73.0063 | 73.0063 | 73.0063 | 73.0063 | 73.0063 | 73.0063 | 73.0063 | 71.9175 | 46.5167 | 46.5167 | 46.5167 | 46.5167 | 46.5167 |  |  | 41 |  | 657.4539 | 101.4144 | 58.276 | 925015.732 | 878422.6896 | =Area III Portion
[59 empty] | 878422.6896 | =Area III Portion
Annual Avoided Costs for Deferral to Indicated Year:
New Canal - Southampton Cable | 2023 |  |  | 0 | 4.5863 | 4.5863 | 4.5863 | 4.5863 | 4.5863 | 4.5863 | -0.88999 | -0.88999 | -0.88999 | -0.88999 | -0.88999 | -0.88999 | -0.88999 | -0.88999 | -0.88999 | -0.88999 | -0.88999 | -0.88999 | -0.88999 | -0.88999 | -0.88999 | -0.88999 | -0.88999 | -0.88999 | -0.88999 | -0.88999 | -0.88999 | -0.88999 | -0.88999 | -0.88999 | -0.88999 | -0.88999 | -0.88999 | -0.88999 | -0.88999 | -5.4763 | -5.4763 | -5.4763 | -5.4763 | -5.4763 | -5.4763 | 0 | 0 | 0 | 0 | 0 |  |  | 35 |  |  | 8.9667
Upgrade Wildwood - Riverhead to 138 kV | 2022 |  |  | 0 | 0.93922 | 0.93922 | 0.93922 | 0.93922 | 0.93922 | -0.14959 | -0.14959 | -0.14959 | -0.14959 | -0.14959 | -0.14959 | -0.14959 | -0.14959 | -0.14959 | -0.14959 | -0.14959 | -0.14959 | -0.14959 | -0.14959 | -0.14959 | -0.14959 | -0.14959 | -0.14959 | -0.14959 | -0.14959 | -0.14959 | -0.14959 | -0.14959 | -0.14959 | -0.14959 | -0.14959 | -0.14959 | -0.14959 | -0.14959 | -0.14959 | -1.0888 | -1.0888 | -1.0888 | -1.0888 | -1.0888 | 0 | 0 | 0 | 0 | 0 | 0 |  |  | 35 |  |  | 1.5483
Riverhead Canal 2nd Line and Bank | 2023 |  |  | 0 | 16.6864 | 16.6864 | 16.6864 | 16.6864 | 16.6864 | 16.6864 | -3.238 | -3.238 | -3.238 | -3.238 | -3.238 | -3.238 | -3.238 | -3.238 | -3.238 | -3.238 | -3.238 | -3.238 | -3.238 | -3.238 | -3.238 | -3.238 | -3.238 | -3.238 | -3.238 | -3.238 | -3.238 | -3.238 | -3.238 | -3.238 | -3.238 | -3.238 | -3.238 | -3.238 | -3.238 | -19.9245 | -19.9245 | -19.9245 | -19.9245 | -19.9245 | -19.9245 | 0 | 0 | 0 | 0 | 0 |  |  | 35 |  |  | 32.6235
Canal - Wainscott New 138 kV UG Cable | 2028 |  |  | 0 | 0 | 0 | 0 | 0 | 0 | 38.957 | 38.957 | 38.957 | 38.957 | 38.957 | 38.957 | -7.5597 | -7.5597 | -7.5597 | -7.5597 | -7.5597 | -7.5597 | -7.5597 | -7.5597 | -7.5597 | -7.5597 | -7.5597 | -7.5597 | -7.5597 | -7.5597 | -7.5597 | -7.5597 | -7.5597 | -7.5597 | -7.5597 | -7.5597 | -7.5597 | -7.5597 | -7.5597 | -7.5597 | -7.5597 | -7.5597 | -7.5597 | -7.5597 | -7.5597 | -46.5167 | -46.5167 | -46.5167 | -46.5167 | -46.5167 | -46.5167 | [5 empty] | 58.276
Total - All Areas (No Deferrals,$Millions) |  |  | 513.3 |  | 24.0294 | 24.6325 | 24.9948 | 29.42 | 29.42 | 68.377 | 68.377 | 68.377 | 68.377 | 68.377 | 68.377 | 68.377 | 68.377 | 68.377 | 68.377 | 68.377 | 68.377 | 68.377 | 68.377 | 68.377 | 68.377 | 68.377 | 68.377 | 68.377 | 68.377 | 68.377 | 68.377 | 68.377 | 68.377 | 68.377 | 68.377 | 68.377 | 68.377 | 68.377 | 68.377 | 44.3475 | 43.7445 | 43.3821 | 38.957 | 38.957 | 0 | 0 | 0 | 0 | 0 | 0 | 0 | 0 |  | 63 | 853.4454 | 119.0703 | = max. total avoided cost in portfolio
Annual Avoided Costs for Deferrals - Area 1 Proposal: (see note*) | Deferral Year |  |  | 2016 | 2017 | 2018 | 2019 | 2020 | 2021 | 2022 | 2023 | 2024 | 2025 | 2026 | 2027 | 2028 | 2029 | 2030 | 2031 | 2032 | 2033 | 2034 | 2035 | 2036 | 2037 | 2038 | 2039 | 2040 | 2041 | 2042 | 2043 | 2044 | 2045 | 2046 | 2047 | 2048 | 2049 | 2050 | 2051 | 2052 | 2053 | 2054 | 2055 | 2056 | 2057 | 2058 | 2059 | 2060 | 2061 | 2062 | 2063 | 2064 |  |  | Differential NPV $M |  | Differential NPV $M (adjusted for COD of Selected Project) | Differntial NPV $/MW | NPV of Transmission Avoided Costs for Selected Project
Area I Projects:
Amagansett Conversion 33 kV | 2030 |  |  | 0 | 0.97582 | 0.97582 | 0.97582 | 0.97582 | 0.97582 | 0.97582 | 0.97582 | 0.97582 | 0.97582 | 0.97582 | 0.97582 | 0.97582 | 0.97582 | -0.4572 | -0.4572 | -0.4572 | -0.4572 | -0.4572 | -0.4572 | -0.4572 | -0.4572 | -0.4572 | -0.4572 | -0.4572 | -0.4572 | -0.4572 | -0.4572 | -0.4572 | -0.4572 | -0.4572 | -0.4572 | -0.4572 | -0.4572 | -0.4572 | -0.4572 | -1.433 | -1.433 | -1.433 | -1.433 | -1.433 | -1.433 | -1.433 | -1.433 | -1.433 | -1.433 | -1.433 | -1.433 | -1.433 |  |  | 3.8129 |  | 0 | 0 | 0
East Hampton Conversion 33 kV | 2030 |  |  | 0 | 0.39033 | 0.39033 | 0.39033 | 0.39033 | 0.39033 | 0.39033 | 0.39033 | 0.39033 | 0.39033 | 0.39033 | 0.39033 | 0.39033 | 0.39033 | -0.18288 | -0.18288 | -0.18288 | -0.18288 | -0.18288 | -0.18288 | -0.18288 | -0.18288 | -0.18288 | -0.18288 | -0.18288 | -0.18288 | -0.18288 | -0.18288 | -0.18288 | -0.18288 | -0.18288 | -0.18288 | -0.18288 | -0.18288 | -0.18288 | -0.18288 | -0.57321 | -0.57321 | -0.57321 | -0.57321 | -0.57321 | -0.57321 | -0.57321 | -0.57321 | -0.57321 | -0.57321 | -0.57321 | -0.57321 | -0.57321 |  |  | 1.5252 |  | 0 | 0 | 0
Buell Conversion 33 kV | 2030 |  |  | 0 | 0.45131 | 0.45131 | 0.45131 | 0.45131 | 0.45131 | 0.45131 | 0.45131 | 0.45131 | 0.45131 | 0.45131 | 0.45131 | 0.45131 | 0.45131 | -0.21146 | -0.21146 | -0.21146 | -0.21146 | -0.21146 | -0.21146 | -0.21146 | -0.21146 | -0.21146 | -0.21146 | -0.21146 | -0.21146 | -0.21146 | -0.21146 | -0.21146 | -0.21146 | -0.21146 | -0.21146 | -0.21146 | -0.21146 | -0.21146 | -0.21146 | -0.66277 | -0.66277 | -0.66277 | -0.66277 | -0.66277 | -0.66277 | -0.66277 | -0.66277 | -0.66277 | -0.66277 | -0.66277 | -0.66277 | -0.66277 |  |  | 1.7635 |  | 0 | 0 | 0
Hither Hills Conversion to 33 kV | 2030 |  |  | 0 | 0 | 0.60305 | 0.60305 | 0.60305 | 0.60305 | 0.60305 | 0.60305 | 0.60305 | 0.60305 | 0.60305 | 0.60305 | 0.60305 | 0.60305 | -0.25676 | -0.25676 | -0.25676 | -0.25676 | -0.25676 | -0.25676 | -0.25676 | -0.25676 | -0.25676 | -0.25676 | -0.25676 | -0.25676 | -0.25676 | -0.25676 | -0.25676 | -0.25676 | -0.25676 | -0.25676 | -0.25676 | -0.25676 | -0.25676 | -0.25676 | -0.25676 | -0.85981 | -0.85981 | -0.85981 | -0.85981 | -0.85981 | -0.85981 | -0.85981 | -0.85981 | -0.85981 | -0.85981 | -0.85981 | -0.85981 |  |  | 2.0853 |  | 0 | 0 | 0
Culloden Pt Conversion to 33 kV | 2030 |  |  | 0 | 0 | 0 | 0.36233 | 0.36233 | 0.36233 | 0.36233 | 0.36233 | 0.36233 | 0.36233 | 0.36233 | 0.36233 | 0.36233 | 0.36233 | -0.13922 | -0.13922 | -0.13922 | -0.13922 | -0.13922 | -0.13922 | -0.13922 | -0.13922 | -0.13922 | -0.13922 | -0.13922 | -0.13922 | -0.13922 | -0.13922 | -0.13922 | -0.13922 | -0.13922 | -0.13922 | -0.13922 | -0.13922 | -0.13922 | -0.13922 | -0.13922 | -0.13922 | -0.50156 | -0.50156 | -0.50156 | -0.50156 | -0.50156 | -0.50156 | -0.50156 | -0.50156 | -0.50156 | -0.50156 | -0.50156 |  |  | 1.1012 |  | 1.1012 | 73412.135 | 0
[59 empty] | 0 | =Area I Portion
Area II Projects: | [58 empty] | 0 | =Area I+II+III Portions
Bridgehampton - Buell New 69 kV UG Cable | 2026 |  |  | 0 | 0 | 0 | 0 | 4.4251 | 4.4251 | 4.4251 | 4.4251 | 4.4251 | 4.4251 | -0.85871 | -0.85871 | -0.85871 | -0.85871 | -0.85871 | -0.85871 | -0.85871 | -0.85871 | -0.85871 | -0.85871 | -0.85871 | -0.85871 | -0.85871 | -0.85871 | -0.85871 | -0.85871 | -0.85871 | -0.85871 | -0.85871 | -0.85871 | -0.85871 | -0.85871 | -0.85871 | -0.85871 | -0.85871 | -0.85871 | -0.85871 | -0.85871 | -0.85871 | -5.2839 | -5.2839 | -5.2839 | -5.2839 | -5.2839 | -5.2839 | 0 | 0 | 0 | 0 |  |  | 7.3678 |  | 7.3678 | 153495.4058 | 0
[59 empty] | 0 | =Area II Portion
Area III Projects: | [58 empty] | 0 | =Area II+III Portions
New Canal - Southampton Cable | 2023 |  |  | 0 | 4.5863 | 4.5863 | 4.5863 | 4.5863 | 4.5863 | 4.5863 | -0.88999 | -0.88999 | -0.88999 | -0.88999 | -0.88999 | -0.88999 | -0.88999 | -0.88999 | -0.88999 | -0.88999 | -0.88999 | -0.88999 | -0.88999 | -0.88999 | -0.88999 | -0.88999 | -0.88999 | -0.88999 | -0.88999 | -0.88999 | -0.88999 | -0.88999 | -0.88999 | -0.88999 | -0.88999 | -0.88999 | -0.88999 | -0.88999 | -0.88999 | -5.4763 | -5.4763 | -5.4763 | -5.4763 | -5.4763 | -5.4763 | 0 | 0 | 0 | 0 | 0 | 0 | 0 |  |  | 8.9667 |  | 0 | 0 | 0
Upgrade Wildwood - Riverhead to 138 kV | 2022 |  |  | 0 | 0.93922 | 0.93922 | 0.93922 | 0.93922 | 0.93922 | -0.14959 | -0.14959 | -0.14959 | -0.14959 | -0.14959 | -0.14959 | -0.14959 | -0.14959 | -0.14959 | -0.14959 | -0.14959 | -0.14959 | -0.14959 | -0.14959 | -0.14959 | -0.14959 | -0.14959 | -0.14959 | -0.14959 | -0.14959 | -0.14959 | -0.14959 | -0.14959 | -0.14959 | -0.14959 | -0.14959 | -0.14959 | -0.14959 | -0.14959 | -0.14959 | -1.0888 | -1.0888 | -1.0888 | -1.0888 | -1.0888 | 0 | 0 | 0 | 0 | 0 | 0 | 0 | 0 |  |  | 1.5483 |  | 0 | 0 | 0
Riverhead Canal 2nd Line and Bank | 2023 |  |  | 0 | 16.6864 | 16.6864 | 16.6864 | 16.6864 | 16.6864 | 16.6864 | -3.238 | -3.238 | -3.238 | -3.238 | -3.238 | -3.238 | -3.238 | -3.238 | -3.238 | -3.238 | -3.238 | -3.238 | -3.238 | -3.238 | -3.238 | -3.238 | -3.238 | -3.238 | -3.238 | -3.238 | -3.238 | -3.238 | -3.238 | -3.238 | -3.238 | -3.238 | -3.238 | -3.238 | -3.238 | -19.9245 | -19.9245 | -19.9245 | -19.9245 | -19.9245 | -19.9245 | 0 | 0 | 0 | 0 | 0 | 0 | 0 |  |  | 32.6235 |  | 0 | 0 | 0
Canal - Wainscott New 138 kV UG Cable | 2028 |  |  | 0 | 0 | 0 | 0 | 0 | 0 | 38.957 | 38.957 | 38.957 | 38.957 | 38.957 | 38.957 | -7.5597 | -7.5597 | -7.5597 | -7.5597 | -7.5597 | -7.5597 | -7.5597 | -7.5597 | -7.5597 | -7.5597 | -7.5597 | -7.5597 | -7.5597 | -7.5597 | -7.5597 | -7.5597 | -7.5597 | -7.5597 | -7.5597 | -7.5597 | -7.5597 | -7.5597 | -7.5597 | -7.5597 | -7.5597 | -7.5597 | -7.5597 | -7.5597 | -7.5597 | -46.5167 | -46.5167 | -46.5167 | -46.5167 | -46.5167 | -46.5167 | 0 | 0 |  |  | 58.276 |  | 58.276 | 925015.732 | 0
[59 empty] | 0 | =Area III Portion
Total - Area 1 Proposal, $Millions (unadjusted) |  |  |  | 0 | 0 | 0 | 0.36233 | 4.7875 | 4.7875 | 43.7445 | 43.7445 | 43.7445 | 43.7445 | 38.4606 | 38.4606 | -8.0561 | -8.0561 | -8.5576 | -8.5576 | -8.5576 | -8.5576 | -8.5576 | -8.5576 | -8.5576 | -8.5576 | -8.5576 | -8.5576 | -8.5576 | -8.5576 | -8.5576 | -8.5576 | -8.5576 | -8.5576 | -8.5576 | -8.5576 | -8.5576 | -8.5576 | -8.5576 | -8.5576 | -8.5576 | -8.5576 | -8.92 | -13.3451 | -13.3451 | -52.3021 | -52.3021 | -52.3021 | -52.3021 | -47.0182 | -47.0182 | -0.50156 | -0.50156 |  |  | 66.745 |  |  | 1151923.2728 | 0
$/MW-yr |  |  |  | 0 | 0 | 0 | 24155.6547 | 116346.1421 | 116346.1421 | 734710.9537 | 734710.9537 | 734710.9537 | 734710.9537 | 624630.6905 | 624630.6905 | -113729.2329 | -113729.2329 | -147166.3083 | -147166.3083 | -147166.3083 | -147166.3083 | -147166.3083 | -147166.3083 | -147166.3083 | -147166.3083 | -147166.3083 | -147166.3083 | -147166.3083 | -147166.3083 | -147166.3083 | -147166.3083 | -147166.3083 | -147166.3083 | -147166.3083 | -147166.3083 | -147166.3083 | -147166.3083 | -147166.3083 | -147166.3083 | -147166.3083 | -147166.3083 | -171321.9629 | -263512.4503 | -263512.4503 | -881877.2619 | -881877.2619 | -881877.2619 | -881877.2619 | -771796.9988 | -771796.9988 | -33437.0754 | -33437.0754
$Millions (adjusted) |  |  |  | 0 | 0 | 0 | 0 | 0 | 0 | 0 | 0 | 0 | 0 | 0 | 0 | 0 | 0 | 0 | 0 | 0 | 0 | 0 | 0 | 0 | 0 | 0 | 0 | 0 | 0 | 0 | 0 | 0 | 0 | 0 | 0 | 0 | 0 | 0 | 0 | 0 | 0 | 0 | 0 | 0 | 0 | 0 | 0 | 0 | 0 | 0 | 0 | 0 |  |  | 0
Annual Avoided Costs for Deferrals - Area 2 Proposal: (see note*) | Deferral Year |  |  | 2016 | 2017 | 2018 | 2019 | 2020 | 2021 | 2022 | 2023 | 2024 | 2025 | 2026 | 2027 | 2028 | 2029 | 2030 | 2031 | 2032 | 2033 | 2034 | 2035 | 2036 | 2037 | 2038 | 2039 | 2040 | 2041 | 2042 | 2043 | 2044 | 2045 | 2046 | 2047 | 2048 | 2049 | 2050 | 2051 | 2052 | 2053 | 2054 | 2055 | 2056 | 2057 | 2058 | 2059 | 2060 | 2061 | 2062 | 2063 | 2064 |  |  | Differential NPV $M |  | Differential NPV $M (adjusted for COD of Selected Project) | Differntial NPV $/MW | NPV of Transmission Avoided Costs for Selected Project
Area I Projects:
Amagansett Conversion 33 kV | 2030 |  |  | 0 | 0 | 0 | 0 | 0 | 0 | 0 | 0 | 0 | 0 | 0 | 0 | 0 | 0 | 0 | 0 | 0 | 0 | 0 | 0 | 0 | 0 | 0 | 0 | 0 | 0 | 0 | 0 | 0 | 0 | 0 | 0 | 0 | 0 | 0 | 0 | 0 | 0 | 0 | 0 | 0 | 0 | 0 | 0 | 0 | 0 | 0 | 0 | 0 |  |  | 0 |  | 0 | 0 | 0
East Hampton Conversion 33 kV | 2030 |  |  | 0 | 0 | 0 | 0 | 0 | 0 | 0 | 0 | 0 | 0 | 0 | 0 | 0 | 0 | 0 | 0 | 0 | 0 | 0 | 0 | 0 | 0 | 0 | 0 | 0 | 0 | 0 | 0 | 0 | 0 | 0 | 0 | 0 | 0 | 0 | 0 | 0 | 0 | 0 | 0 | 0 | 0 | 0 | 0 | 0 | 0 | 0 | 0 | 0 |  |  | 0 |  | 0 | 0 | 0
Buell Conversion 33 kV | 2030 |  |  | 0 | 0 | 0 | 0 | 0 | 0 | 0 | 0 | 0 | 0 | 0 | 0 | 0 | 0 | 0 | 0 | 0 | 0 | 0 | 0 | 0 | 0 | 0 | 0 | 0 | 0 | 0 | 0 | 0 | 0 | 0 | 0 | 0 | 0 | 0 | 0 | 0 | 0 | 0 | 0 | 0 | 0 | 0 | 0 | 0 | 0 | 0 | 0 | 0 |  |  | 0 |  | 0 | 0 | 0
Hither Hills Conversion to 33 kV | 2030 |  |  | 0 | 0 | 0 | 0 | 0 | 0 | 0 | 0 | 0 | 0 | 0 | 0 | 0 | 0 | 0 | 0 | 0 | 0 | 0 | 0 | 0 | 0 | 0 | 0 | 0 | 0 | 0 | 0 | 0 | 0 | 0 | 0 | 0 | 0 | 0 | 0 | 0 | 0 | 0 | 0 | 0 | 0 | 0 | 0 | 0 | 0 | 0 | 0 | 0 |  |  | 0 |  | 0 | 0 | 0
Culloden Pt Conversion to 33 kV | 2030 |  |  | 0 | 0 | 0 | 0 | 0 | 0 | 0 | 0 | 0 | 0 | 0 | 0 | 0 | 0 | 0 | 0 | 0 | 0 | 0 | 0 | 0 | 0 | 0 | 0 | 0 | 0 | 0 | 0 | 0 | 0 | 0 | 0 | 0 | 0 | 0 | 0 | 0 | 0 | 0 | 0 | 0 | 0 | 0 | 0 | 0 | 0 | 0 | 0 | 0 |  |  | 0 |  | 0 | 0 | 0
[59 empty] | 0 | =Area I Portion
Area II Projects: | [58 empty] | 0 | =Area I+II+III Portions
Bridgehampton - Buell New 69 kV UG Cable | 2026 |  |  | 0 | 0 | 0 | 0 | 4.4251 | 4.4251 | 4.4251 | 4.4251 | 4.4251 | 4.4251 | -0.85871 | -0.85871 | -0.85871 | -0.85871 | -0.85871 | -0.85871 | -0.85871 | -0.85871 | -0.85871 | -0.85871 | -0.85871 | -0.85871 | -0.85871 | -0.85871 | -0.85871 | -0.85871 | -0.85871 | -0.85871 | -0.85871 | -0.85871 | -0.85871 | -0.85871 | -0.85871 | -0.85871 | -0.85871 | -0.85871 | -0.85871 | -0.85871 | -0.85871 | -5.2839 | -5.2839 | -5.2839 | -5.2839 | -5.2839 | -5.2839 | 0 | 0 | 0 | 0 |  |  | 7.3678 |  | 7.3678 | 153495.4058 | 0
[59 empty] | 0 | =Area II Portion
Area III Projects: | [58 empty] | 0 | =Area II+III Portions
New Canal - Southampton Cable | 2023 |  |  | 0 | 4.5863 | 4.5863 | 4.5863 | 4.5863 | 4.5863 | 4.5863 | -0.88999 | -0.88999 | -0.88999 | -0.88999 | -0.88999 | -0.88999 | -0.88999 | -0.88999 | -0.88999 | -0.88999 | -0.88999 | -0.88999 | -0.88999 | -0.88999 | -0.88999 | -0.88999 | -0.88999 | -0.88999 | -0.88999 | -0.88999 | -0.88999 | -0.88999 | -0.88999 | -0.88999 | -0.88999 | -0.88999 | -0.88999 | -0.88999 | -0.88999 | -5.4763 | -5.4763 | -5.4763 | -5.4763 | -5.4763 | -5.4763 | 0 | 0 | 0 | 0 | 0 | 0 | 0 |  |  | 8.9667 |  | 0 | 0 | 0
Upgrade Wildwood - Riverhead to 138 kV | 2022 |  |  | 0 | 0.93922 | 0.93922 | 0.93922 | 0.93922 | 0.93922 | -0.14959 | -0.14959 | -0.14959 | -0.14959 | -0.14959 | -0.14959 | -0.14959 | -0.14959 | -0.14959 | -0.14959 | -0.14959 | -0.14959 | -0.14959 | -0.14959 | -0.14959 | -0.14959 | -0.14959 | -0.14959 | -0.14959 | -0.14959 | -0.14959 | -0.14959 | -0.14959 | -0.14959 | -0.14959 | -0.14959 | -0.14959 | -0.14959 | -0.14959 | -0.14959 | -1.0888 | -1.0888 | -1.0888 | -1.0888 | -1.0888 | 0 | 0 | 0 | 0 | 0 | 0 | 0 | 0 |  |  | 1.5483 |  | 0 | 0 | 0
Riverhead Canal 2nd Line and Bank | 2023 |  |  | 0 | 16.6864 | 16.6864 | 16.6864 | 16.6864 | 16.6864 | 16.6864 | -3.238 | -3.238 | -3.238 | -3.238 | -3.238 | -3.238 | -3.238 | -3.238 | -3.238 | -3.238 | -3.238 | -3.238 | -3.238 | -3.238 | -3.238 | -3.238 | -3.238 | -3.238 | -3.238 | -3.238 | -3.238 | -3.238 | -3.238 | -3.238 | -3.238 | -3.238 | -3.238 | -3.238 | -3.238 | -19.9245 | -19.9245 | -19.9245 | -19.9245 | -19.9245 | -19.9245 | 0 | 0 | 0 | 0 | 0 | 0 | 0 |  |  | 32.6235 |  | 0 | 0 | 0
Canal - Wainscott New 138 kV UG Cable | 2028 |  |  | 0 | 0 | 0 | 0 | 0 | 0 | 38.957 | 38.957 | 38.957 | 38.957 | 38.957 | 38.957 | -7.5597 | -7.5597 | -7.5597 | -7.5597 | -7.5597 | -7.5597 | -7.5597 | -7.5597 | -7.5597 | -7.5597 | -7.5597 | -7.5597 | -7.5597 | -7.5597 | -7.5597 | -7.5597 | -7.5597 | -7.5597 | -7.5597 | -7.5597 | -7.5597 | -7.5597 | -7.5597 | -7.5597 | -7.5597 | -7.5597 | -7.5597 | -7.5597 | -7.5597 | -46.5167 | -46.5167 | -46.5167 | -46.5167 | -46.5167 | -46.5167 | 0 | 0 |  |  | 58.276 |  | 58.276 | 925015.732 | 0
[59 empty] | 0 | =Area III Portion
Total - Area 2 Proposal, $Millions (unadjusted) |  |  |  | 0 | 0 | 0 | 0 | 4.4251 | 4.4251 | 43.3821 | 43.3821 | 43.3821 | 43.3821 | 38.0983 | 38.0983 | -8.4184 | -8.4184 | -8.4184 | -8.4184 | -8.4184 | -8.4184 | -8.4184 | -8.4184 | -8.4184 | -8.4184 | -8.4184 | -8.4184 | -8.4184 | -8.4184 | -8.4184 | -8.4184 | -8.4184 | -8.4184 | -8.4184 | -8.4184 | -8.4184 | -8.4184 | -8.4184 | -8.4184 | -8.4184 | -8.4184 | -8.4184 | -12.8435 | -12.8435 | -51.8005 | -51.8005 | -51.8005 | -51.8005 | -46.5167 | -46.5167 | 0 | 0 |  |  | 65.6438 |  |  | 1078511.1378 | 0
$/MW-yr |  |  |  | 0 | 0 | 0 | 0 | 92190.4874 | 92190.4874 | 710555.299 | 710555.299 | 710555.299 | 710555.299 | 600475.0358 | 600475.0358 | -137884.8876 | -137884.8876 | -137884.8876 | -137884.8876 | -137884.8876 | -137884.8876 | -137884.8876 | -137884.8876 | -137884.8876 | -137884.8876 | -137884.8876 | -137884.8876 | -137884.8876 | -137884.8876 | -137884.8876 | -137884.8876 | -137884.8876 | -137884.8876 | -137884.8876 | -137884.8876 | -137884.8876 | -137884.8876 | -137884.8876 | -137884.8876 | -137884.8876 | -137884.8876 | -137884.8876 | -230075.375 | -230075.375 | -848440.1866 | -848440.1866 | -848440.1866 | -848440.1866 | -738359.9234 | -738359.9234 | 0 | 0
$Millions (adjusted) |  |  |  | 0 | 0 | 0 | 0 | 0 | 0 | 0 | 0 | 0 | 0 | 0 | 0 | 0 | 0 | 0 | 0 | 0 | 0 | 0 | 0 | 0 | 0 | 0 | 0 | 0 | 0 | 0 | 0 | 0 | 0 | 0 | 0 | 0 | 0 | 0 | 0 | 0 | 0 | 0 | 0 | 0 | 0 | 0 | 0 | 0 | 0 | 0 | 0 | 0 |  |  | 0
Annual Avoided Costs for Deferrals - Area 3 Proposal: (see note*) | Deferral Year |  |  | 2016 | 2017 | 2018 | 2019 | 2020 | 2021 | 2022 | 2023 | 2024 | 2025 | 2026 | 2027 | 2028 | 2029 | 2030 | 2031 | 2032 | 2033 | 2034 | 2035 | 2036 | 2037 | 2038 | 2039 | 2040 | 2041 | 2042 | 2043 | 2044 | 2045 | 2046 | 2047 | 2048 | 2049 | 2050 | 2051 | 2052 | 2053 | 2054 | 2055 | 2056 | 2057 | 2058 | 2059 | 2060 | 2061 | 2062 | 2063 | 2064 |  |  | Differential NPV $M |  | Differential NPV $M (adjusted for COD of Selected Project) | Differntial NPV $/MW | NPV of Transmission Avoided Costs for Selected Project
Area I Projects:
Amagansett Conversion 33 kV | 2030 |  |  | 0 | 0 | 0 | 0 | 0 | 0 | 0 | 0 | 0 | 0 | 0 | 0 | 0 | 0 | 0 | 0 | 0 | 0 | 0 | 0 | 0 | 0 | 0 | 0 | 0 | 0 | 0 | 0 | 0 | 0 | 0 | 0 | 0 | 0 | 0 | 0 | 0 | 0 | 0 | 0 | 0 | 0 | 0 | 0 | 0 | 0 | 0 | 0 | 0 |  |  | 0 |  | 0 | 0 | 0
East Hampton Conversion 33 kV | 2030 |  |  | 0 | 0 | 0 | 0 | 0 | 0 | 0 | 0 | 0 | 0 | 0 | 0 | 0 | 0 | 0 | 0 | 0 | 0 | 0 | 0 | 0 | 0 | 0 | 0 | 0 | 0 | 0 | 0 | 0 | 0 | 0 | 0 | 0 | 0 | 0 | 0 | 0 | 0 | 0 | 0 | 0 | 0 | 0 | 0 | 0 | 0 | 0 | 0 | 0 |  |  | 0 |  | 0 | 0 | 0
Buell Conversion 33 kV | 2030 |  |  | 0 | 0 | 0 | 0 | 0 | 0 | 0 | 0 | 0 | 0 | 0 | 0 | 0 | 0 | 0 | 0 | 0 | 0 | 0 | 0 | 0 | 0 | 0 | 0 | 0 | 0 | 0 | 0 | 0 | 0 | 0 | 0 | 0 | 0 | 0 | 0 | 0 | 0 | 0 | 0 | 0 | 0 | 0 | 0 | 0 | 0 | 0 | 0 | 0 |  |  | 0 |  | 0 | 0 | 0
Hither Hills Conversion to 33 kV | 2030 |  |  | 0 | 0 | 0 | 0 | 0 | 0 | 0 | 0 | 0 | 0 | 0 | 0 | 0 | 0 | 0 | 0 | 0 | 0 | 0 | 0 | 0 | 0 | 0 | 0 | 0 | 0 | 0 | 0 | 0 | 0 | 0 | 0 | 0 | 0 | 0 | 0 | 0 | 0 | 0 | 0 | 0 | 0 | 0 | 0 | 0 | 0 | 0 | 0 | 0 |  |  | 0 |  | 0 | 0 | 0
Culloden Pt Conversion to 33 kV | 2030 |  |  | 0 | 0 | 0 | 0 | 0 | 0 | 0 | 0 | 0 | 0 | 0 | 0 | 0 | 0 | 0 | 0 | 0 | 0 | 0 | 0 | 0 | 0 | 0 | 0 | 0 | 0 | 0 | 0 | 0 | 0 | 0 | 0 | 0 | 0 | 0 | 0 | 0 | 0 | 0 | 0 | 0 | 0 | 0 | 0 | 0 | 0 | 0 | 0 | 0 |  |  | 0 |  | 0 | 0 | 0
[59 empty] | 0 | =Area I Portion
Area II Projects: | [58 empty] | 878422.6896 | =Area I+II+III Portions
Bridgehampton - Buell New 69 kV UG Cable | 2026 |  |  | 0 | 0 | 0 | 0 | 0 | 0 | 0 | 0 | 0 | 0 | 0 | 0 | 0 | 0 | 0 | 0 | 0 | 0 | 0 | 0 | 0 | 0 | 0 | 0 | 0 | 0 | 0 | 0 | 0 | 0 | 0 | 0 | 0 | 0 | 0 | 0 | 0 | 0 | 0 | 0 | 0 | 0 | 0 | 0 | 0 | 0 | 0 | 0 | 0 |  |  | 0 |  | 0 | 0 | 0
[59 empty] | 0 | =Area II Portion
Area III Projects: | [58 empty] | 878422.6896 | =Area II+III Portions
New Canal - Southampton Cable | 2023 |  |  | 0 | 4.5863 | 4.5863 | 4.5863 | 4.5863 | 4.5863 | 4.5863 | -0.88999 | -0.88999 | -0.88999 | -0.88999 | -0.88999 | -0.88999 | -0.88999 | -0.88999 | -0.88999 | -0.88999 | -0.88999 | -0.88999 | -0.88999 | -0.88999 | -0.88999 | -0.88999 | -0.88999 | -0.88999 | -0.88999 | -0.88999 | -0.88999 | -0.88999 | -0.88999 | -0.88999 | -0.88999 | -0.88999 | -0.88999 | -0.88999 | -0.88999 | -5.4763 | -5.4763 | -5.4763 | -5.4763 | -5.4763 | -5.4763 | 0 | 0 | 0 | 0 | 0 | 0 | 0 |  |  | 8.9667 |  | 0 | 0 | 0
Upgrade Wildwood - Riverhead to 138 kV | 2022 |  |  | 0 | 0.93922 | 0.93922 | 0.93922 | 0.93922 | 0.93922 | -0.14959 | -0.14959 | -0.14959 | -0.14959 | -0.14959 | -0.14959 | -0.14959 | -0.14959 | -0.14959 | -0.14959 | -0.14959 | -0.14959 | -0.14959 | -0.14959 | -0.14959 | -0.14959 | -0.14959 | -0.14959 | -0.14959 | -0.14959 | -0.14959 | -0.14959 | -0.14959 | -0.14959 | -0.14959 | -0.14959 | -0.14959 | -0.14959 | -0.14959 | -0.14959 | -1.0888 | -1.0888 | -1.0888 | -1.0888 | -1.0888 | 0 | 0 | 0 | 0 | 0 | 0 | 0 | 0 |  |  | 1.5483 |  | 0 | 0 | 0
Riverhead Canal 2nd Line and Bank | 2023 |  |  | 0 | 16.6864 | 16.6864 | 16.6864 | 16.6864 | 16.6864 | 16.6864 | -3.238 | -3.238 | -3.238 | -3.238 | -3.238 | -3.238 | -3.238 | -3.238 | -3.238 | -3.238 | -3.238 | -3.238 | -3.238 | -3.238 | -3.238 | -3.238 | -3.238 | -3.238 | -3.238 | -3.238 | -3.238 | -3.238 | -3.238 | -3.238 | -3.238 | -3.238 | -3.238 | -3.238 | -3.238 | -19.9245 | -19.9245 | -19.9245 | -19.9245 | -19.9245 | -19.9245 | 0 | 0 | 0 | 0 | 0 | 0 | 0 |  |  | 32.6235 |  | 0 | 0 | 0
Canal - Wainscott New 138 kV UG Cable | 2028 |  |  | 0 | 0 | 0 | 0 | 0 | 0 | 38.957 | 38.957 | 38.957 | 38.957 | 38.957 | 38.957 | -7.5597 | -7.5597 | -7.5597 | -7.5597 | -7.5597 | -7.5597 | -7.5597 | -7.5597 | -7.5597 | -7.5597 | -7.5597 | -7.5597 | -7.5597 | -7.5597 | -7.5597 | -7.5597 | -7.5597 | -7.5597 | -7.5597 | -7.5597 | -7.5597 | -7.5597 | -7.5597 | -7.5597 | -7.5597 | -7.5597 | -7.5597 | -7.5597 | -7.5597 | -46.5167 | -46.5167 | -46.5167 | -46.5167 | -46.5167 | -46.5167 | 0 | 0 |  |  | 58.276 |  | 58.276 | 925015.732 | 878422.6896
[59 empty] | 878422.6896 | =Area III Portion
Total - Area 3 Proposal, $Millions (unadjusted) |  |  |  | 0 | 22.212 | 22.212 | 22.212 | 22.212 | 22.212 | 60.0802 | 34.6794 | 34.6794 | 34.6794 | 34.6794 | 34.6794 | -11.8373 | -11.8373 | -11.8373 | -11.8373 | -11.8373 | -11.8373 | -11.8373 | -11.8373 | -11.8373 | -11.8373 | -11.8373 | -11.8373 | -11.8373 | -11.8373 | -11.8373 | -11.8373 | -11.8373 | -11.8373 | -11.8373 | -11.8373 | -11.8373 | -11.8373 | -11.8373 | -11.8373 | -34.0493 | -34.0493 | -34.0493 | -34.0493 | -34.0493 | -71.9175 | -46.5167 | -46.5167 | -46.5167 | -46.5167 | -46.5167 | 0 | 0 |  |  | 101.4144 |  |  | 925015.732 | 878422.6896
$/MW-yr |  |  |  | 0 | 0 | 0 | 0 | 0 | 0 | 618364.8116 | 618364.8116 | 618364.8116 | 618364.8116 | 618364.8116 | 618364.8116 | -119995.1118 | -119995.1118 | -119995.1118 | -119995.1118 | -119995.1118 | -119995.1118 | -119995.1118 | -119995.1118 | -119995.1118 | -119995.1118 | -119995.1118 | -119995.1118 | -119995.1118 | -119995.1118 | -119995.1118 | -119995.1118 | -119995.1118 | -119995.1118 | -119995.1118 | -119995.1118 | -119995.1118 | -119995.1118 | -119995.1118 | -119995.1118 | -119995.1118 | -119995.1118 | -119995.1118 | -119995.1118 | -119995.1118 | -738359.9234 | -738359.9234 | -738359.9234 | -738359.9234 | -738359.9234 | -738359.9234 | 0 | 0
$Millions (adjusted) |  |  |  | 0 | 0 | 0 | 0 | 0 | 0 | 0.58722 | 0.58722 | 0.58722 | 0.58722 | 0.58722 | 0.58722 | -0.11395 | -0.11395 | -0.11395 | -0.11395 | -0.11395 | -0.11395 | -0.11395 | -0.11395 | -0.11395 | -0.11395 | -0.11395 | -0.11395 | -0.11395 | -0.11395 | -0.11395 | -0.11395 | -0.11395 | -0.11395 | -0.11395 | -0.11395 | -0.11395 | -0.11395 | -0.11395 | -0.11395 | -0.11395 | -0.11395 | -0.11395 | -0.11395 | -0.11395 | -0.70117 | -0.70117 | -0.70117 | -0.70117 | -0.70117 | -0.70117 | 0 | 0 |  |  | 878.4227
Discount Factor (Relative to 1/1/2016) = |  |  |  | 0.94787 | 0.89845 | 0.85161 | 0.80722 | 0.76513 | 0.72525 | 0.68744 | 0.6516 | 0.61763 | 0.58543 | 0.55491 | 0.52598 | 0.49856 | 0.47257 | 0.44793 | 0.42458 | 0.40245 | 0.38147 | 0.36158 | 0.34273 | 0.32486 | 0.30793 | 0.29187 | 0.27666 | 0.26223 | 0.24856 | 0.2356 | 0.22332 | 0.21168 | 0.20064 | 0.19018 | 0.18027 | 0.17087 | 0.16196 | 0.15352 | 0.14552 | 0.13793 | 0.13074 | 0.12392 | 0.11746 | 0.11134 | 0.10554 | 0.10003 | 0.094818 | 0.089875 | 0.08519 | 0.080748 | 0.076539 | 0.072549
* Note: A positive (+) avoided cost in a given year represents a cost savings relative to not having a transmission project deferral.

## PhII (ENH100 WAC-2017)
Version |  | Based on PSEGLI file: "East End Utility 2_0_Economics_2014_10_13_r28_Sargent_Lundy.xlsx"
Annual Revenue Requirements (Millions of $s)
1) Reference (Transmission only) Case
Project | I/S Year | Investor | Capital (2015$s) | 2016 | 2017 | 2018 | 2019 | 2020 | 2021 | 2022 | 2023 | 2024 | 2025 | 2026 | 2027 | 2028 | 2029 | 2030 | 2031 | 2032 | 2033 | 2034 | 2035 | 2036 | 2037 | 2038 | 2039 | 2040 | 2041 | 2042 | 2043 | 2044 | 2045 | 2046 | 2047 | 2048 | 2049 | 2050 | 2051 | 2052 | 2053 | 2054 | 2055 | 2056 | 2057 | 2058 | 2059 | 2060 | 2061 | 2062 | 2063 | 2064 |  | NPV |  | Proposal Number = | ENH100
Transmission Reinforcement I | 2017 | PSEGLI | 197 | 0 | 24.0294 | 24.0294 | 24.0294 | 24.0294 | 24.0294 | 24.0294 | 24.0294 | 24.0294 | 24.0294 | 24.0294 | 24.0294 | 24.0294 | 24.0294 | 24.0294 | 24.0294 | 24.0294 | 24.0294 | 24.0294 | 24.0294 | 24.0294 | 24.0294 | 24.0294 | 24.0294 | 24.0294 | 24.0294 | 24.0294 | 24.0294 | 24.0294 | 24.0294 | 24.0294 | 24.0294 | 24.0294 | 24.0294 | 24.0294 | 24.0294 | [13 empty] | 35 | 350.5464 |  | Proposer Name = | EnergyHub, Inc.
Transmission Reinforcement II | 2018 | PSEGLI | 4.8 | 0 | 0 | 0.60305 | 0.60305 | 0.60305 | 0.60305 | 0.60305 | 0.60305 | 0.60305 | 0.60305 | 0.60305 | 0.60305 | 0.60305 | 0.60305 | 0.60305 | 0.60305 | 0.60305 | 0.60305 | 0.60305 | 0.60305 | 0.60305 | 0.60305 | 0.60305 | 0.60305 | 0.60305 | 0.60305 | 0.60305 | 0.60305 | 0.60305 | 0.60305 | 0.60305 | 0.60305 | 0.60305 | 0.60305 | 0.60305 | 0.60305 | 0.60305 | [12 empty] | 35 | 8.3388 |  | Proposal/Project = | South Fork Direct Load Control
Transmission Reinforcement III | 2019 | PSEGLI | 2.8 | 0 | 0 | 0 | 0.36233 | 0.36233 | 0.36233 | 0.36233 | 0.36233 | 0.36233 | 0.36233 | 0.36233 | 0.36233 | 0.36233 | 0.36233 | 0.36233 | 0.36233 | 0.36233 | 0.36233 | 0.36233 | 0.36233 | 0.36233 | 0.36233 | 0.36233 | 0.36233 | 0.36233 | 0.36233 | 0.36233 | 0.36233 | 0.36233 | 0.36233 | 0.36233 | 0.36233 | 0.36233 | 0.36233 | 0.36233 | 0.36233 | 0.36233 | 0.36233 | [11 empty] | 35 | 4.7491 |  | Option Number = | 1
Transmission Reinforcement IV | 2020 | PSEGLI | 33.2 | 0 | 0 | 0 | 0 | 4.4251 | 4.4251 | 4.4251 | 4.4251 | 4.4251 | 4.4251 | 4.4251 | 4.4251 | 4.4251 | 4.4251 | 4.4251 | 4.4251 | 4.4251 | 4.4251 | 4.4251 | 4.4251 | 4.4251 | 4.4251 | 4.4251 | 4.4251 | 4.4251 | 4.4251 | 4.4251 | 4.4251 | 4.4251 | 4.4251 | 4.4251 | 4.4251 | 4.4251 | 4.4251 | 4.4251 | 4.4251 | 4.4251 | 4.4251 | 4.4251 | [10 empty] | 35 | 54.9758 |  | Location = | All Areas - Nonspecified
Transmission Reinforcement V | 2022 | PSEGLI | 275.5 | 0 | 0 | 0 | 0 | 0 | 0 | 38.957 | 38.957 | 38.957 | 38.957 | 38.957 | 38.957 | 38.957 | 38.957 | 38.957 | 38.957 | 38.957 | 38.957 | 38.957 | 38.957 | 38.957 | 38.957 | 38.957 | 38.957 | 38.957 | 38.957 | 38.957 | 38.957 | 38.957 | 38.957 | 38.957 | 38.957 | 38.957 | 38.957 | 38.957 | 38.957 | 38.957 | 38.957 | 38.957 | 38.957 | 38.957 | [8 empty] | 35 | 434.8353 |  | Technology = | Window ACs
[56 empty] | Interconnection Points = | Behind the Meter
Total |  |  | 513.3 | 0 | 24.0294 | 24.6325 | 24.9948 | 29.42 | 29.42 | 68.377 | 68.377 | 68.377 | 68.377 | 68.377 | 68.377 | 68.377 | 68.377 | 68.377 | 68.377 | 68.377 | 68.377 | 68.377 | 68.377 | 68.377 | 68.377 | 68.377 | 68.377 | 68.377 | 68.377 | 68.377 | 68.377 | 68.377 | 68.377 | 68.377 | 68.377 | 68.377 | 68.377 | 68.377 | 68.377 | 44.3475 | 43.7445 | 43.3821 | 38.957 | 38.957 | 0 | 0 | 0 | 0 | 0 | 0 | 0 | 0 |  | 853.4454 |  | Loss Factor = | 1.067
2016 NPV @ 5.5%, thru 2035 |  |  |  | 2016: 582.1416
2016 NPV @ 5.5%, thru 2056 |  |  |  | 2016: 853.4454 |  |  |  | MW Required by 2022 (cap) = | 15 | 33 | 15 | Output: NPV of Transmission Avoided Costs for Selected Project (see note*)
[57 empty] | Selected Project Inputs - Area 1 Portion | Selected Project Inputs - Area 2 Portion | Selected Project Inputs - Area 3 Portion | Area 1 | Area 2 | Area 3 | Total | check
[56 empty] | Project kW = | 0 | 0 | 853.6
[55 empty] | Capped kW = | 853.6 | 0 | 0 | 853.6
[56 empty] | Project Area (1, 2, or 3) = | 1 | 2 | 3
[56 empty] | Proportion of Peak Hours Covered = | 100% | 100% | 100%
[55 empty] | Project COD = | 2017
[55 empty] | Effective kW = | 853.6 |  |  |  | 0 | 0 | 1374085.0955 | 1374085.0955
[60 empty] | check | check | check
| I/S Year |  | Capital (2015$s) | 2016 | 2017 | 2018 | 2019 | 2020 | 2021 | 2022 | 2023 | 2024 | 2025 | 2026 | 2027 | 2028 | 2029 | 2030 | 2031 | 2032 | 2033 | 2034 | 2035 | 2036 | 2037 | 2038 | 2039 | 2040 | 2041 | 2042 | 2043 | 2044 | 2045 | 2046 | 2047 | 2048 | 2049 | 2050 | 2051 | 2052 | 2053 | 2054 | 2055 | 2056 | 2057 | 2058 | 2059 | 2060 | 2061 | 2062 | 2063 | 2064 |  | MW Required by 2022 | NPV Base $M | Differential NPV $M | Differential NPV $M (adjusted for COD of Selected Project) | Differntial NPV $/MW | NPV of Transmission Avoided Costs for Selected Project
Area I Projects: | [53 empty] | 15
Amagansett Conversion 33 kV | 2017 |  | 8 | 0 | 0.97582 | 0.97582 | 0.97582 | 0.97582 | 0.97582 | 0.97582 | 0.97582 | 0.97582 | 0.97582 | 0.97582 | 0.97582 | 0.97582 | 0.97582 | 0.97582 | 0.97582 | 0.97582 | 0.97582 | 0.97582 | 0.97582 | 0.97582 | 0.97582 | 0.97582 | 0.97582 | 0.97582 | 0.97582 | 0.97582 | 0.97582 | 0.97582 | 0.97582 | 0.97582 | 0.97582 | 0.97582 | 0.97582 | 0.97582 | 0.97582 | [13 empty] | 35 |  | 14.2354
East Hampton Conversion 33 kV | 2017 |  | 3.2 | 0 | 0.39033 | 0.39033 | 0.39033 | 0.39033 | 0.39033 | 0.39033 | 0.39033 | 0.39033 | 0.39033 | 0.39033 | 0.39033 | 0.39033 | 0.39033 | 0.39033 | 0.39033 | 0.39033 | 0.39033 | 0.39033 | 0.39033 | 0.39033 | 0.39033 | 0.39033 | 0.39033 | 0.39033 | 0.39033 | 0.39033 | 0.39033 | 0.39033 | 0.39033 | 0.39033 | 0.39033 | 0.39033 | 0.39033 | 0.39033 | 0.39033 | [13 empty] | 35 |  | 5.6942
Buell Conversion 33 kV | 2017 |  | 3.7 | 0 | 0.45131 | 0.45131 | 0.45131 | 0.45131 | 0.45131 | 0.45131 | 0.45131 | 0.45131 | 0.45131 | 0.45131 | 0.45131 | 0.45131 | 0.45131 | 0.45131 | 0.45131 | 0.45131 | 0.45131 | 0.45131 | 0.45131 | 0.45131 | 0.45131 | 0.45131 | 0.45131 | 0.45131 | 0.45131 | 0.45131 | 0.45131 | 0.45131 | 0.45131 | 0.45131 | 0.45131 | 0.45131 | 0.45131 | 0.45131 | 0.45131 | [13 empty] | 35 |  | 6.5839
Hither Hills Conversion to 33 kV | 2018 |  | 4.8 | 0 | 0 | 0.60305 | 0.60305 | 0.60305 | 0.60305 | 0.60305 | 0.60305 | 0.60305 | 0.60305 | 0.60305 | 0.60305 | 0.60305 | 0.60305 | 0.60305 | 0.60305 | 0.60305 | 0.60305 | 0.60305 | 0.60305 | 0.60305 | 0.60305 | 0.60305 | 0.60305 | 0.60305 | 0.60305 | 0.60305 | 0.60305 | 0.60305 | 0.60305 | 0.60305 | 0.60305 | 0.60305 | 0.60305 | 0.60305 | 0.60305 | 0.60305 | [12 empty] | 35 |  | 8.3388
Culloden Pt Conversion to 33 kV | 2019 |  | 2.8 | 0 | 0 | 0 | 0.36233 | 0.36233 | 0.36233 | 0.36233 | 0.36233 | 0.36233 | 0.36233 | 0.36233 | 0.36233 | 0.36233 | 0.36233 | 0.36233 | 0.36233 | 0.36233 | 0.36233 | 0.36233 | 0.36233 | 0.36233 | 0.36233 | 0.36233 | 0.36233 | 0.36233 | 0.36233 | 0.36233 | 0.36233 | 0.36233 | 0.36233 | 0.36233 | 0.36233 | 0.36233 | 0.36233 | 0.36233 | 0.36233 | 0.36233 | 0.36233 | [11 empty] | 35 |  | 4.7491
No Deferral |  |  | 22.5 |  | 1.8175 | 2.4205 | 2.7828 | 2.7828 | 2.7828 | 2.7828 | 2.7828 | 2.7828 | 2.7828 | 2.7828 | 2.7828 | 2.7828 | 2.7828 | 2.7828 | 2.7828 | 2.7828 | 2.7828 | 2.7828 | 2.7828 | 2.7828 | 2.7828 | 2.7828 | 2.7828 | 2.7828 | 2.7828 | 2.7828 | 2.7828 | 2.7828 | 2.7828 | 2.7828 | 2.7828 | 2.7828 | 2.7828 | 2.7828 | 2.7828 | 0.96539 | 0.36233 | 0 | 0 | 0 | [10 empty] | 39.6013
Amagansett Conversion 33 kV | 2030 |  | 8 | [14 empty] | 1.433 | 1.433 | 1.433 | 1.433 | 1.433 | 1.433 | 1.433 | 1.433 | 1.433 | 1.433 | 1.433 | 1.433 | 1.433 | 1.433 | 1.433 | 1.433 | 1.433 | 1.433 | 1.433 | 1.433 | 1.433 | 1.433 | 1.433 | 1.433 | 1.433 | 1.433 | 1.433 | 1.433 | 1.433 | 1.433 | 1.433 | 1.433 | 1.433 | 1.433 | 1.433 | 35 |  | 10.4225 | 3.8129 | 3.8129 | 254193.5784 | 216979.6385
East Hampton Conversion 33 kV | 2030 |  | 3.2 | [14 empty] | 0.57321 | 0.57321 | 0.57321 | 0.57321 | 0.57321 | 0.57321 | 0.57321 | 0.57321 | 0.57321 | 0.57321 | 0.57321 | 0.57321 | 0.57321 | 0.57321 | 0.57321 | 0.57321 | 0.57321 | 0.57321 | 0.57321 | 0.57321 | 0.57321 | 0.57321 | 0.57321 | 0.57321 | 0.57321 | 0.57321 | 0.57321 | 0.57321 | 0.57321 | 0.57321 | 0.57321 | 0.57321 | 0.57321 | 0.57321 | 0.57321 | 35 |  | 4.169 | 1.5252 | 1.5252 | 101677.4314 | 86791.8554
Buell Conversion 33 kV | 2030 |  | 3.7 | [14 empty] | 0.66277 | 0.66277 | 0.66277 | 0.66277 | 0.66277 | 0.66277 | 0.66277 | 0.66277 | 0.66277 | 0.66277 | 0.66277 | 0.66277 | 0.66277 | 0.66277 | 0.66277 | 0.66277 | 0.66277 | 0.66277 | 0.66277 | 0.66277 | 0.66277 | 0.66277 | 0.66277 | 0.66277 | 0.66277 | 0.66277 | 0.66277 | 0.66277 | 0.66277 | 0.66277 | 0.66277 | 0.66277 | 0.66277 | 0.66277 | 0.66277 | 35 |  | 4.8204 | 1.7635 | 1.7635 | 117564.53 | 100353.0828
Hither Hills Conversion to 33 kV | 2030 |  | 4.8 | [14 empty] | 0.85981 | 0.85981 | 0.85981 | 0.85981 | 0.85981 | 0.85981 | 0.85981 | 0.85981 | 0.85981 | 0.85981 | 0.85981 | 0.85981 | 0.85981 | 0.85981 | 0.85981 | 0.85981 | 0.85981 | 0.85981 | 0.85981 | 0.85981 | 0.85981 | 0.85981 | 0.85981 | 0.85981 | 0.85981 | 0.85981 | 0.85981 | 0.85981 | 0.85981 | 0.85981 | 0.85981 | 0.85981 | 0.85981 | 0.85981 | 0.85981 | 35 |  | 6.2535 | 2.0853 | 2.0853 | 139022.8879 | 118669.9371
Culloden Pt Conversion to 33 kV | 2030 |  | 2.8 | [14 empty] | 0.50156 | 0.50156 | 0.50156 | 0.50156 | 0.50156 | 0.50156 | 0.50156 | 0.50156 | 0.50156 | 0.50156 | 0.50156 | 0.50156 | 0.50156 | 0.50156 | 0.50156 | 0.50156 | 0.50156 | 0.50156 | 0.50156 | 0.50156 | 0.50156 | 0.50156 | 0.50156 | 0.50156 | 0.50156 | 0.50156 | 0.50156 | 0.50156 | 0.50156 | 0.50156 | 0.50156 | 0.50156 | 0.50156 | 0.50156 | 0.50156 | 35 |  | 3.6479 | 1.1012 | 1.1012 | 73412.135 | 62664.5984
Deferral to Indicated Year |  |  | 22.5 | [6 empty] | 0 | 0 | 0 | 0 | 0 | 0 | 0 | 0 | 4.0304 | 4.0304 | 4.0304 | 4.0304 | 4.0304 | 4.0304 | 4.0304 | 4.0304 | 4.0304 | 4.0304 | 4.0304 | 4.0304 | 4.0304 | 4.0304 | 4.0304 | 4.0304 | 4.0304 | 4.0304 | 4.0304 | 4.0304 | 4.0304 | 4.0304 | 4.0304 | 4.0304 | 4.0304 | 4.0304 | 4.0304 | 4.0304 | 4.0304 | 4.0304 | 4.0304 | 4.0304 | 4.0304 | 4.0304 | 4.0304 | 35 |  | 29.3132 | 10.2881 | 10.2881 | 685870.5627 | 585459.1123 | =Area I Portion
[59 empty] | 2090567.8862 | =Area I+II+III Portions
Annual Avoided Costs for Deferral to Indicated Year:
Amagansett Conversion 33 kV | 2030 |  |  | 0 | 0.97582 | 0.97582 | 0.97582 | 0.97582 | 0.97582 | 0.97582 | 0.97582 | 0.97582 | 0.97582 | 0.97582 | 0.97582 | 0.97582 | 0.97582 | -0.4572 | -0.4572 | -0.4572 | -0.4572 | -0.4572 | -0.4572 | -0.4572 | -0.4572 | -0.4572 | -0.4572 | -0.4572 | -0.4572 | -0.4572 | -0.4572 | -0.4572 | -0.4572 | -0.4572 | -0.4572 | -0.4572 | -0.4572 | -0.4572 | -0.4572 | -1.433 | -1.433 | -1.433 | -1.433 | -1.433 | -1.433 | -1.433 | -1.433 | -1.433 | -1.433 | -1.433 | -1.433 | -1.433 | 35 |  |  | 3.8129
East Hampton Conversion 33 kV | 2030 |  |  | 0 | 0.39033 | 0.39033 | 0.39033 | 0.39033 | 0.39033 | 0.39033 | 0.39033 | 0.39033 | 0.39033 | 0.39033 | 0.39033 | 0.39033 | 0.39033 | -0.18288 | -0.18288 | -0.18288 | -0.18288 | -0.18288 | -0.18288 | -0.18288 | -0.18288 | -0.18288 | -0.18288 | -0.18288 | -0.18288 | -0.18288 | -0.18288 | -0.18288 | -0.18288 | -0.18288 | -0.18288 | -0.18288 | -0.18288 | -0.18288 | -0.18288 | -0.57321 | -0.57321 | -0.57321 | -0.57321 | -0.57321 | -0.57321 | -0.57321 | -0.57321 | -0.57321 | -0.57321 | -0.57321 | -0.57321 | -0.57321 | 35 |  |  | 1.5252
Buell Conversion 33 kV | 2030 |  |  | 0 | 0.45131 | 0.45131 | 0.45131 | 0.45131 | 0.45131 | 0.45131 | 0.45131 | 0.45131 | 0.45131 | 0.45131 | 0.45131 | 0.45131 | 0.45131 | -0.21146 | -0.21146 | -0.21146 | -0.21146 | -0.21146 | -0.21146 | -0.21146 | -0.21146 | -0.21146 | -0.21146 | -0.21146 | -0.21146 | -0.21146 | -0.21146 | -0.21146 | -0.21146 | -0.21146 | -0.21146 | -0.21146 | -0.21146 | -0.21146 | -0.21146 | -0.66277 | -0.66277 | -0.66277 | -0.66277 | -0.66277 | -0.66277 | -0.66277 | -0.66277 | -0.66277 | -0.66277 | -0.66277 | -0.66277 | -0.66277 | 35 |  |  | 1.7635
Hither Hills Conversion to 33 kV | 2030 |  |  | 0 | 0 | 0.60305 | 0.60305 | 0.60305 | 0.60305 | 0.60305 | 0.60305 | 0.60305 | 0.60305 | 0.60305 | 0.60305 | 0.60305 | 0.60305 | -0.25676 | -0.25676 | -0.25676 | -0.25676 | -0.25676 | -0.25676 | -0.25676 | -0.25676 | -0.25676 | -0.25676 | -0.25676 | -0.25676 | -0.25676 | -0.25676 | -0.25676 | -0.25676 | -0.25676 | -0.25676 | -0.25676 | -0.25676 | -0.25676 | -0.25676 | -0.25676 | -0.85981 | -0.85981 | -0.85981 | -0.85981 | -0.85981 | -0.85981 | -0.85981 | -0.85981 | -0.85981 | -0.85981 | -0.85981 | -0.85981 | 35 |  |  | 2.0853
Culloden Pt Conversion to 33 kV | 2030 |  |  | 0 | 0 | 0 | 0.36233 | 0.36233 | 0.36233 | 0.36233 | 0.36233 | 0.36233 | 0.36233 | 0.36233 | 0.36233 | 0.36233 | 0.36233 | -0.13922 | -0.13922 | -0.13922 | -0.13922 | -0.13922 | -0.13922 | -0.13922 | -0.13922 | -0.13922 | -0.13922 | -0.13922 | -0.13922 | -0.13922 | -0.13922 | -0.13922 | -0.13922 | -0.13922 | -0.13922 | -0.13922 | -0.13922 | -0.13922 | -0.13922 | -0.13922 | -0.13922 | -0.50156 | -0.50156 | -0.50156 | -0.50156 | -0.50156 | -0.50156 | -0.50156 | -0.50156 | -0.50156 | -0.50156 | -0.50156 | 35 |  |  | 1.1012
Area II Projects: | [53 empty] | 33
Bridgehampton - Buell New 69 kV UG Cable | 2020 |  | 33.2 | 0 | 0 | 0 | 0 | 4.4251 | 4.4251 | 4.4251 | 4.4251 | 4.4251 | 4.4251 | 4.4251 | 4.4251 | 4.4251 | 4.4251 | 4.4251 | 4.4251 | 4.4251 | 4.4251 | 4.4251 | 4.4251 | 4.4251 | 4.4251 | 4.4251 | 4.4251 | 4.4251 | 4.4251 | 4.4251 | 4.4251 | 4.4251 | 4.4251 | 4.4251 | 4.4251 | 4.4251 | 4.4251 | 4.4251 | 4.4251 | 4.4251 | 4.4251 | 4.4251 | [10 empty] | 35 |  | 54.9758
No Deferral |  |  | 33.2 |  | 0 | 0 | 0 | 4.4251 | 4.4251 | 4.4251 | 4.4251 | 4.4251 | 4.4251 | 4.4251 | 4.4251 | 4.4251 | 4.4251 | 4.4251 | 4.4251 | 4.4251 | 4.4251 | 4.4251 | 4.4251 | 4.4251 | 4.4251 | 4.4251 | 4.4251 | 4.4251 | 4.4251 | 4.4251 | 4.4251 | 4.4251 | 4.4251 | 4.4251 | 4.4251 | 4.4251 | 4.4251 | 4.4251 | 4.4251 | 4.4251 | 4.4251 | 4.4251 | [10 empty] | 35 |  | 54.9758
Bridgehampton - Buell New 69 kV UG Cable | 2026 |  | 33.2 | [10 empty] | 5.2839 | 5.2839 | 5.2839 | 5.2839 | 5.2839 | 5.2839 | 5.2839 | 5.2839 | 5.2839 | 5.2839 | 5.2839 | 5.2839 | 5.2839 | 5.2839 | 5.2839 | 5.2839 | 5.2839 | 5.2839 | 5.2839 | 5.2839 | 5.2839 | 5.2839 | 5.2839 | 5.2839 | 5.2839 | 5.2839 | 5.2839 | 5.2839 | 5.2839 | 5.2839 | 5.2839 | 5.2839 | 5.2839 | 5.2839 | 5.2839 |  |  |  |  | 35 |  | 47.608 | 7.3678 | 7.3678 | 153495.4058 | 131023.6784
Deferral to Indicated Year |  |  | 33.2 | [6 empty] | 0 | 0 | 0 | 0 | 5.2839 | 5.2839 | 5.2839 | 5.2839 | 5.2839 | 5.2839 | 5.2839 | 5.2839 | 5.2839 | 5.2839 | 5.2839 | 5.2839 | 5.2839 | 5.2839 | 5.2839 | 5.2839 | 5.2839 | 5.2839 | 5.2839 | 5.2839 | 5.2839 | 5.2839 | 5.2839 | 5.2839 | 5.2839 | 5.2839 | 5.2839 | 5.2839 | 5.2839 | 5.2839 | 5.2839 | 5.2839 | 5.2839 | 5.2839 | 5.2839 |  |  |  |  | 35 |  | 47.608 | 7.3678 | 7.3678 | 153495.4058 | 131023.6784 | =Area II Portion
[59 empty] | 1505108.7739 | =Area II+III Portions
Annual Avoided Costs for Deferral to Indicated Year:
Bridgehampton - Buell New 69 kV UG Cable | 2026 |  |  | 0 | 0 | 0 | 0 | 4.4251 | 4.4251 | 4.4251 | 4.4251 | 4.4251 | 4.4251 | -0.85871 | -0.85871 | -0.85871 | -0.85871 | -0.85871 | -0.85871 | -0.85871 | -0.85871 | -0.85871 | -0.85871 | -0.85871 | -0.85871 | -0.85871 | -0.85871 | -0.85871 | -0.85871 | -0.85871 | -0.85871 | -0.85871 | -0.85871 | -0.85871 | -0.85871 | -0.85871 | -0.85871 | -0.85871 | -0.85871 | -0.85871 | -0.85871 | -0.85871 | -5.2839 | -5.2839 | -5.2839 | -5.2839 | -5.2839 | -5.2839 |  |  |  |  | 35 |  |  | 7.3678
0
Area III Projects: | [52 empty] | 0 | 15
New Canal - Southampton Cable | 2017 |  | 37.6 | 0 | 4.5863 | 4.5863 | 4.5863 | 4.5863 | 4.5863 | 4.5863 | 4.5863 | 4.5863 | 4.5863 | 4.5863 | 4.5863 | 4.5863 | 4.5863 | 4.5863 | 4.5863 | 4.5863 | 4.5863 | 4.5863 | 4.5863 | 4.5863 | 4.5863 | 4.5863 | 4.5863 | 4.5863 | 4.5863 | 4.5863 | 4.5863 | 4.5863 | 4.5863 | 4.5863 | 4.5863 | 4.5863 | 4.5863 | 4.5863 | 4.5863 | [13 empty] | 35 |  | 66.9063
Upgrade Wildwood - Riverhead to 138 kV | 2017 |  | 7.7 | 0 | 0.93922 | 0.93922 | 0.93922 | 0.93922 | 0.93922 | 0.93922 | 0.93922 | 0.93922 | 0.93922 | 0.93922 | 0.93922 | 0.93922 | 0.93922 | 0.93922 | 0.93922 | 0.93922 | 0.93922 | 0.93922 | 0.93922 | 0.93922 | 0.93922 | 0.93922 | 0.93922 | 0.93922 | 0.93922 | 0.93922 | 0.93922 | 0.93922 | 0.93922 | 0.93922 | 0.93922 | 0.93922 | 0.93922 | 0.93922 | 0.93922 | [13 empty] | 35 |  | 13.7016
Riverhead Canal 2nd Line and Bank | 2017 |  | 136.8 | 0 | 16.6864 | 16.6864 | 16.6864 | 16.6864 | 16.6864 | 16.6864 | 16.6864 | 16.6864 | 16.6864 | 16.6864 | 16.6864 | 16.6864 | 16.6864 | 16.6864 | 16.6864 | 16.6864 | 16.6864 | 16.6864 | 16.6864 | 16.6864 | 16.6864 | 16.6864 | 16.6864 | 16.6864 | 16.6864 | 16.6864 | 16.6864 | 16.6864 | 16.6864 | 16.6864 | 16.6864 | 16.6864 | 16.6864 | 16.6864 | 16.6864 | [13 empty] | 35 |  | 243.4251
Canal - Wainscott New 138 kV UG Cable | 2022 |  | 275.5 | 0 | 0 | 0 | 0 | 0 | 0 | 38.957 | 38.957 | 38.957 | 38.957 | 38.957 | 38.957 | 38.957 | 38.957 | 38.957 | 38.957 | 38.957 | 38.957 | 38.957 | 38.957 | 38.957 | 38.957 | 38.957 | 38.957 | 38.957 | 38.957 | 38.957 | 38.957 | 38.957 | 38.957 | 38.957 | 38.957 | 38.957 | 38.957 | 38.957 | 38.957 | 38.957 | 38.957 | 38.957 | 38.957 | 38.957 | [8 empty] | 35 |  | 434.8353
No Deferral |  |  | 457.6 |  | 22.212 | 22.212 | 22.212 | 22.212 | 22.212 | 61.169 | 61.169 | 61.169 | 61.169 | 61.169 | 61.169 | 61.169 | 61.169 | 61.169 | 61.169 | 61.169 | 61.169 | 61.169 | 61.169 | 61.169 | 61.169 | 61.169 | 61.169 | 61.169 | 61.169 | 61.169 | 61.169 | 61.169 | 61.169 | 61.169 | 61.169 | 61.169 | 61.169 | 61.169 | 61.169 | 38.957 | 38.957 | 38.957 | 38.957 | 38.957 | [10 empty] | 758.8683
New Canal - Southampton Cable | 2023 |  | 37.6 | [7 empty] | 5.4763 | 5.4763 | 5.4763 | 5.4763 | 5.4763 | 5.4763 | 5.4763 | 5.4763 | 5.4763 | 5.4763 | 5.4763 | 5.4763 | 5.4763 | 5.4763 | 5.4763 | 5.4763 | 5.4763 | 5.4763 | 5.4763 | 5.4763 | 5.4763 | 5.4763 | 5.4763 | 5.4763 | 5.4763 | 5.4763 | 5.4763 | 5.4763 | 5.4763 | 5.4763 | 5.4763 | 5.4763 | 5.4763 | 5.4763 | 5.4763 | [7 empty] | 35 |  | 57.9396 | 8.9667 | 8.9667 | 142328.3896 | 121491.5133
Upgrade Wildwood - Riverhead to 138 kV | 2022 |  | 7.7 | [6 empty] | 1.0888 | 1.0888 | 1.0888 | 1.0888 | 1.0888 | 1.0888 | 1.0888 | 1.0888 | 1.0888 | 1.0888 | 1.0888 | 1.0888 | 1.0888 | 1.0888 | 1.0888 | 1.0888 | 1.0888 | 1.0888 | 1.0888 | 1.0888 | 1.0888 | 1.0888 | 1.0888 | 1.0888 | 1.0888 | 1.0888 | 1.0888 | 1.0888 | 1.0888 | 1.0888 | 1.0888 | 1.0888 | 1.0888 | 1.0888 | 1.0888 | [8 empty] | 35 |  | 12.1533 | 1.5483 | 1.5483 | 24575.725 | 20977.8389
Riverhead Canal 2nd Line and Bank | 2023 |  | 136.8 | [7 empty] | 19.9245 | 19.9245 | 19.9245 | 19.9245 | 19.9245 | 19.9245 | 19.9245 | 19.9245 | 19.9245 | 19.9245 | 19.9245 | 19.9245 | 19.9245 | 19.9245 | 19.9245 | 19.9245 | 19.9245 | 19.9245 | 19.9245 | 19.9245 | 19.9245 | 19.9245 | 19.9245 | 19.9245 | 19.9245 | 19.9245 | 19.9245 | 19.9245 | 19.9245 | 19.9245 | 19.9245 | 19.9245 | 19.9245 | 19.9245 | 19.9245 | [7 empty] | 35 |  | 210.8017 | 32.6235 | 32.6235 | 517833.0769 | 442022.3144
Canal - Wainscott New 138 kV UG Cable | 2028 |  | 275.5 | [12 empty] | 46.5167 | 46.5167 | 46.5167 | 46.5167 | 46.5167 | 46.5167 | 46.5167 | 46.5167 | 46.5167 | 46.5167 | 46.5167 | 46.5167 | 46.5167 | 46.5167 | 46.5167 | 46.5167 | 46.5167 | 46.5167 | 46.5167 | 46.5167 | 46.5167 | 46.5167 | 46.5167 | 46.5167 | 46.5167 | 46.5167 | 46.5167 | 46.5167 | 46.5167 | 46.5167 | 46.5167 | 46.5167 | 46.5167 | 46.5167 | 46.5167 |  |  | 35 |  | 376.5593 | 58.276 | 58.276 | 925015.732 | 789593.4288
Deferral to Indicated Year |  |  | 457.6 | [6 empty] | 1.0888 | 26.4896 | 26.4896 | 26.4896 | 26.4896 | 26.4896 | 73.0063 | 73.0063 | 73.0063 | 73.0063 | 73.0063 | 73.0063 | 73.0063 | 73.0063 | 73.0063 | 73.0063 | 73.0063 | 73.0063 | 73.0063 | 73.0063 | 73.0063 | 73.0063 | 73.0063 | 73.0063 | 73.0063 | 73.0063 | 73.0063 | 73.0063 | 73.0063 | 73.0063 | 73.0063 | 73.0063 | 73.0063 | 73.0063 | 73.0063 | 71.9175 | 46.5167 | 46.5167 | 46.5167 | 46.5167 | 46.5167 |  |  | 41 |  | 657.4539 | 101.4144 | 101.4144 | 1609752.9235 | 1374085.0955 | =Area III Portion
[59 empty] | 1374085.0955 | =Area III Portion
Annual Avoided Costs for Deferral to Indicated Year:
New Canal - Southampton Cable | 2023 |  |  | 0 | 4.5863 | 4.5863 | 4.5863 | 4.5863 | 4.5863 | 4.5863 | -0.88999 | -0.88999 | -0.88999 | -0.88999 | -0.88999 | -0.88999 | -0.88999 | -0.88999 | -0.88999 | -0.88999 | -0.88999 | -0.88999 | -0.88999 | -0.88999 | -0.88999 | -0.88999 | -0.88999 | -0.88999 | -0.88999 | -0.88999 | -0.88999 | -0.88999 | -0.88999 | -0.88999 | -0.88999 | -0.88999 | -0.88999 | -0.88999 | -0.88999 | -5.4763 | -5.4763 | -5.4763 | -5.4763 | -5.4763 | -5.4763 | 0 | 0 | 0 | 0 | 0 |  |  | 35 |  |  | 8.9667
Upgrade Wildwood - Riverhead to 138 kV | 2022 |  |  | 0 | 0.93922 | 0.93922 | 0.93922 | 0.93922 | 0.93922 | -0.14959 | -0.14959 | -0.14959 | -0.14959 | -0.14959 | -0.14959 | -0.14959 | -0.14959 | -0.14959 | -0.14959 | -0.14959 | -0.14959 | -0.14959 | -0.14959 | -0.14959 | -0.14959 | -0.14959 | -0.14959 | -0.14959 | -0.14959 | -0.14959 | -0.14959 | -0.14959 | -0.14959 | -0.14959 | -0.14959 | -0.14959 | -0.14959 | -0.14959 | -0.14959 | -1.0888 | -1.0888 | -1.0888 | -1.0888 | -1.0888 | 0 | 0 | 0 | 0 | 0 | 0 |  |  | 35 |  |  | 1.5483
Riverhead Canal 2nd Line and Bank | 2023 |  |  | 0 | 16.6864 | 16.6864 | 16.6864 | 16.6864 | 16.6864 | 16.6864 | -3.238 | -3.238 | -3.238 | -3.238 | -3.238 | -3.238 | -3.238 | -3.238 | -3.238 | -3.238 | -3.238 | -3.238 | -3.238 | -3.238 | -3.238 | -3.238 | -3.238 | -3.238 | -3.238 | -3.238 | -3.238 | -3.238 | -3.238 | -3.238 | -3.238 | -3.238 | -3.238 | -3.238 | -3.238 | -19.9245 | -19.9245 | -19.9245 | -19.9245 | -19.9245 | -19.9245 | 0 | 0 | 0 | 0 | 0 |  |  | 35 |  |  | 32.6235
Canal - Wainscott New 138 kV UG Cable | 2028 |  |  | 0 | 0 | 0 | 0 | 0 | 0 | 38.957 | 38.957 | 38.957 | 38.957 | 38.957 | 38.957 | -7.5597 | -7.5597 | -7.5597 | -7.5597 | -7.5597 | -7.5597 | -7.5597 | -7.5597 | -7.5597 | -7.5597 | -7.5597 | -7.5597 | -7.5597 | -7.5597 | -7.5597 | -7.5597 | -7.5597 | -7.5597 | -7.5597 | -7.5597 | -7.5597 | -7.5597 | -7.5597 | -7.5597 | -7.5597 | -7.5597 | -7.5597 | -7.5597 | -7.5597 | -46.5167 | -46.5167 | -46.5167 | -46.5167 | -46.5167 | -46.5167 | [5 empty] | 58.276
Total - All Areas (No Deferrals,$Millions) |  |  | 513.3 |  | 24.0294 | 24.6325 | 24.9948 | 29.42 | 29.42 | 68.377 | 68.377 | 68.377 | 68.377 | 68.377 | 68.377 | 68.377 | 68.377 | 68.377 | 68.377 | 68.377 | 68.377 | 68.377 | 68.377 | 68.377 | 68.377 | 68.377 | 68.377 | 68.377 | 68.377 | 68.377 | 68.377 | 68.377 | 68.377 | 68.377 | 68.377 | 68.377 | 68.377 | 68.377 | 68.377 | 44.3475 | 43.7445 | 43.3821 | 38.957 | 38.957 | 0 | 0 | 0 | 0 | 0 | 0 | 0 | 0 |  | 63 | 853.4454 | 119.0703 | = max. total avoided cost in portfolio
Annual Avoided Costs for Deferrals - Area 1 Proposal: (see note*) | Deferral Year |  |  | 2016 | 2017 | 2018 | 2019 | 2020 | 2021 | 2022 | 2023 | 2024 | 2025 | 2026 | 2027 | 2028 | 2029 | 2030 | 2031 | 2032 | 2033 | 2034 | 2035 | 2036 | 2037 | 2038 | 2039 | 2040 | 2041 | 2042 | 2043 | 2044 | 2045 | 2046 | 2047 | 2048 | 2049 | 2050 | 2051 | 2052 | 2053 | 2054 | 2055 | 2056 | 2057 | 2058 | 2059 | 2060 | 2061 | 2062 | 2063 | 2064 |  |  | Differential NPV $M |  | Differential NPV $M (adjusted for COD of Selected Project) | Differntial NPV $/MW | NPV of Transmission Avoided Costs for Selected Project
Area I Projects:
Amagansett Conversion 33 kV | 2030 |  |  | 0 | 0.97582 | 0.97582 | 0.97582 | 0.97582 | 0.97582 | 0.97582 | 0.97582 | 0.97582 | 0.97582 | 0.97582 | 0.97582 | 0.97582 | 0.97582 | -0.4572 | -0.4572 | -0.4572 | -0.4572 | -0.4572 | -0.4572 | -0.4572 | -0.4572 | -0.4572 | -0.4572 | -0.4572 | -0.4572 | -0.4572 | -0.4572 | -0.4572 | -0.4572 | -0.4572 | -0.4572 | -0.4572 | -0.4572 | -0.4572 | -0.4572 | -1.433 | -1.433 | -1.433 | -1.433 | -1.433 | -1.433 | -1.433 | -1.433 | -1.433 | -1.433 | -1.433 | -1.433 | -1.433 |  |  | 3.8129 |  | 3.8129 | 254193.5784 | 0
East Hampton Conversion 33 kV | 2030 |  |  | 0 | 0.39033 | 0.39033 | 0.39033 | 0.39033 | 0.39033 | 0.39033 | 0.39033 | 0.39033 | 0.39033 | 0.39033 | 0.39033 | 0.39033 | 0.39033 | -0.18288 | -0.18288 | -0.18288 | -0.18288 | -0.18288 | -0.18288 | -0.18288 | -0.18288 | -0.18288 | -0.18288 | -0.18288 | -0.18288 | -0.18288 | -0.18288 | -0.18288 | -0.18288 | -0.18288 | -0.18288 | -0.18288 | -0.18288 | -0.18288 | -0.18288 | -0.57321 | -0.57321 | -0.57321 | -0.57321 | -0.57321 | -0.57321 | -0.57321 | -0.57321 | -0.57321 | -0.57321 | -0.57321 | -0.57321 | -0.57321 |  |  | 1.5252 |  | 1.5252 | 101677.4314 | 0
Buell Conversion 33 kV | 2030 |  |  | 0 | 0.45131 | 0.45131 | 0.45131 | 0.45131 | 0.45131 | 0.45131 | 0.45131 | 0.45131 | 0.45131 | 0.45131 | 0.45131 | 0.45131 | 0.45131 | -0.21146 | -0.21146 | -0.21146 | -0.21146 | -0.21146 | -0.21146 | -0.21146 | -0.21146 | -0.21146 | -0.21146 | -0.21146 | -0.21146 | -0.21146 | -0.21146 | -0.21146 | -0.21146 | -0.21146 | -0.21146 | -0.21146 | -0.21146 | -0.21146 | -0.21146 | -0.66277 | -0.66277 | -0.66277 | -0.66277 | -0.66277 | -0.66277 | -0.66277 | -0.66277 | -0.66277 | -0.66277 | -0.66277 | -0.66277 | -0.66277 |  |  | 1.7635 |  | 1.7635 | 117564.53 | 0
Hither Hills Conversion to 33 kV | 2030 |  |  | 0 | 0 | 0.60305 | 0.60305 | 0.60305 | 0.60305 | 0.60305 | 0.60305 | 0.60305 | 0.60305 | 0.60305 | 0.60305 | 0.60305 | 0.60305 | -0.25676 | -0.25676 | -0.25676 | -0.25676 | -0.25676 | -0.25676 | -0.25676 | -0.25676 | -0.25676 | -0.25676 | -0.25676 | -0.25676 | -0.25676 | -0.25676 | -0.25676 | -0.25676 | -0.25676 | -0.25676 | -0.25676 | -0.25676 | -0.25676 | -0.25676 | -0.25676 | -0.85981 | -0.85981 | -0.85981 | -0.85981 | -0.85981 | -0.85981 | -0.85981 | -0.85981 | -0.85981 | -0.85981 | -0.85981 | -0.85981 |  |  | 2.0853 |  | 2.0853 | 139022.8879 | 0
Culloden Pt Conversion to 33 kV | 2030 |  |  | 0 | 0 | 0 | 0.36233 | 0.36233 | 0.36233 | 0.36233 | 0.36233 | 0.36233 | 0.36233 | 0.36233 | 0.36233 | 0.36233 | 0.36233 | -0.13922 | -0.13922 | -0.13922 | -0.13922 | -0.13922 | -0.13922 | -0.13922 | -0.13922 | -0.13922 | -0.13922 | -0.13922 | -0.13922 | -0.13922 | -0.13922 | -0.13922 | -0.13922 | -0.13922 | -0.13922 | -0.13922 | -0.13922 | -0.13922 | -0.13922 | -0.13922 | -0.13922 | -0.50156 | -0.50156 | -0.50156 | -0.50156 | -0.50156 | -0.50156 | -0.50156 | -0.50156 | -0.50156 | -0.50156 | -0.50156 |  |  | 1.1012 |  | 1.1012 | 73412.135 | 0
[59 empty] | 0 | =Area I Portion
Area II Projects: | [58 empty] | 0 | =Area I+II+III Portions
Bridgehampton - Buell New 69 kV UG Cable | 2026 |  |  | 0 | 0 | 0 | 0 | 4.4251 | 4.4251 | 4.4251 | 4.4251 | 4.4251 | 4.4251 | -0.85871 | -0.85871 | -0.85871 | -0.85871 | -0.85871 | -0.85871 | -0.85871 | -0.85871 | -0.85871 | -0.85871 | -0.85871 | -0.85871 | -0.85871 | -0.85871 | -0.85871 | -0.85871 | -0.85871 | -0.85871 | -0.85871 | -0.85871 | -0.85871 | -0.85871 | -0.85871 | -0.85871 | -0.85871 | -0.85871 | -0.85871 | -0.85871 | -0.85871 | -5.2839 | -5.2839 | -5.2839 | -5.2839 | -5.2839 | -5.2839 | 0 | 0 | 0 | 0 |  |  | 7.3678 |  | 7.3678 | 153495.4058 | 0
[59 empty] | 0 | =Area II Portion
Area III Projects: | [58 empty] | 0 | =Area II+III Portions
New Canal - Southampton Cable | 2023 |  |  | 0 | 4.5863 | 4.5863 | 4.5863 | 4.5863 | 4.5863 | 4.5863 | -0.88999 | -0.88999 | -0.88999 | -0.88999 | -0.88999 | -0.88999 | -0.88999 | -0.88999 | -0.88999 | -0.88999 | -0.88999 | -0.88999 | -0.88999 | -0.88999 | -0.88999 | -0.88999 | -0.88999 | -0.88999 | -0.88999 | -0.88999 | -0.88999 | -0.88999 | -0.88999 | -0.88999 | -0.88999 | -0.88999 | -0.88999 | -0.88999 | -0.88999 | -5.4763 | -5.4763 | -5.4763 | -5.4763 | -5.4763 | -5.4763 | 0 | 0 | 0 | 0 | 0 | 0 | 0 |  |  | 8.9667 |  | 8.9667 | 142328.3896 | 0
Upgrade Wildwood - Riverhead to 138 kV | 2022 |  |  | 0 | 0.93922 | 0.93922 | 0.93922 | 0.93922 | 0.93922 | -0.14959 | -0.14959 | -0.14959 | -0.14959 | -0.14959 | -0.14959 | -0.14959 | -0.14959 | -0.14959 | -0.14959 | -0.14959 | -0.14959 | -0.14959 | -0.14959 | -0.14959 | -0.14959 | -0.14959 | -0.14959 | -0.14959 | -0.14959 | -0.14959 | -0.14959 | -0.14959 | -0.14959 | -0.14959 | -0.14959 | -0.14959 | -0.14959 | -0.14959 | -0.14959 | -1.0888 | -1.0888 | -1.0888 | -1.0888 | -1.0888 | 0 | 0 | 0 | 0 | 0 | 0 | 0 | 0 |  |  | 1.5483 |  | 1.5483 | 24575.725 | 0
Riverhead Canal 2nd Line and Bank | 2023 |  |  | 0 | 16.6864 | 16.6864 | 16.6864 | 16.6864 | 16.6864 | 16.6864 | -3.238 | -3.238 | -3.238 | -3.238 | -3.238 | -3.238 | -3.238 | -3.238 | -3.238 | -3.238 | -3.238 | -3.238 | -3.238 | -3.238 | -3.238 | -3.238 | -3.238 | -3.238 | -3.238 | -3.238 | -3.238 | -3.238 | -3.238 | -3.238 | -3.238 | -3.238 | -3.238 | -3.238 | -3.238 | -19.9245 | -19.9245 | -19.9245 | -19.9245 | -19.9245 | -19.9245 | 0 | 0 | 0 | 0 | 0 | 0 | 0 |  |  | 32.6235 |  | 32.6235 | 517833.0769 | 0
Canal - Wainscott New 138 kV UG Cable | 2028 |  |  | 0 | 0 | 0 | 0 | 0 | 0 | 38.957 | 38.957 | 38.957 | 38.957 | 38.957 | 38.957 | -7.5597 | -7.5597 | -7.5597 | -7.5597 | -7.5597 | -7.5597 | -7.5597 | -7.5597 | -7.5597 | -7.5597 | -7.5597 | -7.5597 | -7.5597 | -7.5597 | -7.5597 | -7.5597 | -7.5597 | -7.5597 | -7.5597 | -7.5597 | -7.5597 | -7.5597 | -7.5597 | -7.5597 | -7.5597 | -7.5597 | -7.5597 | -7.5597 | -7.5597 | -46.5167 | -46.5167 | -46.5167 | -46.5167 | -46.5167 | -46.5167 | 0 | 0 |  |  | 58.276 |  | 58.276 | 925015.732 | 0
[59 empty] | 0 | =Area III Portion
Total - Area 1 Proposal, $Millions (unadjusted) |  |  |  | 0 | 24.0294 | 24.6325 | 24.9948 | 29.42 | 29.42 | 67.2881 | 41.8873 | 41.8873 | 41.8873 | 36.6035 | 36.6035 | -9.9132 | -9.9132 | -13.9435 | -13.9435 | -13.9435 | -13.9435 | -13.9435 | -13.9435 | -13.9435 | -13.9435 | -13.9435 | -13.9435 | -13.9435 | -13.9435 | -13.9435 | -13.9435 | -13.9435 | -13.9435 | -13.9435 | -13.9435 | -13.9435 | -13.9435 | -13.9435 | -13.9435 | -37.973 | -38.576 | -38.9384 | -43.3635 | -43.3635 | -81.2317 | -55.8309 | -55.8309 | -55.8309 | -50.547 | -50.547 | -4.0304 | -4.0304 |  |  | 119.0703 |  |  | 2449118.892 | 0
$/MW-yr |  |  |  | 0 | 473735.0447 | 513938.6308 | 538094.2855 | 630284.7729 | 630284.7729 | 1231366.793 | 828179.4687 | 828179.4687 | 828179.4687 | 718099.2055 | 718099.2055 | -20260.7179 | -20260.7179 | -288951.502 | -288951.502 | -288951.502 | -288951.502 | -288951.502 | -288951.502 | -288951.502 | -288951.502 | -288951.502 | -288951.502 | -288951.502 | -288951.502 | -288951.502 | -288951.502 | -288951.502 | -288951.502 | -288951.502 | -288951.502 | -288951.502 | -288951.502 | -288951.502 | -288951.502 | -762686.5467 | -802890.1328 | -827045.7875 | -919236.2749 | -919236.2749 | -1520318.295 | -1117130.9707 | -1117130.9707 | -1117130.9707 | -1007050.7076 | -1007050.7076 | -268690.7842 | -268690.7842
$Millions (adjusted) |  |  |  | 0 | 0 | 0 | 0 | 0 | 0 | 0 | 0 | 0 | 0 | 0 | 0 | 0 | 0 | 0 | 0 | 0 | 0 | 0 | 0 | 0 | 0 | 0 | 0 | 0 | 0 | 0 | 0 | 0 | 0 | 0 | 0 | 0 | 0 | 0 | 0 | 0 | 0 | 0 | 0 | 0 | 0 | 0 | 0 | 0 | 0 | 0 | 0 | 0 |  |  | 0
Annual Avoided Costs for Deferrals - Area 2 Proposal: (see note*) | Deferral Year |  |  | 2016 | 2017 | 2018 | 2019 | 2020 | 2021 | 2022 | 2023 | 2024 | 2025 | 2026 | 2027 | 2028 | 2029 | 2030 | 2031 | 2032 | 2033 | 2034 | 2035 | 2036 | 2037 | 2038 | 2039 | 2040 | 2041 | 2042 | 2043 | 2044 | 2045 | 2046 | 2047 | 2048 | 2049 | 2050 | 2051 | 2052 | 2053 | 2054 | 2055 | 2056 | 2057 | 2058 | 2059 | 2060 | 2061 | 2062 | 2063 | 2064 |  |  | Differential NPV $M |  | Differential NPV $M (adjusted for COD of Selected Project) | Differntial NPV $/MW | NPV of Transmission Avoided Costs for Selected Project
Area I Projects:
Amagansett Conversion 33 kV | 2030 |  |  | 0 | 0 | 0 | 0 | 0 | 0 | 0 | 0 | 0 | 0 | 0 | 0 | 0 | 0 | 0 | 0 | 0 | 0 | 0 | 0 | 0 | 0 | 0 | 0 | 0 | 0 | 0 | 0 | 0 | 0 | 0 | 0 | 0 | 0 | 0 | 0 | 0 | 0 | 0 | 0 | 0 | 0 | 0 | 0 | 0 | 0 | 0 | 0 | 0 |  |  | 0 |  | 0 | 0 | 0
East Hampton Conversion 33 kV | 2030 |  |  | 0 | 0 | 0 | 0 | 0 | 0 | 0 | 0 | 0 | 0 | 0 | 0 | 0 | 0 | 0 | 0 | 0 | 0 | 0 | 0 | 0 | 0 | 0 | 0 | 0 | 0 | 0 | 0 | 0 | 0 | 0 | 0 | 0 | 0 | 0 | 0 | 0 | 0 | 0 | 0 | 0 | 0 | 0 | 0 | 0 | 0 | 0 | 0 | 0 |  |  | 0 |  | 0 | 0 | 0
Buell Conversion 33 kV | 2030 |  |  | 0 | 0 | 0 | 0 | 0 | 0 | 0 | 0 | 0 | 0 | 0 | 0 | 0 | 0 | 0 | 0 | 0 | 0 | 0 | 0 | 0 | 0 | 0 | 0 | 0 | 0 | 0 | 0 | 0 | 0 | 0 | 0 | 0 | 0 | 0 | 0 | 0 | 0 | 0 | 0 | 0 | 0 | 0 | 0 | 0 | 0 | 0 | 0 | 0 |  |  | 0 |  | 0 | 0 | 0
Hither Hills Conversion to 33 kV | 2030 |  |  | 0 | 0 | 0 | 0 | 0 | 0 | 0 | 0 | 0 | 0 | 0 | 0 | 0 | 0 | 0 | 0 | 0 | 0 | 0 | 0 | 0 | 0 | 0 | 0 | 0 | 0 | 0 | 0 | 0 | 0 | 0 | 0 | 0 | 0 | 0 | 0 | 0 | 0 | 0 | 0 | 0 | 0 | 0 | 0 | 0 | 0 | 0 | 0 | 0 |  |  | 0 |  | 0 | 0 | 0
Culloden Pt Conversion to 33 kV | 2030 |  |  | 0 | 0 | 0 | 0 | 0 | 0 | 0 | 0 | 0 | 0 | 0 | 0 | 0 | 0 | 0 | 0 | 0 | 0 | 0 | 0 | 0 | 0 | 0 | 0 | 0 | 0 | 0 | 0 | 0 | 0 | 0 | 0 | 0 | 0 | 0 | 0 | 0 | 0 | 0 | 0 | 0 | 0 | 0 | 0 | 0 | 0 | 0 | 0 | 0 |  |  | 0 |  | 0 | 0 | 0
[59 empty] | 0 | =Area I Portion
Area II Projects: | [58 empty] | 0 | =Area I+II+III Portions
Bridgehampton - Buell New 69 kV UG Cable | 2026 |  |  | 0 | 0 | 0 | 0 | 4.4251 | 4.4251 | 4.4251 | 4.4251 | 4.4251 | 4.4251 | -0.85871 | -0.85871 | -0.85871 | -0.85871 | -0.85871 | -0.85871 | -0.85871 | -0.85871 | -0.85871 | -0.85871 | -0.85871 | -0.85871 | -0.85871 | -0.85871 | -0.85871 | -0.85871 | -0.85871 | -0.85871 | -0.85871 | -0.85871 | -0.85871 | -0.85871 | -0.85871 | -0.85871 | -0.85871 | -0.85871 | -0.85871 | -0.85871 | -0.85871 | -5.2839 | -5.2839 | -5.2839 | -5.2839 | -5.2839 | -5.2839 | 0 | 0 | 0 | 0 |  |  | 7.3678 |  | 7.3678 | 153495.4058 | 0
[59 empty] | 0 | =Area II Portion
Area III Projects: | [58 empty] | 0 | =Area II+III Portions
New Canal - Southampton Cable | 2023 |  |  | 0 | 4.5863 | 4.5863 | 4.5863 | 4.5863 | 4.5863 | 4.5863 | -0.88999 | -0.88999 | -0.88999 | -0.88999 | -0.88999 | -0.88999 | -0.88999 | -0.88999 | -0.88999 | -0.88999 | -0.88999 | -0.88999 | -0.88999 | -0.88999 | -0.88999 | -0.88999 | -0.88999 | -0.88999 | -0.88999 | -0.88999 | -0.88999 | -0.88999 | -0.88999 | -0.88999 | -0.88999 | -0.88999 | -0.88999 | -0.88999 | -0.88999 | -5.4763 | -5.4763 | -5.4763 | -5.4763 | -5.4763 | -5.4763 | 0 | 0 | 0 | 0 | 0 | 0 | 0 |  |  | 8.9667 |  | 8.9667 | 142328.3896 | 0
Upgrade Wildwood - Riverhead to 138 kV | 2022 |  |  | 0 | 0.93922 | 0.93922 | 0.93922 | 0.93922 | 0.93922 | -0.14959 | -0.14959 | -0.14959 | -0.14959 | -0.14959 | -0.14959 | -0.14959 | -0.14959 | -0.14959 | -0.14959 | -0.14959 | -0.14959 | -0.14959 | -0.14959 | -0.14959 | -0.14959 | -0.14959 | -0.14959 | -0.14959 | -0.14959 | -0.14959 | -0.14959 | -0.14959 | -0.14959 | -0.14959 | -0.14959 | -0.14959 | -0.14959 | -0.14959 | -0.14959 | -1.0888 | -1.0888 | -1.0888 | -1.0888 | -1.0888 | 0 | 0 | 0 | 0 | 0 | 0 | 0 | 0 |  |  | 1.5483 |  | 1.5483 | 24575.725 | 0
Riverhead Canal 2nd Line and Bank | 2023 |  |  | 0 | 16.6864 | 16.6864 | 16.6864 | 16.6864 | 16.6864 | 16.6864 | -3.238 | -3.238 | -3.238 | -3.238 | -3.238 | -3.238 | -3.238 | -3.238 | -3.238 | -3.238 | -3.238 | -3.238 | -3.238 | -3.238 | -3.238 | -3.238 | -3.238 | -3.238 | -3.238 | -3.238 | -3.238 | -3.238 | -3.238 | -3.238 | -3.238 | -3.238 | -3.238 | -3.238 | -3.238 | -19.9245 | -19.9245 | -19.9245 | -19.9245 | -19.9245 | -19.9245 | 0 | 0 | 0 | 0 | 0 | 0 | 0 |  |  | 32.6235 |  | 32.6235 | 517833.0769 | 0
Canal - Wainscott New 138 kV UG Cable | 2028 |  |  | 0 | 0 | 0 | 0 | 0 | 0 | 38.957 | 38.957 | 38.957 | 38.957 | 38.957 | 38.957 | -7.5597 | -7.5597 | -7.5597 | -7.5597 | -7.5597 | -7.5597 | -7.5597 | -7.5597 | -7.5597 | -7.5597 | -7.5597 | -7.5597 | -7.5597 | -7.5597 | -7.5597 | -7.5597 | -7.5597 | -7.5597 | -7.5597 | -7.5597 | -7.5597 | -7.5597 | -7.5597 | -7.5597 | -7.5597 | -7.5597 | -7.5597 | -7.5597 | -7.5597 | -46.5167 | -46.5167 | -46.5167 | -46.5167 | -46.5167 | -46.5167 | 0 | 0 |  |  | 58.276 |  | 58.276 | 925015.732 | 0
[59 empty] | 0 | =Area III Portion
Total - Area 2 Proposal, $Millions (unadjusted) |  |  |  | 0 | 22.212 | 22.212 | 22.212 | 26.6371 | 26.6371 | 64.5053 | 39.1045 | 39.1045 | 39.1045 | 33.8207 | 33.8207 | -12.696 | -12.696 | -12.696 | -12.696 | -12.696 | -12.696 | -12.696 | -12.696 | -12.696 | -12.696 | -12.696 | -12.696 | -12.696 | -12.696 | -12.696 | -12.696 | -12.696 | -12.696 | -12.696 | -12.696 | -12.696 | -12.696 | -12.696 | -12.696 | -34.908 | -34.908 | -34.908 | -39.3332 | -39.3332 | -77.2013 | -51.8005 | -51.8005 | -51.8005 | -46.5167 | -46.5167 | 0 | 0 |  |  | 108.7822 |  |  | 1763248.3293 | 0
$/MW-yr |  |  |  | 0 | 352571.3243 | 352571.3243 | 352571.3243 | 444761.8117 | 444761.8117 | 1045843.8318 | 642656.5076 | 642656.5076 | 642656.5076 | 532576.2444 | 532576.2444 | -205783.679 | -205783.679 | -205783.679 | -205783.679 | -205783.679 | -205783.679 | -205783.679 | -205783.679 | -205783.679 | -205783.679 | -205783.679 | -205783.679 | -205783.679 | -205783.679 | -205783.679 | -205783.679 | -205783.679 | -205783.679 | -205783.679 | -205783.679 | -205783.679 | -205783.679 | -205783.679 | -205783.679 | -558355.0033 | -558355.0033 | -558355.0033 | -650545.4907 | -650545.4907 | -1251627.5109 | -848440.1866 | -848440.1866 | -848440.1866 | -738359.9234 | -738359.9234 | 0 | 0
$Millions (adjusted) |  |  |  | 0 | 0 | 0 | 0 | 0 | 0 | 0 | 0 | 0 | 0 | 0 | 0 | 0 | 0 | 0 | 0 | 0 | 0 | 0 | 0 | 0 | 0 | 0 | 0 | 0 | 0 | 0 | 0 | 0 | 0 | 0 | 0 | 0 | 0 | 0 | 0 | 0 | 0 | 0 | 0 | 0 | 0 | 0 | 0 | 0 | 0 | 0 | 0 | 0 |  |  | 0
Annual Avoided Costs for Deferrals - Area 3 Proposal: (see note*) | Deferral Year |  |  | 2016 | 2017 | 2018 | 2019 | 2020 | 2021 | 2022 | 2023 | 2024 | 2025 | 2026 | 2027 | 2028 | 2029 | 2030 | 2031 | 2032 | 2033 | 2034 | 2035 | 2036 | 2037 | 2038 | 2039 | 2040 | 2041 | 2042 | 2043 | 2044 | 2045 | 2046 | 2047 | 2048 | 2049 | 2050 | 2051 | 2052 | 2053 | 2054 | 2055 | 2056 | 2057 | 2058 | 2059 | 2060 | 2061 | 2062 | 2063 | 2064 |  |  | Differential NPV $M |  | Differential NPV $M (adjusted for COD of Selected Project) | Differntial NPV $/MW | NPV of Transmission Avoided Costs for Selected Project
Area I Projects:
Amagansett Conversion 33 kV | 2030 |  |  | 0 | 0 | 0 | 0 | 0 | 0 | 0 | 0 | 0 | 0 | 0 | 0 | 0 | 0 | 0 | 0 | 0 | 0 | 0 | 0 | 0 | 0 | 0 | 0 | 0 | 0 | 0 | 0 | 0 | 0 | 0 | 0 | 0 | 0 | 0 | 0 | 0 | 0 | 0 | 0 | 0 | 0 | 0 | 0 | 0 | 0 | 0 | 0 | 0 |  |  | 0 |  | 0 | 0 | 0
East Hampton Conversion 33 kV | 2030 |  |  | 0 | 0 | 0 | 0 | 0 | 0 | 0 | 0 | 0 | 0 | 0 | 0 | 0 | 0 | 0 | 0 | 0 | 0 | 0 | 0 | 0 | 0 | 0 | 0 | 0 | 0 | 0 | 0 | 0 | 0 | 0 | 0 | 0 | 0 | 0 | 0 | 0 | 0 | 0 | 0 | 0 | 0 | 0 | 0 | 0 | 0 | 0 | 0 | 0 |  |  | 0 |  | 0 | 0 | 0
Buell Conversion 33 kV | 2030 |  |  | 0 | 0 | 0 | 0 | 0 | 0 | 0 | 0 | 0 | 0 | 0 | 0 | 0 | 0 | 0 | 0 | 0 | 0 | 0 | 0 | 0 | 0 | 0 | 0 | 0 | 0 | 0 | 0 | 0 | 0 | 0 | 0 | 0 | 0 | 0 | 0 | 0 | 0 | 0 | 0 | 0 | 0 | 0 | 0 | 0 | 0 | 0 | 0 | 0 |  |  | 0 |  | 0 | 0 | 0
Hither Hills Conversion to 33 kV | 2030 |  |  | 0 | 0 | 0 | 0 | 0 | 0 | 0 | 0 | 0 | 0 | 0 | 0 | 0 | 0 | 0 | 0 | 0 | 0 | 0 | 0 | 0 | 0 | 0 | 0 | 0 | 0 | 0 | 0 | 0 | 0 | 0 | 0 | 0 | 0 | 0 | 0 | 0 | 0 | 0 | 0 | 0 | 0 | 0 | 0 | 0 | 0 | 0 | 0 | 0 |  |  | 0 |  | 0 | 0 | 0
Culloden Pt Conversion to 33 kV | 2030 |  |  | 0 | 0 | 0 | 0 | 0 | 0 | 0 | 0 | 0 | 0 | 0 | 0 | 0 | 0 | 0 | 0 | 0 | 0 | 0 | 0 | 0 | 0 | 0 | 0 | 0 | 0 | 0 | 0 | 0 | 0 | 0 | 0 | 0 | 0 | 0 | 0 | 0 | 0 | 0 | 0 | 0 | 0 | 0 | 0 | 0 | 0 | 0 | 0 | 0 |  |  | 0 |  | 0 | 0 | 0
[59 empty] | 0 | =Area I Portion
Area II Projects: | [58 empty] | 1374085.0955 | =Area I+II+III Portions
Bridgehampton - Buell New 69 kV UG Cable | 2026 |  |  | 0 | 0 | 0 | 0 | 0 | 0 | 0 | 0 | 0 | 0 | 0 | 0 | 0 | 0 | 0 | 0 | 0 | 0 | 0 | 0 | 0 | 0 | 0 | 0 | 0 | 0 | 0 | 0 | 0 | 0 | 0 | 0 | 0 | 0 | 0 | 0 | 0 | 0 | 0 | 0 | 0 | 0 | 0 | 0 | 0 | 0 | 0 | 0 | 0 |  |  | 0 |  | 0 | 0 | 0
[59 empty] | 0 | =Area II Portion
Area III Projects: | [58 empty] | 1374085.0955 | =Area II+III Portions
New Canal - Southampton Cable | 2023 |  |  | 0 | 4.5863 | 4.5863 | 4.5863 | 4.5863 | 4.5863 | 4.5863 | -0.88999 | -0.88999 | -0.88999 | -0.88999 | -0.88999 | -0.88999 | -0.88999 | -0.88999 | -0.88999 | -0.88999 | -0.88999 | -0.88999 | -0.88999 | -0.88999 | -0.88999 | -0.88999 | -0.88999 | -0.88999 | -0.88999 | -0.88999 | -0.88999 | -0.88999 | -0.88999 | -0.88999 | -0.88999 | -0.88999 | -0.88999 | -0.88999 | -0.88999 | -5.4763 | -5.4763 | -5.4763 | -5.4763 | -5.4763 | -5.4763 | 0 | 0 | 0 | 0 | 0 | 0 | 0 |  |  | 8.9667 |  | 8.9667 | 142328.3896 | 121491.5133
Upgrade Wildwood - Riverhead to 138 kV | 2022 |  |  | 0 | 0.93922 | 0.93922 | 0.93922 | 0.93922 | 0.93922 | -0.14959 | -0.14959 | -0.14959 | -0.14959 | -0.14959 | -0.14959 | -0.14959 | -0.14959 | -0.14959 | -0.14959 | -0.14959 | -0.14959 | -0.14959 | -0.14959 | -0.14959 | -0.14959 | -0.14959 | -0.14959 | -0.14959 | -0.14959 | -0.14959 | -0.14959 | -0.14959 | -0.14959 | -0.14959 | -0.14959 | -0.14959 | -0.14959 | -0.14959 | -0.14959 | -1.0888 | -1.0888 | -1.0888 | -1.0888 | -1.0888 | 0 | 0 | 0 | 0 | 0 | 0 | 0 | 0 |  |  | 1.5483 |  | 1.5483 | 24575.725 | 20977.8389
Riverhead Canal 2nd Line and Bank | 2023 |  |  | 0 | 16.6864 | 16.6864 | 16.6864 | 16.6864 | 16.6864 | 16.6864 | -3.238 | -3.238 | -3.238 | -3.238 | -3.238 | -3.238 | -3.238 | -3.238 | -3.238 | -3.238 | -3.238 | -3.238 | -3.238 | -3.238 | -3.238 | -3.238 | -3.238 | -3.238 | -3.238 | -3.238 | -3.238 | -3.238 | -3.238 | -3.238 | -3.238 | -3.238 | -3.238 | -3.238 | -3.238 | -19.9245 | -19.9245 | -19.9245 | -19.9245 | -19.9245 | -19.9245 | 0 | 0 | 0 | 0 | 0 | 0 | 0 |  |  | 32.6235 |  | 32.6235 | 517833.0769 | 442022.3144
Canal - Wainscott New 138 kV UG Cable | 2028 |  |  | 0 | 0 | 0 | 0 | 0 | 0 | 38.957 | 38.957 | 38.957 | 38.957 | 38.957 | 38.957 | -7.5597 | -7.5597 | -7.5597 | -7.5597 | -7.5597 | -7.5597 | -7.5597 | -7.5597 | -7.5597 | -7.5597 | -7.5597 | -7.5597 | -7.5597 | -7.5597 | -7.5597 | -7.5597 | -7.5597 | -7.5597 | -7.5597 | -7.5597 | -7.5597 | -7.5597 | -7.5597 | -7.5597 | -7.5597 | -7.5597 | -7.5597 | -7.5597 | -7.5597 | -46.5167 | -46.5167 | -46.5167 | -46.5167 | -46.5167 | -46.5167 | 0 | 0 |  |  | 58.276 |  | 58.276 | 925015.732 | 789593.4288
[59 empty] | 1374085.0955 | =Area III Portion
Total - Area 3 Proposal, $Millions (unadjusted) |  |  |  | 0 | 22.212 | 22.212 | 22.212 | 22.212 | 22.212 | 60.0802 | 34.6794 | 34.6794 | 34.6794 | 34.6794 | 34.6794 | -11.8373 | -11.8373 | -11.8373 | -11.8373 | -11.8373 | -11.8373 | -11.8373 | -11.8373 | -11.8373 | -11.8373 | -11.8373 | -11.8373 | -11.8373 | -11.8373 | -11.8373 | -11.8373 | -11.8373 | -11.8373 | -11.8373 | -11.8373 | -11.8373 | -11.8373 | -11.8373 | -11.8373 | -34.0493 | -34.0493 | -34.0493 | -34.0493 | -34.0493 | -71.9175 | -46.5167 | -46.5167 | -46.5167 | -46.5167 | -46.5167 | 0 | 0 |  |  | 101.4144 |  |  | 1609752.9235 | 1374085.0955
$/MW-yr |  |  |  | 0 | 352571.3243 | 352571.3243 | 352571.3243 | 352571.3243 | 352571.3243 | 953653.3444 | 550466.0202 | 550466.0202 | 550466.0202 | 550466.0202 | 550466.0202 | -187893.9032 | -187893.9032 | -187893.9032 | -187893.9032 | -187893.9032 | -187893.9032 | -187893.9032 | -187893.9032 | -187893.9032 | -187893.9032 | -187893.9032 | -187893.9032 | -187893.9032 | -187893.9032 | -187893.9032 | -187893.9032 | -187893.9032 | -187893.9032 | -187893.9032 | -187893.9032 | -187893.9032 | -187893.9032 | -187893.9032 | -187893.9032 | -540465.2275 | -540465.2275 | -540465.2275 | -540465.2275 | -540465.2275 | -1141547.2477 | -738359.9234 | -738359.9234 | -738359.9234 | -738359.9234 | -738359.9234 | 0 | 0
$Millions (adjusted) |  |  |  | 0 | 0.30095 | 0.30095 | 0.30095 | 0.30095 | 0.30095 | 0.81404 | 0.46988 | 0.46988 | 0.46988 | 0.46988 | 0.46988 | -0.16039 | -0.16039 | -0.16039 | -0.16039 | -0.16039 | -0.16039 | -0.16039 | -0.16039 | -0.16039 | -0.16039 | -0.16039 | -0.16039 | -0.16039 | -0.16039 | -0.16039 | -0.16039 | -0.16039 | -0.16039 | -0.16039 | -0.16039 | -0.16039 | -0.16039 | -0.16039 | -0.16039 | -0.46134 | -0.46134 | -0.46134 | -0.46134 | -0.46134 | -0.97442 | -0.63026 | -0.63026 | -0.63026 | -0.63026 | -0.63026 | 0 | 0 |  |  | 1374.0851
Discount Factor (Relative to 1/1/2016) = |  |  |  | 0.94787 | 0.89845 | 0.85161 | 0.80722 | 0.76513 | 0.72525 | 0.68744 | 0.6516 | 0.61763 | 0.58543 | 0.55491 | 0.52598 | 0.49856 | 0.47257 | 0.44793 | 0.42458 | 0.40245 | 0.38147 | 0.36158 | 0.34273 | 0.32486 | 0.30793 | 0.29187 | 0.27666 | 0.26223 | 0.24856 | 0.2356 | 0.22332 | 0.21168 | 0.20064 | 0.19018 | 0.18027 | 0.17087 | 0.16196 | 0.15352 | 0.14552 | 0.13793 | 0.13074 | 0.12392 | 0.11746 | 0.11134 | 0.10554 | 0.10003 | 0.094818 | 0.089875 | 0.08519 | 0.080748 | 0.076539 | 0.072549
* Note: A positive (+) avoided cost in a given year represents a cost savings relative to not having a transmission project deferral.

## ENH100 Summary
|  | 2016 | 2017 | 2018 | 2019 | 2020 | 2021 | 2022 | 2023 | 2024 | 2025 | 2026 | 2027 | 2028 | 2029 | 2030 | 2031 | 2032 | 2033 | 2034 | 2035 | 2036 | 2037 | 2038 | 2039 | 2040 | 2041 | 2042 | 2043 | 2044 | 2045 | 2046 | 2047 | 2048 | 2049 | 2050 | 2051 | 2052 | 2053 | 2054 | 2055 | 2056 | 2057 | 2058 | 2059 | 2060 | 2061 | 2062 | 2063 | 2064 | NPV Base $M
Thermostats & Pool Pumps - 1145 kW (1222 kW effective) Implemented in 2017 | $/MW-yr | 0 | 352571.3243 | 352571.3243 | 352571.3243 | 352571.3243 | 352571.3243 | 953653.3444 | 550466.0202 | 550466.0202 | 550466.0202 | 550466.0202 | 550466.0202 | -187893.9032 | -187893.9032 | -187893.9032 | -187893.9032 | -187893.9032 | -187893.9032 | -187893.9032 | -187893.9032 | -187893.9032 | -187893.9032 | -187893.9032 | -187893.9032 | -187893.9032 | -187893.9032 | -187893.9032 | -187893.9032 | -187893.9032 | -187893.9032 | -187893.9032 | -187893.9032 | -187893.9032 | -187893.9032 | -187893.9032 | -187893.9032 | -540465.2275 | -540465.2275 | -540465.2275 | -540465.2275 | -540465.2275 | -1141547.2477 | -738359.9234 | -738359.9234 | -738359.9234 | -738359.9234 | -738359.9234 | 0 | 0
| $Millions (adjusted) | 0 | 0.43074 | 0.43074 | 0.43074 | 0.43074 | 0.43074 | 1.1651 | 0.67251 | 0.67251 | 0.67251 | 0.67251 | 0.67251 | -0.22955 | -0.22955 | -0.22955 | -0.22955 | -0.22955 | -0.22955 | -0.22955 | -0.22955 | -0.22955 | -0.22955 | -0.22955 | -0.22955 | -0.22955 | -0.22955 | -0.22955 | -0.22955 | -0.22955 | -0.22955 | -0.22955 | -0.22955 | -0.22955 | -0.22955 | -0.22955 | -0.22955 | -0.66029 | -0.66029 | -0.66029 | -0.66029 | -0.66029 | -1.3946 | -0.90207 | -0.90207 | -0.90207 | -0.90207 | -0.90207 | 0 | 0 | 1966.6593 | 1966659.2929
Thermostats & Pool Pumps - 1010 kW (1078 kW effective) Implemented in 2018 | $/MW-yr | 0 | 0 | 0 | 0 | 0 | 0 | 618364.8116 | 618364.8116 | 618364.8116 | 618364.8116 | 618364.8116 | 618364.8116 | -119995.1118 | -119995.1118 | -119995.1118 | -119995.1118 | -119995.1118 | -119995.1118 | -119995.1118 | -119995.1118 | -119995.1118 | -119995.1118 | -119995.1118 | -119995.1118 | -119995.1118 | -119995.1118 | -119995.1118 | -119995.1118 | -119995.1118 | -119995.1118 | -119995.1118 | -119995.1118 | -119995.1118 | -119995.1118 | -119995.1118 | -119995.1118 | -119995.1118 | -119995.1118 | -119995.1118 | -119995.1118 | -119995.1118 | -738359.9234 | -738359.9234 | -738359.9234 | -738359.9234 | -738359.9234 | -738359.9234 | 0 | 0
| $Millions (adjusted) | 0 | 0 | 0 | 0 | 0 | 0 | 0.66639 | 0.66639 | 0.66639 | 0.66639 | 0.66639 | 0.66639 | -0.12932 | -0.12932 | -0.12932 | -0.12932 | -0.12932 | -0.12932 | -0.12932 | -0.12932 | -0.12932 | -0.12932 | -0.12932 | -0.12932 | -0.12932 | -0.12932 | -0.12932 | -0.12932 | -0.12932 | -0.12932 | -0.12932 | -0.12932 | -0.12932 | -0.12932 | -0.12932 | -0.12932 | -0.12932 | -0.12932 | -0.12932 | -0.12932 | -0.12932 | -0.79571 | -0.79571 | -0.79571 | -0.79571 | -0.79571 | -0.79571 | 0 | 0 | 996.8617 | 996861.7039
Thermostats & Pool Pumps - 890 kW (950 kW effective) Implemented in 2019 | $/MW-yr | 0 | 0 | 0 | 0 | 0 | 0 | 618364.8116 | 618364.8116 | 618364.8116 | 618364.8116 | 618364.8116 | 618364.8116 | -119995.1118 | -119995.1118 | -119995.1118 | -119995.1118 | -119995.1118 | -119995.1118 | -119995.1118 | -119995.1118 | -119995.1118 | -119995.1118 | -119995.1118 | -119995.1118 | -119995.1118 | -119995.1118 | -119995.1118 | -119995.1118 | -119995.1118 | -119995.1118 | -119995.1118 | -119995.1118 | -119995.1118 | -119995.1118 | -119995.1118 | -119995.1118 | -119995.1118 | -119995.1118 | -119995.1118 | -119995.1118 | -119995.1118 | -738359.9234 | -738359.9234 | -738359.9234 | -738359.9234 | -738359.9234 | -738359.9234 | 0 | 0
| $Millions (adjusted) | 0 | 0 | 0 | 0 | 0 | 0 | 0.58722 | 0.58722 | 0.58722 | 0.58722 | 0.58722 | 0.58722 | -0.11395 | -0.11395 | -0.11395 | -0.11395 | -0.11395 | -0.11395 | -0.11395 | -0.11395 | -0.11395 | -0.11395 | -0.11395 | -0.11395 | -0.11395 | -0.11395 | -0.11395 | -0.11395 | -0.11395 | -0.11395 | -0.11395 | -0.11395 | -0.11395 | -0.11395 | -0.11395 | -0.11395 | -0.11395 | -0.11395 | -0.11395 | -0.11395 | -0.11395 | -0.70117 | -0.70117 | -0.70117 | -0.70117 | -0.70117 | -0.70117 | 0 | 0 | 878.4227 | 878422.6896
Thermostats & Pool Pumps - 3045 kW (3249 kW effective) Composite | $/MW-yr | 0 | 352571.3243 | 187302.1985 | 132547.5235 | 132547.5235 | 132547.5235 | 744442.1088 | 592833.0821 | 592833.0821 | 592833.0821 | 592833.0821 | 592833.0821 | -145526.8412 | -145526.8412 | -145526.8412 | -145526.8412 | -145526.8412 | -145526.8412 | -145526.8412 | -145526.8412 | -145526.8412 | -145526.8412 | -145526.8412 | -145526.8412 | -145526.8412 | -145526.8412 | -145526.8412 | -145526.8412 | -145526.8412 | -145526.8412 | -145526.8412 | -145526.8412 | -145526.8412 | -145526.8412 | -145526.8412 | -145526.8412 | -278102.9221 | -278102.9221 | -278102.9221 | -278102.9221 | -278102.9221 | -889968.9501 | -738359.9234 | -738359.9234 | -738359.9234 | -738359.9234 | -738359.9234 | 0 | 0
| $Millions (adjusted) | 0 | 0.43074 | 0.43074 | 0.43074 | 0.43074 | 0.43074 | 2.4187 | 1.9261 | 1.9261 | 1.9261 | 1.9261 | 1.9261 | -0.47282 | -0.47282 | -0.47282 | -0.47282 | -0.47282 | -0.47282 | -0.47282 | -0.47282 | -0.47282 | -0.47282 | -0.47282 | -0.47282 | -0.47282 | -0.47282 | -0.47282 | -0.47282 | -0.47282 | -0.47282 | -0.47282 | -0.47282 | -0.47282 | -0.47282 | -0.47282 | -0.47282 | -0.90356 | -0.90356 | -0.90356 | -0.90356 | -0.90356 | -2.8915 | -2.3989 | -2.3989 | -2.3989 | -2.3989 | -2.3989 | 0 | 0 | 3841.9437 | 3841943.6864
Window ACs - 800 kW (854 kW effective) Implemented in 2017 | $/MW-yr | 0 | 352571.3243 | 352571.3243 | 352571.3243 | 352571.3243 | 352571.3243 | 953653.3444 | 550466.0202 | 550466.0202 | 550466.0202 | 550466.0202 | 550466.0202 | -187893.9032 | -187893.9032 | -187893.9032 | -187893.9032 | -187893.9032 | -187893.9032 | -187893.9032 | -187893.9032 | -187893.9032 | -187893.9032 | -187893.9032 | -187893.9032 | -187893.9032 | -187893.9032 | -187893.9032 | -187893.9032 | -187893.9032 | -187893.9032 | -187893.9032 | -187893.9032 | -187893.9032 | -187893.9032 | -187893.9032 | -187893.9032 | -540465.2275 | -540465.2275 | -540465.2275 | -540465.2275 | -540465.2275 | -1141547.2477 | -738359.9234 | -738359.9234 | -738359.9234 | -738359.9234 | -738359.9234 | 0 | 0
| $Millions (adjusted) | 0 | 0.30095 | 0.30095 | 0.30095 | 0.30095 | 0.30095 | 0.81404 | 0.46988 | 0.46988 | 0.46988 | 0.46988 | 0.46988 | -0.16039 | -0.16039 | -0.16039 | -0.16039 | -0.16039 | -0.16039 | -0.16039 | -0.16039 | -0.16039 | -0.16039 | -0.16039 | -0.16039 | -0.16039 | -0.16039 | -0.16039 | -0.16039 | -0.16039 | -0.16039 | -0.16039 | -0.16039 | -0.16039 | -0.16039 | -0.16039 | -0.16039 | -0.46134 | -0.46134 | -0.46134 | -0.46134 | -0.46134 | -0.97442 | -0.63026 | -0.63026 | -0.63026 | -0.63026 | -0.63026 | 0 | 0 | 1374.0851 | 1374085.0955
All Options Combined - 3845 kW (4103 kW effective) | $/MW-yr | 0 | 352571.3243 | 232040.4266 | 178318.3982 | 178318.3982 | 178318.3982 | 787971.1046 | 584018.0888 | 584018.0888 | 584018.0888 | 584018.0888 | 584018.0888 | -154341.8346 | -154341.8346 | -154341.8346 | -154341.8346 | -154341.8346 | -154341.8346 | -154341.8346 | -154341.8346 | -154341.8346 | -154341.8346 | -154341.8346 | -154341.8346 | -154341.8346 | -154341.8346 | -154341.8346 | -154341.8346 | -154341.8346 | -154341.8346 | -154341.8346 | -154341.8346 | -154341.8346 | -154341.8346 | -154341.8346 | -154341.8346 | -332690.658 | -332690.658 | -332690.658 | -332690.658 | -332690.658 | -942312.9392 | -738359.9234 | -738359.9234 | -738359.9234 | -738359.9234 | -738359.9234 | 0 | 0
| $Millions (adjusted) | 0 | 0.7317 | 0.7317 | 0.7317 | 0.7317 | 0.7317 | 3.2327 | 2.396 | 2.396 | 2.396 | 2.396 | 2.396 | -0.63321 | -0.63321 | -0.63321 | -0.63321 | -0.63321 | -0.63321 | -0.63321 | -0.63321 | -0.63321 | -0.63321 | -0.63321 | -0.63321 | -0.63321 | -0.63321 | -0.63321 | -0.63321 | -0.63321 | -0.63321 | -0.63321 | -0.63321 | -0.63321 | -0.63321 | -0.63321 | -0.63321 | -1.3649 | -1.3649 | -1.3649 | -1.3649 | -1.3649 | -3.8659 | -3.0292 | -3.0292 | -3.0292 | -3.0292 | -3.0292 | 0 | 0 | 5216.0288 | 5216028.7819
Discount Factor (Relative to 1/1/2016) = |  | 0.94787 | 0.89845 | 0.85161 | 0.80722 | 0.76513 | 0.72525 | 0.68744 | 0.6516 | 0.61763 | 0.58543 | 0.55491 | 0.52598 | 0.49856 | 0.47257 | 0.44793 | 0.42458 | 0.40245 | 0.38147 | 0.36158 | 0.34273 | 0.32486 | 0.30793 | 0.29187 | 0.27666 | 0.26223 | 0.24856 | 0.2356 | 0.22332 | 0.21168 | 0.20064 | 0.19018 | 0.18027 | 0.17087 | 0.16196 | 0.15352 | 0.14552 | 0.13793 | 0.13074 | 0.12392 | 0.11746 | 0.11134 | 0.10554 | 0.10003 | 0.094818 | 0.089875 | 0.08519 | 0.080748 | 0.076539 | 0.072549
* Note: A positive (+) avoided cost in a given year represents a cost savings relative to not having a transmission project deferral.
Phased in effective kW (including losses) - 2017 portion implemented |  | 0 | 1221.715 | 1221.715 | 1221.715 | 1221.715 | 1221.715 | 1221.715 | 1221.715 | 1221.715 | 1221.715 | 1221.715 | 1221.715 | 1221.715 | 1221.715 | 1221.715 | 1221.715 | 1221.715 | 1221.715 | 1221.715 | 1221.715 | 1221.715 | 1221.715 | 1221.715 | 1221.715 | 1221.715 | 1221.715 | 1221.715 | 1221.715 | 1221.715 | 1221.715 | 1221.715 | 1221.715 | 1221.715 | 1221.715 | 1221.715 | 1221.715 | 1221.715 | 1221.715 | 1221.715 | 1221.715 | 1221.715 | 1221.715 | 1221.715 | 1221.715 | 1221.715 | 1221.715 | 1221.715 | 0 | 0
Phased in effective kW (including losses) - 2018 portion implemented |  | 0 | 0 | 1078 | 1078 | 1078 | 1078 | 1077.67 | 1077.67 | 1077.67 | 1077.67 | 1077.67 | 1077.67 | 1077.67 | 1077.67 | 1077.67 | 1077.67 | 1077.67 | 1077.67 | 1077.67 | 1077.67 | 1077.67 | 1077.67 | 1077.67 | 1077.67 | 1077.67 | 1077.67 | 1077.67 | 1077.67 | 1077.67 | 1077.67 | 1077.67 | 1077.67 | 1077.67 | 1077.67 | 1077.67 | 1077.67 | 1077.67 | 1077.67 | 1077.67 | 1077.67 | 1077.67 | 1077.67 | 1077.67 | 1077.67 | 1077.67 | 1077.67 | 1077.67 | 0 | 0
Phased in effective kW (including losses) - 2019 portion implemented |  | 0 | 0 | 0 | 950 | 950 | 950 | 949.63 | 949.63 | 949.63 | 949.63 | 949.63 | 949.63 | 949.63 | 949.63 | 949.63 | 949.63 | 949.63 | 949.63 | 949.63 | 949.63 | 949.63 | 949.63 | 949.63 | 949.63 | 949.63 | 949.63 | 949.63 | 949.63 | 949.63 | 949.63 | 949.63 | 949.63 | 949.63 | 949.63 | 949.63 | 949.63 | 949.63 | 949.63 | 949.63 | 949.63 | 949.63 | 949.63 | 949.63 | 949.63 | 949.63 | 949.63 | 949.63 | 0 | 0
Phased in effective kW (including losses) - composite T&PP implementation |  | 0 | 1221.715 | 2299.715 | 3249.715 | 3249.715 | 3249.715 | 3249.015 | 3249.015 | 3249.015 | 3249.015 | 3249.015 | 3249.015 | 3249.015 | 3249.015 | 3249.015 | 3249.015 | 3249.015 | 3249.015 | 3249.015 | 3249.015 | 3249.015 | 3249.015 | 3249.015 | 3249.015 | 3249.015 | 3249.015 | 3249.015 | 3249.015 | 3249.015 | 3249.015 | 3249.015 | 3249.015 | 3249.015 | 3249.015 | 3249.015 | 3249.015 | 3249.015 | 3249.015 | 3249.015 | 3249.015 | 3249.015 | 3249.015 | 3249.015 | 3249.015 | 3249.015 | 3249.015 | 3249.015 | 0 | 0
Phased in effective kW (including losses) - window AC |  | 0 | 853.6 | 853.6 | 853.6 | 853.6 | 853.6 | 853.6 | 853.6 | 853.6 | 853.6 | 853.6 | 853.6 | 853.6 | 853.6 | 853.6 | 853.6 | 853.6 | 853.6 | 853.6 | 853.6 | 853.6 | 853.6 | 853.6 | 853.6 | 853.6 | 853.6 | 853.6 | 853.6 | 853.6 | 853.6 | 853.6 | 853.6 | 853.6 | 853.6 | 853.6 | 853.6 | 853.6 | 853.6 | 853.6 | 853.6 | 853.6 | 853.6 | 853.6 | 853.6 | 853.6 | 853.6 | 853.6 | 0 | 0
Phased in effective kW (including losses) - Entire Program |  | 0 | 2075.315 | 3153.315 | 4103.315 | 4103.315 | 4103.315 | 4102.615 | 4102.615 | 4102.615 | 4102.615 | 4102.615 | 4102.615 | 4102.615 | 4102.615 | 4102.615 | 4102.615 | 4102.615 | 4102.615 | 4102.615 | 4102.615 | 4102.615 | 4102.615 | 4102.615 | 4102.615 | 4102.615 | 4102.615 | 4102.615 | 4102.615 | 4102.615 | 4102.615 | 4102.615 | 4102.615 | 4102.615 | 4102.615 | 4102.615 | 4102.615 | 4102.615 | 4102.615 | 4102.615 | 4102.615 | 4102.615 | 4102.615 | 4102.615 | 4102.615 | 4102.615 | 4102.615 | 4102.615 | 0 | 0

## PhII (FCE100-9.3MW)
Version |  | Based on PSEGLI file: "East End Utility 2_0_Economics_2014_10_13_r28_Sargent_Lundy.xlsx"
Annual Revenue Requirements (Millions of $s)
1) Reference (Transmission only) Case
Project | I/S Year | Investor | Capital (2015$s) | 2016 | 2017 | 2018 | 2019 | 2020 | 2021 | 2022 | 2023 | 2024 | 2025 | 2026 | 2027 | 2028 | 2029 | 2030 | 2031 | 2032 | 2033 | 2034 | 2035 | 2036 | 2037 | 2038 | 2039 | 2040 | 2041 | 2042 | 2043 | 2044 | 2045 | 2046 | 2047 | 2048 | 2049 | 2050 | 2051 | 2052 | 2053 | 2054 | 2055 | 2056 | 2057 | 2058 | 2059 | 2060 | 2061 | 2062 | 2063 | 2064 |  | NPV |  | Proposal Number = | FCE100
Transmission Reinforcement I | 2017 | PSEGLI | 197 | 0 | 24.0294 | 24.0294 | 24.0294 | 24.0294 | 24.0294 | 24.0294 | 24.0294 | 24.0294 | 24.0294 | 24.0294 | 24.0294 | 24.0294 | 24.0294 | 24.0294 | 24.0294 | 24.0294 | 24.0294 | 24.0294 | 24.0294 | 24.0294 | 24.0294 | 24.0294 | 24.0294 | 24.0294 | 24.0294 | 24.0294 | 24.0294 | 24.0294 | 24.0294 | 24.0294 | 24.0294 | 24.0294 | 24.0294 | 24.0294 | 24.0294 | [13 empty] | 35 | 350.5464 |  | Proposer Name = | FuelCell Energy, Inc.
Transmission Reinforcement II | 2018 | PSEGLI | 4.8 | 0 | 0 | 0.60305 | 0.60305 | 0.60305 | 0.60305 | 0.60305 | 0.60305 | 0.60305 | 0.60305 | 0.60305 | 0.60305 | 0.60305 | 0.60305 | 0.60305 | 0.60305 | 0.60305 | 0.60305 | 0.60305 | 0.60305 | 0.60305 | 0.60305 | 0.60305 | 0.60305 | 0.60305 | 0.60305 | 0.60305 | 0.60305 | 0.60305 | 0.60305 | 0.60305 | 0.60305 | 0.60305 | 0.60305 | 0.60305 | 0.60305 | 0.60305 | [12 empty] | 35 | 8.3388 |  | Proposal/Project = | Southampton Fuel Cell
Transmission Reinforcement III | 2019 | PSEGLI | 2.8 | 0 | 0 | 0 | 0.36233 | 0.36233 | 0.36233 | 0.36233 | 0.36233 | 0.36233 | 0.36233 | 0.36233 | 0.36233 | 0.36233 | 0.36233 | 0.36233 | 0.36233 | 0.36233 | 0.36233 | 0.36233 | 0.36233 | 0.36233 | 0.36233 | 0.36233 | 0.36233 | 0.36233 | 0.36233 | 0.36233 | 0.36233 | 0.36233 | 0.36233 | 0.36233 | 0.36233 | 0.36233 | 0.36233 | 0.36233 | 0.36233 | 0.36233 | 0.36233 | [11 empty] | 35 | 4.7491 |  | Option Number = | 1
Transmission Reinforcement IV | 2020 | PSEGLI | 33.2 | 0 | 0 | 0 | 0 | 4.4251 | 4.4251 | 4.4251 | 4.4251 | 4.4251 | 4.4251 | 4.4251 | 4.4251 | 4.4251 | 4.4251 | 4.4251 | 4.4251 | 4.4251 | 4.4251 | 4.4251 | 4.4251 | 4.4251 | 4.4251 | 4.4251 | 4.4251 | 4.4251 | 4.4251 | 4.4251 | 4.4251 | 4.4251 | 4.4251 | 4.4251 | 4.4251 | 4.4251 | 4.4251 | 4.4251 | 4.4251 | 4.4251 | 4.4251 | 4.4251 | [10 empty] | 35 | 54.9758 |  | Location = | 3
Transmission Reinforcement V | 2022 | PSEGLI | 275.5 | 0 | 0 | 0 | 0 | 0 | 0 | 38.957 | 38.957 | 38.957 | 38.957 | 38.957 | 38.957 | 38.957 | 38.957 | 38.957 | 38.957 | 38.957 | 38.957 | 38.957 | 38.957 | 38.957 | 38.957 | 38.957 | 38.957 | 38.957 | 38.957 | 38.957 | 38.957 | 38.957 | 38.957 | 38.957 | 38.957 | 38.957 | 38.957 | 38.957 | 38.957 | 38.957 | 38.957 | 38.957 | 38.957 | 38.957 | [8 empty] | 35 | 434.8353 |  | Technology = | Fuel Cell
[56 empty] | Interconnection Points = | Southampton - 69kV
Total |  |  | 513.3 | 0 | 24.0294 | 24.6325 | 24.9948 | 29.42 | 29.42 | 68.377 | 68.377 | 68.377 | 68.377 | 68.377 | 68.377 | 68.377 | 68.377 | 68.377 | 68.377 | 68.377 | 68.377 | 68.377 | 68.377 | 68.377 | 68.377 | 68.377 | 68.377 | 68.377 | 68.377 | 68.377 | 68.377 | 68.377 | 68.377 | 68.377 | 68.377 | 68.377 | 68.377 | 68.377 | 68.377 | 44.3475 | 43.7445 | 43.3821 | 38.957 | 38.957 | 0 | 0 | 0 | 0 | 0 | 0 | 0 | 0 |  | 853.4454 |  | Loss Factor = | 1
2016 NPV @ 5.5%, thru 2035 |  |  |  | 2016: 582.1416
2016 NPV @ 5.5%, thru 2056 |  |  |  | 2016: 853.4454 |  |  |  | MW Required by 2022 (cap) = | 15 | 33 | 15 | Output: NPV of Transmission Avoided Costs for Selected Project (see note*)
[57 empty] | Selected Project Inputs - Area 1 Portion | Selected Project Inputs - Area 2 Portion | Selected Project Inputs - Area 3 Portion | Area 1 | Area 2 | Area 3 | Total | check
[56 empty] | Project kW = | 0 | 0 | 9300
[55 empty] | Capped kW = | 9300 | 0 | 0 | 9300
[56 empty] | Project Area (1, 2, or 3) = | 1 | 2 | 3
[56 empty] | Proportion of Peak Hours Covered = | 100% | 100% | 100%
[55 empty] | Project COD = | 2018
[55 empty] | Effective kW = | 9300 |  |  |  | 0 | 0 | 8602646.3076 | 8602646.3076
[60 empty] | check | check | check
| I/S Year |  | Capital (2015$s) | 2016 | 2017 | 2018 | 2019 | 2020 | 2021 | 2022 | 2023 | 2024 | 2025 | 2026 | 2027 | 2028 | 2029 | 2030 | 2031 | 2032 | 2033 | 2034 | 2035 | 2036 | 2037 | 2038 | 2039 | 2040 | 2041 | 2042 | 2043 | 2044 | 2045 | 2046 | 2047 | 2048 | 2049 | 2050 | 2051 | 2052 | 2053 | 2054 | 2055 | 2056 | 2057 | 2058 | 2059 | 2060 | 2061 | 2062 | 2063 | 2064 |  | MW Required by 2022 | NPV Base $M | Differential NPV $M | Differential NPV $M (adjusted for COD of Selected Project) | Differntial NPV $/MW | NPV of Transmission Avoided Costs for Selected Project
Area I Projects: | [53 empty] | 15
Amagansett Conversion 33 kV | 2017 |  | 8 | 0 | 0.97582 | 0.97582 | 0.97582 | 0.97582 | 0.97582 | 0.97582 | 0.97582 | 0.97582 | 0.97582 | 0.97582 | 0.97582 | 0.97582 | 0.97582 | 0.97582 | 0.97582 | 0.97582 | 0.97582 | 0.97582 | 0.97582 | 0.97582 | 0.97582 | 0.97582 | 0.97582 | 0.97582 | 0.97582 | 0.97582 | 0.97582 | 0.97582 | 0.97582 | 0.97582 | 0.97582 | 0.97582 | 0.97582 | 0.97582 | 0.97582 | [13 empty] | 35 |  | 14.2354
East Hampton Conversion 33 kV | 2017 |  | 3.2 | 0 | 0.39033 | 0.39033 | 0.39033 | 0.39033 | 0.39033 | 0.39033 | 0.39033 | 0.39033 | 0.39033 | 0.39033 | 0.39033 | 0.39033 | 0.39033 | 0.39033 | 0.39033 | 0.39033 | 0.39033 | 0.39033 | 0.39033 | 0.39033 | 0.39033 | 0.39033 | 0.39033 | 0.39033 | 0.39033 | 0.39033 | 0.39033 | 0.39033 | 0.39033 | 0.39033 | 0.39033 | 0.39033 | 0.39033 | 0.39033 | 0.39033 | [13 empty] | 35 |  | 5.6942
Buell Conversion 33 kV | 2017 |  | 3.7 | 0 | 0.45131 | 0.45131 | 0.45131 | 0.45131 | 0.45131 | 0.45131 | 0.45131 | 0.45131 | 0.45131 | 0.45131 | 0.45131 | 0.45131 | 0.45131 | 0.45131 | 0.45131 | 0.45131 | 0.45131 | 0.45131 | 0.45131 | 0.45131 | 0.45131 | 0.45131 | 0.45131 | 0.45131 | 0.45131 | 0.45131 | 0.45131 | 0.45131 | 0.45131 | 0.45131 | 0.45131 | 0.45131 | 0.45131 | 0.45131 | 0.45131 | [13 empty] | 35 |  | 6.5839
Hither Hills Conversion to 33 kV | 2018 |  | 4.8 | 0 | 0 | 0.60305 | 0.60305 | 0.60305 | 0.60305 | 0.60305 | 0.60305 | 0.60305 | 0.60305 | 0.60305 | 0.60305 | 0.60305 | 0.60305 | 0.60305 | 0.60305 | 0.60305 | 0.60305 | 0.60305 | 0.60305 | 0.60305 | 0.60305 | 0.60305 | 0.60305 | 0.60305 | 0.60305 | 0.60305 | 0.60305 | 0.60305 | 0.60305 | 0.60305 | 0.60305 | 0.60305 | 0.60305 | 0.60305 | 0.60305 | 0.60305 | [12 empty] | 35 |  | 8.3388
Culloden Pt Conversion to 33 kV | 2019 |  | 2.8 | 0 | 0 | 0 | 0.36233 | 0.36233 | 0.36233 | 0.36233 | 0.36233 | 0.36233 | 0.36233 | 0.36233 | 0.36233 | 0.36233 | 0.36233 | 0.36233 | 0.36233 | 0.36233 | 0.36233 | 0.36233 | 0.36233 | 0.36233 | 0.36233 | 0.36233 | 0.36233 | 0.36233 | 0.36233 | 0.36233 | 0.36233 | 0.36233 | 0.36233 | 0.36233 | 0.36233 | 0.36233 | 0.36233 | 0.36233 | 0.36233 | 0.36233 | 0.36233 | [11 empty] | 35 |  | 4.7491
No Deferral |  |  | 22.5 |  | 1.8175 | 2.4205 | 2.7828 | 2.7828 | 2.7828 | 2.7828 | 2.7828 | 2.7828 | 2.7828 | 2.7828 | 2.7828 | 2.7828 | 2.7828 | 2.7828 | 2.7828 | 2.7828 | 2.7828 | 2.7828 | 2.7828 | 2.7828 | 2.7828 | 2.7828 | 2.7828 | 2.7828 | 2.7828 | 2.7828 | 2.7828 | 2.7828 | 2.7828 | 2.7828 | 2.7828 | 2.7828 | 2.7828 | 2.7828 | 2.7828 | 0.96539 | 0.36233 | 0 | 0 | 0 | [10 empty] | 39.6013
Amagansett Conversion 33 kV | 2030 |  | 8 | [14 empty] | 1.433 | 1.433 | 1.433 | 1.433 | 1.433 | 1.433 | 1.433 | 1.433 | 1.433 | 1.433 | 1.433 | 1.433 | 1.433 | 1.433 | 1.433 | 1.433 | 1.433 | 1.433 | 1.433 | 1.433 | 1.433 | 1.433 | 1.433 | 1.433 | 1.433 | 1.433 | 1.433 | 1.433 | 1.433 | 1.433 | 1.433 | 1.433 | 1.433 | 1.433 | 1.433 | 35 |  | 10.4225 | 3.8129 | 0 | 0 | 0
East Hampton Conversion 33 kV | 2030 |  | 3.2 | [14 empty] | 0.57321 | 0.57321 | 0.57321 | 0.57321 | 0.57321 | 0.57321 | 0.57321 | 0.57321 | 0.57321 | 0.57321 | 0.57321 | 0.57321 | 0.57321 | 0.57321 | 0.57321 | 0.57321 | 0.57321 | 0.57321 | 0.57321 | 0.57321 | 0.57321 | 0.57321 | 0.57321 | 0.57321 | 0.57321 | 0.57321 | 0.57321 | 0.57321 | 0.57321 | 0.57321 | 0.57321 | 0.57321 | 0.57321 | 0.57321 | 0.57321 | 35 |  | 4.169 | 1.5252 | 0 | 0 | 0
Buell Conversion 33 kV | 2030 |  | 3.7 | [14 empty] | 0.66277 | 0.66277 | 0.66277 | 0.66277 | 0.66277 | 0.66277 | 0.66277 | 0.66277 | 0.66277 | 0.66277 | 0.66277 | 0.66277 | 0.66277 | 0.66277 | 0.66277 | 0.66277 | 0.66277 | 0.66277 | 0.66277 | 0.66277 | 0.66277 | 0.66277 | 0.66277 | 0.66277 | 0.66277 | 0.66277 | 0.66277 | 0.66277 | 0.66277 | 0.66277 | 0.66277 | 0.66277 | 0.66277 | 0.66277 | 0.66277 | 35 |  | 4.8204 | 1.7635 | 0 | 0 | 0
Hither Hills Conversion to 33 kV | 2030 |  | 4.8 | [14 empty] | 0.85981 | 0.85981 | 0.85981 | 0.85981 | 0.85981 | 0.85981 | 0.85981 | 0.85981 | 0.85981 | 0.85981 | 0.85981 | 0.85981 | 0.85981 | 0.85981 | 0.85981 | 0.85981 | 0.85981 | 0.85981 | 0.85981 | 0.85981 | 0.85981 | 0.85981 | 0.85981 | 0.85981 | 0.85981 | 0.85981 | 0.85981 | 0.85981 | 0.85981 | 0.85981 | 0.85981 | 0.85981 | 0.85981 | 0.85981 | 0.85981 | 35 |  | 6.2535 | 2.0853 | 2.0853 | 139022.8879 | 1292912.8578
Culloden Pt Conversion to 33 kV | 2030 |  | 2.8 | [14 empty] | 0.50156 | 0.50156 | 0.50156 | 0.50156 | 0.50156 | 0.50156 | 0.50156 | 0.50156 | 0.50156 | 0.50156 | 0.50156 | 0.50156 | 0.50156 | 0.50156 | 0.50156 | 0.50156 | 0.50156 | 0.50156 | 0.50156 | 0.50156 | 0.50156 | 0.50156 | 0.50156 | 0.50156 | 0.50156 | 0.50156 | 0.50156 | 0.50156 | 0.50156 | 0.50156 | 0.50156 | 0.50156 | 0.50156 | 0.50156 | 0.50156 | 35 |  | 3.6479 | 1.1012 | 1.1012 | 73412.135 | 682732.8555
Deferral to Indicated Year |  |  | 22.5 | [6 empty] | 0 | 0 | 0 | 0 | 0 | 0 | 0 | 0 | 4.0304 | 4.0304 | 4.0304 | 4.0304 | 4.0304 | 4.0304 | 4.0304 | 4.0304 | 4.0304 | 4.0304 | 4.0304 | 4.0304 | 4.0304 | 4.0304 | 4.0304 | 4.0304 | 4.0304 | 4.0304 | 4.0304 | 4.0304 | 4.0304 | 4.0304 | 4.0304 | 4.0304 | 4.0304 | 4.0304 | 4.0304 | 4.0304 | 4.0304 | 4.0304 | 4.0304 | 4.0304 | 4.0304 | 4.0304 | 4.0304 | 35 |  | 29.3132 | 10.2881 | 3.1865 | 212435.0229 | 1975645.7133 | =Area I Portion
[59 empty] | 12005799.2951 | =Area I+II+III Portions
Annual Avoided Costs for Deferral to Indicated Year:
Amagansett Conversion 33 kV | 2030 |  |  | 0 | 0.97582 | 0.97582 | 0.97582 | 0.97582 | 0.97582 | 0.97582 | 0.97582 | 0.97582 | 0.97582 | 0.97582 | 0.97582 | 0.97582 | 0.97582 | -0.4572 | -0.4572 | -0.4572 | -0.4572 | -0.4572 | -0.4572 | -0.4572 | -0.4572 | -0.4572 | -0.4572 | -0.4572 | -0.4572 | -0.4572 | -0.4572 | -0.4572 | -0.4572 | -0.4572 | -0.4572 | -0.4572 | -0.4572 | -0.4572 | -0.4572 | -1.433 | -1.433 | -1.433 | -1.433 | -1.433 | -1.433 | -1.433 | -1.433 | -1.433 | -1.433 | -1.433 | -1.433 | -1.433 | 35 |  |  | 3.8129
East Hampton Conversion 33 kV | 2030 |  |  | 0 | 0.39033 | 0.39033 | 0.39033 | 0.39033 | 0.39033 | 0.39033 | 0.39033 | 0.39033 | 0.39033 | 0.39033 | 0.39033 | 0.39033 | 0.39033 | -0.18288 | -0.18288 | -0.18288 | -0.18288 | -0.18288 | -0.18288 | -0.18288 | -0.18288 | -0.18288 | -0.18288 | -0.18288 | -0.18288 | -0.18288 | -0.18288 | -0.18288 | -0.18288 | -0.18288 | -0.18288 | -0.18288 | -0.18288 | -0.18288 | -0.18288 | -0.57321 | -0.57321 | -0.57321 | -0.57321 | -0.57321 | -0.57321 | -0.57321 | -0.57321 | -0.57321 | -0.57321 | -0.57321 | -0.57321 | -0.57321 | 35 |  |  | 1.5252
Buell Conversion 33 kV | 2030 |  |  | 0 | 0.45131 | 0.45131 | 0.45131 | 0.45131 | 0.45131 | 0.45131 | 0.45131 | 0.45131 | 0.45131 | 0.45131 | 0.45131 | 0.45131 | 0.45131 | -0.21146 | -0.21146 | -0.21146 | -0.21146 | -0.21146 | -0.21146 | -0.21146 | -0.21146 | -0.21146 | -0.21146 | -0.21146 | -0.21146 | -0.21146 | -0.21146 | -0.21146 | -0.21146 | -0.21146 | -0.21146 | -0.21146 | -0.21146 | -0.21146 | -0.21146 | -0.66277 | -0.66277 | -0.66277 | -0.66277 | -0.66277 | -0.66277 | -0.66277 | -0.66277 | -0.66277 | -0.66277 | -0.66277 | -0.66277 | -0.66277 | 35 |  |  | 1.7635
Hither Hills Conversion to 33 kV | 2030 |  |  | 0 | 0 | 0.60305 | 0.60305 | 0.60305 | 0.60305 | 0.60305 | 0.60305 | 0.60305 | 0.60305 | 0.60305 | 0.60305 | 0.60305 | 0.60305 | -0.25676 | -0.25676 | -0.25676 | -0.25676 | -0.25676 | -0.25676 | -0.25676 | -0.25676 | -0.25676 | -0.25676 | -0.25676 | -0.25676 | -0.25676 | -0.25676 | -0.25676 | -0.25676 | -0.25676 | -0.25676 | -0.25676 | -0.25676 | -0.25676 | -0.25676 | -0.25676 | -0.85981 | -0.85981 | -0.85981 | -0.85981 | -0.85981 | -0.85981 | -0.85981 | -0.85981 | -0.85981 | -0.85981 | -0.85981 | -0.85981 | 35 |  |  | 2.0853
Culloden Pt Conversion to 33 kV | 2030 |  |  | 0 | 0 | 0 | 0.36233 | 0.36233 | 0.36233 | 0.36233 | 0.36233 | 0.36233 | 0.36233 | 0.36233 | 0.36233 | 0.36233 | 0.36233 | -0.13922 | -0.13922 | -0.13922 | -0.13922 | -0.13922 | -0.13922 | -0.13922 | -0.13922 | -0.13922 | -0.13922 | -0.13922 | -0.13922 | -0.13922 | -0.13922 | -0.13922 | -0.13922 | -0.13922 | -0.13922 | -0.13922 | -0.13922 | -0.13922 | -0.13922 | -0.13922 | -0.13922 | -0.50156 | -0.50156 | -0.50156 | -0.50156 | -0.50156 | -0.50156 | -0.50156 | -0.50156 | -0.50156 | -0.50156 | -0.50156 | 35 |  |  | 1.1012
Area II Projects: | [53 empty] | 33
Bridgehampton - Buell New 69 kV UG Cable | 2020 |  | 33.2 | 0 | 0 | 0 | 0 | 4.4251 | 4.4251 | 4.4251 | 4.4251 | 4.4251 | 4.4251 | 4.4251 | 4.4251 | 4.4251 | 4.4251 | 4.4251 | 4.4251 | 4.4251 | 4.4251 | 4.4251 | 4.4251 | 4.4251 | 4.4251 | 4.4251 | 4.4251 | 4.4251 | 4.4251 | 4.4251 | 4.4251 | 4.4251 | 4.4251 | 4.4251 | 4.4251 | 4.4251 | 4.4251 | 4.4251 | 4.4251 | 4.4251 | 4.4251 | 4.4251 | [10 empty] | 35 |  | 54.9758
No Deferral |  |  | 33.2 |  | 0 | 0 | 0 | 4.4251 | 4.4251 | 4.4251 | 4.4251 | 4.4251 | 4.4251 | 4.4251 | 4.4251 | 4.4251 | 4.4251 | 4.4251 | 4.4251 | 4.4251 | 4.4251 | 4.4251 | 4.4251 | 4.4251 | 4.4251 | 4.4251 | 4.4251 | 4.4251 | 4.4251 | 4.4251 | 4.4251 | 4.4251 | 4.4251 | 4.4251 | 4.4251 | 4.4251 | 4.4251 | 4.4251 | 4.4251 | 4.4251 | 4.4251 | 4.4251 | [10 empty] | 35 |  | 54.9758
Bridgehampton - Buell New 69 kV UG Cable | 2026 |  | 33.2 | [10 empty] | 5.2839 | 5.2839 | 5.2839 | 5.2839 | 5.2839 | 5.2839 | 5.2839 | 5.2839 | 5.2839 | 5.2839 | 5.2839 | 5.2839 | 5.2839 | 5.2839 | 5.2839 | 5.2839 | 5.2839 | 5.2839 | 5.2839 | 5.2839 | 5.2839 | 5.2839 | 5.2839 | 5.2839 | 5.2839 | 5.2839 | 5.2839 | 5.2839 | 5.2839 | 5.2839 | 5.2839 | 5.2839 | 5.2839 | 5.2839 | 5.2839 |  |  |  |  | 35 |  | 47.608 | 7.3678 | 7.3678 | 153495.4058 | 1427507.2742
Deferral to Indicated Year |  |  | 33.2 | [6 empty] | 0 | 0 | 0 | 0 | 5.2839 | 5.2839 | 5.2839 | 5.2839 | 5.2839 | 5.2839 | 5.2839 | 5.2839 | 5.2839 | 5.2839 | 5.2839 | 5.2839 | 5.2839 | 5.2839 | 5.2839 | 5.2839 | 5.2839 | 5.2839 | 5.2839 | 5.2839 | 5.2839 | 5.2839 | 5.2839 | 5.2839 | 5.2839 | 5.2839 | 5.2839 | 5.2839 | 5.2839 | 5.2839 | 5.2839 | 5.2839 | 5.2839 | 5.2839 | 5.2839 |  |  |  |  | 35 |  | 47.608 | 7.3678 | 7.3678 | 153495.4058 | 1427507.2742 | =Area II Portion
[59 empty] | 10030153.5818 | =Area II+III Portions
Annual Avoided Costs for Deferral to Indicated Year:
Bridgehampton - Buell New 69 kV UG Cable | 2026 |  |  | 0 | 0 | 0 | 0 | 4.4251 | 4.4251 | 4.4251 | 4.4251 | 4.4251 | 4.4251 | -0.85871 | -0.85871 | -0.85871 | -0.85871 | -0.85871 | -0.85871 | -0.85871 | -0.85871 | -0.85871 | -0.85871 | -0.85871 | -0.85871 | -0.85871 | -0.85871 | -0.85871 | -0.85871 | -0.85871 | -0.85871 | -0.85871 | -0.85871 | -0.85871 | -0.85871 | -0.85871 | -0.85871 | -0.85871 | -0.85871 | -0.85871 | -0.85871 | -0.85871 | -5.2839 | -5.2839 | -5.2839 | -5.2839 | -5.2839 | -5.2839 |  |  |  |  | 35 |  |  | 7.3678
0
Area III Projects: | [52 empty] | 0 | 15
New Canal - Southampton Cable | 2017 |  | 37.6 | 0 | 4.5863 | 4.5863 | 4.5863 | 4.5863 | 4.5863 | 4.5863 | 4.5863 | 4.5863 | 4.5863 | 4.5863 | 4.5863 | 4.5863 | 4.5863 | 4.5863 | 4.5863 | 4.5863 | 4.5863 | 4.5863 | 4.5863 | 4.5863 | 4.5863 | 4.5863 | 4.5863 | 4.5863 | 4.5863 | 4.5863 | 4.5863 | 4.5863 | 4.5863 | 4.5863 | 4.5863 | 4.5863 | 4.5863 | 4.5863 | 4.5863 | [13 empty] | 35 |  | 66.9063
Upgrade Wildwood - Riverhead to 138 kV | 2017 |  | 7.7 | 0 | 0.93922 | 0.93922 | 0.93922 | 0.93922 | 0.93922 | 0.93922 | 0.93922 | 0.93922 | 0.93922 | 0.93922 | 0.93922 | 0.93922 | 0.93922 | 0.93922 | 0.93922 | 0.93922 | 0.93922 | 0.93922 | 0.93922 | 0.93922 | 0.93922 | 0.93922 | 0.93922 | 0.93922 | 0.93922 | 0.93922 | 0.93922 | 0.93922 | 0.93922 | 0.93922 | 0.93922 | 0.93922 | 0.93922 | 0.93922 | 0.93922 | [13 empty] | 35 |  | 13.7016
Riverhead Canal 2nd Line and Bank | 2017 |  | 136.8 | 0 | 16.6864 | 16.6864 | 16.6864 | 16.6864 | 16.6864 | 16.6864 | 16.6864 | 16.6864 | 16.6864 | 16.6864 | 16.6864 | 16.6864 | 16.6864 | 16.6864 | 16.6864 | 16.6864 | 16.6864 | 16.6864 | 16.6864 | 16.6864 | 16.6864 | 16.6864 | 16.6864 | 16.6864 | 16.6864 | 16.6864 | 16.6864 | 16.6864 | 16.6864 | 16.6864 | 16.6864 | 16.6864 | 16.6864 | 16.6864 | 16.6864 | [13 empty] | 35 |  | 243.4251
Canal - Wainscott New 138 kV UG Cable | 2022 |  | 275.5 | 0 | 0 | 0 | 0 | 0 | 0 | 38.957 | 38.957 | 38.957 | 38.957 | 38.957 | 38.957 | 38.957 | 38.957 | 38.957 | 38.957 | 38.957 | 38.957 | 38.957 | 38.957 | 38.957 | 38.957 | 38.957 | 38.957 | 38.957 | 38.957 | 38.957 | 38.957 | 38.957 | 38.957 | 38.957 | 38.957 | 38.957 | 38.957 | 38.957 | 38.957 | 38.957 | 38.957 | 38.957 | 38.957 | 38.957 | [8 empty] | 35 |  | 434.8353
No Deferral |  |  | 457.6 |  | 22.212 | 22.212 | 22.212 | 22.212 | 22.212 | 61.169 | 61.169 | 61.169 | 61.169 | 61.169 | 61.169 | 61.169 | 61.169 | 61.169 | 61.169 | 61.169 | 61.169 | 61.169 | 61.169 | 61.169 | 61.169 | 61.169 | 61.169 | 61.169 | 61.169 | 61.169 | 61.169 | 61.169 | 61.169 | 61.169 | 61.169 | 61.169 | 61.169 | 61.169 | 61.169 | 38.957 | 38.957 | 38.957 | 38.957 | 38.957 | [10 empty] | 758.8683
New Canal - Southampton Cable | 2023 |  | 37.6 | [7 empty] | 5.4763 | 5.4763 | 5.4763 | 5.4763 | 5.4763 | 5.4763 | 5.4763 | 5.4763 | 5.4763 | 5.4763 | 5.4763 | 5.4763 | 5.4763 | 5.4763 | 5.4763 | 5.4763 | 5.4763 | 5.4763 | 5.4763 | 5.4763 | 5.4763 | 5.4763 | 5.4763 | 5.4763 | 5.4763 | 5.4763 | 5.4763 | 5.4763 | 5.4763 | 5.4763 | 5.4763 | 5.4763 | 5.4763 | 5.4763 | 5.4763 | [7 empty] | 35 |  | 57.9396 | 8.9667 | 0 | 0 | 0
Upgrade Wildwood - Riverhead to 138 kV | 2022 |  | 7.7 | [6 empty] | 1.0888 | 1.0888 | 1.0888 | 1.0888 | 1.0888 | 1.0888 | 1.0888 | 1.0888 | 1.0888 | 1.0888 | 1.0888 | 1.0888 | 1.0888 | 1.0888 | 1.0888 | 1.0888 | 1.0888 | 1.0888 | 1.0888 | 1.0888 | 1.0888 | 1.0888 | 1.0888 | 1.0888 | 1.0888 | 1.0888 | 1.0888 | 1.0888 | 1.0888 | 1.0888 | 1.0888 | 1.0888 | 1.0888 | 1.0888 | 1.0888 | [8 empty] | 35 |  | 12.1533 | 1.5483 | 0 | 0 | 0
Riverhead Canal 2nd Line and Bank | 2023 |  | 136.8 | [7 empty] | 19.9245 | 19.9245 | 19.9245 | 19.9245 | 19.9245 | 19.9245 | 19.9245 | 19.9245 | 19.9245 | 19.9245 | 19.9245 | 19.9245 | 19.9245 | 19.9245 | 19.9245 | 19.9245 | 19.9245 | 19.9245 | 19.9245 | 19.9245 | 19.9245 | 19.9245 | 19.9245 | 19.9245 | 19.9245 | 19.9245 | 19.9245 | 19.9245 | 19.9245 | 19.9245 | 19.9245 | 19.9245 | 19.9245 | 19.9245 | 19.9245 | [7 empty] | 35 |  | 210.8017 | 32.6235 | 0 | 0 | 0
Canal - Wainscott New 138 kV UG Cable | 2028 |  | 275.5 | [12 empty] | 46.5167 | 46.5167 | 46.5167 | 46.5167 | 46.5167 | 46.5167 | 46.5167 | 46.5167 | 46.5167 | 46.5167 | 46.5167 | 46.5167 | 46.5167 | 46.5167 | 46.5167 | 46.5167 | 46.5167 | 46.5167 | 46.5167 | 46.5167 | 46.5167 | 46.5167 | 46.5167 | 46.5167 | 46.5167 | 46.5167 | 46.5167 | 46.5167 | 46.5167 | 46.5167 | 46.5167 | 46.5167 | 46.5167 | 46.5167 | 46.5167 |  |  | 35 |  | 376.5593 | 58.276 | 58.276 | 925015.732 | 8602646.3076
Deferral to Indicated Year |  |  | 457.6 | [6 empty] | 1.0888 | 26.4896 | 26.4896 | 26.4896 | 26.4896 | 26.4896 | 73.0063 | 73.0063 | 73.0063 | 73.0063 | 73.0063 | 73.0063 | 73.0063 | 73.0063 | 73.0063 | 73.0063 | 73.0063 | 73.0063 | 73.0063 | 73.0063 | 73.0063 | 73.0063 | 73.0063 | 73.0063 | 73.0063 | 73.0063 | 73.0063 | 73.0063 | 73.0063 | 73.0063 | 73.0063 | 73.0063 | 73.0063 | 73.0063 | 73.0063 | 71.9175 | 46.5167 | 46.5167 | 46.5167 | 46.5167 | 46.5167 |  |  | 41 |  | 657.4539 | 101.4144 | 58.276 | 925015.732 | 8602646.3076 | =Area III Portion
[59 empty] | 8602646.3076 | =Area III Portion
Annual Avoided Costs for Deferral to Indicated Year:
New Canal - Southampton Cable | 2023 |  |  | 0 | 4.5863 | 4.5863 | 4.5863 | 4.5863 | 4.5863 | 4.5863 | -0.88999 | -0.88999 | -0.88999 | -0.88999 | -0.88999 | -0.88999 | -0.88999 | -0.88999 | -0.88999 | -0.88999 | -0.88999 | -0.88999 | -0.88999 | -0.88999 | -0.88999 | -0.88999 | -0.88999 | -0.88999 | -0.88999 | -0.88999 | -0.88999 | -0.88999 | -0.88999 | -0.88999 | -0.88999 | -0.88999 | -0.88999 | -0.88999 | -0.88999 | -5.4763 | -5.4763 | -5.4763 | -5.4763 | -5.4763 | -5.4763 | 0 | 0 | 0 | 0 | 0 |  |  | 35 |  |  | 8.9667
Upgrade Wildwood - Riverhead to 138 kV | 2022 |  |  | 0 | 0.93922 | 0.93922 | 0.93922 | 0.93922 | 0.93922 | -0.14959 | -0.14959 | -0.14959 | -0.14959 | -0.14959 | -0.14959 | -0.14959 | -0.14959 | -0.14959 | -0.14959 | -0.14959 | -0.14959 | -0.14959 | -0.14959 | -0.14959 | -0.14959 | -0.14959 | -0.14959 | -0.14959 | -0.14959 | -0.14959 | -0.14959 | -0.14959 | -0.14959 | -0.14959 | -0.14959 | -0.14959 | -0.14959 | -0.14959 | -0.14959 | -1.0888 | -1.0888 | -1.0888 | -1.0888 | -1.0888 | 0 | 0 | 0 | 0 | 0 | 0 |  |  | 35 |  |  | 1.5483
Riverhead Canal 2nd Line and Bank | 2023 |  |  | 0 | 16.6864 | 16.6864 | 16.6864 | 16.6864 | 16.6864 | 16.6864 | -3.238 | -3.238 | -3.238 | -3.238 | -3.238 | -3.238 | -3.238 | -3.238 | -3.238 | -3.238 | -3.238 | -3.238 | -3.238 | -3.238 | -3.238 | -3.238 | -3.238 | -3.238 | -3.238 | -3.238 | -3.238 | -3.238 | -3.238 | -3.238 | -3.238 | -3.238 | -3.238 | -3.238 | -3.238 | -19.9245 | -19.9245 | -19.9245 | -19.9245 | -19.9245 | -19.9245 | 0 | 0 | 0 | 0 | 0 |  |  | 35 |  |  | 32.6235
Canal - Wainscott New 138 kV UG Cable | 2028 |  |  | 0 | 0 | 0 | 0 | 0 | 0 | 38.957 | 38.957 | 38.957 | 38.957 | 38.957 | 38.957 | -7.5597 | -7.5597 | -7.5597 | -7.5597 | -7.5597 | -7.5597 | -7.5597 | -7.5597 | -7.5597 | -7.5597 | -7.5597 | -7.5597 | -7.5597 | -7.5597 | -7.5597 | -7.5597 | -7.5597 | -7.5597 | -7.5597 | -7.5597 | -7.5597 | -7.5597 | -7.5597 | -7.5597 | -7.5597 | -7.5597 | -7.5597 | -7.5597 | -7.5597 | -46.5167 | -46.5167 | -46.5167 | -46.5167 | -46.5167 | -46.5167 | [5 empty] | 58.276
Total - All Areas (No Deferrals,$Millions) |  |  | 513.3 |  | 24.0294 | 24.6325 | 24.9948 | 29.42 | 29.42 | 68.377 | 68.377 | 68.377 | 68.377 | 68.377 | 68.377 | 68.377 | 68.377 | 68.377 | 68.377 | 68.377 | 68.377 | 68.377 | 68.377 | 68.377 | 68.377 | 68.377 | 68.377 | 68.377 | 68.377 | 68.377 | 68.377 | 68.377 | 68.377 | 68.377 | 68.377 | 68.377 | 68.377 | 68.377 | 68.377 | 44.3475 | 43.7445 | 43.3821 | 38.957 | 38.957 | 0 | 0 | 0 | 0 | 0 | 0 | 0 | 0 |  | 63 | 853.4454 | 119.0703 | = max. total avoided cost in portfolio
Annual Avoided Costs for Deferrals - Area 1 Proposal: (see note*) | Deferral Year |  |  | 2016 | 2017 | 2018 | 2019 | 2020 | 2021 | 2022 | 2023 | 2024 | 2025 | 2026 | 2027 | 2028 | 2029 | 2030 | 2031 | 2032 | 2033 | 2034 | 2035 | 2036 | 2037 | 2038 | 2039 | 2040 | 2041 | 2042 | 2043 | 2044 | 2045 | 2046 | 2047 | 2048 | 2049 | 2050 | 2051 | 2052 | 2053 | 2054 | 2055 | 2056 | 2057 | 2058 | 2059 | 2060 | 2061 | 2062 | 2063 | 2064 |  |  | Differential NPV $M |  | Differential NPV $M (adjusted for COD of Selected Project) | Differntial NPV $/MW | NPV of Transmission Avoided Costs for Selected Project
Area I Projects:
Amagansett Conversion 33 kV | 2030 |  |  | 0 | 0.97582 | 0.97582 | 0.97582 | 0.97582 | 0.97582 | 0.97582 | 0.97582 | 0.97582 | 0.97582 | 0.97582 | 0.97582 | 0.97582 | 0.97582 | -0.4572 | -0.4572 | -0.4572 | -0.4572 | -0.4572 | -0.4572 | -0.4572 | -0.4572 | -0.4572 | -0.4572 | -0.4572 | -0.4572 | -0.4572 | -0.4572 | -0.4572 | -0.4572 | -0.4572 | -0.4572 | -0.4572 | -0.4572 | -0.4572 | -0.4572 | -1.433 | -1.433 | -1.433 | -1.433 | -1.433 | -1.433 | -1.433 | -1.433 | -1.433 | -1.433 | -1.433 | -1.433 | -1.433 |  |  | 3.8129 |  | 0 | 0 | 0
East Hampton Conversion 33 kV | 2030 |  |  | 0 | 0.39033 | 0.39033 | 0.39033 | 0.39033 | 0.39033 | 0.39033 | 0.39033 | 0.39033 | 0.39033 | 0.39033 | 0.39033 | 0.39033 | 0.39033 | -0.18288 | -0.18288 | -0.18288 | -0.18288 | -0.18288 | -0.18288 | -0.18288 | -0.18288 | -0.18288 | -0.18288 | -0.18288 | -0.18288 | -0.18288 | -0.18288 | -0.18288 | -0.18288 | -0.18288 | -0.18288 | -0.18288 | -0.18288 | -0.18288 | -0.18288 | -0.57321 | -0.57321 | -0.57321 | -0.57321 | -0.57321 | -0.57321 | -0.57321 | -0.57321 | -0.57321 | -0.57321 | -0.57321 | -0.57321 | -0.57321 |  |  | 1.5252 |  | 0 | 0 | 0
Buell Conversion 33 kV | 2030 |  |  | 0 | 0.45131 | 0.45131 | 0.45131 | 0.45131 | 0.45131 | 0.45131 | 0.45131 | 0.45131 | 0.45131 | 0.45131 | 0.45131 | 0.45131 | 0.45131 | -0.21146 | -0.21146 | -0.21146 | -0.21146 | -0.21146 | -0.21146 | -0.21146 | -0.21146 | -0.21146 | -0.21146 | -0.21146 | -0.21146 | -0.21146 | -0.21146 | -0.21146 | -0.21146 | -0.21146 | -0.21146 | -0.21146 | -0.21146 | -0.21146 | -0.21146 | -0.66277 | -0.66277 | -0.66277 | -0.66277 | -0.66277 | -0.66277 | -0.66277 | -0.66277 | -0.66277 | -0.66277 | -0.66277 | -0.66277 | -0.66277 |  |  | 1.7635 |  | 0 | 0 | 0
Hither Hills Conversion to 33 kV | 2030 |  |  | 0 | 0 | 0.60305 | 0.60305 | 0.60305 | 0.60305 | 0.60305 | 0.60305 | 0.60305 | 0.60305 | 0.60305 | 0.60305 | 0.60305 | 0.60305 | -0.25676 | -0.25676 | -0.25676 | -0.25676 | -0.25676 | -0.25676 | -0.25676 | -0.25676 | -0.25676 | -0.25676 | -0.25676 | -0.25676 | -0.25676 | -0.25676 | -0.25676 | -0.25676 | -0.25676 | -0.25676 | -0.25676 | -0.25676 | -0.25676 | -0.25676 | -0.25676 | -0.85981 | -0.85981 | -0.85981 | -0.85981 | -0.85981 | -0.85981 | -0.85981 | -0.85981 | -0.85981 | -0.85981 | -0.85981 | -0.85981 |  |  | 2.0853 |  | 2.0853 | 139022.8879 | 0
Culloden Pt Conversion to 33 kV | 2030 |  |  | 0 | 0 | 0 | 0.36233 | 0.36233 | 0.36233 | 0.36233 | 0.36233 | 0.36233 | 0.36233 | 0.36233 | 0.36233 | 0.36233 | 0.36233 | -0.13922 | -0.13922 | -0.13922 | -0.13922 | -0.13922 | -0.13922 | -0.13922 | -0.13922 | -0.13922 | -0.13922 | -0.13922 | -0.13922 | -0.13922 | -0.13922 | -0.13922 | -0.13922 | -0.13922 | -0.13922 | -0.13922 | -0.13922 | -0.13922 | -0.13922 | -0.13922 | -0.13922 | -0.50156 | -0.50156 | -0.50156 | -0.50156 | -0.50156 | -0.50156 | -0.50156 | -0.50156 | -0.50156 | -0.50156 | -0.50156 |  |  | 1.1012 |  | 1.1012 | 73412.135 | 0
[59 empty] | 0 | =Area I Portion
Area II Projects: | [58 empty] | 0 | =Area I+II+III Portions
Bridgehampton - Buell New 69 kV UG Cable | 2026 |  |  | 0 | 0 | 0 | 0 | 4.4251 | 4.4251 | 4.4251 | 4.4251 | 4.4251 | 4.4251 | -0.85871 | -0.85871 | -0.85871 | -0.85871 | -0.85871 | -0.85871 | -0.85871 | -0.85871 | -0.85871 | -0.85871 | -0.85871 | -0.85871 | -0.85871 | -0.85871 | -0.85871 | -0.85871 | -0.85871 | -0.85871 | -0.85871 | -0.85871 | -0.85871 | -0.85871 | -0.85871 | -0.85871 | -0.85871 | -0.85871 | -0.85871 | -0.85871 | -0.85871 | -5.2839 | -5.2839 | -5.2839 | -5.2839 | -5.2839 | -5.2839 | 0 | 0 | 0 | 0 |  |  | 7.3678 |  | 7.3678 | 153495.4058 | 0
[59 empty] | 0 | =Area II Portion
Area III Projects: | [58 empty] | 0 | =Area II+III Portions
New Canal - Southampton Cable | 2023 |  |  | 0 | 4.5863 | 4.5863 | 4.5863 | 4.5863 | 4.5863 | 4.5863 | -0.88999 | -0.88999 | -0.88999 | -0.88999 | -0.88999 | -0.88999 | -0.88999 | -0.88999 | -0.88999 | -0.88999 | -0.88999 | -0.88999 | -0.88999 | -0.88999 | -0.88999 | -0.88999 | -0.88999 | -0.88999 | -0.88999 | -0.88999 | -0.88999 | -0.88999 | -0.88999 | -0.88999 | -0.88999 | -0.88999 | -0.88999 | -0.88999 | -0.88999 | -5.4763 | -5.4763 | -5.4763 | -5.4763 | -5.4763 | -5.4763 | 0 | 0 | 0 | 0 | 0 | 0 | 0 |  |  | 8.9667 |  | 0 | 0 | 0
Upgrade Wildwood - Riverhead to 138 kV | 2022 |  |  | 0 | 0.93922 | 0.93922 | 0.93922 | 0.93922 | 0.93922 | -0.14959 | -0.14959 | -0.14959 | -0.14959 | -0.14959 | -0.14959 | -0.14959 | -0.14959 | -0.14959 | -0.14959 | -0.14959 | -0.14959 | -0.14959 | -0.14959 | -0.14959 | -0.14959 | -0.14959 | -0.14959 | -0.14959 | -0.14959 | -0.14959 | -0.14959 | -0.14959 | -0.14959 | -0.14959 | -0.14959 | -0.14959 | -0.14959 | -0.14959 | -0.14959 | -1.0888 | -1.0888 | -1.0888 | -1.0888 | -1.0888 | 0 | 0 | 0 | 0 | 0 | 0 | 0 | 0 |  |  | 1.5483 |  | 0 | 0 | 0
Riverhead Canal 2nd Line and Bank | 2023 |  |  | 0 | 16.6864 | 16.6864 | 16.6864 | 16.6864 | 16.6864 | 16.6864 | -3.238 | -3.238 | -3.238 | -3.238 | -3.238 | -3.238 | -3.238 | -3.238 | -3.238 | -3.238 | -3.238 | -3.238 | -3.238 | -3.238 | -3.238 | -3.238 | -3.238 | -3.238 | -3.238 | -3.238 | -3.238 | -3.238 | -3.238 | -3.238 | -3.238 | -3.238 | -3.238 | -3.238 | -3.238 | -19.9245 | -19.9245 | -19.9245 | -19.9245 | -19.9245 | -19.9245 | 0 | 0 | 0 | 0 | 0 | 0 | 0 |  |  | 32.6235 |  | 0 | 0 | 0
Canal - Wainscott New 138 kV UG Cable | 2028 |  |  | 0 | 0 | 0 | 0 | 0 | 0 | 38.957 | 38.957 | 38.957 | 38.957 | 38.957 | 38.957 | -7.5597 | -7.5597 | -7.5597 | -7.5597 | -7.5597 | -7.5597 | -7.5597 | -7.5597 | -7.5597 | -7.5597 | -7.5597 | -7.5597 | -7.5597 | -7.5597 | -7.5597 | -7.5597 | -7.5597 | -7.5597 | -7.5597 | -7.5597 | -7.5597 | -7.5597 | -7.5597 | -7.5597 | -7.5597 | -7.5597 | -7.5597 | -7.5597 | -7.5597 | -46.5167 | -46.5167 | -46.5167 | -46.5167 | -46.5167 | -46.5167 | 0 | 0 |  |  | 58.276 |  | 58.276 | 925015.732 | 0
[59 empty] | 0 | =Area III Portion
Total - Area 1 Proposal, $Millions (unadjusted) |  |  |  | 0 | 0 | 0.60305 | 0.96539 | 5.3905 | 5.3905 | 44.3475 | 44.3475 | 44.3475 | 44.3475 | 39.0637 | 39.0637 | -7.453 | -7.453 | -8.8144 | -8.8144 | -8.8144 | -8.8144 | -8.8144 | -8.8144 | -8.8144 | -8.8144 | -8.8144 | -8.8144 | -8.8144 | -8.8144 | -8.8144 | -8.8144 | -8.8144 | -8.8144 | -8.8144 | -8.8144 | -8.8144 | -8.8144 | -8.8144 | -8.8144 | -8.8144 | -9.4174 | -9.7798 | -14.2049 | -14.2049 | -53.1619 | -53.1619 | -53.1619 | -53.1619 | -47.878 | -47.878 | -1.3614 | -1.3614 |  |  | 68.8303 |  |  | 1290946.1608 | 0
$/MW-yr |  |  |  | 0 | 0 | 40203.5861 | 64359.2408 | 156549.7282 | 156549.7282 | 774914.5398 | 774914.5398 | 774914.5398 | 774914.5398 | 664834.2766 | 664834.2766 | -73525.6468 | -73525.6468 | -164283.4228 | -164283.4228 | -164283.4228 | -164283.4228 | -164283.4228 | -164283.4228 | -164283.4228 | -164283.4228 | -164283.4228 | -164283.4228 | -164283.4228 | -164283.4228 | -164283.4228 | -164283.4228 | -164283.4228 | -164283.4228 | -164283.4228 | -164283.4228 | -164283.4228 | -164283.4228 | -164283.4228 | -164283.4228 | -164283.4228 | -204487.0089 | -228642.6636 | -320833.151 | -320833.151 | -939197.9626 | -939197.9626 | -939197.9626 | -939197.9626 | -829117.6994 | -829117.6994 | -90757.776 | -90757.776
$Millions (adjusted) |  |  |  | 0 | 0 | 0 | 0 | 0 | 0 | 0 | 0 | 0 | 0 | 0 | 0 | 0 | 0 | 0 | 0 | 0 | 0 | 0 | 0 | 0 | 0 | 0 | 0 | 0 | 0 | 0 | 0 | 0 | 0 | 0 | 0 | 0 | 0 | 0 | 0 | 0 | 0 | 0 | 0 | 0 | 0 | 0 | 0 | 0 | 0 | 0 | 0 | 0 |  |  | 0
Annual Avoided Costs for Deferrals - Area 2 Proposal: (see note*) | Deferral Year |  |  | 2016 | 2017 | 2018 | 2019 | 2020 | 2021 | 2022 | 2023 | 2024 | 2025 | 2026 | 2027 | 2028 | 2029 | 2030 | 2031 | 2032 | 2033 | 2034 | 2035 | 2036 | 2037 | 2038 | 2039 | 2040 | 2041 | 2042 | 2043 | 2044 | 2045 | 2046 | 2047 | 2048 | 2049 | 2050 | 2051 | 2052 | 2053 | 2054 | 2055 | 2056 | 2057 | 2058 | 2059 | 2060 | 2061 | 2062 | 2063 | 2064 |  |  | Differential NPV $M |  | Differential NPV $M (adjusted for COD of Selected Project) | Differntial NPV $/MW | NPV of Transmission Avoided Costs for Selected Project
Area I Projects:
Amagansett Conversion 33 kV | 2030 |  |  | 0 | 0 | 0 | 0 | 0 | 0 | 0 | 0 | 0 | 0 | 0 | 0 | 0 | 0 | 0 | 0 | 0 | 0 | 0 | 0 | 0 | 0 | 0 | 0 | 0 | 0 | 0 | 0 | 0 | 0 | 0 | 0 | 0 | 0 | 0 | 0 | 0 | 0 | 0 | 0 | 0 | 0 | 0 | 0 | 0 | 0 | 0 | 0 | 0 |  |  | 0 |  | 0 | 0 | 0
East Hampton Conversion 33 kV | 2030 |  |  | 0 | 0 | 0 | 0 | 0 | 0 | 0 | 0 | 0 | 0 | 0 | 0 | 0 | 0 | 0 | 0 | 0 | 0 | 0 | 0 | 0 | 0 | 0 | 0 | 0 | 0 | 0 | 0 | 0 | 0 | 0 | 0 | 0 | 0 | 0 | 0 | 0 | 0 | 0 | 0 | 0 | 0 | 0 | 0 | 0 | 0 | 0 | 0 | 0 |  |  | 0 |  | 0 | 0 | 0
Buell Conversion 33 kV | 2030 |  |  | 0 | 0 | 0 | 0 | 0 | 0 | 0 | 0 | 0 | 0 | 0 | 0 | 0 | 0 | 0 | 0 | 0 | 0 | 0 | 0 | 0 | 0 | 0 | 0 | 0 | 0 | 0 | 0 | 0 | 0 | 0 | 0 | 0 | 0 | 0 | 0 | 0 | 0 | 0 | 0 | 0 | 0 | 0 | 0 | 0 | 0 | 0 | 0 | 0 |  |  | 0 |  | 0 | 0 | 0
Hither Hills Conversion to 33 kV | 2030 |  |  | 0 | 0 | 0 | 0 | 0 | 0 | 0 | 0 | 0 | 0 | 0 | 0 | 0 | 0 | 0 | 0 | 0 | 0 | 0 | 0 | 0 | 0 | 0 | 0 | 0 | 0 | 0 | 0 | 0 | 0 | 0 | 0 | 0 | 0 | 0 | 0 | 0 | 0 | 0 | 0 | 0 | 0 | 0 | 0 | 0 | 0 | 0 | 0 | 0 |  |  | 0 |  | 0 | 0 | 0
Culloden Pt Conversion to 33 kV | 2030 |  |  | 0 | 0 | 0 | 0 | 0 | 0 | 0 | 0 | 0 | 0 | 0 | 0 | 0 | 0 | 0 | 0 | 0 | 0 | 0 | 0 | 0 | 0 | 0 | 0 | 0 | 0 | 0 | 0 | 0 | 0 | 0 | 0 | 0 | 0 | 0 | 0 | 0 | 0 | 0 | 0 | 0 | 0 | 0 | 0 | 0 | 0 | 0 | 0 | 0 |  |  | 0 |  | 0 | 0 | 0
[59 empty] | 0 | =Area I Portion
Area II Projects: | [58 empty] | 0 | =Area I+II+III Portions
Bridgehampton - Buell New 69 kV UG Cable | 2026 |  |  | 0 | 0 | 0 | 0 | 4.4251 | 4.4251 | 4.4251 | 4.4251 | 4.4251 | 4.4251 | -0.85871 | -0.85871 | -0.85871 | -0.85871 | -0.85871 | -0.85871 | -0.85871 | -0.85871 | -0.85871 | -0.85871 | -0.85871 | -0.85871 | -0.85871 | -0.85871 | -0.85871 | -0.85871 | -0.85871 | -0.85871 | -0.85871 | -0.85871 | -0.85871 | -0.85871 | -0.85871 | -0.85871 | -0.85871 | -0.85871 | -0.85871 | -0.85871 | -0.85871 | -5.2839 | -5.2839 | -5.2839 | -5.2839 | -5.2839 | -5.2839 | 0 | 0 | 0 | 0 |  |  | 7.3678 |  | 7.3678 | 153495.4058 | 0
[59 empty] | 0 | =Area II Portion
Area III Projects: | [58 empty] | 0 | =Area II+III Portions
New Canal - Southampton Cable | 2023 |  |  | 0 | 4.5863 | 4.5863 | 4.5863 | 4.5863 | 4.5863 | 4.5863 | -0.88999 | -0.88999 | -0.88999 | -0.88999 | -0.88999 | -0.88999 | -0.88999 | -0.88999 | -0.88999 | -0.88999 | -0.88999 | -0.88999 | -0.88999 | -0.88999 | -0.88999 | -0.88999 | -0.88999 | -0.88999 | -0.88999 | -0.88999 | -0.88999 | -0.88999 | -0.88999 | -0.88999 | -0.88999 | -0.88999 | -0.88999 | -0.88999 | -0.88999 | -5.4763 | -5.4763 | -5.4763 | -5.4763 | -5.4763 | -5.4763 | 0 | 0 | 0 | 0 | 0 | 0 | 0 |  |  | 8.9667 |  | 0 | 0 | 0
Upgrade Wildwood - Riverhead to 138 kV | 2022 |  |  | 0 | 0.93922 | 0.93922 | 0.93922 | 0.93922 | 0.93922 | -0.14959 | -0.14959 | -0.14959 | -0.14959 | -0.14959 | -0.14959 | -0.14959 | -0.14959 | -0.14959 | -0.14959 | -0.14959 | -0.14959 | -0.14959 | -0.14959 | -0.14959 | -0.14959 | -0.14959 | -0.14959 | -0.14959 | -0.14959 | -0.14959 | -0.14959 | -0.14959 | -0.14959 | -0.14959 | -0.14959 | -0.14959 | -0.14959 | -0.14959 | -0.14959 | -1.0888 | -1.0888 | -1.0888 | -1.0888 | -1.0888 | 0 | 0 | 0 | 0 | 0 | 0 | 0 | 0 |  |  | 1.5483 |  | 0 | 0 | 0
Riverhead Canal 2nd Line and Bank | 2023 |  |  | 0 | 16.6864 | 16.6864 | 16.6864 | 16.6864 | 16.6864 | 16.6864 | -3.238 | -3.238 | -3.238 | -3.238 | -3.238 | -3.238 | -3.238 | -3.238 | -3.238 | -3.238 | -3.238 | -3.238 | -3.238 | -3.238 | -3.238 | -3.238 | -3.238 | -3.238 | -3.238 | -3.238 | -3.238 | -3.238 | -3.238 | -3.238 | -3.238 | -3.238 | -3.238 | -3.238 | -3.238 | -19.9245 | -19.9245 | -19.9245 | -19.9245 | -19.9245 | -19.9245 | 0 | 0 | 0 | 0 | 0 | 0 | 0 |  |  | 32.6235 |  | 0 | 0 | 0
Canal - Wainscott New 138 kV UG Cable | 2028 |  |  | 0 | 0 | 0 | 0 | 0 | 0 | 38.957 | 38.957 | 38.957 | 38.957 | 38.957 | 38.957 | -7.5597 | -7.5597 | -7.5597 | -7.5597 | -7.5597 | -7.5597 | -7.5597 | -7.5597 | -7.5597 | -7.5597 | -7.5597 | -7.5597 | -7.5597 | -7.5597 | -7.5597 | -7.5597 | -7.5597 | -7.5597 | -7.5597 | -7.5597 | -7.5597 | -7.5597 | -7.5597 | -7.5597 | -7.5597 | -7.5597 | -7.5597 | -7.5597 | -7.5597 | -46.5167 | -46.5167 | -46.5167 | -46.5167 | -46.5167 | -46.5167 | 0 | 0 |  |  | 58.276 |  | 58.276 | 925015.732 | 0
[59 empty] | 0 | =Area III Portion
Total - Area 2 Proposal, $Millions (unadjusted) |  |  |  | 0 | 0 | 0 | 0 | 4.4251 | 4.4251 | 43.3821 | 43.3821 | 43.3821 | 43.3821 | 38.0983 | 38.0983 | -8.4184 | -8.4184 | -8.4184 | -8.4184 | -8.4184 | -8.4184 | -8.4184 | -8.4184 | -8.4184 | -8.4184 | -8.4184 | -8.4184 | -8.4184 | -8.4184 | -8.4184 | -8.4184 | -8.4184 | -8.4184 | -8.4184 | -8.4184 | -8.4184 | -8.4184 | -8.4184 | -8.4184 | -8.4184 | -8.4184 | -8.4184 | -12.8435 | -12.8435 | -51.8005 | -51.8005 | -51.8005 | -51.8005 | -46.5167 | -46.5167 | 0 | 0 |  |  | 65.6438 |  |  | 1078511.1378 | 0
$/MW-yr |  |  |  | 0 | 0 | 0 | 0 | 92190.4874 | 92190.4874 | 710555.299 | 710555.299 | 710555.299 | 710555.299 | 600475.0358 | 600475.0358 | -137884.8876 | -137884.8876 | -137884.8876 | -137884.8876 | -137884.8876 | -137884.8876 | -137884.8876 | -137884.8876 | -137884.8876 | -137884.8876 | -137884.8876 | -137884.8876 | -137884.8876 | -137884.8876 | -137884.8876 | -137884.8876 | -137884.8876 | -137884.8876 | -137884.8876 | -137884.8876 | -137884.8876 | -137884.8876 | -137884.8876 | -137884.8876 | -137884.8876 | -137884.8876 | -137884.8876 | -230075.375 | -230075.375 | -848440.1866 | -848440.1866 | -848440.1866 | -848440.1866 | -738359.9234 | -738359.9234 | 0 | 0
$Millions (adjusted) |  |  |  | 0 | 0 | 0 | 0 | 0 | 0 | 0 | 0 | 0 | 0 | 0 | 0 | 0 | 0 | 0 | 0 | 0 | 0 | 0 | 0 | 0 | 0 | 0 | 0 | 0 | 0 | 0 | 0 | 0 | 0 | 0 | 0 | 0 | 0 | 0 | 0 | 0 | 0 | 0 | 0 | 0 | 0 | 0 | 0 | 0 | 0 | 0 | 0 | 0 |  |  | 0
Annual Avoided Costs for Deferrals - Area 3 Proposal: (see note*) | Deferral Year |  |  | 2016 | 2017 | 2018 | 2019 | 2020 | 2021 | 2022 | 2023 | 2024 | 2025 | 2026 | 2027 | 2028 | 2029 | 2030 | 2031 | 2032 | 2033 | 2034 | 2035 | 2036 | 2037 | 2038 | 2039 | 2040 | 2041 | 2042 | 2043 | 2044 | 2045 | 2046 | 2047 | 2048 | 2049 | 2050 | 2051 | 2052 | 2053 | 2054 | 2055 | 2056 | 2057 | 2058 | 2059 | 2060 | 2061 | 2062 | 2063 | 2064 |  |  | Differential NPV $M |  | Differential NPV $M (adjusted for COD of Selected Project) | Differntial NPV $/MW | NPV of Transmission Avoided Costs for Selected Project
Area I Projects:
Amagansett Conversion 33 kV | 2030 |  |  | 0 | 0 | 0 | 0 | 0 | 0 | 0 | 0 | 0 | 0 | 0 | 0 | 0 | 0 | 0 | 0 | 0 | 0 | 0 | 0 | 0 | 0 | 0 | 0 | 0 | 0 | 0 | 0 | 0 | 0 | 0 | 0 | 0 | 0 | 0 | 0 | 0 | 0 | 0 | 0 | 0 | 0 | 0 | 0 | 0 | 0 | 0 | 0 | 0 |  |  | 0 |  | 0 | 0 | 0
East Hampton Conversion 33 kV | 2030 |  |  | 0 | 0 | 0 | 0 | 0 | 0 | 0 | 0 | 0 | 0 | 0 | 0 | 0 | 0 | 0 | 0 | 0 | 0 | 0 | 0 | 0 | 0 | 0 | 0 | 0 | 0 | 0 | 0 | 0 | 0 | 0 | 0 | 0 | 0 | 0 | 0 | 0 | 0 | 0 | 0 | 0 | 0 | 0 | 0 | 0 | 0 | 0 | 0 | 0 |  |  | 0 |  | 0 | 0 | 0
Buell Conversion 33 kV | 2030 |  |  | 0 | 0 | 0 | 0 | 0 | 0 | 0 | 0 | 0 | 0 | 0 | 0 | 0 | 0 | 0 | 0 | 0 | 0 | 0 | 0 | 0 | 0 | 0 | 0 | 0 | 0 | 0 | 0 | 0 | 0 | 0 | 0 | 0 | 0 | 0 | 0 | 0 | 0 | 0 | 0 | 0 | 0 | 0 | 0 | 0 | 0 | 0 | 0 | 0 |  |  | 0 |  | 0 | 0 | 0
Hither Hills Conversion to 33 kV | 2030 |  |  | 0 | 0 | 0 | 0 | 0 | 0 | 0 | 0 | 0 | 0 | 0 | 0 | 0 | 0 | 0 | 0 | 0 | 0 | 0 | 0 | 0 | 0 | 0 | 0 | 0 | 0 | 0 | 0 | 0 | 0 | 0 | 0 | 0 | 0 | 0 | 0 | 0 | 0 | 0 | 0 | 0 | 0 | 0 | 0 | 0 | 0 | 0 | 0 | 0 |  |  | 0 |  | 0 | 0 | 0
Culloden Pt Conversion to 33 kV | 2030 |  |  | 0 | 0 | 0 | 0 | 0 | 0 | 0 | 0 | 0 | 0 | 0 | 0 | 0 | 0 | 0 | 0 | 0 | 0 | 0 | 0 | 0 | 0 | 0 | 0 | 0 | 0 | 0 | 0 | 0 | 0 | 0 | 0 | 0 | 0 | 0 | 0 | 0 | 0 | 0 | 0 | 0 | 0 | 0 | 0 | 0 | 0 | 0 | 0 | 0 |  |  | 0 |  | 0 | 0 | 0
[59 empty] | 0 | =Area I Portion
Area II Projects: | [58 empty] | 8602646.3076 | =Area I+II+III Portions
Bridgehampton - Buell New 69 kV UG Cable | 2026 |  |  | 0 | 0 | 0 | 0 | 0 | 0 | 0 | 0 | 0 | 0 | 0 | 0 | 0 | 0 | 0 | 0 | 0 | 0 | 0 | 0 | 0 | 0 | 0 | 0 | 0 | 0 | 0 | 0 | 0 | 0 | 0 | 0 | 0 | 0 | 0 | 0 | 0 | 0 | 0 | 0 | 0 | 0 | 0 | 0 | 0 | 0 | 0 | 0 | 0 |  |  | 0 |  | 0 | 0 | 0
[59 empty] | 0 | =Area II Portion
Area III Projects: | [58 empty] | 8602646.3076 | =Area II+III Portions
New Canal - Southampton Cable | 2023 |  |  | 0 | 4.5863 | 4.5863 | 4.5863 | 4.5863 | 4.5863 | 4.5863 | -0.88999 | -0.88999 | -0.88999 | -0.88999 | -0.88999 | -0.88999 | -0.88999 | -0.88999 | -0.88999 | -0.88999 | -0.88999 | -0.88999 | -0.88999 | -0.88999 | -0.88999 | -0.88999 | -0.88999 | -0.88999 | -0.88999 | -0.88999 | -0.88999 | -0.88999 | -0.88999 | -0.88999 | -0.88999 | -0.88999 | -0.88999 | -0.88999 | -0.88999 | -5.4763 | -5.4763 | -5.4763 | -5.4763 | -5.4763 | -5.4763 | 0 | 0 | 0 | 0 | 0 | 0 | 0 |  |  | 8.9667 |  | 0 | 0 | 0
Upgrade Wildwood - Riverhead to 138 kV | 2022 |  |  | 0 | 0.93922 | 0.93922 | 0.93922 | 0.93922 | 0.93922 | -0.14959 | -0.14959 | -0.14959 | -0.14959 | -0.14959 | -0.14959 | -0.14959 | -0.14959 | -0.14959 | -0.14959 | -0.14959 | -0.14959 | -0.14959 | -0.14959 | -0.14959 | -0.14959 | -0.14959 | -0.14959 | -0.14959 | -0.14959 | -0.14959 | -0.14959 | -0.14959 | -0.14959 | -0.14959 | -0.14959 | -0.14959 | -0.14959 | -0.14959 | -0.14959 | -1.0888 | -1.0888 | -1.0888 | -1.0888 | -1.0888 | 0 | 0 | 0 | 0 | 0 | 0 | 0 | 0 |  |  | 1.5483 |  | 0 | 0 | 0
Riverhead Canal 2nd Line and Bank | 2023 |  |  | 0 | 16.6864 | 16.6864 | 16.6864 | 16.6864 | 16.6864 | 16.6864 | -3.238 | -3.238 | -3.238 | -3.238 | -3.238 | -3.238 | -3.238 | -3.238 | -3.238 | -3.238 | -3.238 | -3.238 | -3.238 | -3.238 | -3.238 | -3.238 | -3.238 | -3.238 | -3.238 | -3.238 | -3.238 | -3.238 | -3.238 | -3.238 | -3.238 | -3.238 | -3.238 | -3.238 | -3.238 | -19.9245 | -19.9245 | -19.9245 | -19.9245 | -19.9245 | -19.9245 | 0 | 0 | 0 | 0 | 0 | 0 | 0 |  |  | 32.6235 |  | 0 | 0 | 0
Canal - Wainscott New 138 kV UG Cable | 2028 |  |  | 0 | 0 | 0 | 0 | 0 | 0 | 38.957 | 38.957 | 38.957 | 38.957 | 38.957 | 38.957 | -7.5597 | -7.5597 | -7.5597 | -7.5597 | -7.5597 | -7.5597 | -7.5597 | -7.5597 | -7.5597 | -7.5597 | -7.5597 | -7.5597 | -7.5597 | -7.5597 | -7.5597 | -7.5597 | -7.5597 | -7.5597 | -7.5597 | -7.5597 | -7.5597 | -7.5597 | -7.5597 | -7.5597 | -7.5597 | -7.5597 | -7.5597 | -7.5597 | -7.5597 | -46.5167 | -46.5167 | -46.5167 | -46.5167 | -46.5167 | -46.5167 | 0 | 0 |  |  | 58.276 |  | 58.276 | 925015.732 | 8602646.3076
[59 empty] | 8602646.3076 | =Area III Portion
Total - Area 3 Proposal, $Millions (unadjusted) |  |  |  | 0 | 22.212 | 22.212 | 22.212 | 22.212 | 22.212 | 60.0802 | 34.6794 | 34.6794 | 34.6794 | 34.6794 | 34.6794 | -11.8373 | -11.8373 | -11.8373 | -11.8373 | -11.8373 | -11.8373 | -11.8373 | -11.8373 | -11.8373 | -11.8373 | -11.8373 | -11.8373 | -11.8373 | -11.8373 | -11.8373 | -11.8373 | -11.8373 | -11.8373 | -11.8373 | -11.8373 | -11.8373 | -11.8373 | -11.8373 | -11.8373 | -34.0493 | -34.0493 | -34.0493 | -34.0493 | -34.0493 | -71.9175 | -46.5167 | -46.5167 | -46.5167 | -46.5167 | -46.5167 | 0 | 0 |  |  | 101.4144 |  |  | 925015.732 | 8602646.3076
$/MW-yr |  |  |  | 0 | 0 | 0 | 0 | 0 | 0 | 618364.8116 | 618364.8116 | 618364.8116 | 618364.8116 | 618364.8116 | 618364.8116 | -119995.1118 | -119995.1118 | -119995.1118 | -119995.1118 | -119995.1118 | -119995.1118 | -119995.1118 | -119995.1118 | -119995.1118 | -119995.1118 | -119995.1118 | -119995.1118 | -119995.1118 | -119995.1118 | -119995.1118 | -119995.1118 | -119995.1118 | -119995.1118 | -119995.1118 | -119995.1118 | -119995.1118 | -119995.1118 | -119995.1118 | -119995.1118 | -119995.1118 | -119995.1118 | -119995.1118 | -119995.1118 | -119995.1118 | -738359.9234 | -738359.9234 | -738359.9234 | -738359.9234 | -738359.9234 | -738359.9234 | 0 | 0
$Millions (adjusted) |  |  |  | 0 | 0 | 0 | 0 | 0 | 0 | 5.7508 | 5.7508 | 5.7508 | 5.7508 | 5.7508 | 5.7508 | -1.116 | -1.116 | -1.116 | -1.116 | -1.116 | -1.116 | -1.116 | -1.116 | -1.116 | -1.116 | -1.116 | -1.116 | -1.116 | -1.116 | -1.116 | -1.116 | -1.116 | -1.116 | -1.116 | -1.116 | -1.116 | -1.116 | -1.116 | -1.116 | -1.116 | -1.116 | -1.116 | -1.116 | -1.116 | -6.8667 | -6.8667 | -6.8667 | -6.8667 | -6.8667 | -6.8667 | 0 | 0 |  |  | 8602.6463
Discount Factor (Relative to 1/1/2016) = |  |  |  | 0.94787 | 0.89845 | 0.85161 | 0.80722 | 0.76513 | 0.72525 | 0.68744 | 0.6516 | 0.61763 | 0.58543 | 0.55491 | 0.52598 | 0.49856 | 0.47257 | 0.44793 | 0.42458 | 0.40245 | 0.38147 | 0.36158 | 0.34273 | 0.32486 | 0.30793 | 0.29187 | 0.27666 | 0.26223 | 0.24856 | 0.2356 | 0.22332 | 0.21168 | 0.20064 | 0.19018 | 0.18027 | 0.17087 | 0.16196 | 0.15352 | 0.14552 | 0.13793 | 0.13074 | 0.12392 | 0.11746 | 0.11134 | 0.10554 | 0.10003 | 0.094818 | 0.089875 | 0.08519 | 0.080748 | 0.076539 | 0.072549
* Note: A positive (+) avoided cost in a given year represents a cost savings relative to not having a transmission project deferral.
Note on BH17: Todd Kantarek: Interconnection at Southampton Substation. No loss factor due to transmission side interconnection.

## PhII (FCE100-7.3MW)
Version |  | Based on PSEGLI file: "East End Utility 2_0_Economics_2014_10_13_r28_Sargent_Lundy.xlsx"
Annual Revenue Requirements (Millions of $s)
1) Reference (Transmission only) Case
Project | I/S Year | Investor | Capital (2015$s) | 2016 | 2017 | 2018 | 2019 | 2020 | 2021 | 2022 | 2023 | 2024 | 2025 | 2026 | 2027 | 2028 | 2029 | 2030 | 2031 | 2032 | 2033 | 2034 | 2035 | 2036 | 2037 | 2038 | 2039 | 2040 | 2041 | 2042 | 2043 | 2044 | 2045 | 2046 | 2047 | 2048 | 2049 | 2050 | 2051 | 2052 | 2053 | 2054 | 2055 | 2056 | 2057 | 2058 | 2059 | 2060 | 2061 | 2062 | 2063 | 2064 |  | NPV |  | Proposal Number = | FCE100
Transmission Reinforcement I | 2017 | PSEGLI | 197 | 0 | 24.0294 | 24.0294 | 24.0294 | 24.0294 | 24.0294 | 24.0294 | 24.0294 | 24.0294 | 24.0294 | 24.0294 | 24.0294 | 24.0294 | 24.0294 | 24.0294 | 24.0294 | 24.0294 | 24.0294 | 24.0294 | 24.0294 | 24.0294 | 24.0294 | 24.0294 | 24.0294 | 24.0294 | 24.0294 | 24.0294 | 24.0294 | 24.0294 | 24.0294 | 24.0294 | 24.0294 | 24.0294 | 24.0294 | 24.0294 | 24.0294 | [13 empty] | 35 | 350.5464 |  | Proposer Name = | FuelCell Energy, Inc.
Transmission Reinforcement II | 2018 | PSEGLI | 4.8 | 0 | 0 | 0.60305 | 0.60305 | 0.60305 | 0.60305 | 0.60305 | 0.60305 | 0.60305 | 0.60305 | 0.60305 | 0.60305 | 0.60305 | 0.60305 | 0.60305 | 0.60305 | 0.60305 | 0.60305 | 0.60305 | 0.60305 | 0.60305 | 0.60305 | 0.60305 | 0.60305 | 0.60305 | 0.60305 | 0.60305 | 0.60305 | 0.60305 | 0.60305 | 0.60305 | 0.60305 | 0.60305 | 0.60305 | 0.60305 | 0.60305 | 0.60305 | [12 empty] | 35 | 8.3388 |  | Proposal/Project = | Southampton Fuel Cell
Transmission Reinforcement III | 2019 | PSEGLI | 2.8 | 0 | 0 | 0 | 0.36233 | 0.36233 | 0.36233 | 0.36233 | 0.36233 | 0.36233 | 0.36233 | 0.36233 | 0.36233 | 0.36233 | 0.36233 | 0.36233 | 0.36233 | 0.36233 | 0.36233 | 0.36233 | 0.36233 | 0.36233 | 0.36233 | 0.36233 | 0.36233 | 0.36233 | 0.36233 | 0.36233 | 0.36233 | 0.36233 | 0.36233 | 0.36233 | 0.36233 | 0.36233 | 0.36233 | 0.36233 | 0.36233 | 0.36233 | 0.36233 | [11 empty] | 35 | 4.7491 |  | Option Number = | 2
Transmission Reinforcement IV | 2020 | PSEGLI | 33.2 | 0 | 0 | 0 | 0 | 4.4251 | 4.4251 | 4.4251 | 4.4251 | 4.4251 | 4.4251 | 4.4251 | 4.4251 | 4.4251 | 4.4251 | 4.4251 | 4.4251 | 4.4251 | 4.4251 | 4.4251 | 4.4251 | 4.4251 | 4.4251 | 4.4251 | 4.4251 | 4.4251 | 4.4251 | 4.4251 | 4.4251 | 4.4251 | 4.4251 | 4.4251 | 4.4251 | 4.4251 | 4.4251 | 4.4251 | 4.4251 | 4.4251 | 4.4251 | 4.4251 | [10 empty] | 35 | 54.9758 |  | Location = | 3
Transmission Reinforcement V | 2022 | PSEGLI | 275.5 | 0 | 0 | 0 | 0 | 0 | 0 | 38.957 | 38.957 | 38.957 | 38.957 | 38.957 | 38.957 | 38.957 | 38.957 | 38.957 | 38.957 | 38.957 | 38.957 | 38.957 | 38.957 | 38.957 | 38.957 | 38.957 | 38.957 | 38.957 | 38.957 | 38.957 | 38.957 | 38.957 | 38.957 | 38.957 | 38.957 | 38.957 | 38.957 | 38.957 | 38.957 | 38.957 | 38.957 | 38.957 | 38.957 | 38.957 | [8 empty] | 35 | 434.8353 |  | Technology = | Fuel Cell
[56 empty] | Interconnection Points = | Southampton - 69kV
Total |  |  | 513.3 | 0 | 24.0294 | 24.6325 | 24.9948 | 29.42 | 29.42 | 68.377 | 68.377 | 68.377 | 68.377 | 68.377 | 68.377 | 68.377 | 68.377 | 68.377 | 68.377 | 68.377 | 68.377 | 68.377 | 68.377 | 68.377 | 68.377 | 68.377 | 68.377 | 68.377 | 68.377 | 68.377 | 68.377 | 68.377 | 68.377 | 68.377 | 68.377 | 68.377 | 68.377 | 68.377 | 68.377 | 44.3475 | 43.7445 | 43.3821 | 38.957 | 38.957 | 0 | 0 | 0 | 0 | 0 | 0 | 0 | 0 |  | 853.4454 |  | Loss Factor = | 1
2016 NPV @ 5.5%, thru 2035 |  |  |  | 2016: 582.1416
2016 NPV @ 5.5%, thru 2056 |  |  |  | 2016: 853.4454 |  |  |  | MW Required by 2022 (cap) = | 15 | 33 | 15 | Output: NPV of Transmission Avoided Costs for Selected Project (see note*)
[57 empty] | Selected Project Inputs - Area 1 Portion | Selected Project Inputs - Area 2 Portion | Selected Project Inputs - Area 3 Portion | Area 1 | Area 2 | Area 3 | Total | check
[56 empty] | Project kW = | 0 | 0 | 7300
[55 empty] | Capped kW = | 7300 | 0 | 0 | 7300
[56 empty] | Project Area (1, 2, or 3) = | 1 | 2 | 3
[56 empty] | Proportion of Peak Hours Covered = | 100% | 100% | 100%
[55 empty] | Project COD = | 2018
[55 empty] | Effective kW = | 7300 |  |  |  | 0 | 0 | 6752614.8436 | 6752614.8436
[60 empty] | check | check | check
| I/S Year |  | Capital (2015$s) | 2016 | 2017 | 2018 | 2019 | 2020 | 2021 | 2022 | 2023 | 2024 | 2025 | 2026 | 2027 | 2028 | 2029 | 2030 | 2031 | 2032 | 2033 | 2034 | 2035 | 2036 | 2037 | 2038 | 2039 | 2040 | 2041 | 2042 | 2043 | 2044 | 2045 | 2046 | 2047 | 2048 | 2049 | 2050 | 2051 | 2052 | 2053 | 2054 | 2055 | 2056 | 2057 | 2058 | 2059 | 2060 | 2061 | 2062 | 2063 | 2064 |  | MW Required by 2022 | NPV Base $M | Differential NPV $M | Differential NPV $M (adjusted for COD of Selected Project) | Differntial NPV $/MW | NPV of Transmission Avoided Costs for Selected Project
Area I Projects: | [53 empty] | 15
Amagansett Conversion 33 kV | 2017 |  | 8 | 0 | 0.97582 | 0.97582 | 0.97582 | 0.97582 | 0.97582 | 0.97582 | 0.97582 | 0.97582 | 0.97582 | 0.97582 | 0.97582 | 0.97582 | 0.97582 | 0.97582 | 0.97582 | 0.97582 | 0.97582 | 0.97582 | 0.97582 | 0.97582 | 0.97582 | 0.97582 | 0.97582 | 0.97582 | 0.97582 | 0.97582 | 0.97582 | 0.97582 | 0.97582 | 0.97582 | 0.97582 | 0.97582 | 0.97582 | 0.97582 | 0.97582 | [13 empty] | 35 |  | 14.2354
East Hampton Conversion 33 kV | 2017 |  | 3.2 | 0 | 0.39033 | 0.39033 | 0.39033 | 0.39033 | 0.39033 | 0.39033 | 0.39033 | 0.39033 | 0.39033 | 0.39033 | 0.39033 | 0.39033 | 0.39033 | 0.39033 | 0.39033 | 0.39033 | 0.39033 | 0.39033 | 0.39033 | 0.39033 | 0.39033 | 0.39033 | 0.39033 | 0.39033 | 0.39033 | 0.39033 | 0.39033 | 0.39033 | 0.39033 | 0.39033 | 0.39033 | 0.39033 | 0.39033 | 0.39033 | 0.39033 | [13 empty] | 35 |  | 5.6942
Buell Conversion 33 kV | 2017 |  | 3.7 | 0 | 0.45131 | 0.45131 | 0.45131 | 0.45131 | 0.45131 | 0.45131 | 0.45131 | 0.45131 | 0.45131 | 0.45131 | 0.45131 | 0.45131 | 0.45131 | 0.45131 | 0.45131 | 0.45131 | 0.45131 | 0.45131 | 0.45131 | 0.45131 | 0.45131 | 0.45131 | 0.45131 | 0.45131 | 0.45131 | 0.45131 | 0.45131 | 0.45131 | 0.45131 | 0.45131 | 0.45131 | 0.45131 | 0.45131 | 0.45131 | 0.45131 | [13 empty] | 35 |  | 6.5839
Hither Hills Conversion to 33 kV | 2018 |  | 4.8 | 0 | 0 | 0.60305 | 0.60305 | 0.60305 | 0.60305 | 0.60305 | 0.60305 | 0.60305 | 0.60305 | 0.60305 | 0.60305 | 0.60305 | 0.60305 | 0.60305 | 0.60305 | 0.60305 | 0.60305 | 0.60305 | 0.60305 | 0.60305 | 0.60305 | 0.60305 | 0.60305 | 0.60305 | 0.60305 | 0.60305 | 0.60305 | 0.60305 | 0.60305 | 0.60305 | 0.60305 | 0.60305 | 0.60305 | 0.60305 | 0.60305 | 0.60305 | [12 empty] | 35 |  | 8.3388
Culloden Pt Conversion to 33 kV | 2019 |  | 2.8 | 0 | 0 | 0 | 0.36233 | 0.36233 | 0.36233 | 0.36233 | 0.36233 | 0.36233 | 0.36233 | 0.36233 | 0.36233 | 0.36233 | 0.36233 | 0.36233 | 0.36233 | 0.36233 | 0.36233 | 0.36233 | 0.36233 | 0.36233 | 0.36233 | 0.36233 | 0.36233 | 0.36233 | 0.36233 | 0.36233 | 0.36233 | 0.36233 | 0.36233 | 0.36233 | 0.36233 | 0.36233 | 0.36233 | 0.36233 | 0.36233 | 0.36233 | 0.36233 | [11 empty] | 35 |  | 4.7491
No Deferral |  |  | 22.5 |  | 1.8175 | 2.4205 | 2.7828 | 2.7828 | 2.7828 | 2.7828 | 2.7828 | 2.7828 | 2.7828 | 2.7828 | 2.7828 | 2.7828 | 2.7828 | 2.7828 | 2.7828 | 2.7828 | 2.7828 | 2.7828 | 2.7828 | 2.7828 | 2.7828 | 2.7828 | 2.7828 | 2.7828 | 2.7828 | 2.7828 | 2.7828 | 2.7828 | 2.7828 | 2.7828 | 2.7828 | 2.7828 | 2.7828 | 2.7828 | 2.7828 | 0.96539 | 0.36233 | 0 | 0 | 0 | [10 empty] | 39.6013
Amagansett Conversion 33 kV | 2030 |  | 8 | [14 empty] | 1.433 | 1.433 | 1.433 | 1.433 | 1.433 | 1.433 | 1.433 | 1.433 | 1.433 | 1.433 | 1.433 | 1.433 | 1.433 | 1.433 | 1.433 | 1.433 | 1.433 | 1.433 | 1.433 | 1.433 | 1.433 | 1.433 | 1.433 | 1.433 | 1.433 | 1.433 | 1.433 | 1.433 | 1.433 | 1.433 | 1.433 | 1.433 | 1.433 | 1.433 | 1.433 | 35 |  | 10.4225 | 3.8129 | 0 | 0 | 0
East Hampton Conversion 33 kV | 2030 |  | 3.2 | [14 empty] | 0.57321 | 0.57321 | 0.57321 | 0.57321 | 0.57321 | 0.57321 | 0.57321 | 0.57321 | 0.57321 | 0.57321 | 0.57321 | 0.57321 | 0.57321 | 0.57321 | 0.57321 | 0.57321 | 0.57321 | 0.57321 | 0.57321 | 0.57321 | 0.57321 | 0.57321 | 0.57321 | 0.57321 | 0.57321 | 0.57321 | 0.57321 | 0.57321 | 0.57321 | 0.57321 | 0.57321 | 0.57321 | 0.57321 | 0.57321 | 0.57321 | 35 |  | 4.169 | 1.5252 | 0 | 0 | 0
Buell Conversion 33 kV | 2030 |  | 3.7 | [14 empty] | 0.66277 | 0.66277 | 0.66277 | 0.66277 | 0.66277 | 0.66277 | 0.66277 | 0.66277 | 0.66277 | 0.66277 | 0.66277 | 0.66277 | 0.66277 | 0.66277 | 0.66277 | 0.66277 | 0.66277 | 0.66277 | 0.66277 | 0.66277 | 0.66277 | 0.66277 | 0.66277 | 0.66277 | 0.66277 | 0.66277 | 0.66277 | 0.66277 | 0.66277 | 0.66277 | 0.66277 | 0.66277 | 0.66277 | 0.66277 | 0.66277 | 35 |  | 4.8204 | 1.7635 | 0 | 0 | 0
Hither Hills Conversion to 33 kV | 2030 |  | 4.8 | [14 empty] | 0.85981 | 0.85981 | 0.85981 | 0.85981 | 0.85981 | 0.85981 | 0.85981 | 0.85981 | 0.85981 | 0.85981 | 0.85981 | 0.85981 | 0.85981 | 0.85981 | 0.85981 | 0.85981 | 0.85981 | 0.85981 | 0.85981 | 0.85981 | 0.85981 | 0.85981 | 0.85981 | 0.85981 | 0.85981 | 0.85981 | 0.85981 | 0.85981 | 0.85981 | 0.85981 | 0.85981 | 0.85981 | 0.85981 | 0.85981 | 0.85981 | 35 |  | 6.2535 | 2.0853 | 2.0853 | 139022.8879 | 1014867.0819
Culloden Pt Conversion to 33 kV | 2030 |  | 2.8 | [14 empty] | 0.50156 | 0.50156 | 0.50156 | 0.50156 | 0.50156 | 0.50156 | 0.50156 | 0.50156 | 0.50156 | 0.50156 | 0.50156 | 0.50156 | 0.50156 | 0.50156 | 0.50156 | 0.50156 | 0.50156 | 0.50156 | 0.50156 | 0.50156 | 0.50156 | 0.50156 | 0.50156 | 0.50156 | 0.50156 | 0.50156 | 0.50156 | 0.50156 | 0.50156 | 0.50156 | 0.50156 | 0.50156 | 0.50156 | 0.50156 | 0.50156 | 35 |  | 3.6479 | 1.1012 | 1.1012 | 73412.135 | 535908.5855
Deferral to Indicated Year |  |  | 22.5 | [6 empty] | 0 | 0 | 0 | 0 | 0 | 0 | 0 | 0 | 4.0304 | 4.0304 | 4.0304 | 4.0304 | 4.0304 | 4.0304 | 4.0304 | 4.0304 | 4.0304 | 4.0304 | 4.0304 | 4.0304 | 4.0304 | 4.0304 | 4.0304 | 4.0304 | 4.0304 | 4.0304 | 4.0304 | 4.0304 | 4.0304 | 4.0304 | 4.0304 | 4.0304 | 4.0304 | 4.0304 | 4.0304 | 4.0304 | 4.0304 | 4.0304 | 4.0304 | 4.0304 | 4.0304 | 4.0304 | 4.0304 | 35 |  | 29.3132 | 10.2881 | 3.1865 | 212435.0229 | 1550775.6674 | =Area I Portion
[59 empty] | 9423906.9736 | =Area I+II+III Portions
Annual Avoided Costs for Deferral to Indicated Year:
Amagansett Conversion 33 kV | 2030 |  |  | 0 | 0.97582 | 0.97582 | 0.97582 | 0.97582 | 0.97582 | 0.97582 | 0.97582 | 0.97582 | 0.97582 | 0.97582 | 0.97582 | 0.97582 | 0.97582 | -0.4572 | -0.4572 | -0.4572 | -0.4572 | -0.4572 | -0.4572 | -0.4572 | -0.4572 | -0.4572 | -0.4572 | -0.4572 | -0.4572 | -0.4572 | -0.4572 | -0.4572 | -0.4572 | -0.4572 | -0.4572 | -0.4572 | -0.4572 | -0.4572 | -0.4572 | -1.433 | -1.433 | -1.433 | -1.433 | -1.433 | -1.433 | -1.433 | -1.433 | -1.433 | -1.433 | -1.433 | -1.433 | -1.433 | 35 |  |  | 3.8129
East Hampton Conversion 33 kV | 2030 |  |  | 0 | 0.39033 | 0.39033 | 0.39033 | 0.39033 | 0.39033 | 0.39033 | 0.39033 | 0.39033 | 0.39033 | 0.39033 | 0.39033 | 0.39033 | 0.39033 | -0.18288 | -0.18288 | -0.18288 | -0.18288 | -0.18288 | -0.18288 | -0.18288 | -0.18288 | -0.18288 | -0.18288 | -0.18288 | -0.18288 | -0.18288 | -0.18288 | -0.18288 | -0.18288 | -0.18288 | -0.18288 | -0.18288 | -0.18288 | -0.18288 | -0.18288 | -0.57321 | -0.57321 | -0.57321 | -0.57321 | -0.57321 | -0.57321 | -0.57321 | -0.57321 | -0.57321 | -0.57321 | -0.57321 | -0.57321 | -0.57321 | 35 |  |  | 1.5252
Buell Conversion 33 kV | 2030 |  |  | 0 | 0.45131 | 0.45131 | 0.45131 | 0.45131 | 0.45131 | 0.45131 | 0.45131 | 0.45131 | 0.45131 | 0.45131 | 0.45131 | 0.45131 | 0.45131 | -0.21146 | -0.21146 | -0.21146 | -0.21146 | -0.21146 | -0.21146 | -0.21146 | -0.21146 | -0.21146 | -0.21146 | -0.21146 | -0.21146 | -0.21146 | -0.21146 | -0.21146 | -0.21146 | -0.21146 | -0.21146 | -0.21146 | -0.21146 | -0.21146 | -0.21146 | -0.66277 | -0.66277 | -0.66277 | -0.66277 | -0.66277 | -0.66277 | -0.66277 | -0.66277 | -0.66277 | -0.66277 | -0.66277 | -0.66277 | -0.66277 | 35 |  |  | 1.7635
Hither Hills Conversion to 33 kV | 2030 |  |  | 0 | 0 | 0.60305 | 0.60305 | 0.60305 | 0.60305 | 0.60305 | 0.60305 | 0.60305 | 0.60305 | 0.60305 | 0.60305 | 0.60305 | 0.60305 | -0.25676 | -0.25676 | -0.25676 | -0.25676 | -0.25676 | -0.25676 | -0.25676 | -0.25676 | -0.25676 | -0.25676 | -0.25676 | -0.25676 | -0.25676 | -0.25676 | -0.25676 | -0.25676 | -0.25676 | -0.25676 | -0.25676 | -0.25676 | -0.25676 | -0.25676 | -0.25676 | -0.85981 | -0.85981 | -0.85981 | -0.85981 | -0.85981 | -0.85981 | -0.85981 | -0.85981 | -0.85981 | -0.85981 | -0.85981 | -0.85981 | 35 |  |  | 2.0853
Culloden Pt Conversion to 33 kV | 2030 |  |  | 0 | 0 | 0 | 0.36233 | 0.36233 | 0.36233 | 0.36233 | 0.36233 | 0.36233 | 0.36233 | 0.36233 | 0.36233 | 0.36233 | 0.36233 | -0.13922 | -0.13922 | -0.13922 | -0.13922 | -0.13922 | -0.13922 | -0.13922 | -0.13922 | -0.13922 | -0.13922 | -0.13922 | -0.13922 | -0.13922 | -0.13922 | -0.13922 | -0.13922 | -0.13922 | -0.13922 | -0.13922 | -0.13922 | -0.13922 | -0.13922 | -0.13922 | -0.13922 | -0.50156 | -0.50156 | -0.50156 | -0.50156 | -0.50156 | -0.50156 | -0.50156 | -0.50156 | -0.50156 | -0.50156 | -0.50156 | 35 |  |  | 1.1012
Area II Projects: | [53 empty] | 33
Bridgehampton - Buell New 69 kV UG Cable | 2020 |  | 33.2 | 0 | 0 | 0 | 0 | 4.4251 | 4.4251 | 4.4251 | 4.4251 | 4.4251 | 4.4251 | 4.4251 | 4.4251 | 4.4251 | 4.4251 | 4.4251 | 4.4251 | 4.4251 | 4.4251 | 4.4251 | 4.4251 | 4.4251 | 4.4251 | 4.4251 | 4.4251 | 4.4251 | 4.4251 | 4.4251 | 4.4251 | 4.4251 | 4.4251 | 4.4251 | 4.4251 | 4.4251 | 4.4251 | 4.4251 | 4.4251 | 4.4251 | 4.4251 | 4.4251 | [10 empty] | 35 |  | 54.9758
No Deferral |  |  | 33.2 |  | 0 | 0 | 0 | 4.4251 | 4.4251 | 4.4251 | 4.4251 | 4.4251 | 4.4251 | 4.4251 | 4.4251 | 4.4251 | 4.4251 | 4.4251 | 4.4251 | 4.4251 | 4.4251 | 4.4251 | 4.4251 | 4.4251 | 4.4251 | 4.4251 | 4.4251 | 4.4251 | 4.4251 | 4.4251 | 4.4251 | 4.4251 | 4.4251 | 4.4251 | 4.4251 | 4.4251 | 4.4251 | 4.4251 | 4.4251 | 4.4251 | 4.4251 | 4.4251 | [10 empty] | 35 |  | 54.9758
Bridgehampton - Buell New 69 kV UG Cable | 2026 |  | 33.2 | [10 empty] | 5.2839 | 5.2839 | 5.2839 | 5.2839 | 5.2839 | 5.2839 | 5.2839 | 5.2839 | 5.2839 | 5.2839 | 5.2839 | 5.2839 | 5.2839 | 5.2839 | 5.2839 | 5.2839 | 5.2839 | 5.2839 | 5.2839 | 5.2839 | 5.2839 | 5.2839 | 5.2839 | 5.2839 | 5.2839 | 5.2839 | 5.2839 | 5.2839 | 5.2839 | 5.2839 | 5.2839 | 5.2839 | 5.2839 | 5.2839 | 5.2839 |  |  |  |  | 35 |  | 47.608 | 7.3678 | 7.3678 | 153495.4058 | 1120516.4625
Deferral to Indicated Year |  |  | 33.2 | [6 empty] | 0 | 0 | 0 | 0 | 5.2839 | 5.2839 | 5.2839 | 5.2839 | 5.2839 | 5.2839 | 5.2839 | 5.2839 | 5.2839 | 5.2839 | 5.2839 | 5.2839 | 5.2839 | 5.2839 | 5.2839 | 5.2839 | 5.2839 | 5.2839 | 5.2839 | 5.2839 | 5.2839 | 5.2839 | 5.2839 | 5.2839 | 5.2839 | 5.2839 | 5.2839 | 5.2839 | 5.2839 | 5.2839 | 5.2839 | 5.2839 | 5.2839 | 5.2839 | 5.2839 |  |  |  |  | 35 |  | 47.608 | 7.3678 | 7.3678 | 153495.4058 | 1120516.4625 | =Area II Portion
[59 empty] | 7873131.3062 | =Area II+III Portions
Annual Avoided Costs for Deferral to Indicated Year:
Bridgehampton - Buell New 69 kV UG Cable | 2026 |  |  | 0 | 0 | 0 | 0 | 4.4251 | 4.4251 | 4.4251 | 4.4251 | 4.4251 | 4.4251 | -0.85871 | -0.85871 | -0.85871 | -0.85871 | -0.85871 | -0.85871 | -0.85871 | -0.85871 | -0.85871 | -0.85871 | -0.85871 | -0.85871 | -0.85871 | -0.85871 | -0.85871 | -0.85871 | -0.85871 | -0.85871 | -0.85871 | -0.85871 | -0.85871 | -0.85871 | -0.85871 | -0.85871 | -0.85871 | -0.85871 | -0.85871 | -0.85871 | -0.85871 | -5.2839 | -5.2839 | -5.2839 | -5.2839 | -5.2839 | -5.2839 |  |  |  |  | 35 |  |  | 7.3678
0
Area III Projects: | [52 empty] | 0 | 15
New Canal - Southampton Cable | 2017 |  | 37.6 | 0 | 4.5863 | 4.5863 | 4.5863 | 4.5863 | 4.5863 | 4.5863 | 4.5863 | 4.5863 | 4.5863 | 4.5863 | 4.5863 | 4.5863 | 4.5863 | 4.5863 | 4.5863 | 4.5863 | 4.5863 | 4.5863 | 4.5863 | 4.5863 | 4.5863 | 4.5863 | 4.5863 | 4.5863 | 4.5863 | 4.5863 | 4.5863 | 4.5863 | 4.5863 | 4.5863 | 4.5863 | 4.5863 | 4.5863 | 4.5863 | 4.5863 | [13 empty] | 35 |  | 66.9063
Upgrade Wildwood - Riverhead to 138 kV | 2017 |  | 7.7 | 0 | 0.93922 | 0.93922 | 0.93922 | 0.93922 | 0.93922 | 0.93922 | 0.93922 | 0.93922 | 0.93922 | 0.93922 | 0.93922 | 0.93922 | 0.93922 | 0.93922 | 0.93922 | 0.93922 | 0.93922 | 0.93922 | 0.93922 | 0.93922 | 0.93922 | 0.93922 | 0.93922 | 0.93922 | 0.93922 | 0.93922 | 0.93922 | 0.93922 | 0.93922 | 0.93922 | 0.93922 | 0.93922 | 0.93922 | 0.93922 | 0.93922 | [13 empty] | 35 |  | 13.7016
Riverhead Canal 2nd Line and Bank | 2017 |  | 136.8 | 0 | 16.6864 | 16.6864 | 16.6864 | 16.6864 | 16.6864 | 16.6864 | 16.6864 | 16.6864 | 16.6864 | 16.6864 | 16.6864 | 16.6864 | 16.6864 | 16.6864 | 16.6864 | 16.6864 | 16.6864 | 16.6864 | 16.6864 | 16.6864 | 16.6864 | 16.6864 | 16.6864 | 16.6864 | 16.6864 | 16.6864 | 16.6864 | 16.6864 | 16.6864 | 16.6864 | 16.6864 | 16.6864 | 16.6864 | 16.6864 | 16.6864 | [13 empty] | 35 |  | 243.4251
Canal - Wainscott New 138 kV UG Cable | 2022 |  | 275.5 | 0 | 0 | 0 | 0 | 0 | 0 | 38.957 | 38.957 | 38.957 | 38.957 | 38.957 | 38.957 | 38.957 | 38.957 | 38.957 | 38.957 | 38.957 | 38.957 | 38.957 | 38.957 | 38.957 | 38.957 | 38.957 | 38.957 | 38.957 | 38.957 | 38.957 | 38.957 | 38.957 | 38.957 | 38.957 | 38.957 | 38.957 | 38.957 | 38.957 | 38.957 | 38.957 | 38.957 | 38.957 | 38.957 | 38.957 | [8 empty] | 35 |  | 434.8353
No Deferral |  |  | 457.6 |  | 22.212 | 22.212 | 22.212 | 22.212 | 22.212 | 61.169 | 61.169 | 61.169 | 61.169 | 61.169 | 61.169 | 61.169 | 61.169 | 61.169 | 61.169 | 61.169 | 61.169 | 61.169 | 61.169 | 61.169 | 61.169 | 61.169 | 61.169 | 61.169 | 61.169 | 61.169 | 61.169 | 61.169 | 61.169 | 61.169 | 61.169 | 61.169 | 61.169 | 61.169 | 61.169 | 38.957 | 38.957 | 38.957 | 38.957 | 38.957 | [10 empty] | 758.8683
New Canal - Southampton Cable | 2023 |  | 37.6 | [7 empty] | 5.4763 | 5.4763 | 5.4763 | 5.4763 | 5.4763 | 5.4763 | 5.4763 | 5.4763 | 5.4763 | 5.4763 | 5.4763 | 5.4763 | 5.4763 | 5.4763 | 5.4763 | 5.4763 | 5.4763 | 5.4763 | 5.4763 | 5.4763 | 5.4763 | 5.4763 | 5.4763 | 5.4763 | 5.4763 | 5.4763 | 5.4763 | 5.4763 | 5.4763 | 5.4763 | 5.4763 | 5.4763 | 5.4763 | 5.4763 | 5.4763 | [7 empty] | 35 |  | 57.9396 | 8.9667 | 0 | 0 | 0
Upgrade Wildwood - Riverhead to 138 kV | 2022 |  | 7.7 | [6 empty] | 1.0888 | 1.0888 | 1.0888 | 1.0888 | 1.0888 | 1.0888 | 1.0888 | 1.0888 | 1.0888 | 1.0888 | 1.0888 | 1.0888 | 1.0888 | 1.0888 | 1.0888 | 1.0888 | 1.0888 | 1.0888 | 1.0888 | 1.0888 | 1.0888 | 1.0888 | 1.0888 | 1.0888 | 1.0888 | 1.0888 | 1.0888 | 1.0888 | 1.0888 | 1.0888 | 1.0888 | 1.0888 | 1.0888 | 1.0888 | 1.0888 | [8 empty] | 35 |  | 12.1533 | 1.5483 | 0 | 0 | 0
Riverhead Canal 2nd Line and Bank | 2023 |  | 136.8 | [7 empty] | 19.9245 | 19.9245 | 19.9245 | 19.9245 | 19.9245 | 19.9245 | 19.9245 | 19.9245 | 19.9245 | 19.9245 | 19.9245 | 19.9245 | 19.9245 | 19.9245 | 19.9245 | 19.9245 | 19.9245 | 19.9245 | 19.9245 | 19.9245 | 19.9245 | 19.9245 | 19.9245 | 19.9245 | 19.9245 | 19.9245 | 19.9245 | 19.9245 | 19.9245 | 19.9245 | 19.9245 | 19.9245 | 19.9245 | 19.9245 | 19.9245 | [7 empty] | 35 |  | 210.8017 | 32.6235 | 0 | 0 | 0
Canal - Wainscott New 138 kV UG Cable | 2028 |  | 275.5 | [12 empty] | 46.5167 | 46.5167 | 46.5167 | 46.5167 | 46.5167 | 46.5167 | 46.5167 | 46.5167 | 46.5167 | 46.5167 | 46.5167 | 46.5167 | 46.5167 | 46.5167 | 46.5167 | 46.5167 | 46.5167 | 46.5167 | 46.5167 | 46.5167 | 46.5167 | 46.5167 | 46.5167 | 46.5167 | 46.5167 | 46.5167 | 46.5167 | 46.5167 | 46.5167 | 46.5167 | 46.5167 | 46.5167 | 46.5167 | 46.5167 | 46.5167 |  |  | 35 |  | 376.5593 | 58.276 | 58.276 | 925015.732 | 6752614.8436
Deferral to Indicated Year |  |  | 457.6 | [6 empty] | 1.0888 | 26.4896 | 26.4896 | 26.4896 | 26.4896 | 26.4896 | 73.0063 | 73.0063 | 73.0063 | 73.0063 | 73.0063 | 73.0063 | 73.0063 | 73.0063 | 73.0063 | 73.0063 | 73.0063 | 73.0063 | 73.0063 | 73.0063 | 73.0063 | 73.0063 | 73.0063 | 73.0063 | 73.0063 | 73.0063 | 73.0063 | 73.0063 | 73.0063 | 73.0063 | 73.0063 | 73.0063 | 73.0063 | 73.0063 | 73.0063 | 71.9175 | 46.5167 | 46.5167 | 46.5167 | 46.5167 | 46.5167 |  |  | 41 |  | 657.4539 | 101.4144 | 58.276 | 925015.732 | 6752614.8436 | =Area III Portion
[59 empty] | 6752614.8436 | =Area III Portion
Annual Avoided Costs for Deferral to Indicated Year:
New Canal - Southampton Cable | 2023 |  |  | 0 | 4.5863 | 4.5863 | 4.5863 | 4.5863 | 4.5863 | 4.5863 | -0.88999 | -0.88999 | -0.88999 | -0.88999 | -0.88999 | -0.88999 | -0.88999 | -0.88999 | -0.88999 | -0.88999 | -0.88999 | -0.88999 | -0.88999 | -0.88999 | -0.88999 | -0.88999 | -0.88999 | -0.88999 | -0.88999 | -0.88999 | -0.88999 | -0.88999 | -0.88999 | -0.88999 | -0.88999 | -0.88999 | -0.88999 | -0.88999 | -0.88999 | -5.4763 | -5.4763 | -5.4763 | -5.4763 | -5.4763 | -5.4763 | 0 | 0 | 0 | 0 | 0 |  |  | 35 |  |  | 8.9667
Upgrade Wildwood - Riverhead to 138 kV | 2022 |  |  | 0 | 0.93922 | 0.93922 | 0.93922 | 0.93922 | 0.93922 | -0.14959 | -0.14959 | -0.14959 | -0.14959 | -0.14959 | -0.14959 | -0.14959 | -0.14959 | -0.14959 | -0.14959 | -0.14959 | -0.14959 | -0.14959 | -0.14959 | -0.14959 | -0.14959 | -0.14959 | -0.14959 | -0.14959 | -0.14959 | -0.14959 | -0.14959 | -0.14959 | -0.14959 | -0.14959 | -0.14959 | -0.14959 | -0.14959 | -0.14959 | -0.14959 | -1.0888 | -1.0888 | -1.0888 | -1.0888 | -1.0888 | 0 | 0 | 0 | 0 | 0 | 0 |  |  | 35 |  |  | 1.5483
Riverhead Canal 2nd Line and Bank | 2023 |  |  | 0 | 16.6864 | 16.6864 | 16.6864 | 16.6864 | 16.6864 | 16.6864 | -3.238 | -3.238 | -3.238 | -3.238 | -3.238 | -3.238 | -3.238 | -3.238 | -3.238 | -3.238 | -3.238 | -3.238 | -3.238 | -3.238 | -3.238 | -3.238 | -3.238 | -3.238 | -3.238 | -3.238 | -3.238 | -3.238 | -3.238 | -3.238 | -3.238 | -3.238 | -3.238 | -3.238 | -3.238 | -19.9245 | -19.9245 | -19.9245 | -19.9245 | -19.9245 | -19.9245 | 0 | 0 | 0 | 0 | 0 |  |  | 35 |  |  | 32.6235
Canal - Wainscott New 138 kV UG Cable | 2028 |  |  | 0 | 0 | 0 | 0 | 0 | 0 | 38.957 | 38.957 | 38.957 | 38.957 | 38.957 | 38.957 | -7.5597 | -7.5597 | -7.5597 | -7.5597 | -7.5597 | -7.5597 | -7.5597 | -7.5597 | -7.5597 | -7.5597 | -7.5597 | -7.5597 | -7.5597 | -7.5597 | -7.5597 | -7.5597 | -7.5597 | -7.5597 | -7.5597 | -7.5597 | -7.5597 | -7.5597 | -7.5597 | -7.5597 | -7.5597 | -7.5597 | -7.5597 | -7.5597 | -7.5597 | -46.5167 | -46.5167 | -46.5167 | -46.5167 | -46.5167 | -46.5167 | [5 empty] | 58.276
Total - All Areas (No Deferrals,$Millions) |  |  | 513.3 |  | 24.0294 | 24.6325 | 24.9948 | 29.42 | 29.42 | 68.377 | 68.377 | 68.377 | 68.377 | 68.377 | 68.377 | 68.377 | 68.377 | 68.377 | 68.377 | 68.377 | 68.377 | 68.377 | 68.377 | 68.377 | 68.377 | 68.377 | 68.377 | 68.377 | 68.377 | 68.377 | 68.377 | 68.377 | 68.377 | 68.377 | 68.377 | 68.377 | 68.377 | 68.377 | 68.377 | 44.3475 | 43.7445 | 43.3821 | 38.957 | 38.957 | 0 | 0 | 0 | 0 | 0 | 0 | 0 | 0 |  | 63 | 853.4454 | 119.0703 | = max. total avoided cost in portfolio
Annual Avoided Costs for Deferrals - Area 1 Proposal: (see note*) | Deferral Year |  |  | 2016 | 2017 | 2018 | 2019 | 2020 | 2021 | 2022 | 2023 | 2024 | 2025 | 2026 | 2027 | 2028 | 2029 | 2030 | 2031 | 2032 | 2033 | 2034 | 2035 | 2036 | 2037 | 2038 | 2039 | 2040 | 2041 | 2042 | 2043 | 2044 | 2045 | 2046 | 2047 | 2048 | 2049 | 2050 | 2051 | 2052 | 2053 | 2054 | 2055 | 2056 | 2057 | 2058 | 2059 | 2060 | 2061 | 2062 | 2063 | 2064 |  |  | Differential NPV $M |  | Differential NPV $M (adjusted for COD of Selected Project) | Differntial NPV $/MW | NPV of Transmission Avoided Costs for Selected Project
Area I Projects:
Amagansett Conversion 33 kV | 2030 |  |  | 0 | 0.97582 | 0.97582 | 0.97582 | 0.97582 | 0.97582 | 0.97582 | 0.97582 | 0.97582 | 0.97582 | 0.97582 | 0.97582 | 0.97582 | 0.97582 | -0.4572 | -0.4572 | -0.4572 | -0.4572 | -0.4572 | -0.4572 | -0.4572 | -0.4572 | -0.4572 | -0.4572 | -0.4572 | -0.4572 | -0.4572 | -0.4572 | -0.4572 | -0.4572 | -0.4572 | -0.4572 | -0.4572 | -0.4572 | -0.4572 | -0.4572 | -1.433 | -1.433 | -1.433 | -1.433 | -1.433 | -1.433 | -1.433 | -1.433 | -1.433 | -1.433 | -1.433 | -1.433 | -1.433 |  |  | 3.8129 |  | 0 | 0 | 0
East Hampton Conversion 33 kV | 2030 |  |  | 0 | 0.39033 | 0.39033 | 0.39033 | 0.39033 | 0.39033 | 0.39033 | 0.39033 | 0.39033 | 0.39033 | 0.39033 | 0.39033 | 0.39033 | 0.39033 | -0.18288 | -0.18288 | -0.18288 | -0.18288 | -0.18288 | -0.18288 | -0.18288 | -0.18288 | -0.18288 | -0.18288 | -0.18288 | -0.18288 | -0.18288 | -0.18288 | -0.18288 | -0.18288 | -0.18288 | -0.18288 | -0.18288 | -0.18288 | -0.18288 | -0.18288 | -0.57321 | -0.57321 | -0.57321 | -0.57321 | -0.57321 | -0.57321 | -0.57321 | -0.57321 | -0.57321 | -0.57321 | -0.57321 | -0.57321 | -0.57321 |  |  | 1.5252 |  | 0 | 0 | 0
Buell Conversion 33 kV | 2030 |  |  | 0 | 0.45131 | 0.45131 | 0.45131 | 0.45131 | 0.45131 | 0.45131 | 0.45131 | 0.45131 | 0.45131 | 0.45131 | 0.45131 | 0.45131 | 0.45131 | -0.21146 | -0.21146 | -0.21146 | -0.21146 | -0.21146 | -0.21146 | -0.21146 | -0.21146 | -0.21146 | -0.21146 | -0.21146 | -0.21146 | -0.21146 | -0.21146 | -0.21146 | -0.21146 | -0.21146 | -0.21146 | -0.21146 | -0.21146 | -0.21146 | -0.21146 | -0.66277 | -0.66277 | -0.66277 | -0.66277 | -0.66277 | -0.66277 | -0.66277 | -0.66277 | -0.66277 | -0.66277 | -0.66277 | -0.66277 | -0.66277 |  |  | 1.7635 |  | 0 | 0 | 0
Hither Hills Conversion to 33 kV | 2030 |  |  | 0 | 0 | 0.60305 | 0.60305 | 0.60305 | 0.60305 | 0.60305 | 0.60305 | 0.60305 | 0.60305 | 0.60305 | 0.60305 | 0.60305 | 0.60305 | -0.25676 | -0.25676 | -0.25676 | -0.25676 | -0.25676 | -0.25676 | -0.25676 | -0.25676 | -0.25676 | -0.25676 | -0.25676 | -0.25676 | -0.25676 | -0.25676 | -0.25676 | -0.25676 | -0.25676 | -0.25676 | -0.25676 | -0.25676 | -0.25676 | -0.25676 | -0.25676 | -0.85981 | -0.85981 | -0.85981 | -0.85981 | -0.85981 | -0.85981 | -0.85981 | -0.85981 | -0.85981 | -0.85981 | -0.85981 | -0.85981 |  |  | 2.0853 |  | 2.0853 | 139022.8879 | 0
Culloden Pt Conversion to 33 kV | 2030 |  |  | 0 | 0 | 0 | 0.36233 | 0.36233 | 0.36233 | 0.36233 | 0.36233 | 0.36233 | 0.36233 | 0.36233 | 0.36233 | 0.36233 | 0.36233 | -0.13922 | -0.13922 | -0.13922 | -0.13922 | -0.13922 | -0.13922 | -0.13922 | -0.13922 | -0.13922 | -0.13922 | -0.13922 | -0.13922 | -0.13922 | -0.13922 | -0.13922 | -0.13922 | -0.13922 | -0.13922 | -0.13922 | -0.13922 | -0.13922 | -0.13922 | -0.13922 | -0.13922 | -0.50156 | -0.50156 | -0.50156 | -0.50156 | -0.50156 | -0.50156 | -0.50156 | -0.50156 | -0.50156 | -0.50156 | -0.50156 |  |  | 1.1012 |  | 1.1012 | 73412.135 | 0
[59 empty] | 0 | =Area I Portion
Area II Projects: | [58 empty] | 0 | =Area I+II+III Portions
Bridgehampton - Buell New 69 kV UG Cable | 2026 |  |  | 0 | 0 | 0 | 0 | 4.4251 | 4.4251 | 4.4251 | 4.4251 | 4.4251 | 4.4251 | -0.85871 | -0.85871 | -0.85871 | -0.85871 | -0.85871 | -0.85871 | -0.85871 | -0.85871 | -0.85871 | -0.85871 | -0.85871 | -0.85871 | -0.85871 | -0.85871 | -0.85871 | -0.85871 | -0.85871 | -0.85871 | -0.85871 | -0.85871 | -0.85871 | -0.85871 | -0.85871 | -0.85871 | -0.85871 | -0.85871 | -0.85871 | -0.85871 | -0.85871 | -5.2839 | -5.2839 | -5.2839 | -5.2839 | -5.2839 | -5.2839 | 0 | 0 | 0 | 0 |  |  | 7.3678 |  | 7.3678 | 153495.4058 | 0
[59 empty] | 0 | =Area II Portion
Area III Projects: | [58 empty] | 0 | =Area II+III Portions
New Canal - Southampton Cable | 2023 |  |  | 0 | 4.5863 | 4.5863 | 4.5863 | 4.5863 | 4.5863 | 4.5863 | -0.88999 | -0.88999 | -0.88999 | -0.88999 | -0.88999 | -0.88999 | -0.88999 | -0.88999 | -0.88999 | -0.88999 | -0.88999 | -0.88999 | -0.88999 | -0.88999 | -0.88999 | -0.88999 | -0.88999 | -0.88999 | -0.88999 | -0.88999 | -0.88999 | -0.88999 | -0.88999 | -0.88999 | -0.88999 | -0.88999 | -0.88999 | -0.88999 | -0.88999 | -5.4763 | -5.4763 | -5.4763 | -5.4763 | -5.4763 | -5.4763 | 0 | 0 | 0 | 0 | 0 | 0 | 0 |  |  | 8.9667 |  | 0 | 0 | 0
Upgrade Wildwood - Riverhead to 138 kV | 2022 |  |  | 0 | 0.93922 | 0.93922 | 0.93922 | 0.93922 | 0.93922 | -0.14959 | -0.14959 | -0.14959 | -0.14959 | -0.14959 | -0.14959 | -0.14959 | -0.14959 | -0.14959 | -0.14959 | -0.14959 | -0.14959 | -0.14959 | -0.14959 | -0.14959 | -0.14959 | -0.14959 | -0.14959 | -0.14959 | -0.14959 | -0.14959 | -0.14959 | -0.14959 | -0.14959 | -0.14959 | -0.14959 | -0.14959 | -0.14959 | -0.14959 | -0.14959 | -1.0888 | -1.0888 | -1.0888 | -1.0888 | -1.0888 | 0 | 0 | 0 | 0 | 0 | 0 | 0 | 0 |  |  | 1.5483 |  | 0 | 0 | 0
Riverhead Canal 2nd Line and Bank | 2023 |  |  | 0 | 16.6864 | 16.6864 | 16.6864 | 16.6864 | 16.6864 | 16.6864 | -3.238 | -3.238 | -3.238 | -3.238 | -3.238 | -3.238 | -3.238 | -3.238 | -3.238 | -3.238 | -3.238 | -3.238 | -3.238 | -3.238 | -3.238 | -3.238 | -3.238 | -3.238 | -3.238 | -3.238 | -3.238 | -3.238 | -3.238 | -3.238 | -3.238 | -3.238 | -3.238 | -3.238 | -3.238 | -19.9245 | -19.9245 | -19.9245 | -19.9245 | -19.9245 | -19.9245 | 0 | 0 | 0 | 0 | 0 | 0 | 0 |  |  | 32.6235 |  | 0 | 0 | 0
Canal - Wainscott New 138 kV UG Cable | 2028 |  |  | 0 | 0 | 0 | 0 | 0 | 0 | 38.957 | 38.957 | 38.957 | 38.957 | 38.957 | 38.957 | -7.5597 | -7.5597 | -7.5597 | -7.5597 | -7.5597 | -7.5597 | -7.5597 | -7.5597 | -7.5597 | -7.5597 | -7.5597 | -7.5597 | -7.5597 | -7.5597 | -7.5597 | -7.5597 | -7.5597 | -7.5597 | -7.5597 | -7.5597 | -7.5597 | -7.5597 | -7.5597 | -7.5597 | -7.5597 | -7.5597 | -7.5597 | -7.5597 | -7.5597 | -46.5167 | -46.5167 | -46.5167 | -46.5167 | -46.5167 | -46.5167 | 0 | 0 |  |  | 58.276 |  | 58.276 | 925015.732 | 0
[59 empty] | 0 | =Area III Portion
Total - Area 1 Proposal, $Millions (unadjusted) |  |  |  | 0 | 0 | 0.60305 | 0.96539 | 5.3905 | 5.3905 | 44.3475 | 44.3475 | 44.3475 | 44.3475 | 39.0637 | 39.0637 | -7.453 | -7.453 | -8.8144 | -8.8144 | -8.8144 | -8.8144 | -8.8144 | -8.8144 | -8.8144 | -8.8144 | -8.8144 | -8.8144 | -8.8144 | -8.8144 | -8.8144 | -8.8144 | -8.8144 | -8.8144 | -8.8144 | -8.8144 | -8.8144 | -8.8144 | -8.8144 | -8.8144 | -8.8144 | -9.4174 | -9.7798 | -14.2049 | -14.2049 | -53.1619 | -53.1619 | -53.1619 | -53.1619 | -47.878 | -47.878 | -1.3614 | -1.3614 |  |  | 68.8303 |  |  | 1290946.1608 | 0
$/MW-yr |  |  |  | 0 | 0 | 40203.5861 | 64359.2408 | 156549.7282 | 156549.7282 | 774914.5398 | 774914.5398 | 774914.5398 | 774914.5398 | 664834.2766 | 664834.2766 | -73525.6468 | -73525.6468 | -164283.4228 | -164283.4228 | -164283.4228 | -164283.4228 | -164283.4228 | -164283.4228 | -164283.4228 | -164283.4228 | -164283.4228 | -164283.4228 | -164283.4228 | -164283.4228 | -164283.4228 | -164283.4228 | -164283.4228 | -164283.4228 | -164283.4228 | -164283.4228 | -164283.4228 | -164283.4228 | -164283.4228 | -164283.4228 | -164283.4228 | -204487.0089 | -228642.6636 | -320833.151 | -320833.151 | -939197.9626 | -939197.9626 | -939197.9626 | -939197.9626 | -829117.6994 | -829117.6994 | -90757.776 | -90757.776
$Millions (adjusted) |  |  |  | 0 | 0 | 0 | 0 | 0 | 0 | 0 | 0 | 0 | 0 | 0 | 0 | 0 | 0 | 0 | 0 | 0 | 0 | 0 | 0 | 0 | 0 | 0 | 0 | 0 | 0 | 0 | 0 | 0 | 0 | 0 | 0 | 0 | 0 | 0 | 0 | 0 | 0 | 0 | 0 | 0 | 0 | 0 | 0 | 0 | 0 | 0 | 0 | 0 |  |  | 0
Annual Avoided Costs for Deferrals - Area 2 Proposal: (see note*) | Deferral Year |  |  | 2016 | 2017 | 2018 | 2019 | 2020 | 2021 | 2022 | 2023 | 2024 | 2025 | 2026 | 2027 | 2028 | 2029 | 2030 | 2031 | 2032 | 2033 | 2034 | 2035 | 2036 | 2037 | 2038 | 2039 | 2040 | 2041 | 2042 | 2043 | 2044 | 2045 | 2046 | 2047 | 2048 | 2049 | 2050 | 2051 | 2052 | 2053 | 2054 | 2055 | 2056 | 2057 | 2058 | 2059 | 2060 | 2061 | 2062 | 2063 | 2064 |  |  | Differential NPV $M |  | Differential NPV $M (adjusted for COD of Selected Project) | Differntial NPV $/MW | NPV of Transmission Avoided Costs for Selected Project
Area I Projects:
Amagansett Conversion 33 kV | 2030 |  |  | 0 | 0 | 0 | 0 | 0 | 0 | 0 | 0 | 0 | 0 | 0 | 0 | 0 | 0 | 0 | 0 | 0 | 0 | 0 | 0 | 0 | 0 | 0 | 0 | 0 | 0 | 0 | 0 | 0 | 0 | 0 | 0 | 0 | 0 | 0 | 0 | 0 | 0 | 0 | 0 | 0 | 0 | 0 | 0 | 0 | 0 | 0 | 0 | 0 |  |  | 0 |  | 0 | 0 | 0
East Hampton Conversion 33 kV | 2030 |  |  | 0 | 0 | 0 | 0 | 0 | 0 | 0 | 0 | 0 | 0 | 0 | 0 | 0 | 0 | 0 | 0 | 0 | 0 | 0 | 0 | 0 | 0 | 0 | 0 | 0 | 0 | 0 | 0 | 0 | 0 | 0 | 0 | 0 | 0 | 0 | 0 | 0 | 0 | 0 | 0 | 0 | 0 | 0 | 0 | 0 | 0 | 0 | 0 | 0 |  |  | 0 |  | 0 | 0 | 0
Buell Conversion 33 kV | 2030 |  |  | 0 | 0 | 0 | 0 | 0 | 0 | 0 | 0 | 0 | 0 | 0 | 0 | 0 | 0 | 0 | 0 | 0 | 0 | 0 | 0 | 0 | 0 | 0 | 0 | 0 | 0 | 0 | 0 | 0 | 0 | 0 | 0 | 0 | 0 | 0 | 0 | 0 | 0 | 0 | 0 | 0 | 0 | 0 | 0 | 0 | 0 | 0 | 0 | 0 |  |  | 0 |  | 0 | 0 | 0
Hither Hills Conversion to 33 kV | 2030 |  |  | 0 | 0 | 0 | 0 | 0 | 0 | 0 | 0 | 0 | 0 | 0 | 0 | 0 | 0 | 0 | 0 | 0 | 0 | 0 | 0 | 0 | 0 | 0 | 0 | 0 | 0 | 0 | 0 | 0 | 0 | 0 | 0 | 0 | 0 | 0 | 0 | 0 | 0 | 0 | 0 | 0 | 0 | 0 | 0 | 0 | 0 | 0 | 0 | 0 |  |  | 0 |  | 0 | 0 | 0
Culloden Pt Conversion to 33 kV | 2030 |  |  | 0 | 0 | 0 | 0 | 0 | 0 | 0 | 0 | 0 | 0 | 0 | 0 | 0 | 0 | 0 | 0 | 0 | 0 | 0 | 0 | 0 | 0 | 0 | 0 | 0 | 0 | 0 | 0 | 0 | 0 | 0 | 0 | 0 | 0 | 0 | 0 | 0 | 0 | 0 | 0 | 0 | 0 | 0 | 0 | 0 | 0 | 0 | 0 | 0 |  |  | 0 |  | 0 | 0 | 0
[59 empty] | 0 | =Area I Portion
Area II Projects: | [58 empty] | 0 | =Area I+II+III Portions
Bridgehampton - Buell New 69 kV UG Cable | 2026 |  |  | 0 | 0 | 0 | 0 | 4.4251 | 4.4251 | 4.4251 | 4.4251 | 4.4251 | 4.4251 | -0.85871 | -0.85871 | -0.85871 | -0.85871 | -0.85871 | -0.85871 | -0.85871 | -0.85871 | -0.85871 | -0.85871 | -0.85871 | -0.85871 | -0.85871 | -0.85871 | -0.85871 | -0.85871 | -0.85871 | -0.85871 | -0.85871 | -0.85871 | -0.85871 | -0.85871 | -0.85871 | -0.85871 | -0.85871 | -0.85871 | -0.85871 | -0.85871 | -0.85871 | -5.2839 | -5.2839 | -5.2839 | -5.2839 | -5.2839 | -5.2839 | 0 | 0 | 0 | 0 |  |  | 7.3678 |  | 7.3678 | 153495.4058 | 0
[59 empty] | 0 | =Area II Portion
Area III Projects: | [58 empty] | 0 | =Area II+III Portions
New Canal - Southampton Cable | 2023 |  |  | 0 | 4.5863 | 4.5863 | 4.5863 | 4.5863 | 4.5863 | 4.5863 | -0.88999 | -0.88999 | -0.88999 | -0.88999 | -0.88999 | -0.88999 | -0.88999 | -0.88999 | -0.88999 | -0.88999 | -0.88999 | -0.88999 | -0.88999 | -0.88999 | -0.88999 | -0.88999 | -0.88999 | -0.88999 | -0.88999 | -0.88999 | -0.88999 | -0.88999 | -0.88999 | -0.88999 | -0.88999 | -0.88999 | -0.88999 | -0.88999 | -0.88999 | -5.4763 | -5.4763 | -5.4763 | -5.4763 | -5.4763 | -5.4763 | 0 | 0 | 0 | 0 | 0 | 0 | 0 |  |  | 8.9667 |  | 0 | 0 | 0
Upgrade Wildwood - Riverhead to 138 kV | 2022 |  |  | 0 | 0.93922 | 0.93922 | 0.93922 | 0.93922 | 0.93922 | -0.14959 | -0.14959 | -0.14959 | -0.14959 | -0.14959 | -0.14959 | -0.14959 | -0.14959 | -0.14959 | -0.14959 | -0.14959 | -0.14959 | -0.14959 | -0.14959 | -0.14959 | -0.14959 | -0.14959 | -0.14959 | -0.14959 | -0.14959 | -0.14959 | -0.14959 | -0.14959 | -0.14959 | -0.14959 | -0.14959 | -0.14959 | -0.14959 | -0.14959 | -0.14959 | -1.0888 | -1.0888 | -1.0888 | -1.0888 | -1.0888 | 0 | 0 | 0 | 0 | 0 | 0 | 0 | 0 |  |  | 1.5483 |  | 0 | 0 | 0
Riverhead Canal 2nd Line and Bank | 2023 |  |  | 0 | 16.6864 | 16.6864 | 16.6864 | 16.6864 | 16.6864 | 16.6864 | -3.238 | -3.238 | -3.238 | -3.238 | -3.238 | -3.238 | -3.238 | -3.238 | -3.238 | -3.238 | -3.238 | -3.238 | -3.238 | -3.238 | -3.238 | -3.238 | -3.238 | -3.238 | -3.238 | -3.238 | -3.238 | -3.238 | -3.238 | -3.238 | -3.238 | -3.238 | -3.238 | -3.238 | -3.238 | -19.9245 | -19.9245 | -19.9245 | -19.9245 | -19.9245 | -19.9245 | 0 | 0 | 0 | 0 | 0 | 0 | 0 |  |  | 32.6235 |  | 0 | 0 | 0
Canal - Wainscott New 138 kV UG Cable | 2028 |  |  | 0 | 0 | 0 | 0 | 0 | 0 | 38.957 | 38.957 | 38.957 | 38.957 | 38.957 | 38.957 | -7.5597 | -7.5597 | -7.5597 | -7.5597 | -7.5597 | -7.5597 | -7.5597 | -7.5597 | -7.5597 | -7.5597 | -7.5597 | -7.5597 | -7.5597 | -7.5597 | -7.5597 | -7.5597 | -7.5597 | -7.5597 | -7.5597 | -7.5597 | -7.5597 | -7.5597 | -7.5597 | -7.5597 | -7.5597 | -7.5597 | -7.5597 | -7.5597 | -7.5597 | -46.5167 | -46.5167 | -46.5167 | -46.5167 | -46.5167 | -46.5167 | 0 | 0 |  |  | 58.276 |  | 58.276 | 925015.732 | 0
[59 empty] | 0 | =Area III Portion
Total - Area 2 Proposal, $Millions (unadjusted) |  |  |  | 0 | 0 | 0 | 0 | 4.4251 | 4.4251 | 43.3821 | 43.3821 | 43.3821 | 43.3821 | 38.0983 | 38.0983 | -8.4184 | -8.4184 | -8.4184 | -8.4184 | -8.4184 | -8.4184 | -8.4184 | -8.4184 | -8.4184 | -8.4184 | -8.4184 | -8.4184 | -8.4184 | -8.4184 | -8.4184 | -8.4184 | -8.4184 | -8.4184 | -8.4184 | -8.4184 | -8.4184 | -8.4184 | -8.4184 | -8.4184 | -8.4184 | -8.4184 | -8.4184 | -12.8435 | -12.8435 | -51.8005 | -51.8005 | -51.8005 | -51.8005 | -46.5167 | -46.5167 | 0 | 0 |  |  | 65.6438 |  |  | 1078511.1378 | 0
$/MW-yr |  |  |  | 0 | 0 | 0 | 0 | 92190.4874 | 92190.4874 | 710555.299 | 710555.299 | 710555.299 | 710555.299 | 600475.0358 | 600475.0358 | -137884.8876 | -137884.8876 | -137884.8876 | -137884.8876 | -137884.8876 | -137884.8876 | -137884.8876 | -137884.8876 | -137884.8876 | -137884.8876 | -137884.8876 | -137884.8876 | -137884.8876 | -137884.8876 | -137884.8876 | -137884.8876 | -137884.8876 | -137884.8876 | -137884.8876 | -137884.8876 | -137884.8876 | -137884.8876 | -137884.8876 | -137884.8876 | -137884.8876 | -137884.8876 | -137884.8876 | -230075.375 | -230075.375 | -848440.1866 | -848440.1866 | -848440.1866 | -848440.1866 | -738359.9234 | -738359.9234 | 0 | 0
$Millions (adjusted) |  |  |  | 0 | 0 | 0 | 0 | 0 | 0 | 0 | 0 | 0 | 0 | 0 | 0 | 0 | 0 | 0 | 0 | 0 | 0 | 0 | 0 | 0 | 0 | 0 | 0 | 0 | 0 | 0 | 0 | 0 | 0 | 0 | 0 | 0 | 0 | 0 | 0 | 0 | 0 | 0 | 0 | 0 | 0 | 0 | 0 | 0 | 0 | 0 | 0 | 0 |  |  | 0
Annual Avoided Costs for Deferrals - Area 3 Proposal: (see note*) | Deferral Year |  |  | 2016 | 2017 | 2018 | 2019 | 2020 | 2021 | 2022 | 2023 | 2024 | 2025 | 2026 | 2027 | 2028 | 2029 | 2030 | 2031 | 2032 | 2033 | 2034 | 2035 | 2036 | 2037 | 2038 | 2039 | 2040 | 2041 | 2042 | 2043 | 2044 | 2045 | 2046 | 2047 | 2048 | 2049 | 2050 | 2051 | 2052 | 2053 | 2054 | 2055 | 2056 | 2057 | 2058 | 2059 | 2060 | 2061 | 2062 | 2063 | 2064 |  |  | Differential NPV $M |  | Differential NPV $M (adjusted for COD of Selected Project) | Differntial NPV $/MW | NPV of Transmission Avoided Costs for Selected Project
Area I Projects:
Amagansett Conversion 33 kV | 2030 |  |  | 0 | 0 | 0 | 0 | 0 | 0 | 0 | 0 | 0 | 0 | 0 | 0 | 0 | 0 | 0 | 0 | 0 | 0 | 0 | 0 | 0 | 0 | 0 | 0 | 0 | 0 | 0 | 0 | 0 | 0 | 0 | 0 | 0 | 0 | 0 | 0 | 0 | 0 | 0 | 0 | 0 | 0 | 0 | 0 | 0 | 0 | 0 | 0 | 0 |  |  | 0 |  | 0 | 0 | 0
East Hampton Conversion 33 kV | 2030 |  |  | 0 | 0 | 0 | 0 | 0 | 0 | 0 | 0 | 0 | 0 | 0 | 0 | 0 | 0 | 0 | 0 | 0 | 0 | 0 | 0 | 0 | 0 | 0 | 0 | 0 | 0 | 0 | 0 | 0 | 0 | 0 | 0 | 0 | 0 | 0 | 0 | 0 | 0 | 0 | 0 | 0 | 0 | 0 | 0 | 0 | 0 | 0 | 0 | 0 |  |  | 0 |  | 0 | 0 | 0
Buell Conversion 33 kV | 2030 |  |  | 0 | 0 | 0 | 0 | 0 | 0 | 0 | 0 | 0 | 0 | 0 | 0 | 0 | 0 | 0 | 0 | 0 | 0 | 0 | 0 | 0 | 0 | 0 | 0 | 0 | 0 | 0 | 0 | 0 | 0 | 0 | 0 | 0 | 0 | 0 | 0 | 0 | 0 | 0 | 0 | 0 | 0 | 0 | 0 | 0 | 0 | 0 | 0 | 0 |  |  | 0 |  | 0 | 0 | 0
Hither Hills Conversion to 33 kV | 2030 |  |  | 0 | 0 | 0 | 0 | 0 | 0 | 0 | 0 | 0 | 0 | 0 | 0 | 0 | 0 | 0 | 0 | 0 | 0 | 0 | 0 | 0 | 0 | 0 | 0 | 0 | 0 | 0 | 0 | 0 | 0 | 0 | 0 | 0 | 0 | 0 | 0 | 0 | 0 | 0 | 0 | 0 | 0 | 0 | 0 | 0 | 0 | 0 | 0 | 0 |  |  | 0 |  | 0 | 0 | 0
Culloden Pt Conversion to 33 kV | 2030 |  |  | 0 | 0 | 0 | 0 | 0 | 0 | 0 | 0 | 0 | 0 | 0 | 0 | 0 | 0 | 0 | 0 | 0 | 0 | 0 | 0 | 0 | 0 | 0 | 0 | 0 | 0 | 0 | 0 | 0 | 0 | 0 | 0 | 0 | 0 | 0 | 0 | 0 | 0 | 0 | 0 | 0 | 0 | 0 | 0 | 0 | 0 | 0 | 0 | 0 |  |  | 0 |  | 0 | 0 | 0
[59 empty] | 0 | =Area I Portion
Area II Projects: | [58 empty] | 6752614.8436 | =Area I+II+III Portions
Bridgehampton - Buell New 69 kV UG Cable | 2026 |  |  | 0 | 0 | 0 | 0 | 0 | 0 | 0 | 0 | 0 | 0 | 0 | 0 | 0 | 0 | 0 | 0 | 0 | 0 | 0 | 0 | 0 | 0 | 0 | 0 | 0 | 0 | 0 | 0 | 0 | 0 | 0 | 0 | 0 | 0 | 0 | 0 | 0 | 0 | 0 | 0 | 0 | 0 | 0 | 0 | 0 | 0 | 0 | 0 | 0 |  |  | 0 |  | 0 | 0 | 0
[59 empty] | 0 | =Area II Portion
Area III Projects: | [58 empty] | 6752614.8436 | =Area II+III Portions
New Canal - Southampton Cable | 2023 |  |  | 0 | 4.5863 | 4.5863 | 4.5863 | 4.5863 | 4.5863 | 4.5863 | -0.88999 | -0.88999 | -0.88999 | -0.88999 | -0.88999 | -0.88999 | -0.88999 | -0.88999 | -0.88999 | -0.88999 | -0.88999 | -0.88999 | -0.88999 | -0.88999 | -0.88999 | -0.88999 | -0.88999 | -0.88999 | -0.88999 | -0.88999 | -0.88999 | -0.88999 | -0.88999 | -0.88999 | -0.88999 | -0.88999 | -0.88999 | -0.88999 | -0.88999 | -5.4763 | -5.4763 | -5.4763 | -5.4763 | -5.4763 | -5.4763 | 0 | 0 | 0 | 0 | 0 | 0 | 0 |  |  | 8.9667 |  | 0 | 0 | 0
Upgrade Wildwood - Riverhead to 138 kV | 2022 |  |  | 0 | 0.93922 | 0.93922 | 0.93922 | 0.93922 | 0.93922 | -0.14959 | -0.14959 | -0.14959 | -0.14959 | -0.14959 | -0.14959 | -0.14959 | -0.14959 | -0.14959 | -0.14959 | -0.14959 | -0.14959 | -0.14959 | -0.14959 | -0.14959 | -0.14959 | -0.14959 | -0.14959 | -0.14959 | -0.14959 | -0.14959 | -0.14959 | -0.14959 | -0.14959 | -0.14959 | -0.14959 | -0.14959 | -0.14959 | -0.14959 | -0.14959 | -1.0888 | -1.0888 | -1.0888 | -1.0888 | -1.0888 | 0 | 0 | 0 | 0 | 0 | 0 | 0 | 0 |  |  | 1.5483 |  | 0 | 0 | 0
Riverhead Canal 2nd Line and Bank | 2023 |  |  | 0 | 16.6864 | 16.6864 | 16.6864 | 16.6864 | 16.6864 | 16.6864 | -3.238 | -3.238 | -3.238 | -3.238 | -3.238 | -3.238 | -3.238 | -3.238 | -3.238 | -3.238 | -3.238 | -3.238 | -3.238 | -3.238 | -3.238 | -3.238 | -3.238 | -3.238 | -3.238 | -3.238 | -3.238 | -3.238 | -3.238 | -3.238 | -3.238 | -3.238 | -3.238 | -3.238 | -3.238 | -19.9245 | -19.9245 | -19.9245 | -19.9245 | -19.9245 | -19.9245 | 0 | 0 | 0 | 0 | 0 | 0 | 0 |  |  | 32.6235 |  | 0 | 0 | 0
Canal - Wainscott New 138 kV UG Cable | 2028 |  |  | 0 | 0 | 0 | 0 | 0 | 0 | 38.957 | 38.957 | 38.957 | 38.957 | 38.957 | 38.957 | -7.5597 | -7.5597 | -7.5597 | -7.5597 | -7.5597 | -7.5597 | -7.5597 | -7.5597 | -7.5597 | -7.5597 | -7.5597 | -7.5597 | -7.5597 | -7.5597 | -7.5597 | -7.5597 | -7.5597 | -7.5597 | -7.5597 | -7.5597 | -7.5597 | -7.5597 | -7.5597 | -7.5597 | -7.5597 | -7.5597 | -7.5597 | -7.5597 | -7.5597 | -46.5167 | -46.5167 | -46.5167 | -46.5167 | -46.5167 | -46.5167 | 0 | 0 |  |  | 58.276 |  | 58.276 | 925015.732 | 6752614.8436
[59 empty] | 6752614.8436 | =Area III Portion
Total - Area 3 Proposal, $Millions (unadjusted) |  |  |  | 0 | 22.212 | 22.212 | 22.212 | 22.212 | 22.212 | 60.0802 | 34.6794 | 34.6794 | 34.6794 | 34.6794 | 34.6794 | -11.8373 | -11.8373 | -11.8373 | -11.8373 | -11.8373 | -11.8373 | -11.8373 | -11.8373 | -11.8373 | -11.8373 | -11.8373 | -11.8373 | -11.8373 | -11.8373 | -11.8373 | -11.8373 | -11.8373 | -11.8373 | -11.8373 | -11.8373 | -11.8373 | -11.8373 | -11.8373 | -11.8373 | -34.0493 | -34.0493 | -34.0493 | -34.0493 | -34.0493 | -71.9175 | -46.5167 | -46.5167 | -46.5167 | -46.5167 | -46.5167 | 0 | 0 |  |  | 101.4144 |  |  | 925015.732 | 6752614.8436
$/MW-yr |  |  |  | 0 | 0 | 0 | 0 | 0 | 0 | 618364.8116 | 618364.8116 | 618364.8116 | 618364.8116 | 618364.8116 | 618364.8116 | -119995.1118 | -119995.1118 | -119995.1118 | -119995.1118 | -119995.1118 | -119995.1118 | -119995.1118 | -119995.1118 | -119995.1118 | -119995.1118 | -119995.1118 | -119995.1118 | -119995.1118 | -119995.1118 | -119995.1118 | -119995.1118 | -119995.1118 | -119995.1118 | -119995.1118 | -119995.1118 | -119995.1118 | -119995.1118 | -119995.1118 | -119995.1118 | -119995.1118 | -119995.1118 | -119995.1118 | -119995.1118 | -119995.1118 | -738359.9234 | -738359.9234 | -738359.9234 | -738359.9234 | -738359.9234 | -738359.9234 | 0 | 0
$Millions (adjusted) |  |  |  | 0 | 0 | 0 | 0 | 0 | 0 | 4.5141 | 4.5141 | 4.5141 | 4.5141 | 4.5141 | 4.5141 | -0.87596 | -0.87596 | -0.87596 | -0.87596 | -0.87596 | -0.87596 | -0.87596 | -0.87596 | -0.87596 | -0.87596 | -0.87596 | -0.87596 | -0.87596 | -0.87596 | -0.87596 | -0.87596 | -0.87596 | -0.87596 | -0.87596 | -0.87596 | -0.87596 | -0.87596 | -0.87596 | -0.87596 | -0.87596 | -0.87596 | -0.87596 | -0.87596 | -0.87596 | -5.39 | -5.39 | -5.39 | -5.39 | -5.39 | -5.39 | 0 | 0 |  |  | 6752.6148
Discount Factor (Relative to 1/1/2016) = |  |  |  | 0.94787 | 0.89845 | 0.85161 | 0.80722 | 0.76513 | 0.72525 | 0.68744 | 0.6516 | 0.61763 | 0.58543 | 0.55491 | 0.52598 | 0.49856 | 0.47257 | 0.44793 | 0.42458 | 0.40245 | 0.38147 | 0.36158 | 0.34273 | 0.32486 | 0.30793 | 0.29187 | 0.27666 | 0.26223 | 0.24856 | 0.2356 | 0.22332 | 0.21168 | 0.20064 | 0.19018 | 0.18027 | 0.17087 | 0.16196 | 0.15352 | 0.14552 | 0.13793 | 0.13074 | 0.12392 | 0.11746 | 0.11134 | 0.10554 | 0.10003 | 0.094818 | 0.089875 | 0.08519 | 0.080748 | 0.076539 | 0.072549
* Note: A positive (+) avoided cost in a given year represents a cost savings relative to not having a transmission project deferral.
Note on BH17: Todd Kantarek: Interconnection at Southampton Substation. No loss factor due to transmission side interconnection.

## PhII (FCE100-5.3MW)
Version |  | Based on PSEGLI file: "East End Utility 2_0_Economics_2014_10_13_r28_Sargent_Lundy.xlsx"
Annual Revenue Requirements (Millions of $s)
1) Reference (Transmission only) Case
Project | I/S Year | Investor | Capital (2015$s) | 2016 | 2017 | 2018 | 2019 | 2020 | 2021 | 2022 | 2023 | 2024 | 2025 | 2026 | 2027 | 2028 | 2029 | 2030 | 2031 | 2032 | 2033 | 2034 | 2035 | 2036 | 2037 | 2038 | 2039 | 2040 | 2041 | 2042 | 2043 | 2044 | 2045 | 2046 | 2047 | 2048 | 2049 | 2050 | 2051 | 2052 | 2053 | 2054 | 2055 | 2056 | 2057 | 2058 | 2059 | 2060 | 2061 | 2062 | 2063 | 2064 |  | NPV |  | Proposal Number = | FCE100
Transmission Reinforcement I | 2017 | PSEGLI | 197 | 0 | 24.0294 | 24.0294 | 24.0294 | 24.0294 | 24.0294 | 24.0294 | 24.0294 | 24.0294 | 24.0294 | 24.0294 | 24.0294 | 24.0294 | 24.0294 | 24.0294 | 24.0294 | 24.0294 | 24.0294 | 24.0294 | 24.0294 | 24.0294 | 24.0294 | 24.0294 | 24.0294 | 24.0294 | 24.0294 | 24.0294 | 24.0294 | 24.0294 | 24.0294 | 24.0294 | 24.0294 | 24.0294 | 24.0294 | 24.0294 | 24.0294 | [13 empty] | 35 | 350.5464 |  | Proposer Name = | FuelCell Energy, Inc.
Transmission Reinforcement II | 2018 | PSEGLI | 4.8 | 0 | 0 | 0.60305 | 0.60305 | 0.60305 | 0.60305 | 0.60305 | 0.60305 | 0.60305 | 0.60305 | 0.60305 | 0.60305 | 0.60305 | 0.60305 | 0.60305 | 0.60305 | 0.60305 | 0.60305 | 0.60305 | 0.60305 | 0.60305 | 0.60305 | 0.60305 | 0.60305 | 0.60305 | 0.60305 | 0.60305 | 0.60305 | 0.60305 | 0.60305 | 0.60305 | 0.60305 | 0.60305 | 0.60305 | 0.60305 | 0.60305 | 0.60305 | [12 empty] | 35 | 8.3388 |  | Proposal/Project = | Southampton Fuel Cell
Transmission Reinforcement III | 2019 | PSEGLI | 2.8 | 0 | 0 | 0 | 0.36233 | 0.36233 | 0.36233 | 0.36233 | 0.36233 | 0.36233 | 0.36233 | 0.36233 | 0.36233 | 0.36233 | 0.36233 | 0.36233 | 0.36233 | 0.36233 | 0.36233 | 0.36233 | 0.36233 | 0.36233 | 0.36233 | 0.36233 | 0.36233 | 0.36233 | 0.36233 | 0.36233 | 0.36233 | 0.36233 | 0.36233 | 0.36233 | 0.36233 | 0.36233 | 0.36233 | 0.36233 | 0.36233 | 0.36233 | 0.36233 | [11 empty] | 35 | 4.7491 |  | Option Number = | 3
Transmission Reinforcement IV | 2020 | PSEGLI | 33.2 | 0 | 0 | 0 | 0 | 4.4251 | 4.4251 | 4.4251 | 4.4251 | 4.4251 | 4.4251 | 4.4251 | 4.4251 | 4.4251 | 4.4251 | 4.4251 | 4.4251 | 4.4251 | 4.4251 | 4.4251 | 4.4251 | 4.4251 | 4.4251 | 4.4251 | 4.4251 | 4.4251 | 4.4251 | 4.4251 | 4.4251 | 4.4251 | 4.4251 | 4.4251 | 4.4251 | 4.4251 | 4.4251 | 4.4251 | 4.4251 | 4.4251 | 4.4251 | 4.4251 | [10 empty] | 35 | 54.9758 |  | Location = | 3
Transmission Reinforcement V | 2022 | PSEGLI | 275.5 | 0 | 0 | 0 | 0 | 0 | 0 | 38.957 | 38.957 | 38.957 | 38.957 | 38.957 | 38.957 | 38.957 | 38.957 | 38.957 | 38.957 | 38.957 | 38.957 | 38.957 | 38.957 | 38.957 | 38.957 | 38.957 | 38.957 | 38.957 | 38.957 | 38.957 | 38.957 | 38.957 | 38.957 | 38.957 | 38.957 | 38.957 | 38.957 | 38.957 | 38.957 | 38.957 | 38.957 | 38.957 | 38.957 | 38.957 | [8 empty] | 35 | 434.8353 |  | Technology = | Fuel Cell
[56 empty] | Interconnection Points = | Southampton - 69kV
Total |  |  | 513.3 | 0 | 24.0294 | 24.6325 | 24.9948 | 29.42 | 29.42 | 68.377 | 68.377 | 68.377 | 68.377 | 68.377 | 68.377 | 68.377 | 68.377 | 68.377 | 68.377 | 68.377 | 68.377 | 68.377 | 68.377 | 68.377 | 68.377 | 68.377 | 68.377 | 68.377 | 68.377 | 68.377 | 68.377 | 68.377 | 68.377 | 68.377 | 68.377 | 68.377 | 68.377 | 68.377 | 68.377 | 44.3475 | 43.7445 | 43.3821 | 38.957 | 38.957 | 0 | 0 | 0 | 0 | 0 | 0 | 0 | 0 |  | 853.4454 |  | Loss Factor = | 1
2016 NPV @ 5.5%, thru 2035 |  |  |  | 2016: 582.1416
2016 NPV @ 5.5%, thru 2056 |  |  |  | 2016: 853.4454 |  |  |  | MW Required by 2022 (cap) = | 15 | 33 | 15 | Output: NPV of Transmission Avoided Costs for Selected Project (see note*)
[57 empty] | Selected Project Inputs - Area 1 Portion | Selected Project Inputs - Area 2 Portion | Selected Project Inputs - Area 3 Portion | Area 1 | Area 2 | Area 3 | Total | check
[56 empty] | Project kW = | 0 | 0 | 5300
[55 empty] | Capped kW = | 5300 | 0 | 0 | 5300
[56 empty] | Project Area (1, 2, or 3) = | 1 | 2 | 3
[56 empty] | Proportion of Peak Hours Covered = | 100% | 100% | 100%
[55 empty] | Project COD = | 2018
[55 empty] | Effective kW = | 5300 |  |  |  | 0 | 0 | 4902583.3796 | 4902583.3796
[60 empty] | check | check | check
| I/S Year |  | Capital (2015$s) | 2016 | 2017 | 2018 | 2019 | 2020 | 2021 | 2022 | 2023 | 2024 | 2025 | 2026 | 2027 | 2028 | 2029 | 2030 | 2031 | 2032 | 2033 | 2034 | 2035 | 2036 | 2037 | 2038 | 2039 | 2040 | 2041 | 2042 | 2043 | 2044 | 2045 | 2046 | 2047 | 2048 | 2049 | 2050 | 2051 | 2052 | 2053 | 2054 | 2055 | 2056 | 2057 | 2058 | 2059 | 2060 | 2061 | 2062 | 2063 | 2064 |  | MW Required by 2022 | NPV Base $M | Differential NPV $M | Differential NPV $M (adjusted for COD of Selected Project) | Differntial NPV $/MW | NPV of Transmission Avoided Costs for Selected Project
Area I Projects: | [53 empty] | 15
Amagansett Conversion 33 kV | 2017 |  | 8 | 0 | 0.97582 | 0.97582 | 0.97582 | 0.97582 | 0.97582 | 0.97582 | 0.97582 | 0.97582 | 0.97582 | 0.97582 | 0.97582 | 0.97582 | 0.97582 | 0.97582 | 0.97582 | 0.97582 | 0.97582 | 0.97582 | 0.97582 | 0.97582 | 0.97582 | 0.97582 | 0.97582 | 0.97582 | 0.97582 | 0.97582 | 0.97582 | 0.97582 | 0.97582 | 0.97582 | 0.97582 | 0.97582 | 0.97582 | 0.97582 | 0.97582 | [13 empty] | 35 |  | 14.2354
East Hampton Conversion 33 kV | 2017 |  | 3.2 | 0 | 0.39033 | 0.39033 | 0.39033 | 0.39033 | 0.39033 | 0.39033 | 0.39033 | 0.39033 | 0.39033 | 0.39033 | 0.39033 | 0.39033 | 0.39033 | 0.39033 | 0.39033 | 0.39033 | 0.39033 | 0.39033 | 0.39033 | 0.39033 | 0.39033 | 0.39033 | 0.39033 | 0.39033 | 0.39033 | 0.39033 | 0.39033 | 0.39033 | 0.39033 | 0.39033 | 0.39033 | 0.39033 | 0.39033 | 0.39033 | 0.39033 | [13 empty] | 35 |  | 5.6942
Buell Conversion 33 kV | 2017 |  | 3.7 | 0 | 0.45131 | 0.45131 | 0.45131 | 0.45131 | 0.45131 | 0.45131 | 0.45131 | 0.45131 | 0.45131 | 0.45131 | 0.45131 | 0.45131 | 0.45131 | 0.45131 | 0.45131 | 0.45131 | 0.45131 | 0.45131 | 0.45131 | 0.45131 | 0.45131 | 0.45131 | 0.45131 | 0.45131 | 0.45131 | 0.45131 | 0.45131 | 0.45131 | 0.45131 | 0.45131 | 0.45131 | 0.45131 | 0.45131 | 0.45131 | 0.45131 | [13 empty] | 35 |  | 6.5839
Hither Hills Conversion to 33 kV | 2018 |  | 4.8 | 0 | 0 | 0.60305 | 0.60305 | 0.60305 | 0.60305 | 0.60305 | 0.60305 | 0.60305 | 0.60305 | 0.60305 | 0.60305 | 0.60305 | 0.60305 | 0.60305 | 0.60305 | 0.60305 | 0.60305 | 0.60305 | 0.60305 | 0.60305 | 0.60305 | 0.60305 | 0.60305 | 0.60305 | 0.60305 | 0.60305 | 0.60305 | 0.60305 | 0.60305 | 0.60305 | 0.60305 | 0.60305 | 0.60305 | 0.60305 | 0.60305 | 0.60305 | [12 empty] | 35 |  | 8.3388
Culloden Pt Conversion to 33 kV | 2019 |  | 2.8 | 0 | 0 | 0 | 0.36233 | 0.36233 | 0.36233 | 0.36233 | 0.36233 | 0.36233 | 0.36233 | 0.36233 | 0.36233 | 0.36233 | 0.36233 | 0.36233 | 0.36233 | 0.36233 | 0.36233 | 0.36233 | 0.36233 | 0.36233 | 0.36233 | 0.36233 | 0.36233 | 0.36233 | 0.36233 | 0.36233 | 0.36233 | 0.36233 | 0.36233 | 0.36233 | 0.36233 | 0.36233 | 0.36233 | 0.36233 | 0.36233 | 0.36233 | 0.36233 | [11 empty] | 35 |  | 4.7491
No Deferral |  |  | 22.5 |  | 1.8175 | 2.4205 | 2.7828 | 2.7828 | 2.7828 | 2.7828 | 2.7828 | 2.7828 | 2.7828 | 2.7828 | 2.7828 | 2.7828 | 2.7828 | 2.7828 | 2.7828 | 2.7828 | 2.7828 | 2.7828 | 2.7828 | 2.7828 | 2.7828 | 2.7828 | 2.7828 | 2.7828 | 2.7828 | 2.7828 | 2.7828 | 2.7828 | 2.7828 | 2.7828 | 2.7828 | 2.7828 | 2.7828 | 2.7828 | 2.7828 | 0.96539 | 0.36233 | 0 | 0 | 0 | [10 empty] | 39.6013
Amagansett Conversion 33 kV | 2030 |  | 8 | [14 empty] | 1.433 | 1.433 | 1.433 | 1.433 | 1.433 | 1.433 | 1.433 | 1.433 | 1.433 | 1.433 | 1.433 | 1.433 | 1.433 | 1.433 | 1.433 | 1.433 | 1.433 | 1.433 | 1.433 | 1.433 | 1.433 | 1.433 | 1.433 | 1.433 | 1.433 | 1.433 | 1.433 | 1.433 | 1.433 | 1.433 | 1.433 | 1.433 | 1.433 | 1.433 | 1.433 | 35 |  | 10.4225 | 3.8129 | 0 | 0 | 0
East Hampton Conversion 33 kV | 2030 |  | 3.2 | [14 empty] | 0.57321 | 0.57321 | 0.57321 | 0.57321 | 0.57321 | 0.57321 | 0.57321 | 0.57321 | 0.57321 | 0.57321 | 0.57321 | 0.57321 | 0.57321 | 0.57321 | 0.57321 | 0.57321 | 0.57321 | 0.57321 | 0.57321 | 0.57321 | 0.57321 | 0.57321 | 0.57321 | 0.57321 | 0.57321 | 0.57321 | 0.57321 | 0.57321 | 0.57321 | 0.57321 | 0.57321 | 0.57321 | 0.57321 | 0.57321 | 0.57321 | 35 |  | 4.169 | 1.5252 | 0 | 0 | 0
Buell Conversion 33 kV | 2030 |  | 3.7 | [14 empty] | 0.66277 | 0.66277 | 0.66277 | 0.66277 | 0.66277 | 0.66277 | 0.66277 | 0.66277 | 0.66277 | 0.66277 | 0.66277 | 0.66277 | 0.66277 | 0.66277 | 0.66277 | 0.66277 | 0.66277 | 0.66277 | 0.66277 | 0.66277 | 0.66277 | 0.66277 | 0.66277 | 0.66277 | 0.66277 | 0.66277 | 0.66277 | 0.66277 | 0.66277 | 0.66277 | 0.66277 | 0.66277 | 0.66277 | 0.66277 | 0.66277 | 35 |  | 4.8204 | 1.7635 | 0 | 0 | 0
Hither Hills Conversion to 33 kV | 2030 |  | 4.8 | [14 empty] | 0.85981 | 0.85981 | 0.85981 | 0.85981 | 0.85981 | 0.85981 | 0.85981 | 0.85981 | 0.85981 | 0.85981 | 0.85981 | 0.85981 | 0.85981 | 0.85981 | 0.85981 | 0.85981 | 0.85981 | 0.85981 | 0.85981 | 0.85981 | 0.85981 | 0.85981 | 0.85981 | 0.85981 | 0.85981 | 0.85981 | 0.85981 | 0.85981 | 0.85981 | 0.85981 | 0.85981 | 0.85981 | 0.85981 | 0.85981 | 0.85981 | 35 |  | 6.2535 | 2.0853 | 2.0853 | 139022.8879 | 736821.306
Culloden Pt Conversion to 33 kV | 2030 |  | 2.8 | [14 empty] | 0.50156 | 0.50156 | 0.50156 | 0.50156 | 0.50156 | 0.50156 | 0.50156 | 0.50156 | 0.50156 | 0.50156 | 0.50156 | 0.50156 | 0.50156 | 0.50156 | 0.50156 | 0.50156 | 0.50156 | 0.50156 | 0.50156 | 0.50156 | 0.50156 | 0.50156 | 0.50156 | 0.50156 | 0.50156 | 0.50156 | 0.50156 | 0.50156 | 0.50156 | 0.50156 | 0.50156 | 0.50156 | 0.50156 | 0.50156 | 0.50156 | 35 |  | 3.6479 | 1.1012 | 1.1012 | 73412.135 | 389084.3155
Deferral to Indicated Year |  |  | 22.5 | [6 empty] | 0 | 0 | 0 | 0 | 0 | 0 | 0 | 0 | 4.0304 | 4.0304 | 4.0304 | 4.0304 | 4.0304 | 4.0304 | 4.0304 | 4.0304 | 4.0304 | 4.0304 | 4.0304 | 4.0304 | 4.0304 | 4.0304 | 4.0304 | 4.0304 | 4.0304 | 4.0304 | 4.0304 | 4.0304 | 4.0304 | 4.0304 | 4.0304 | 4.0304 | 4.0304 | 4.0304 | 4.0304 | 4.0304 | 4.0304 | 4.0304 | 4.0304 | 4.0304 | 4.0304 | 4.0304 | 4.0304 | 35 |  | 29.3132 | 10.2881 | 3.1865 | 212435.0229 | 1125905.6215 | =Area I Portion
[59 empty] | 6842014.652 | =Area I+II+III Portions
Annual Avoided Costs for Deferral to Indicated Year:
Amagansett Conversion 33 kV | 2030 |  |  | 0 | 0.97582 | 0.97582 | 0.97582 | 0.97582 | 0.97582 | 0.97582 | 0.97582 | 0.97582 | 0.97582 | 0.97582 | 0.97582 | 0.97582 | 0.97582 | -0.4572 | -0.4572 | -0.4572 | -0.4572 | -0.4572 | -0.4572 | -0.4572 | -0.4572 | -0.4572 | -0.4572 | -0.4572 | -0.4572 | -0.4572 | -0.4572 | -0.4572 | -0.4572 | -0.4572 | -0.4572 | -0.4572 | -0.4572 | -0.4572 | -0.4572 | -1.433 | -1.433 | -1.433 | -1.433 | -1.433 | -1.433 | -1.433 | -1.433 | -1.433 | -1.433 | -1.433 | -1.433 | -1.433 | 35 |  |  | 3.8129
East Hampton Conversion 33 kV | 2030 |  |  | 0 | 0.39033 | 0.39033 | 0.39033 | 0.39033 | 0.39033 | 0.39033 | 0.39033 | 0.39033 | 0.39033 | 0.39033 | 0.39033 | 0.39033 | 0.39033 | -0.18288 | -0.18288 | -0.18288 | -0.18288 | -0.18288 | -0.18288 | -0.18288 | -0.18288 | -0.18288 | -0.18288 | -0.18288 | -0.18288 | -0.18288 | -0.18288 | -0.18288 | -0.18288 | -0.18288 | -0.18288 | -0.18288 | -0.18288 | -0.18288 | -0.18288 | -0.57321 | -0.57321 | -0.57321 | -0.57321 | -0.57321 | -0.57321 | -0.57321 | -0.57321 | -0.57321 | -0.57321 | -0.57321 | -0.57321 | -0.57321 | 35 |  |  | 1.5252
Buell Conversion 33 kV | 2030 |  |  | 0 | 0.45131 | 0.45131 | 0.45131 | 0.45131 | 0.45131 | 0.45131 | 0.45131 | 0.45131 | 0.45131 | 0.45131 | 0.45131 | 0.45131 | 0.45131 | -0.21146 | -0.21146 | -0.21146 | -0.21146 | -0.21146 | -0.21146 | -0.21146 | -0.21146 | -0.21146 | -0.21146 | -0.21146 | -0.21146 | -0.21146 | -0.21146 | -0.21146 | -0.21146 | -0.21146 | -0.21146 | -0.21146 | -0.21146 | -0.21146 | -0.21146 | -0.66277 | -0.66277 | -0.66277 | -0.66277 | -0.66277 | -0.66277 | -0.66277 | -0.66277 | -0.66277 | -0.66277 | -0.66277 | -0.66277 | -0.66277 | 35 |  |  | 1.7635
Hither Hills Conversion to 33 kV | 2030 |  |  | 0 | 0 | 0.60305 | 0.60305 | 0.60305 | 0.60305 | 0.60305 | 0.60305 | 0.60305 | 0.60305 | 0.60305 | 0.60305 | 0.60305 | 0.60305 | -0.25676 | -0.25676 | -0.25676 | -0.25676 | -0.25676 | -0.25676 | -0.25676 | -0.25676 | -0.25676 | -0.25676 | -0.25676 | -0.25676 | -0.25676 | -0.25676 | -0.25676 | -0.25676 | -0.25676 | -0.25676 | -0.25676 | -0.25676 | -0.25676 | -0.25676 | -0.25676 | -0.85981 | -0.85981 | -0.85981 | -0.85981 | -0.85981 | -0.85981 | -0.85981 | -0.85981 | -0.85981 | -0.85981 | -0.85981 | -0.85981 | 35 |  |  | 2.0853
Culloden Pt Conversion to 33 kV | 2030 |  |  | 0 | 0 | 0 | 0.36233 | 0.36233 | 0.36233 | 0.36233 | 0.36233 | 0.36233 | 0.36233 | 0.36233 | 0.36233 | 0.36233 | 0.36233 | -0.13922 | -0.13922 | -0.13922 | -0.13922 | -0.13922 | -0.13922 | -0.13922 | -0.13922 | -0.13922 | -0.13922 | -0.13922 | -0.13922 | -0.13922 | -0.13922 | -0.13922 | -0.13922 | -0.13922 | -0.13922 | -0.13922 | -0.13922 | -0.13922 | -0.13922 | -0.13922 | -0.13922 | -0.50156 | -0.50156 | -0.50156 | -0.50156 | -0.50156 | -0.50156 | -0.50156 | -0.50156 | -0.50156 | -0.50156 | -0.50156 | 35 |  |  | 1.1012
Area II Projects: | [53 empty] | 33
Bridgehampton - Buell New 69 kV UG Cable | 2020 |  | 33.2 | 0 | 0 | 0 | 0 | 4.4251 | 4.4251 | 4.4251 | 4.4251 | 4.4251 | 4.4251 | 4.4251 | 4.4251 | 4.4251 | 4.4251 | 4.4251 | 4.4251 | 4.4251 | 4.4251 | 4.4251 | 4.4251 | 4.4251 | 4.4251 | 4.4251 | 4.4251 | 4.4251 | 4.4251 | 4.4251 | 4.4251 | 4.4251 | 4.4251 | 4.4251 | 4.4251 | 4.4251 | 4.4251 | 4.4251 | 4.4251 | 4.4251 | 4.4251 | 4.4251 | [10 empty] | 35 |  | 54.9758
No Deferral |  |  | 33.2 |  | 0 | 0 | 0 | 4.4251 | 4.4251 | 4.4251 | 4.4251 | 4.4251 | 4.4251 | 4.4251 | 4.4251 | 4.4251 | 4.4251 | 4.4251 | 4.4251 | 4.4251 | 4.4251 | 4.4251 | 4.4251 | 4.4251 | 4.4251 | 4.4251 | 4.4251 | 4.4251 | 4.4251 | 4.4251 | 4.4251 | 4.4251 | 4.4251 | 4.4251 | 4.4251 | 4.4251 | 4.4251 | 4.4251 | 4.4251 | 4.4251 | 4.4251 | 4.4251 | [10 empty] | 35 |  | 54.9758
Bridgehampton - Buell New 69 kV UG Cable | 2026 |  | 33.2 | [10 empty] | 5.2839 | 5.2839 | 5.2839 | 5.2839 | 5.2839 | 5.2839 | 5.2839 | 5.2839 | 5.2839 | 5.2839 | 5.2839 | 5.2839 | 5.2839 | 5.2839 | 5.2839 | 5.2839 | 5.2839 | 5.2839 | 5.2839 | 5.2839 | 5.2839 | 5.2839 | 5.2839 | 5.2839 | 5.2839 | 5.2839 | 5.2839 | 5.2839 | 5.2839 | 5.2839 | 5.2839 | 5.2839 | 5.2839 | 5.2839 | 5.2839 |  |  |  |  | 35 |  | 47.608 | 7.3678 | 7.3678 | 153495.4058 | 813525.6509
Deferral to Indicated Year |  |  | 33.2 | [6 empty] | 0 | 0 | 0 | 0 | 5.2839 | 5.2839 | 5.2839 | 5.2839 | 5.2839 | 5.2839 | 5.2839 | 5.2839 | 5.2839 | 5.2839 | 5.2839 | 5.2839 | 5.2839 | 5.2839 | 5.2839 | 5.2839 | 5.2839 | 5.2839 | 5.2839 | 5.2839 | 5.2839 | 5.2839 | 5.2839 | 5.2839 | 5.2839 | 5.2839 | 5.2839 | 5.2839 | 5.2839 | 5.2839 | 5.2839 | 5.2839 | 5.2839 | 5.2839 | 5.2839 |  |  |  |  | 35 |  | 47.608 | 7.3678 | 7.3678 | 153495.4058 | 813525.6509 | =Area II Portion
[59 empty] | 5716109.0305 | =Area II+III Portions
Annual Avoided Costs for Deferral to Indicated Year:
Bridgehampton - Buell New 69 kV UG Cable | 2026 |  |  | 0 | 0 | 0 | 0 | 4.4251 | 4.4251 | 4.4251 | 4.4251 | 4.4251 | 4.4251 | -0.85871 | -0.85871 | -0.85871 | -0.85871 | -0.85871 | -0.85871 | -0.85871 | -0.85871 | -0.85871 | -0.85871 | -0.85871 | -0.85871 | -0.85871 | -0.85871 | -0.85871 | -0.85871 | -0.85871 | -0.85871 | -0.85871 | -0.85871 | -0.85871 | -0.85871 | -0.85871 | -0.85871 | -0.85871 | -0.85871 | -0.85871 | -0.85871 | -0.85871 | -5.2839 | -5.2839 | -5.2839 | -5.2839 | -5.2839 | -5.2839 |  |  |  |  | 35 |  |  | 7.3678
0
Area III Projects: | [52 empty] | 0 | 15
New Canal - Southampton Cable | 2017 |  | 37.6 | 0 | 4.5863 | 4.5863 | 4.5863 | 4.5863 | 4.5863 | 4.5863 | 4.5863 | 4.5863 | 4.5863 | 4.5863 | 4.5863 | 4.5863 | 4.5863 | 4.5863 | 4.5863 | 4.5863 | 4.5863 | 4.5863 | 4.5863 | 4.5863 | 4.5863 | 4.5863 | 4.5863 | 4.5863 | 4.5863 | 4.5863 | 4.5863 | 4.5863 | 4.5863 | 4.5863 | 4.5863 | 4.5863 | 4.5863 | 4.5863 | 4.5863 | [13 empty] | 35 |  | 66.9063
Upgrade Wildwood - Riverhead to 138 kV | 2017 |  | 7.7 | 0 | 0.93922 | 0.93922 | 0.93922 | 0.93922 | 0.93922 | 0.93922 | 0.93922 | 0.93922 | 0.93922 | 0.93922 | 0.93922 | 0.93922 | 0.93922 | 0.93922 | 0.93922 | 0.93922 | 0.93922 | 0.93922 | 0.93922 | 0.93922 | 0.93922 | 0.93922 | 0.93922 | 0.93922 | 0.93922 | 0.93922 | 0.93922 | 0.93922 | 0.93922 | 0.93922 | 0.93922 | 0.93922 | 0.93922 | 0.93922 | 0.93922 | [13 empty] | 35 |  | 13.7016
Riverhead Canal 2nd Line and Bank | 2017 |  | 136.8 | 0 | 16.6864 | 16.6864 | 16.6864 | 16.6864 | 16.6864 | 16.6864 | 16.6864 | 16.6864 | 16.6864 | 16.6864 | 16.6864 | 16.6864 | 16.6864 | 16.6864 | 16.6864 | 16.6864 | 16.6864 | 16.6864 | 16.6864 | 16.6864 | 16.6864 | 16.6864 | 16.6864 | 16.6864 | 16.6864 | 16.6864 | 16.6864 | 16.6864 | 16.6864 | 16.6864 | 16.6864 | 16.6864 | 16.6864 | 16.6864 | 16.6864 | [13 empty] | 35 |  | 243.4251
Canal - Wainscott New 138 kV UG Cable | 2022 |  | 275.5 | 0 | 0 | 0 | 0 | 0 | 0 | 38.957 | 38.957 | 38.957 | 38.957 | 38.957 | 38.957 | 38.957 | 38.957 | 38.957 | 38.957 | 38.957 | 38.957 | 38.957 | 38.957 | 38.957 | 38.957 | 38.957 | 38.957 | 38.957 | 38.957 | 38.957 | 38.957 | 38.957 | 38.957 | 38.957 | 38.957 | 38.957 | 38.957 | 38.957 | 38.957 | 38.957 | 38.957 | 38.957 | 38.957 | 38.957 | [8 empty] | 35 |  | 434.8353
No Deferral |  |  | 457.6 |  | 22.212 | 22.212 | 22.212 | 22.212 | 22.212 | 61.169 | 61.169 | 61.169 | 61.169 | 61.169 | 61.169 | 61.169 | 61.169 | 61.169 | 61.169 | 61.169 | 61.169 | 61.169 | 61.169 | 61.169 | 61.169 | 61.169 | 61.169 | 61.169 | 61.169 | 61.169 | 61.169 | 61.169 | 61.169 | 61.169 | 61.169 | 61.169 | 61.169 | 61.169 | 61.169 | 38.957 | 38.957 | 38.957 | 38.957 | 38.957 | [10 empty] | 758.8683
New Canal - Southampton Cable | 2023 |  | 37.6 | [7 empty] | 5.4763 | 5.4763 | 5.4763 | 5.4763 | 5.4763 | 5.4763 | 5.4763 | 5.4763 | 5.4763 | 5.4763 | 5.4763 | 5.4763 | 5.4763 | 5.4763 | 5.4763 | 5.4763 | 5.4763 | 5.4763 | 5.4763 | 5.4763 | 5.4763 | 5.4763 | 5.4763 | 5.4763 | 5.4763 | 5.4763 | 5.4763 | 5.4763 | 5.4763 | 5.4763 | 5.4763 | 5.4763 | 5.4763 | 5.4763 | 5.4763 | [7 empty] | 35 |  | 57.9396 | 8.9667 | 0 | 0 | 0
Upgrade Wildwood - Riverhead to 138 kV | 2022 |  | 7.7 | [6 empty] | 1.0888 | 1.0888 | 1.0888 | 1.0888 | 1.0888 | 1.0888 | 1.0888 | 1.0888 | 1.0888 | 1.0888 | 1.0888 | 1.0888 | 1.0888 | 1.0888 | 1.0888 | 1.0888 | 1.0888 | 1.0888 | 1.0888 | 1.0888 | 1.0888 | 1.0888 | 1.0888 | 1.0888 | 1.0888 | 1.0888 | 1.0888 | 1.0888 | 1.0888 | 1.0888 | 1.0888 | 1.0888 | 1.0888 | 1.0888 | 1.0888 | [8 empty] | 35 |  | 12.1533 | 1.5483 | 0 | 0 | 0
Riverhead Canal 2nd Line and Bank | 2023 |  | 136.8 | [7 empty] | 19.9245 | 19.9245 | 19.9245 | 19.9245 | 19.9245 | 19.9245 | 19.9245 | 19.9245 | 19.9245 | 19.9245 | 19.9245 | 19.9245 | 19.9245 | 19.9245 | 19.9245 | 19.9245 | 19.9245 | 19.9245 | 19.9245 | 19.9245 | 19.9245 | 19.9245 | 19.9245 | 19.9245 | 19.9245 | 19.9245 | 19.9245 | 19.9245 | 19.9245 | 19.9245 | 19.9245 | 19.9245 | 19.9245 | 19.9245 | 19.9245 | [7 empty] | 35 |  | 210.8017 | 32.6235 | 0 | 0 | 0
Canal - Wainscott New 138 kV UG Cable | 2028 |  | 275.5 | [12 empty] | 46.5167 | 46.5167 | 46.5167 | 46.5167 | 46.5167 | 46.5167 | 46.5167 | 46.5167 | 46.5167 | 46.5167 | 46.5167 | 46.5167 | 46.5167 | 46.5167 | 46.5167 | 46.5167 | 46.5167 | 46.5167 | 46.5167 | 46.5167 | 46.5167 | 46.5167 | 46.5167 | 46.5167 | 46.5167 | 46.5167 | 46.5167 | 46.5167 | 46.5167 | 46.5167 | 46.5167 | 46.5167 | 46.5167 | 46.5167 | 46.5167 |  |  | 35 |  | 376.5593 | 58.276 | 58.276 | 925015.732 | 4902583.3796
Deferral to Indicated Year |  |  | 457.6 | [6 empty] | 1.0888 | 26.4896 | 26.4896 | 26.4896 | 26.4896 | 26.4896 | 73.0063 | 73.0063 | 73.0063 | 73.0063 | 73.0063 | 73.0063 | 73.0063 | 73.0063 | 73.0063 | 73.0063 | 73.0063 | 73.0063 | 73.0063 | 73.0063 | 73.0063 | 73.0063 | 73.0063 | 73.0063 | 73.0063 | 73.0063 | 73.0063 | 73.0063 | 73.0063 | 73.0063 | 73.0063 | 73.0063 | 73.0063 | 73.0063 | 73.0063 | 71.9175 | 46.5167 | 46.5167 | 46.5167 | 46.5167 | 46.5167 |  |  | 41 |  | 657.4539 | 101.4144 | 58.276 | 925015.732 | 4902583.3796 | =Area III Portion
[59 empty] | 4902583.3796 | =Area III Portion
Annual Avoided Costs for Deferral to Indicated Year:
New Canal - Southampton Cable | 2023 |  |  | 0 | 4.5863 | 4.5863 | 4.5863 | 4.5863 | 4.5863 | 4.5863 | -0.88999 | -0.88999 | -0.88999 | -0.88999 | -0.88999 | -0.88999 | -0.88999 | -0.88999 | -0.88999 | -0.88999 | -0.88999 | -0.88999 | -0.88999 | -0.88999 | -0.88999 | -0.88999 | -0.88999 | -0.88999 | -0.88999 | -0.88999 | -0.88999 | -0.88999 | -0.88999 | -0.88999 | -0.88999 | -0.88999 | -0.88999 | -0.88999 | -0.88999 | -5.4763 | -5.4763 | -5.4763 | -5.4763 | -5.4763 | -5.4763 | 0 | 0 | 0 | 0 | 0 |  |  | 35 |  |  | 8.9667
Upgrade Wildwood - Riverhead to 138 kV | 2022 |  |  | 0 | 0.93922 | 0.93922 | 0.93922 | 0.93922 | 0.93922 | -0.14959 | -0.14959 | -0.14959 | -0.14959 | -0.14959 | -0.14959 | -0.14959 | -0.14959 | -0.14959 | -0.14959 | -0.14959 | -0.14959 | -0.14959 | -0.14959 | -0.14959 | -0.14959 | -0.14959 | -0.14959 | -0.14959 | -0.14959 | -0.14959 | -0.14959 | -0.14959 | -0.14959 | -0.14959 | -0.14959 | -0.14959 | -0.14959 | -0.14959 | -0.14959 | -1.0888 | -1.0888 | -1.0888 | -1.0888 | -1.0888 | 0 | 0 | 0 | 0 | 0 | 0 |  |  | 35 |  |  | 1.5483
Riverhead Canal 2nd Line and Bank | 2023 |  |  | 0 | 16.6864 | 16.6864 | 16.6864 | 16.6864 | 16.6864 | 16.6864 | -3.238 | -3.238 | -3.238 | -3.238 | -3.238 | -3.238 | -3.238 | -3.238 | -3.238 | -3.238 | -3.238 | -3.238 | -3.238 | -3.238 | -3.238 | -3.238 | -3.238 | -3.238 | -3.238 | -3.238 | -3.238 | -3.238 | -3.238 | -3.238 | -3.238 | -3.238 | -3.238 | -3.238 | -3.238 | -19.9245 | -19.9245 | -19.9245 | -19.9245 | -19.9245 | -19.9245 | 0 | 0 | 0 | 0 | 0 |  |  | 35 |  |  | 32.6235
Canal - Wainscott New 138 kV UG Cable | 2028 |  |  | 0 | 0 | 0 | 0 | 0 | 0 | 38.957 | 38.957 | 38.957 | 38.957 | 38.957 | 38.957 | -7.5597 | -7.5597 | -7.5597 | -7.5597 | -7.5597 | -7.5597 | -7.5597 | -7.5597 | -7.5597 | -7.5597 | -7.5597 | -7.5597 | -7.5597 | -7.5597 | -7.5597 | -7.5597 | -7.5597 | -7.5597 | -7.5597 | -7.5597 | -7.5597 | -7.5597 | -7.5597 | -7.5597 | -7.5597 | -7.5597 | -7.5597 | -7.5597 | -7.5597 | -46.5167 | -46.5167 | -46.5167 | -46.5167 | -46.5167 | -46.5167 | [5 empty] | 58.276
Total - All Areas (No Deferrals,$Millions) |  |  | 513.3 |  | 24.0294 | 24.6325 | 24.9948 | 29.42 | 29.42 | 68.377 | 68.377 | 68.377 | 68.377 | 68.377 | 68.377 | 68.377 | 68.377 | 68.377 | 68.377 | 68.377 | 68.377 | 68.377 | 68.377 | 68.377 | 68.377 | 68.377 | 68.377 | 68.377 | 68.377 | 68.377 | 68.377 | 68.377 | 68.377 | 68.377 | 68.377 | 68.377 | 68.377 | 68.377 | 68.377 | 44.3475 | 43.7445 | 43.3821 | 38.957 | 38.957 | 0 | 0 | 0 | 0 | 0 | 0 | 0 | 0 |  | 63 | 853.4454 | 119.0703 | = max. total avoided cost in portfolio
Annual Avoided Costs for Deferrals - Area 1 Proposal: (see note*) | Deferral Year |  |  | 2016 | 2017 | 2018 | 2019 | 2020 | 2021 | 2022 | 2023 | 2024 | 2025 | 2026 | 2027 | 2028 | 2029 | 2030 | 2031 | 2032 | 2033 | 2034 | 2035 | 2036 | 2037 | 2038 | 2039 | 2040 | 2041 | 2042 | 2043 | 2044 | 2045 | 2046 | 2047 | 2048 | 2049 | 2050 | 2051 | 2052 | 2053 | 2054 | 2055 | 2056 | 2057 | 2058 | 2059 | 2060 | 2061 | 2062 | 2063 | 2064 |  |  | Differential NPV $M |  | Differential NPV $M (adjusted for COD of Selected Project) | Differntial NPV $/MW | NPV of Transmission Avoided Costs for Selected Project
Area I Projects:
Amagansett Conversion 33 kV | 2030 |  |  | 0 | 0.97582 | 0.97582 | 0.97582 | 0.97582 | 0.97582 | 0.97582 | 0.97582 | 0.97582 | 0.97582 | 0.97582 | 0.97582 | 0.97582 | 0.97582 | -0.4572 | -0.4572 | -0.4572 | -0.4572 | -0.4572 | -0.4572 | -0.4572 | -0.4572 | -0.4572 | -0.4572 | -0.4572 | -0.4572 | -0.4572 | -0.4572 | -0.4572 | -0.4572 | -0.4572 | -0.4572 | -0.4572 | -0.4572 | -0.4572 | -0.4572 | -1.433 | -1.433 | -1.433 | -1.433 | -1.433 | -1.433 | -1.433 | -1.433 | -1.433 | -1.433 | -1.433 | -1.433 | -1.433 |  |  | 3.8129 |  | 0 | 0 | 0
East Hampton Conversion 33 kV | 2030 |  |  | 0 | 0.39033 | 0.39033 | 0.39033 | 0.39033 | 0.39033 | 0.39033 | 0.39033 | 0.39033 | 0.39033 | 0.39033 | 0.39033 | 0.39033 | 0.39033 | -0.18288 | -0.18288 | -0.18288 | -0.18288 | -0.18288 | -0.18288 | -0.18288 | -0.18288 | -0.18288 | -0.18288 | -0.18288 | -0.18288 | -0.18288 | -0.18288 | -0.18288 | -0.18288 | -0.18288 | -0.18288 | -0.18288 | -0.18288 | -0.18288 | -0.18288 | -0.57321 | -0.57321 | -0.57321 | -0.57321 | -0.57321 | -0.57321 | -0.57321 | -0.57321 | -0.57321 | -0.57321 | -0.57321 | -0.57321 | -0.57321 |  |  | 1.5252 |  | 0 | 0 | 0
Buell Conversion 33 kV | 2030 |  |  | 0 | 0.45131 | 0.45131 | 0.45131 | 0.45131 | 0.45131 | 0.45131 | 0.45131 | 0.45131 | 0.45131 | 0.45131 | 0.45131 | 0.45131 | 0.45131 | -0.21146 | -0.21146 | -0.21146 | -0.21146 | -0.21146 | -0.21146 | -0.21146 | -0.21146 | -0.21146 | -0.21146 | -0.21146 | -0.21146 | -0.21146 | -0.21146 | -0.21146 | -0.21146 | -0.21146 | -0.21146 | -0.21146 | -0.21146 | -0.21146 | -0.21146 | -0.66277 | -0.66277 | -0.66277 | -0.66277 | -0.66277 | -0.66277 | -0.66277 | -0.66277 | -0.66277 | -0.66277 | -0.66277 | -0.66277 | -0.66277 |  |  | 1.7635 |  | 0 | 0 | 0
Hither Hills Conversion to 33 kV | 2030 |  |  | 0 | 0 | 0.60305 | 0.60305 | 0.60305 | 0.60305 | 0.60305 | 0.60305 | 0.60305 | 0.60305 | 0.60305 | 0.60305 | 0.60305 | 0.60305 | -0.25676 | -0.25676 | -0.25676 | -0.25676 | -0.25676 | -0.25676 | -0.25676 | -0.25676 | -0.25676 | -0.25676 | -0.25676 | -0.25676 | -0.25676 | -0.25676 | -0.25676 | -0.25676 | -0.25676 | -0.25676 | -0.25676 | -0.25676 | -0.25676 | -0.25676 | -0.25676 | -0.85981 | -0.85981 | -0.85981 | -0.85981 | -0.85981 | -0.85981 | -0.85981 | -0.85981 | -0.85981 | -0.85981 | -0.85981 | -0.85981 |  |  | 2.0853 |  | 2.0853 | 139022.8879 | 0
Culloden Pt Conversion to 33 kV | 2030 |  |  | 0 | 0 | 0 | 0.36233 | 0.36233 | 0.36233 | 0.36233 | 0.36233 | 0.36233 | 0.36233 | 0.36233 | 0.36233 | 0.36233 | 0.36233 | -0.13922 | -0.13922 | -0.13922 | -0.13922 | -0.13922 | -0.13922 | -0.13922 | -0.13922 | -0.13922 | -0.13922 | -0.13922 | -0.13922 | -0.13922 | -0.13922 | -0.13922 | -0.13922 | -0.13922 | -0.13922 | -0.13922 | -0.13922 | -0.13922 | -0.13922 | -0.13922 | -0.13922 | -0.50156 | -0.50156 | -0.50156 | -0.50156 | -0.50156 | -0.50156 | -0.50156 | -0.50156 | -0.50156 | -0.50156 | -0.50156 |  |  | 1.1012 |  | 1.1012 | 73412.135 | 0
[59 empty] | 0 | =Area I Portion
Area II Projects: | [58 empty] | 0 | =Area I+II+III Portions
Bridgehampton - Buell New 69 kV UG Cable | 2026 |  |  | 0 | 0 | 0 | 0 | 4.4251 | 4.4251 | 4.4251 | 4.4251 | 4.4251 | 4.4251 | -0.85871 | -0.85871 | -0.85871 | -0.85871 | -0.85871 | -0.85871 | -0.85871 | -0.85871 | -0.85871 | -0.85871 | -0.85871 | -0.85871 | -0.85871 | -0.85871 | -0.85871 | -0.85871 | -0.85871 | -0.85871 | -0.85871 | -0.85871 | -0.85871 | -0.85871 | -0.85871 | -0.85871 | -0.85871 | -0.85871 | -0.85871 | -0.85871 | -0.85871 | -5.2839 | -5.2839 | -5.2839 | -5.2839 | -5.2839 | -5.2839 | 0 | 0 | 0 | 0 |  |  | 7.3678 |  | 7.3678 | 153495.4058 | 0
[59 empty] | 0 | =Area II Portion
Area III Projects: | [58 empty] | 0 | =Area II+III Portions
New Canal - Southampton Cable | 2023 |  |  | 0 | 4.5863 | 4.5863 | 4.5863 | 4.5863 | 4.5863 | 4.5863 | -0.88999 | -0.88999 | -0.88999 | -0.88999 | -0.88999 | -0.88999 | -0.88999 | -0.88999 | -0.88999 | -0.88999 | -0.88999 | -0.88999 | -0.88999 | -0.88999 | -0.88999 | -0.88999 | -0.88999 | -0.88999 | -0.88999 | -0.88999 | -0.88999 | -0.88999 | -0.88999 | -0.88999 | -0.88999 | -0.88999 | -0.88999 | -0.88999 | -0.88999 | -5.4763 | -5.4763 | -5.4763 | -5.4763 | -5.4763 | -5.4763 | 0 | 0 | 0 | 0 | 0 | 0 | 0 |  |  | 8.9667 |  | 0 | 0 | 0
Upgrade Wildwood - Riverhead to 138 kV | 2022 |  |  | 0 | 0.93922 | 0.93922 | 0.93922 | 0.93922 | 0.93922 | -0.14959 | -0.14959 | -0.14959 | -0.14959 | -0.14959 | -0.14959 | -0.14959 | -0.14959 | -0.14959 | -0.14959 | -0.14959 | -0.14959 | -0.14959 | -0.14959 | -0.14959 | -0.14959 | -0.14959 | -0.14959 | -0.14959 | -0.14959 | -0.14959 | -0.14959 | -0.14959 | -0.14959 | -0.14959 | -0.14959 | -0.14959 | -0.14959 | -0.14959 | -0.14959 | -1.0888 | -1.0888 | -1.0888 | -1.0888 | -1.0888 | 0 | 0 | 0 | 0 | 0 | 0 | 0 | 0 |  |  | 1.5483 |  | 0 | 0 | 0
Riverhead Canal 2nd Line and Bank | 2023 |  |  | 0 | 16.6864 | 16.6864 | 16.6864 | 16.6864 | 16.6864 | 16.6864 | -3.238 | -3.238 | -3.238 | -3.238 | -3.238 | -3.238 | -3.238 | -3.238 | -3.238 | -3.238 | -3.238 | -3.238 | -3.238 | -3.238 | -3.238 | -3.238 | -3.238 | -3.238 | -3.238 | -3.238 | -3.238 | -3.238 | -3.238 | -3.238 | -3.238 | -3.238 | -3.238 | -3.238 | -3.238 | -19.9245 | -19.9245 | -19.9245 | -19.9245 | -19.9245 | -19.9245 | 0 | 0 | 0 | 0 | 0 | 0 | 0 |  |  | 32.6235 |  | 0 | 0 | 0
Canal - Wainscott New 138 kV UG Cable | 2028 |  |  | 0 | 0 | 0 | 0 | 0 | 0 | 38.957 | 38.957 | 38.957 | 38.957 | 38.957 | 38.957 | -7.5597 | -7.5597 | -7.5597 | -7.5597 | -7.5597 | -7.5597 | -7.5597 | -7.5597 | -7.5597 | -7.5597 | -7.5597 | -7.5597 | -7.5597 | -7.5597 | -7.5597 | -7.5597 | -7.5597 | -7.5597 | -7.5597 | -7.5597 | -7.5597 | -7.5597 | -7.5597 | -7.5597 | -7.5597 | -7.5597 | -7.5597 | -7.5597 | -7.5597 | -46.5167 | -46.5167 | -46.5167 | -46.5167 | -46.5167 | -46.5167 | 0 | 0 |  |  | 58.276 |  | 58.276 | 925015.732 | 0
[59 empty] | 0 | =Area III Portion
Total - Area 1 Proposal, $Millions (unadjusted) |  |  |  | 0 | 0 | 0.60305 | 0.96539 | 5.3905 | 5.3905 | 44.3475 | 44.3475 | 44.3475 | 44.3475 | 39.0637 | 39.0637 | -7.453 | -7.453 | -8.8144 | -8.8144 | -8.8144 | -8.8144 | -8.8144 | -8.8144 | -8.8144 | -8.8144 | -8.8144 | -8.8144 | -8.8144 | -8.8144 | -8.8144 | -8.8144 | -8.8144 | -8.8144 | -8.8144 | -8.8144 | -8.8144 | -8.8144 | -8.8144 | -8.8144 | -8.8144 | -9.4174 | -9.7798 | -14.2049 | -14.2049 | -53.1619 | -53.1619 | -53.1619 | -53.1619 | -47.878 | -47.878 | -1.3614 | -1.3614 |  |  | 68.8303 |  |  | 1290946.1608 | 0
$/MW-yr |  |  |  | 0 | 0 | 40203.5861 | 64359.2408 | 156549.7282 | 156549.7282 | 774914.5398 | 774914.5398 | 774914.5398 | 774914.5398 | 664834.2766 | 664834.2766 | -73525.6468 | -73525.6468 | -164283.4228 | -164283.4228 | -164283.4228 | -164283.4228 | -164283.4228 | -164283.4228 | -164283.4228 | -164283.4228 | -164283.4228 | -164283.4228 | -164283.4228 | -164283.4228 | -164283.4228 | -164283.4228 | -164283.4228 | -164283.4228 | -164283.4228 | -164283.4228 | -164283.4228 | -164283.4228 | -164283.4228 | -164283.4228 | -164283.4228 | -204487.0089 | -228642.6636 | -320833.151 | -320833.151 | -939197.9626 | -939197.9626 | -939197.9626 | -939197.9626 | -829117.6994 | -829117.6994 | -90757.776 | -90757.776
$Millions (adjusted) |  |  |  | 0 | 0 | 0 | 0 | 0 | 0 | 0 | 0 | 0 | 0 | 0 | 0 | 0 | 0 | 0 | 0 | 0 | 0 | 0 | 0 | 0 | 0 | 0 | 0 | 0 | 0 | 0 | 0 | 0 | 0 | 0 | 0 | 0 | 0 | 0 | 0 | 0 | 0 | 0 | 0 | 0 | 0 | 0 | 0 | 0 | 0 | 0 | 0 | 0 |  |  | 0
Annual Avoided Costs for Deferrals - Area 2 Proposal: (see note*) | Deferral Year |  |  | 2016 | 2017 | 2018 | 2019 | 2020 | 2021 | 2022 | 2023 | 2024 | 2025 | 2026 | 2027 | 2028 | 2029 | 2030 | 2031 | 2032 | 2033 | 2034 | 2035 | 2036 | 2037 | 2038 | 2039 | 2040 | 2041 | 2042 | 2043 | 2044 | 2045 | 2046 | 2047 | 2048 | 2049 | 2050 | 2051 | 2052 | 2053 | 2054 | 2055 | 2056 | 2057 | 2058 | 2059 | 2060 | 2061 | 2062 | 2063 | 2064 |  |  | Differential NPV $M |  | Differential NPV $M (adjusted for COD of Selected Project) | Differntial NPV $/MW | NPV of Transmission Avoided Costs for Selected Project
Area I Projects:
Amagansett Conversion 33 kV | 2030 |  |  | 0 | 0 | 0 | 0 | 0 | 0 | 0 | 0 | 0 | 0 | 0 | 0 | 0 | 0 | 0 | 0 | 0 | 0 | 0 | 0 | 0 | 0 | 0 | 0 | 0 | 0 | 0 | 0 | 0 | 0 | 0 | 0 | 0 | 0 | 0 | 0 | 0 | 0 | 0 | 0 | 0 | 0 | 0 | 0 | 0 | 0 | 0 | 0 | 0 |  |  | 0 |  | 0 | 0 | 0
East Hampton Conversion 33 kV | 2030 |  |  | 0 | 0 | 0 | 0 | 0 | 0 | 0 | 0 | 0 | 0 | 0 | 0 | 0 | 0 | 0 | 0 | 0 | 0 | 0 | 0 | 0 | 0 | 0 | 0 | 0 | 0 | 0 | 0 | 0 | 0 | 0 | 0 | 0 | 0 | 0 | 0 | 0 | 0 | 0 | 0 | 0 | 0 | 0 | 0 | 0 | 0 | 0 | 0 | 0 |  |  | 0 |  | 0 | 0 | 0
Buell Conversion 33 kV | 2030 |  |  | 0 | 0 | 0 | 0 | 0 | 0 | 0 | 0 | 0 | 0 | 0 | 0 | 0 | 0 | 0 | 0 | 0 | 0 | 0 | 0 | 0 | 0 | 0 | 0 | 0 | 0 | 0 | 0 | 0 | 0 | 0 | 0 | 0 | 0 | 0 | 0 | 0 | 0 | 0 | 0 | 0 | 0 | 0 | 0 | 0 | 0 | 0 | 0 | 0 |  |  | 0 |  | 0 | 0 | 0
Hither Hills Conversion to 33 kV | 2030 |  |  | 0 | 0 | 0 | 0 | 0 | 0 | 0 | 0 | 0 | 0 | 0 | 0 | 0 | 0 | 0 | 0 | 0 | 0 | 0 | 0 | 0 | 0 | 0 | 0 | 0 | 0 | 0 | 0 | 0 | 0 | 0 | 0 | 0 | 0 | 0 | 0 | 0 | 0 | 0 | 0 | 0 | 0 | 0 | 0 | 0 | 0 | 0 | 0 | 0 |  |  | 0 |  | 0 | 0 | 0
Culloden Pt Conversion to 33 kV | 2030 |  |  | 0 | 0 | 0 | 0 | 0 | 0 | 0 | 0 | 0 | 0 | 0 | 0 | 0 | 0 | 0 | 0 | 0 | 0 | 0 | 0 | 0 | 0 | 0 | 0 | 0 | 0 | 0 | 0 | 0 | 0 | 0 | 0 | 0 | 0 | 0 | 0 | 0 | 0 | 0 | 0 | 0 | 0 | 0 | 0 | 0 | 0 | 0 | 0 | 0 |  |  | 0 |  | 0 | 0 | 0
[59 empty] | 0 | =Area I Portion
Area II Projects: | [58 empty] | 0 | =Area I+II+III Portions
Bridgehampton - Buell New 69 kV UG Cable | 2026 |  |  | 0 | 0 | 0 | 0 | 4.4251 | 4.4251 | 4.4251 | 4.4251 | 4.4251 | 4.4251 | -0.85871 | -0.85871 | -0.85871 | -0.85871 | -0.85871 | -0.85871 | -0.85871 | -0.85871 | -0.85871 | -0.85871 | -0.85871 | -0.85871 | -0.85871 | -0.85871 | -0.85871 | -0.85871 | -0.85871 | -0.85871 | -0.85871 | -0.85871 | -0.85871 | -0.85871 | -0.85871 | -0.85871 | -0.85871 | -0.85871 | -0.85871 | -0.85871 | -0.85871 | -5.2839 | -5.2839 | -5.2839 | -5.2839 | -5.2839 | -5.2839 | 0 | 0 | 0 | 0 |  |  | 7.3678 |  | 7.3678 | 153495.4058 | 0
[59 empty] | 0 | =Area II Portion
Area III Projects: | [58 empty] | 0 | =Area II+III Portions
New Canal - Southampton Cable | 2023 |  |  | 0 | 4.5863 | 4.5863 | 4.5863 | 4.5863 | 4.5863 | 4.5863 | -0.88999 | -0.88999 | -0.88999 | -0.88999 | -0.88999 | -0.88999 | -0.88999 | -0.88999 | -0.88999 | -0.88999 | -0.88999 | -0.88999 | -0.88999 | -0.88999 | -0.88999 | -0.88999 | -0.88999 | -0.88999 | -0.88999 | -0.88999 | -0.88999 | -0.88999 | -0.88999 | -0.88999 | -0.88999 | -0.88999 | -0.88999 | -0.88999 | -0.88999 | -5.4763 | -5.4763 | -5.4763 | -5.4763 | -5.4763 | -5.4763 | 0 | 0 | 0 | 0 | 0 | 0 | 0 |  |  | 8.9667 |  | 0 | 0 | 0
Upgrade Wildwood - Riverhead to 138 kV | 2022 |  |  | 0 | 0.93922 | 0.93922 | 0.93922 | 0.93922 | 0.93922 | -0.14959 | -0.14959 | -0.14959 | -0.14959 | -0.14959 | -0.14959 | -0.14959 | -0.14959 | -0.14959 | -0.14959 | -0.14959 | -0.14959 | -0.14959 | -0.14959 | -0.14959 | -0.14959 | -0.14959 | -0.14959 | -0.14959 | -0.14959 | -0.14959 | -0.14959 | -0.14959 | -0.14959 | -0.14959 | -0.14959 | -0.14959 | -0.14959 | -0.14959 | -0.14959 | -1.0888 | -1.0888 | -1.0888 | -1.0888 | -1.0888 | 0 | 0 | 0 | 0 | 0 | 0 | 0 | 0 |  |  | 1.5483 |  | 0 | 0 | 0
Riverhead Canal 2nd Line and Bank | 2023 |  |  | 0 | 16.6864 | 16.6864 | 16.6864 | 16.6864 | 16.6864 | 16.6864 | -3.238 | -3.238 | -3.238 | -3.238 | -3.238 | -3.238 | -3.238 | -3.238 | -3.238 | -3.238 | -3.238 | -3.238 | -3.238 | -3.238 | -3.238 | -3.238 | -3.238 | -3.238 | -3.238 | -3.238 | -3.238 | -3.238 | -3.238 | -3.238 | -3.238 | -3.238 | -3.238 | -3.238 | -3.238 | -19.9245 | -19.9245 | -19.9245 | -19.9245 | -19.9245 | -19.9245 | 0 | 0 | 0 | 0 | 0 | 0 | 0 |  |  | 32.6235 |  | 0 | 0 | 0
Canal - Wainscott New 138 kV UG Cable | 2028 |  |  | 0 | 0 | 0 | 0 | 0 | 0 | 38.957 | 38.957 | 38.957 | 38.957 | 38.957 | 38.957 | -7.5597 | -7.5597 | -7.5597 | -7.5597 | -7.5597 | -7.5597 | -7.5597 | -7.5597 | -7.5597 | -7.5597 | -7.5597 | -7.5597 | -7.5597 | -7.5597 | -7.5597 | -7.5597 | -7.5597 | -7.5597 | -7.5597 | -7.5597 | -7.5597 | -7.5597 | -7.5597 | -7.5597 | -7.5597 | -7.5597 | -7.5597 | -7.5597 | -7.5597 | -46.5167 | -46.5167 | -46.5167 | -46.5167 | -46.5167 | -46.5167 | 0 | 0 |  |  | 58.276 |  | 58.276 | 925015.732 | 0
[59 empty] | 0 | =Area III Portion
Total - Area 2 Proposal, $Millions (unadjusted) |  |  |  | 0 | 0 | 0 | 0 | 4.4251 | 4.4251 | 43.3821 | 43.3821 | 43.3821 | 43.3821 | 38.0983 | 38.0983 | -8.4184 | -8.4184 | -8.4184 | -8.4184 | -8.4184 | -8.4184 | -8.4184 | -8.4184 | -8.4184 | -8.4184 | -8.4184 | -8.4184 | -8.4184 | -8.4184 | -8.4184 | -8.4184 | -8.4184 | -8.4184 | -8.4184 | -8.4184 | -8.4184 | -8.4184 | -8.4184 | -8.4184 | -8.4184 | -8.4184 | -8.4184 | -12.8435 | -12.8435 | -51.8005 | -51.8005 | -51.8005 | -51.8005 | -46.5167 | -46.5167 | 0 | 0 |  |  | 65.6438 |  |  | 1078511.1378 | 0
$/MW-yr |  |  |  | 0 | 0 | 0 | 0 | 92190.4874 | 92190.4874 | 710555.299 | 710555.299 | 710555.299 | 710555.299 | 600475.0358 | 600475.0358 | -137884.8876 | -137884.8876 | -137884.8876 | -137884.8876 | -137884.8876 | -137884.8876 | -137884.8876 | -137884.8876 | -137884.8876 | -137884.8876 | -137884.8876 | -137884.8876 | -137884.8876 | -137884.8876 | -137884.8876 | -137884.8876 | -137884.8876 | -137884.8876 | -137884.8876 | -137884.8876 | -137884.8876 | -137884.8876 | -137884.8876 | -137884.8876 | -137884.8876 | -137884.8876 | -137884.8876 | -230075.375 | -230075.375 | -848440.1866 | -848440.1866 | -848440.1866 | -848440.1866 | -738359.9234 | -738359.9234 | 0 | 0
$Millions (adjusted) |  |  |  | 0 | 0 | 0 | 0 | 0 | 0 | 0 | 0 | 0 | 0 | 0 | 0 | 0 | 0 | 0 | 0 | 0 | 0 | 0 | 0 | 0 | 0 | 0 | 0 | 0 | 0 | 0 | 0 | 0 | 0 | 0 | 0 | 0 | 0 | 0 | 0 | 0 | 0 | 0 | 0 | 0 | 0 | 0 | 0 | 0 | 0 | 0 | 0 | 0 |  |  | 0
Annual Avoided Costs for Deferrals - Area 3 Proposal: (see note*) | Deferral Year |  |  | 2016 | 2017 | 2018 | 2019 | 2020 | 2021 | 2022 | 2023 | 2024 | 2025 | 2026 | 2027 | 2028 | 2029 | 2030 | 2031 | 2032 | 2033 | 2034 | 2035 | 2036 | 2037 | 2038 | 2039 | 2040 | 2041 | 2042 | 2043 | 2044 | 2045 | 2046 | 2047 | 2048 | 2049 | 2050 | 2051 | 2052 | 2053 | 2054 | 2055 | 2056 | 2057 | 2058 | 2059 | 2060 | 2061 | 2062 | 2063 | 2064 |  |  | Differential NPV $M |  | Differential NPV $M (adjusted for COD of Selected Project) | Differntial NPV $/MW | NPV of Transmission Avoided Costs for Selected Project
Area I Projects:
Amagansett Conversion 33 kV | 2030 |  |  | 0 | 0 | 0 | 0 | 0 | 0 | 0 | 0 | 0 | 0 | 0 | 0 | 0 | 0 | 0 | 0 | 0 | 0 | 0 | 0 | 0 | 0 | 0 | 0 | 0 | 0 | 0 | 0 | 0 | 0 | 0 | 0 | 0 | 0 | 0 | 0 | 0 | 0 | 0 | 0 | 0 | 0 | 0 | 0 | 0 | 0 | 0 | 0 | 0 |  |  | 0 |  | 0 | 0 | 0
East Hampton Conversion 33 kV | 2030 |  |  | 0 | 0 | 0 | 0 | 0 | 0 | 0 | 0 | 0 | 0 | 0 | 0 | 0 | 0 | 0 | 0 | 0 | 0 | 0 | 0 | 0 | 0 | 0 | 0 | 0 | 0 | 0 | 0 | 0 | 0 | 0 | 0 | 0 | 0 | 0 | 0 | 0 | 0 | 0 | 0 | 0 | 0 | 0 | 0 | 0 | 0 | 0 | 0 | 0 |  |  | 0 |  | 0 | 0 | 0
Buell Conversion 33 kV | 2030 |  |  | 0 | 0 | 0 | 0 | 0 | 0 | 0 | 0 | 0 | 0 | 0 | 0 | 0 | 0 | 0 | 0 | 0 | 0 | 0 | 0 | 0 | 0 | 0 | 0 | 0 | 0 | 0 | 0 | 0 | 0 | 0 | 0 | 0 | 0 | 0 | 0 | 0 | 0 | 0 | 0 | 0 | 0 | 0 | 0 | 0 | 0 | 0 | 0 | 0 |  |  | 0 |  | 0 | 0 | 0
Hither Hills Conversion to 33 kV | 2030 |  |  | 0 | 0 | 0 | 0 | 0 | 0 | 0 | 0 | 0 | 0 | 0 | 0 | 0 | 0 | 0 | 0 | 0 | 0 | 0 | 0 | 0 | 0 | 0 | 0 | 0 | 0 | 0 | 0 | 0 | 0 | 0 | 0 | 0 | 0 | 0 | 0 | 0 | 0 | 0 | 0 | 0 | 0 | 0 | 0 | 0 | 0 | 0 | 0 | 0 |  |  | 0 |  | 0 | 0 | 0
Culloden Pt Conversion to 33 kV | 2030 |  |  | 0 | 0 | 0 | 0 | 0 | 0 | 0 | 0 | 0 | 0 | 0 | 0 | 0 | 0 | 0 | 0 | 0 | 0 | 0 | 0 | 0 | 0 | 0 | 0 | 0 | 0 | 0 | 0 | 0 | 0 | 0 | 0 | 0 | 0 | 0 | 0 | 0 | 0 | 0 | 0 | 0 | 0 | 0 | 0 | 0 | 0 | 0 | 0 | 0 |  |  | 0 |  | 0 | 0 | 0
[59 empty] | 0 | =Area I Portion
Area II Projects: | [58 empty] | 4902583.3796 | =Area I+II+III Portions
Bridgehampton - Buell New 69 kV UG Cable | 2026 |  |  | 0 | 0 | 0 | 0 | 0 | 0 | 0 | 0 | 0 | 0 | 0 | 0 | 0 | 0 | 0 | 0 | 0 | 0 | 0 | 0 | 0 | 0 | 0 | 0 | 0 | 0 | 0 | 0 | 0 | 0 | 0 | 0 | 0 | 0 | 0 | 0 | 0 | 0 | 0 | 0 | 0 | 0 | 0 | 0 | 0 | 0 | 0 | 0 | 0 |  |  | 0 |  | 0 | 0 | 0
[59 empty] | 0 | =Area II Portion
Area III Projects: | [58 empty] | 4902583.3796 | =Area II+III Portions
New Canal - Southampton Cable | 2023 |  |  | 0 | 4.5863 | 4.5863 | 4.5863 | 4.5863 | 4.5863 | 4.5863 | -0.88999 | -0.88999 | -0.88999 | -0.88999 | -0.88999 | -0.88999 | -0.88999 | -0.88999 | -0.88999 | -0.88999 | -0.88999 | -0.88999 | -0.88999 | -0.88999 | -0.88999 | -0.88999 | -0.88999 | -0.88999 | -0.88999 | -0.88999 | -0.88999 | -0.88999 | -0.88999 | -0.88999 | -0.88999 | -0.88999 | -0.88999 | -0.88999 | -0.88999 | -5.4763 | -5.4763 | -5.4763 | -5.4763 | -5.4763 | -5.4763 | 0 | 0 | 0 | 0 | 0 | 0 | 0 |  |  | 8.9667 |  | 0 | 0 | 0
Upgrade Wildwood - Riverhead to 138 kV | 2022 |  |  | 0 | 0.93922 | 0.93922 | 0.93922 | 0.93922 | 0.93922 | -0.14959 | -0.14959 | -0.14959 | -0.14959 | -0.14959 | -0.14959 | -0.14959 | -0.14959 | -0.14959 | -0.14959 | -0.14959 | -0.14959 | -0.14959 | -0.14959 | -0.14959 | -0.14959 | -0.14959 | -0.14959 | -0.14959 | -0.14959 | -0.14959 | -0.14959 | -0.14959 | -0.14959 | -0.14959 | -0.14959 | -0.14959 | -0.14959 | -0.14959 | -0.14959 | -1.0888 | -1.0888 | -1.0888 | -1.0888 | -1.0888 | 0 | 0 | 0 | 0 | 0 | 0 | 0 | 0 |  |  | 1.5483 |  | 0 | 0 | 0
Riverhead Canal 2nd Line and Bank | 2023 |  |  | 0 | 16.6864 | 16.6864 | 16.6864 | 16.6864 | 16.6864 | 16.6864 | -3.238 | -3.238 | -3.238 | -3.238 | -3.238 | -3.238 | -3.238 | -3.238 | -3.238 | -3.238 | -3.238 | -3.238 | -3.238 | -3.238 | -3.238 | -3.238 | -3.238 | -3.238 | -3.238 | -3.238 | -3.238 | -3.238 | -3.238 | -3.238 | -3.238 | -3.238 | -3.238 | -3.238 | -3.238 | -19.9245 | -19.9245 | -19.9245 | -19.9245 | -19.9245 | -19.9245 | 0 | 0 | 0 | 0 | 0 | 0 | 0 |  |  | 32.6235 |  | 0 | 0 | 0
Canal - Wainscott New 138 kV UG Cable | 2028 |  |  | 0 | 0 | 0 | 0 | 0 | 0 | 38.957 | 38.957 | 38.957 | 38.957 | 38.957 | 38.957 | -7.5597 | -7.5597 | -7.5597 | -7.5597 | -7.5597 | -7.5597 | -7.5597 | -7.5597 | -7.5597 | -7.5597 | -7.5597 | -7.5597 | -7.5597 | -7.5597 | -7.5597 | -7.5597 | -7.5597 | -7.5597 | -7.5597 | -7.5597 | -7.5597 | -7.5597 | -7.5597 | -7.5597 | -7.5597 | -7.5597 | -7.5597 | -7.5597 | -7.5597 | -46.5167 | -46.5167 | -46.5167 | -46.5167 | -46.5167 | -46.5167 | 0 | 0 |  |  | 58.276 |  | 58.276 | 925015.732 | 4902583.3796
[59 empty] | 4902583.3796 | =Area III Portion
Total - Area 3 Proposal, $Millions (unadjusted) |  |  |  | 0 | 22.212 | 22.212 | 22.212 | 22.212 | 22.212 | 60.0802 | 34.6794 | 34.6794 | 34.6794 | 34.6794 | 34.6794 | -11.8373 | -11.8373 | -11.8373 | -11.8373 | -11.8373 | -11.8373 | -11.8373 | -11.8373 | -11.8373 | -11.8373 | -11.8373 | -11.8373 | -11.8373 | -11.8373 | -11.8373 | -11.8373 | -11.8373 | -11.8373 | -11.8373 | -11.8373 | -11.8373 | -11.8373 | -11.8373 | -11.8373 | -34.0493 | -34.0493 | -34.0493 | -34.0493 | -34.0493 | -71.9175 | -46.5167 | -46.5167 | -46.5167 | -46.5167 | -46.5167 | 0 | 0 |  |  | 101.4144 |  |  | 925015.732 | 4902583.3796
$/MW-yr |  |  |  | 0 | 0 | 0 | 0 | 0 | 0 | 618364.8116 | 618364.8116 | 618364.8116 | 618364.8116 | 618364.8116 | 618364.8116 | -119995.1118 | -119995.1118 | -119995.1118 | -119995.1118 | -119995.1118 | -119995.1118 | -119995.1118 | -119995.1118 | -119995.1118 | -119995.1118 | -119995.1118 | -119995.1118 | -119995.1118 | -119995.1118 | -119995.1118 | -119995.1118 | -119995.1118 | -119995.1118 | -119995.1118 | -119995.1118 | -119995.1118 | -119995.1118 | -119995.1118 | -119995.1118 | -119995.1118 | -119995.1118 | -119995.1118 | -119995.1118 | -119995.1118 | -738359.9234 | -738359.9234 | -738359.9234 | -738359.9234 | -738359.9234 | -738359.9234 | 0 | 0
$Millions (adjusted) |  |  |  | 0 | 0 | 0 | 0 | 0 | 0 | 3.2773 | 3.2773 | 3.2773 | 3.2773 | 3.2773 | 3.2773 | -0.63597 | -0.63597 | -0.63597 | -0.63597 | -0.63597 | -0.63597 | -0.63597 | -0.63597 | -0.63597 | -0.63597 | -0.63597 | -0.63597 | -0.63597 | -0.63597 | -0.63597 | -0.63597 | -0.63597 | -0.63597 | -0.63597 | -0.63597 | -0.63597 | -0.63597 | -0.63597 | -0.63597 | -0.63597 | -0.63597 | -0.63597 | -0.63597 | -0.63597 | -3.9133 | -3.9133 | -3.9133 | -3.9133 | -3.9133 | -3.9133 | 0 | 0 |  |  | 4902.5834
Discount Factor (Relative to 1/1/2016) = |  |  |  | 0.94787 | 0.89845 | 0.85161 | 0.80722 | 0.76513 | 0.72525 | 0.68744 | 0.6516 | 0.61763 | 0.58543 | 0.55491 | 0.52598 | 0.49856 | 0.47257 | 0.44793 | 0.42458 | 0.40245 | 0.38147 | 0.36158 | 0.34273 | 0.32486 | 0.30793 | 0.29187 | 0.27666 | 0.26223 | 0.24856 | 0.2356 | 0.22332 | 0.21168 | 0.20064 | 0.19018 | 0.18027 | 0.17087 | 0.16196 | 0.15352 | 0.14552 | 0.13793 | 0.13074 | 0.12392 | 0.11746 | 0.11134 | 0.10554 | 0.10003 | 0.094818 | 0.089875 | 0.08519 | 0.080748 | 0.076539 | 0.072549
* Note: A positive (+) avoided cost in a given year represents a cost savings relative to not having a transmission project deferral.
Note on BH17: Todd Kantarek: Interconnection at Southampton Substation. No loss factor due to transmission side interconnection.

## PhII (GCN100-2017 COD)
Version |  | Based on PSEGLI file: "East End Utility 2_0_Economics_2014_10_13_r28_Sargent_Lundy.xlsx"
Annual Revenue Requirements (Millions of $s)
1) Reference (Transmission only) Case
Project | I/S Year | Investor | Capital (2015$s) | 2016 | 2017 | 2018 | 2019 | 2020 | 2021 | 2022 | 2023 | 2024 | 2025 | 2026 | 2027 | 2028 | 2029 | 2030 | 2031 | 2032 | 2033 | 2034 | 2035 | 2036 | 2037 | 2038 | 2039 | 2040 | 2041 | 2042 | 2043 | 2044 | 2045 | 2046 | 2047 | 2048 | 2049 | 2050 | 2051 | 2052 | 2053 | 2054 | 2055 | 2056 | 2057 | 2058 | 2059 | 2060 | 2061 | 2062 | 2063 | 2064 |  | NPV |  | Proposal Number = | GCN100
Transmission Reinforcement I | 2017 | PSEGLI | 197 | 0 | 24.0294 | 24.0294 | 24.0294 | 24.0294 | 24.0294 | 24.0294 | 24.0294 | 24.0294 | 24.0294 | 24.0294 | 24.0294 | 24.0294 | 24.0294 | 24.0294 | 24.0294 | 24.0294 | 24.0294 | 24.0294 | 24.0294 | 24.0294 | 24.0294 | 24.0294 | 24.0294 | 24.0294 | 24.0294 | 24.0294 | 24.0294 | 24.0294 | 24.0294 | 24.0294 | 24.0294 | 24.0294 | 24.0294 | 24.0294 | 24.0294 | [13 empty] | 35 | 350.5464 |  | Proposer Name = | Green Charge Networks
Transmission Reinforcement II | 2018 | PSEGLI | 4.8 | 0 | 0 | 0.60305 | 0.60305 | 0.60305 | 0.60305 | 0.60305 | 0.60305 | 0.60305 | 0.60305 | 0.60305 | 0.60305 | 0.60305 | 0.60305 | 0.60305 | 0.60305 | 0.60305 | 0.60305 | 0.60305 | 0.60305 | 0.60305 | 0.60305 | 0.60305 | 0.60305 | 0.60305 | 0.60305 | 0.60305 | 0.60305 | 0.60305 | 0.60305 | 0.60305 | 0.60305 | 0.60305 | 0.60305 | 0.60305 | 0.60305 | 0.60305 | [12 empty] | 35 | 8.3388 |  | Proposal/Project = | Peak Relief Services
Transmission Reinforcement III | 2019 | PSEGLI | 2.8 | 0 | 0 | 0 | 0.36233 | 0.36233 | 0.36233 | 0.36233 | 0.36233 | 0.36233 | 0.36233 | 0.36233 | 0.36233 | 0.36233 | 0.36233 | 0.36233 | 0.36233 | 0.36233 | 0.36233 | 0.36233 | 0.36233 | 0.36233 | 0.36233 | 0.36233 | 0.36233 | 0.36233 | 0.36233 | 0.36233 | 0.36233 | 0.36233 | 0.36233 | 0.36233 | 0.36233 | 0.36233 | 0.36233 | 0.36233 | 0.36233 | 0.36233 | 0.36233 | [11 empty] | 35 | 4.7491 |  | Option Number = | 1
Transmission Reinforcement IV | 2020 | PSEGLI | 33.2 | 0 | 0 | 0 | 0 | 4.4251 | 4.4251 | 4.4251 | 4.4251 | 4.4251 | 4.4251 | 4.4251 | 4.4251 | 4.4251 | 4.4251 | 4.4251 | 4.4251 | 4.4251 | 4.4251 | 4.4251 | 4.4251 | 4.4251 | 4.4251 | 4.4251 | 4.4251 | 4.4251 | 4.4251 | 4.4251 | 4.4251 | 4.4251 | 4.4251 | 4.4251 | 4.4251 | 4.4251 | 4.4251 | 4.4251 | 4.4251 | 4.4251 | 4.4251 | 4.4251 | [10 empty] | 35 | 54.9758 |  | Location = | All Areas - Nonspecified
Transmission Reinforcement V | 2022 | PSEGLI | 275.5 | 0 | 0 | 0 | 0 | 0 | 0 | 38.957 | 38.957 | 38.957 | 38.957 | 38.957 | 38.957 | 38.957 | 38.957 | 38.957 | 38.957 | 38.957 | 38.957 | 38.957 | 38.957 | 38.957 | 38.957 | 38.957 | 38.957 | 38.957 | 38.957 | 38.957 | 38.957 | 38.957 | 38.957 | 38.957 | 38.957 | 38.957 | 38.957 | 38.957 | 38.957 | 38.957 | 38.957 | 38.957 | 38.957 | 38.957 | [8 empty] | 35 | 434.8353 |  | Technology = | Battery Storage
[56 empty] | Interconnection Points = | Behind the Meter
Total |  |  | 513.3 | 0 | 24.0294 | 24.6325 | 24.9948 | 29.42 | 29.42 | 68.377 | 68.377 | 68.377 | 68.377 | 68.377 | 68.377 | 68.377 | 68.377 | 68.377 | 68.377 | 68.377 | 68.377 | 68.377 | 68.377 | 68.377 | 68.377 | 68.377 | 68.377 | 68.377 | 68.377 | 68.377 | 68.377 | 68.377 | 68.377 | 68.377 | 68.377 | 68.377 | 68.377 | 68.377 | 68.377 | 44.3475 | 43.7445 | 43.3821 | 38.957 | 38.957 | 0 | 0 | 0 | 0 | 0 | 0 | 0 | 0 |  | 853.4454 |  | Loss Factor = | 1.067
2016 NPV @ 5.5%, thru 2035 |  |  |  | 2016: 582.1416
2016 NPV @ 5.5%, thru 2056 |  |  |  | 2016: 853.4454 |  |  |  | MW Required by 2022 (cap) = | 15 | 33 | 15 | Output: NPV of Transmission Avoided Costs for Selected Project (see note*)
[57 empty] | Selected Project Inputs - Area 1 Portion | Selected Project Inputs - Area 2 Portion | Selected Project Inputs - Area 3 Portion | Area 1 | Area 2 | Area 3 | Total | check
[56 empty] | Project kW = | 0 | 0 | 2134
[55 empty] | Capped kW = | 2134 | 0 | 0 | 2134
[56 empty] | Project Area (1, 2, or 3) = | 1 | 2 | 3
[56 empty] | Proportion of Peak Hours Covered = | 100% | 100% | 100%
[55 empty] | Project COD = | 2017
[55 empty] | Effective kW = | 2134 |  |  |  | 0 | 0 | 3435212.7387 | 3435212.7387
[60 empty] | check | check | check
| I/S Year |  | Capital (2015$s) | 2016 | 2017 | 2018 | 2019 | 2020 | 2021 | 2022 | 2023 | 2024 | 2025 | 2026 | 2027 | 2028 | 2029 | 2030 | 2031 | 2032 | 2033 | 2034 | 2035 | 2036 | 2037 | 2038 | 2039 | 2040 | 2041 | 2042 | 2043 | 2044 | 2045 | 2046 | 2047 | 2048 | 2049 | 2050 | 2051 | 2052 | 2053 | 2054 | 2055 | 2056 | 2057 | 2058 | 2059 | 2060 | 2061 | 2062 | 2063 | 2064 |  | MW Required by 2022 | NPV Base $M | Differential NPV $M | Differential NPV $M (adjusted for COD of Selected Project) | Differntial NPV $/MW | NPV of Transmission Avoided Costs for Selected Project
Area I Projects: | [53 empty] | 15
Amagansett Conversion 33 kV | 2017 |  | 8 | 0 | 0.97582 | 0.97582 | 0.97582 | 0.97582 | 0.97582 | 0.97582 | 0.97582 | 0.97582 | 0.97582 | 0.97582 | 0.97582 | 0.97582 | 0.97582 | 0.97582 | 0.97582 | 0.97582 | 0.97582 | 0.97582 | 0.97582 | 0.97582 | 0.97582 | 0.97582 | 0.97582 | 0.97582 | 0.97582 | 0.97582 | 0.97582 | 0.97582 | 0.97582 | 0.97582 | 0.97582 | 0.97582 | 0.97582 | 0.97582 | 0.97582 | [13 empty] | 35 |  | 14.2354
East Hampton Conversion 33 kV | 2017 |  | 3.2 | 0 | 0.39033 | 0.39033 | 0.39033 | 0.39033 | 0.39033 | 0.39033 | 0.39033 | 0.39033 | 0.39033 | 0.39033 | 0.39033 | 0.39033 | 0.39033 | 0.39033 | 0.39033 | 0.39033 | 0.39033 | 0.39033 | 0.39033 | 0.39033 | 0.39033 | 0.39033 | 0.39033 | 0.39033 | 0.39033 | 0.39033 | 0.39033 | 0.39033 | 0.39033 | 0.39033 | 0.39033 | 0.39033 | 0.39033 | 0.39033 | 0.39033 | [13 empty] | 35 |  | 5.6942
Buell Conversion 33 kV | 2017 |  | 3.7 | 0 | 0.45131 | 0.45131 | 0.45131 | 0.45131 | 0.45131 | 0.45131 | 0.45131 | 0.45131 | 0.45131 | 0.45131 | 0.45131 | 0.45131 | 0.45131 | 0.45131 | 0.45131 | 0.45131 | 0.45131 | 0.45131 | 0.45131 | 0.45131 | 0.45131 | 0.45131 | 0.45131 | 0.45131 | 0.45131 | 0.45131 | 0.45131 | 0.45131 | 0.45131 | 0.45131 | 0.45131 | 0.45131 | 0.45131 | 0.45131 | 0.45131 | [13 empty] | 35 |  | 6.5839
Hither Hills Conversion to 33 kV | 2018 |  | 4.8 | 0 | 0 | 0.60305 | 0.60305 | 0.60305 | 0.60305 | 0.60305 | 0.60305 | 0.60305 | 0.60305 | 0.60305 | 0.60305 | 0.60305 | 0.60305 | 0.60305 | 0.60305 | 0.60305 | 0.60305 | 0.60305 | 0.60305 | 0.60305 | 0.60305 | 0.60305 | 0.60305 | 0.60305 | 0.60305 | 0.60305 | 0.60305 | 0.60305 | 0.60305 | 0.60305 | 0.60305 | 0.60305 | 0.60305 | 0.60305 | 0.60305 | 0.60305 | [12 empty] | 35 |  | 8.3388
Culloden Pt Conversion to 33 kV | 2019 |  | 2.8 | 0 | 0 | 0 | 0.36233 | 0.36233 | 0.36233 | 0.36233 | 0.36233 | 0.36233 | 0.36233 | 0.36233 | 0.36233 | 0.36233 | 0.36233 | 0.36233 | 0.36233 | 0.36233 | 0.36233 | 0.36233 | 0.36233 | 0.36233 | 0.36233 | 0.36233 | 0.36233 | 0.36233 | 0.36233 | 0.36233 | 0.36233 | 0.36233 | 0.36233 | 0.36233 | 0.36233 | 0.36233 | 0.36233 | 0.36233 | 0.36233 | 0.36233 | 0.36233 | [11 empty] | 35 |  | 4.7491
No Deferral |  |  | 22.5 |  | 1.8175 | 2.4205 | 2.7828 | 2.7828 | 2.7828 | 2.7828 | 2.7828 | 2.7828 | 2.7828 | 2.7828 | 2.7828 | 2.7828 | 2.7828 | 2.7828 | 2.7828 | 2.7828 | 2.7828 | 2.7828 | 2.7828 | 2.7828 | 2.7828 | 2.7828 | 2.7828 | 2.7828 | 2.7828 | 2.7828 | 2.7828 | 2.7828 | 2.7828 | 2.7828 | 2.7828 | 2.7828 | 2.7828 | 2.7828 | 2.7828 | 0.96539 | 0.36233 | 0 | 0 | 0 | [10 empty] | 39.6013
Amagansett Conversion 33 kV | 2030 |  | 8 | [14 empty] | 1.433 | 1.433 | 1.433 | 1.433 | 1.433 | 1.433 | 1.433 | 1.433 | 1.433 | 1.433 | 1.433 | 1.433 | 1.433 | 1.433 | 1.433 | 1.433 | 1.433 | 1.433 | 1.433 | 1.433 | 1.433 | 1.433 | 1.433 | 1.433 | 1.433 | 1.433 | 1.433 | 1.433 | 1.433 | 1.433 | 1.433 | 1.433 | 1.433 | 1.433 | 1.433 | 35 |  | 10.4225 | 3.8129 | 3.8129 | 254193.5784 | 542449.0963
East Hampton Conversion 33 kV | 2030 |  | 3.2 | [14 empty] | 0.57321 | 0.57321 | 0.57321 | 0.57321 | 0.57321 | 0.57321 | 0.57321 | 0.57321 | 0.57321 | 0.57321 | 0.57321 | 0.57321 | 0.57321 | 0.57321 | 0.57321 | 0.57321 | 0.57321 | 0.57321 | 0.57321 | 0.57321 | 0.57321 | 0.57321 | 0.57321 | 0.57321 | 0.57321 | 0.57321 | 0.57321 | 0.57321 | 0.57321 | 0.57321 | 0.57321 | 0.57321 | 0.57321 | 0.57321 | 0.57321 | 35 |  | 4.169 | 1.5252 | 1.5252 | 101677.4314 | 216979.6385
Buell Conversion 33 kV | 2030 |  | 3.7 | [14 empty] | 0.66277 | 0.66277 | 0.66277 | 0.66277 | 0.66277 | 0.66277 | 0.66277 | 0.66277 | 0.66277 | 0.66277 | 0.66277 | 0.66277 | 0.66277 | 0.66277 | 0.66277 | 0.66277 | 0.66277 | 0.66277 | 0.66277 | 0.66277 | 0.66277 | 0.66277 | 0.66277 | 0.66277 | 0.66277 | 0.66277 | 0.66277 | 0.66277 | 0.66277 | 0.66277 | 0.66277 | 0.66277 | 0.66277 | 0.66277 | 0.66277 | 35 |  | 4.8204 | 1.7635 | 1.7635 | 117564.53 | 250882.7071
Hither Hills Conversion to 33 kV | 2030 |  | 4.8 | [14 empty] | 0.85981 | 0.85981 | 0.85981 | 0.85981 | 0.85981 | 0.85981 | 0.85981 | 0.85981 | 0.85981 | 0.85981 | 0.85981 | 0.85981 | 0.85981 | 0.85981 | 0.85981 | 0.85981 | 0.85981 | 0.85981 | 0.85981 | 0.85981 | 0.85981 | 0.85981 | 0.85981 | 0.85981 | 0.85981 | 0.85981 | 0.85981 | 0.85981 | 0.85981 | 0.85981 | 0.85981 | 0.85981 | 0.85981 | 0.85981 | 0.85981 | 35 |  | 6.2535 | 2.0853 | 2.0853 | 139022.8879 | 296674.8428
Culloden Pt Conversion to 33 kV | 2030 |  | 2.8 | [14 empty] | 0.50156 | 0.50156 | 0.50156 | 0.50156 | 0.50156 | 0.50156 | 0.50156 | 0.50156 | 0.50156 | 0.50156 | 0.50156 | 0.50156 | 0.50156 | 0.50156 | 0.50156 | 0.50156 | 0.50156 | 0.50156 | 0.50156 | 0.50156 | 0.50156 | 0.50156 | 0.50156 | 0.50156 | 0.50156 | 0.50156 | 0.50156 | 0.50156 | 0.50156 | 0.50156 | 0.50156 | 0.50156 | 0.50156 | 0.50156 | 0.50156 | 35 |  | 3.6479 | 1.1012 | 1.1012 | 73412.135 | 156661.4961
Deferral to Indicated Year |  |  | 22.5 | [6 empty] | 0 | 0 | 0 | 0 | 0 | 0 | 0 | 0 | 4.0304 | 4.0304 | 4.0304 | 4.0304 | 4.0304 | 4.0304 | 4.0304 | 4.0304 | 4.0304 | 4.0304 | 4.0304 | 4.0304 | 4.0304 | 4.0304 | 4.0304 | 4.0304 | 4.0304 | 4.0304 | 4.0304 | 4.0304 | 4.0304 | 4.0304 | 4.0304 | 4.0304 | 4.0304 | 4.0304 | 4.0304 | 4.0304 | 4.0304 | 4.0304 | 4.0304 | 4.0304 | 4.0304 | 4.0304 | 4.0304 | 35 |  | 29.3132 | 10.2881 | 10.2881 | 685870.5627 | 1463647.7809 | =Area I Portion
[59 empty] | 5226419.7156 | =Area I+II+III Portions
Annual Avoided Costs for Deferral to Indicated Year:
Amagansett Conversion 33 kV | 2030 |  |  | 0 | 0.97582 | 0.97582 | 0.97582 | 0.97582 | 0.97582 | 0.97582 | 0.97582 | 0.97582 | 0.97582 | 0.97582 | 0.97582 | 0.97582 | 0.97582 | -0.4572 | -0.4572 | -0.4572 | -0.4572 | -0.4572 | -0.4572 | -0.4572 | -0.4572 | -0.4572 | -0.4572 | -0.4572 | -0.4572 | -0.4572 | -0.4572 | -0.4572 | -0.4572 | -0.4572 | -0.4572 | -0.4572 | -0.4572 | -0.4572 | -0.4572 | -1.433 | -1.433 | -1.433 | -1.433 | -1.433 | -1.433 | -1.433 | -1.433 | -1.433 | -1.433 | -1.433 | -1.433 | -1.433 | 35 |  |  | 3.8129
East Hampton Conversion 33 kV | 2030 |  |  | 0 | 0.39033 | 0.39033 | 0.39033 | 0.39033 | 0.39033 | 0.39033 | 0.39033 | 0.39033 | 0.39033 | 0.39033 | 0.39033 | 0.39033 | 0.39033 | -0.18288 | -0.18288 | -0.18288 | -0.18288 | -0.18288 | -0.18288 | -0.18288 | -0.18288 | -0.18288 | -0.18288 | -0.18288 | -0.18288 | -0.18288 | -0.18288 | -0.18288 | -0.18288 | -0.18288 | -0.18288 | -0.18288 | -0.18288 | -0.18288 | -0.18288 | -0.57321 | -0.57321 | -0.57321 | -0.57321 | -0.57321 | -0.57321 | -0.57321 | -0.57321 | -0.57321 | -0.57321 | -0.57321 | -0.57321 | -0.57321 | 35 |  |  | 1.5252
Buell Conversion 33 kV | 2030 |  |  | 0 | 0.45131 | 0.45131 | 0.45131 | 0.45131 | 0.45131 | 0.45131 | 0.45131 | 0.45131 | 0.45131 | 0.45131 | 0.45131 | 0.45131 | 0.45131 | -0.21146 | -0.21146 | -0.21146 | -0.21146 | -0.21146 | -0.21146 | -0.21146 | -0.21146 | -0.21146 | -0.21146 | -0.21146 | -0.21146 | -0.21146 | -0.21146 | -0.21146 | -0.21146 | -0.21146 | -0.21146 | -0.21146 | -0.21146 | -0.21146 | -0.21146 | -0.66277 | -0.66277 | -0.66277 | -0.66277 | -0.66277 | -0.66277 | -0.66277 | -0.66277 | -0.66277 | -0.66277 | -0.66277 | -0.66277 | -0.66277 | 35 |  |  | 1.7635
Hither Hills Conversion to 33 kV | 2030 |  |  | 0 | 0 | 0.60305 | 0.60305 | 0.60305 | 0.60305 | 0.60305 | 0.60305 | 0.60305 | 0.60305 | 0.60305 | 0.60305 | 0.60305 | 0.60305 | -0.25676 | -0.25676 | -0.25676 | -0.25676 | -0.25676 | -0.25676 | -0.25676 | -0.25676 | -0.25676 | -0.25676 | -0.25676 | -0.25676 | -0.25676 | -0.25676 | -0.25676 | -0.25676 | -0.25676 | -0.25676 | -0.25676 | -0.25676 | -0.25676 | -0.25676 | -0.25676 | -0.85981 | -0.85981 | -0.85981 | -0.85981 | -0.85981 | -0.85981 | -0.85981 | -0.85981 | -0.85981 | -0.85981 | -0.85981 | -0.85981 | 35 |  |  | 2.0853
Culloden Pt Conversion to 33 kV | 2030 |  |  | 0 | 0 | 0 | 0.36233 | 0.36233 | 0.36233 | 0.36233 | 0.36233 | 0.36233 | 0.36233 | 0.36233 | 0.36233 | 0.36233 | 0.36233 | -0.13922 | -0.13922 | -0.13922 | -0.13922 | -0.13922 | -0.13922 | -0.13922 | -0.13922 | -0.13922 | -0.13922 | -0.13922 | -0.13922 | -0.13922 | -0.13922 | -0.13922 | -0.13922 | -0.13922 | -0.13922 | -0.13922 | -0.13922 | -0.13922 | -0.13922 | -0.13922 | -0.13922 | -0.50156 | -0.50156 | -0.50156 | -0.50156 | -0.50156 | -0.50156 | -0.50156 | -0.50156 | -0.50156 | -0.50156 | -0.50156 | 35 |  |  | 1.1012
Area II Projects: | [53 empty] | 33
Bridgehampton - Buell New 69 kV UG Cable | 2020 |  | 33.2 | 0 | 0 | 0 | 0 | 4.4251 | 4.4251 | 4.4251 | 4.4251 | 4.4251 | 4.4251 | 4.4251 | 4.4251 | 4.4251 | 4.4251 | 4.4251 | 4.4251 | 4.4251 | 4.4251 | 4.4251 | 4.4251 | 4.4251 | 4.4251 | 4.4251 | 4.4251 | 4.4251 | 4.4251 | 4.4251 | 4.4251 | 4.4251 | 4.4251 | 4.4251 | 4.4251 | 4.4251 | 4.4251 | 4.4251 | 4.4251 | 4.4251 | 4.4251 | 4.4251 | [10 empty] | 35 |  | 54.9758
No Deferral |  |  | 33.2 |  | 0 | 0 | 0 | 4.4251 | 4.4251 | 4.4251 | 4.4251 | 4.4251 | 4.4251 | 4.4251 | 4.4251 | 4.4251 | 4.4251 | 4.4251 | 4.4251 | 4.4251 | 4.4251 | 4.4251 | 4.4251 | 4.4251 | 4.4251 | 4.4251 | 4.4251 | 4.4251 | 4.4251 | 4.4251 | 4.4251 | 4.4251 | 4.4251 | 4.4251 | 4.4251 | 4.4251 | 4.4251 | 4.4251 | 4.4251 | 4.4251 | 4.4251 | 4.4251 | [10 empty] | 35 |  | 54.9758
Bridgehampton - Buell New 69 kV UG Cable | 2026 |  | 33.2 | [10 empty] | 5.2839 | 5.2839 | 5.2839 | 5.2839 | 5.2839 | 5.2839 | 5.2839 | 5.2839 | 5.2839 | 5.2839 | 5.2839 | 5.2839 | 5.2839 | 5.2839 | 5.2839 | 5.2839 | 5.2839 | 5.2839 | 5.2839 | 5.2839 | 5.2839 | 5.2839 | 5.2839 | 5.2839 | 5.2839 | 5.2839 | 5.2839 | 5.2839 | 5.2839 | 5.2839 | 5.2839 | 5.2839 | 5.2839 | 5.2839 | 5.2839 |  |  |  |  | 35 |  | 47.608 | 7.3678 | 7.3678 | 153495.4058 | 327559.196
Deferral to Indicated Year |  |  | 33.2 | [6 empty] | 0 | 0 | 0 | 0 | 5.2839 | 5.2839 | 5.2839 | 5.2839 | 5.2839 | 5.2839 | 5.2839 | 5.2839 | 5.2839 | 5.2839 | 5.2839 | 5.2839 | 5.2839 | 5.2839 | 5.2839 | 5.2839 | 5.2839 | 5.2839 | 5.2839 | 5.2839 | 5.2839 | 5.2839 | 5.2839 | 5.2839 | 5.2839 | 5.2839 | 5.2839 | 5.2839 | 5.2839 | 5.2839 | 5.2839 | 5.2839 | 5.2839 | 5.2839 | 5.2839 |  |  |  |  | 35 |  | 47.608 | 7.3678 | 7.3678 | 153495.4058 | 327559.196 | =Area II Portion
[59 empty] | 3762771.9347 | =Area II+III Portions
Annual Avoided Costs for Deferral to Indicated Year:
Bridgehampton - Buell New 69 kV UG Cable | 2026 |  |  | 0 | 0 | 0 | 0 | 4.4251 | 4.4251 | 4.4251 | 4.4251 | 4.4251 | 4.4251 | -0.85871 | -0.85871 | -0.85871 | -0.85871 | -0.85871 | -0.85871 | -0.85871 | -0.85871 | -0.85871 | -0.85871 | -0.85871 | -0.85871 | -0.85871 | -0.85871 | -0.85871 | -0.85871 | -0.85871 | -0.85871 | -0.85871 | -0.85871 | -0.85871 | -0.85871 | -0.85871 | -0.85871 | -0.85871 | -0.85871 | -0.85871 | -0.85871 | -0.85871 | -5.2839 | -5.2839 | -5.2839 | -5.2839 | -5.2839 | -5.2839 |  |  |  |  | 35 |  |  | 7.3678
0
Area III Projects: | [52 empty] | 0 | 15
New Canal - Southampton Cable | 2017 |  | 37.6 | 0 | 4.5863 | 4.5863 | 4.5863 | 4.5863 | 4.5863 | 4.5863 | 4.5863 | 4.5863 | 4.5863 | 4.5863 | 4.5863 | 4.5863 | 4.5863 | 4.5863 | 4.5863 | 4.5863 | 4.5863 | 4.5863 | 4.5863 | 4.5863 | 4.5863 | 4.5863 | 4.5863 | 4.5863 | 4.5863 | 4.5863 | 4.5863 | 4.5863 | 4.5863 | 4.5863 | 4.5863 | 4.5863 | 4.5863 | 4.5863 | 4.5863 | [13 empty] | 35 |  | 66.9063
Upgrade Wildwood - Riverhead to 138 kV | 2017 |  | 7.7 | 0 | 0.93922 | 0.93922 | 0.93922 | 0.93922 | 0.93922 | 0.93922 | 0.93922 | 0.93922 | 0.93922 | 0.93922 | 0.93922 | 0.93922 | 0.93922 | 0.93922 | 0.93922 | 0.93922 | 0.93922 | 0.93922 | 0.93922 | 0.93922 | 0.93922 | 0.93922 | 0.93922 | 0.93922 | 0.93922 | 0.93922 | 0.93922 | 0.93922 | 0.93922 | 0.93922 | 0.93922 | 0.93922 | 0.93922 | 0.93922 | 0.93922 | [13 empty] | 35 |  | 13.7016
Riverhead Canal 2nd Line and Bank | 2017 |  | 136.8 | 0 | 16.6864 | 16.6864 | 16.6864 | 16.6864 | 16.6864 | 16.6864 | 16.6864 | 16.6864 | 16.6864 | 16.6864 | 16.6864 | 16.6864 | 16.6864 | 16.6864 | 16.6864 | 16.6864 | 16.6864 | 16.6864 | 16.6864 | 16.6864 | 16.6864 | 16.6864 | 16.6864 | 16.6864 | 16.6864 | 16.6864 | 16.6864 | 16.6864 | 16.6864 | 16.6864 | 16.6864 | 16.6864 | 16.6864 | 16.6864 | 16.6864 | [13 empty] | 35 |  | 243.4251
Canal - Wainscott New 138 kV UG Cable | 2022 |  | 275.5 | 0 | 0 | 0 | 0 | 0 | 0 | 38.957 | 38.957 | 38.957 | 38.957 | 38.957 | 38.957 | 38.957 | 38.957 | 38.957 | 38.957 | 38.957 | 38.957 | 38.957 | 38.957 | 38.957 | 38.957 | 38.957 | 38.957 | 38.957 | 38.957 | 38.957 | 38.957 | 38.957 | 38.957 | 38.957 | 38.957 | 38.957 | 38.957 | 38.957 | 38.957 | 38.957 | 38.957 | 38.957 | 38.957 | 38.957 | [8 empty] | 35 |  | 434.8353
No Deferral |  |  | 457.6 |  | 22.212 | 22.212 | 22.212 | 22.212 | 22.212 | 61.169 | 61.169 | 61.169 | 61.169 | 61.169 | 61.169 | 61.169 | 61.169 | 61.169 | 61.169 | 61.169 | 61.169 | 61.169 | 61.169 | 61.169 | 61.169 | 61.169 | 61.169 | 61.169 | 61.169 | 61.169 | 61.169 | 61.169 | 61.169 | 61.169 | 61.169 | 61.169 | 61.169 | 61.169 | 61.169 | 38.957 | 38.957 | 38.957 | 38.957 | 38.957 | [10 empty] | 758.8683
New Canal - Southampton Cable | 2023 |  | 37.6 | [7 empty] | 5.4763 | 5.4763 | 5.4763 | 5.4763 | 5.4763 | 5.4763 | 5.4763 | 5.4763 | 5.4763 | 5.4763 | 5.4763 | 5.4763 | 5.4763 | 5.4763 | 5.4763 | 5.4763 | 5.4763 | 5.4763 | 5.4763 | 5.4763 | 5.4763 | 5.4763 | 5.4763 | 5.4763 | 5.4763 | 5.4763 | 5.4763 | 5.4763 | 5.4763 | 5.4763 | 5.4763 | 5.4763 | 5.4763 | 5.4763 | 5.4763 | [7 empty] | 35 |  | 57.9396 | 8.9667 | 8.9667 | 142328.3896 | 303728.7833
Upgrade Wildwood - Riverhead to 138 kV | 2022 |  | 7.7 | [6 empty] | 1.0888 | 1.0888 | 1.0888 | 1.0888 | 1.0888 | 1.0888 | 1.0888 | 1.0888 | 1.0888 | 1.0888 | 1.0888 | 1.0888 | 1.0888 | 1.0888 | 1.0888 | 1.0888 | 1.0888 | 1.0888 | 1.0888 | 1.0888 | 1.0888 | 1.0888 | 1.0888 | 1.0888 | 1.0888 | 1.0888 | 1.0888 | 1.0888 | 1.0888 | 1.0888 | 1.0888 | 1.0888 | 1.0888 | 1.0888 | 1.0888 | [8 empty] | 35 |  | 12.1533 | 1.5483 | 1.5483 | 24575.725 | 52444.5972
Riverhead Canal 2nd Line and Bank | 2023 |  | 136.8 | [7 empty] | 19.9245 | 19.9245 | 19.9245 | 19.9245 | 19.9245 | 19.9245 | 19.9245 | 19.9245 | 19.9245 | 19.9245 | 19.9245 | 19.9245 | 19.9245 | 19.9245 | 19.9245 | 19.9245 | 19.9245 | 19.9245 | 19.9245 | 19.9245 | 19.9245 | 19.9245 | 19.9245 | 19.9245 | 19.9245 | 19.9245 | 19.9245 | 19.9245 | 19.9245 | 19.9245 | 19.9245 | 19.9245 | 19.9245 | 19.9245 | 19.9245 | [7 empty] | 35 |  | 210.8017 | 32.6235 | 32.6235 | 517833.0769 | 1105055.7861
Canal - Wainscott New 138 kV UG Cable | 2028 |  | 275.5 | [12 empty] | 46.5167 | 46.5167 | 46.5167 | 46.5167 | 46.5167 | 46.5167 | 46.5167 | 46.5167 | 46.5167 | 46.5167 | 46.5167 | 46.5167 | 46.5167 | 46.5167 | 46.5167 | 46.5167 | 46.5167 | 46.5167 | 46.5167 | 46.5167 | 46.5167 | 46.5167 | 46.5167 | 46.5167 | 46.5167 | 46.5167 | 46.5167 | 46.5167 | 46.5167 | 46.5167 | 46.5167 | 46.5167 | 46.5167 | 46.5167 | 46.5167 |  |  | 35 |  | 376.5593 | 58.276 | 58.276 | 925015.732 | 1973983.5721
Deferral to Indicated Year |  |  | 457.6 | [6 empty] | 1.0888 | 26.4896 | 26.4896 | 26.4896 | 26.4896 | 26.4896 | 73.0063 | 73.0063 | 73.0063 | 73.0063 | 73.0063 | 73.0063 | 73.0063 | 73.0063 | 73.0063 | 73.0063 | 73.0063 | 73.0063 | 73.0063 | 73.0063 | 73.0063 | 73.0063 | 73.0063 | 73.0063 | 73.0063 | 73.0063 | 73.0063 | 73.0063 | 73.0063 | 73.0063 | 73.0063 | 73.0063 | 73.0063 | 73.0063 | 73.0063 | 71.9175 | 46.5167 | 46.5167 | 46.5167 | 46.5167 | 46.5167 |  |  | 41 |  | 657.4539 | 101.4144 | 101.4144 | 1609752.9235 | 3435212.7387 | =Area III Portion
[59 empty] | 3435212.7387 | =Area III Portion
Annual Avoided Costs for Deferral to Indicated Year:
New Canal - Southampton Cable | 2023 |  |  | 0 | 4.5863 | 4.5863 | 4.5863 | 4.5863 | 4.5863 | 4.5863 | -0.88999 | -0.88999 | -0.88999 | -0.88999 | -0.88999 | -0.88999 | -0.88999 | -0.88999 | -0.88999 | -0.88999 | -0.88999 | -0.88999 | -0.88999 | -0.88999 | -0.88999 | -0.88999 | -0.88999 | -0.88999 | -0.88999 | -0.88999 | -0.88999 | -0.88999 | -0.88999 | -0.88999 | -0.88999 | -0.88999 | -0.88999 | -0.88999 | -0.88999 | -5.4763 | -5.4763 | -5.4763 | -5.4763 | -5.4763 | -5.4763 | 0 | 0 | 0 | 0 | 0 |  |  | 35 |  |  | 8.9667
Upgrade Wildwood - Riverhead to 138 kV | 2022 |  |  | 0 | 0.93922 | 0.93922 | 0.93922 | 0.93922 | 0.93922 | -0.14959 | -0.14959 | -0.14959 | -0.14959 | -0.14959 | -0.14959 | -0.14959 | -0.14959 | -0.14959 | -0.14959 | -0.14959 | -0.14959 | -0.14959 | -0.14959 | -0.14959 | -0.14959 | -0.14959 | -0.14959 | -0.14959 | -0.14959 | -0.14959 | -0.14959 | -0.14959 | -0.14959 | -0.14959 | -0.14959 | -0.14959 | -0.14959 | -0.14959 | -0.14959 | -1.0888 | -1.0888 | -1.0888 | -1.0888 | -1.0888 | 0 | 0 | 0 | 0 | 0 | 0 |  |  | 35 |  |  | 1.5483
Riverhead Canal 2nd Line and Bank | 2023 |  |  | 0 | 16.6864 | 16.6864 | 16.6864 | 16.6864 | 16.6864 | 16.6864 | -3.238 | -3.238 | -3.238 | -3.238 | -3.238 | -3.238 | -3.238 | -3.238 | -3.238 | -3.238 | -3.238 | -3.238 | -3.238 | -3.238 | -3.238 | -3.238 | -3.238 | -3.238 | -3.238 | -3.238 | -3.238 | -3.238 | -3.238 | -3.238 | -3.238 | -3.238 | -3.238 | -3.238 | -3.238 | -19.9245 | -19.9245 | -19.9245 | -19.9245 | -19.9245 | -19.9245 | 0 | 0 | 0 | 0 | 0 |  |  | 35 |  |  | 32.6235
Canal - Wainscott New 138 kV UG Cable | 2028 |  |  | 0 | 0 | 0 | 0 | 0 | 0 | 38.957 | 38.957 | 38.957 | 38.957 | 38.957 | 38.957 | -7.5597 | -7.5597 | -7.5597 | -7.5597 | -7.5597 | -7.5597 | -7.5597 | -7.5597 | -7.5597 | -7.5597 | -7.5597 | -7.5597 | -7.5597 | -7.5597 | -7.5597 | -7.5597 | -7.5597 | -7.5597 | -7.5597 | -7.5597 | -7.5597 | -7.5597 | -7.5597 | -7.5597 | -7.5597 | -7.5597 | -7.5597 | -7.5597 | -7.5597 | -46.5167 | -46.5167 | -46.5167 | -46.5167 | -46.5167 | -46.5167 | [5 empty] | 58.276
Total - All Areas (No Deferrals,$Millions) |  |  | 513.3 |  | 24.0294 | 24.6325 | 24.9948 | 29.42 | 29.42 | 68.377 | 68.377 | 68.377 | 68.377 | 68.377 | 68.377 | 68.377 | 68.377 | 68.377 | 68.377 | 68.377 | 68.377 | 68.377 | 68.377 | 68.377 | 68.377 | 68.377 | 68.377 | 68.377 | 68.377 | 68.377 | 68.377 | 68.377 | 68.377 | 68.377 | 68.377 | 68.377 | 68.377 | 68.377 | 68.377 | 44.3475 | 43.7445 | 43.3821 | 38.957 | 38.957 | 0 | 0 | 0 | 0 | 0 | 0 | 0 | 0 |  | 63 | 853.4454 | 119.0703 | = max. total avoided cost in portfolio
Annual Avoided Costs for Deferrals - Area 1 Proposal: (see note*) | Deferral Year |  |  | 2016 | 2017 | 2018 | 2019 | 2020 | 2021 | 2022 | 2023 | 2024 | 2025 | 2026 | 2027 | 2028 | 2029 | 2030 | 2031 | 2032 | 2033 | 2034 | 2035 | 2036 | 2037 | 2038 | 2039 | 2040 | 2041 | 2042 | 2043 | 2044 | 2045 | 2046 | 2047 | 2048 | 2049 | 2050 | 2051 | 2052 | 2053 | 2054 | 2055 | 2056 | 2057 | 2058 | 2059 | 2060 | 2061 | 2062 | 2063 | 2064 |  |  | Differential NPV $M |  | Differential NPV $M (adjusted for COD of Selected Project) | Differntial NPV $/MW | NPV of Transmission Avoided Costs for Selected Project
Area I Projects:
Amagansett Conversion 33 kV | 2030 |  |  | 0 | 0.97582 | 0.97582 | 0.97582 | 0.97582 | 0.97582 | 0.97582 | 0.97582 | 0.97582 | 0.97582 | 0.97582 | 0.97582 | 0.97582 | 0.97582 | -0.4572 | -0.4572 | -0.4572 | -0.4572 | -0.4572 | -0.4572 | -0.4572 | -0.4572 | -0.4572 | -0.4572 | -0.4572 | -0.4572 | -0.4572 | -0.4572 | -0.4572 | -0.4572 | -0.4572 | -0.4572 | -0.4572 | -0.4572 | -0.4572 | -0.4572 | -1.433 | -1.433 | -1.433 | -1.433 | -1.433 | -1.433 | -1.433 | -1.433 | -1.433 | -1.433 | -1.433 | -1.433 | -1.433 |  |  | 3.8129 |  | 3.8129 | 254193.5784 | 0
East Hampton Conversion 33 kV | 2030 |  |  | 0 | 0.39033 | 0.39033 | 0.39033 | 0.39033 | 0.39033 | 0.39033 | 0.39033 | 0.39033 | 0.39033 | 0.39033 | 0.39033 | 0.39033 | 0.39033 | -0.18288 | -0.18288 | -0.18288 | -0.18288 | -0.18288 | -0.18288 | -0.18288 | -0.18288 | -0.18288 | -0.18288 | -0.18288 | -0.18288 | -0.18288 | -0.18288 | -0.18288 | -0.18288 | -0.18288 | -0.18288 | -0.18288 | -0.18288 | -0.18288 | -0.18288 | -0.57321 | -0.57321 | -0.57321 | -0.57321 | -0.57321 | -0.57321 | -0.57321 | -0.57321 | -0.57321 | -0.57321 | -0.57321 | -0.57321 | -0.57321 |  |  | 1.5252 |  | 1.5252 | 101677.4314 | 0
Buell Conversion 33 kV | 2030 |  |  | 0 | 0.45131 | 0.45131 | 0.45131 | 0.45131 | 0.45131 | 0.45131 | 0.45131 | 0.45131 | 0.45131 | 0.45131 | 0.45131 | 0.45131 | 0.45131 | -0.21146 | -0.21146 | -0.21146 | -0.21146 | -0.21146 | -0.21146 | -0.21146 | -0.21146 | -0.21146 | -0.21146 | -0.21146 | -0.21146 | -0.21146 | -0.21146 | -0.21146 | -0.21146 | -0.21146 | -0.21146 | -0.21146 | -0.21146 | -0.21146 | -0.21146 | -0.66277 | -0.66277 | -0.66277 | -0.66277 | -0.66277 | -0.66277 | -0.66277 | -0.66277 | -0.66277 | -0.66277 | -0.66277 | -0.66277 | -0.66277 |  |  | 1.7635 |  | 1.7635 | 117564.53 | 0
Hither Hills Conversion to 33 kV | 2030 |  |  | 0 | 0 | 0.60305 | 0.60305 | 0.60305 | 0.60305 | 0.60305 | 0.60305 | 0.60305 | 0.60305 | 0.60305 | 0.60305 | 0.60305 | 0.60305 | -0.25676 | -0.25676 | -0.25676 | -0.25676 | -0.25676 | -0.25676 | -0.25676 | -0.25676 | -0.25676 | -0.25676 | -0.25676 | -0.25676 | -0.25676 | -0.25676 | -0.25676 | -0.25676 | -0.25676 | -0.25676 | -0.25676 | -0.25676 | -0.25676 | -0.25676 | -0.25676 | -0.85981 | -0.85981 | -0.85981 | -0.85981 | -0.85981 | -0.85981 | -0.85981 | -0.85981 | -0.85981 | -0.85981 | -0.85981 | -0.85981 |  |  | 2.0853 |  | 2.0853 | 139022.8879 | 0
Culloden Pt Conversion to 33 kV | 2030 |  |  | 0 | 0 | 0 | 0.36233 | 0.36233 | 0.36233 | 0.36233 | 0.36233 | 0.36233 | 0.36233 | 0.36233 | 0.36233 | 0.36233 | 0.36233 | -0.13922 | -0.13922 | -0.13922 | -0.13922 | -0.13922 | -0.13922 | -0.13922 | -0.13922 | -0.13922 | -0.13922 | -0.13922 | -0.13922 | -0.13922 | -0.13922 | -0.13922 | -0.13922 | -0.13922 | -0.13922 | -0.13922 | -0.13922 | -0.13922 | -0.13922 | -0.13922 | -0.13922 | -0.50156 | -0.50156 | -0.50156 | -0.50156 | -0.50156 | -0.50156 | -0.50156 | -0.50156 | -0.50156 | -0.50156 | -0.50156 |  |  | 1.1012 |  | 1.1012 | 73412.135 | 0
[59 empty] | 0 | =Area I Portion
Area II Projects: | [58 empty] | 0 | =Area I+II+III Portions
Bridgehampton - Buell New 69 kV UG Cable | 2026 |  |  | 0 | 0 | 0 | 0 | 4.4251 | 4.4251 | 4.4251 | 4.4251 | 4.4251 | 4.4251 | -0.85871 | -0.85871 | -0.85871 | -0.85871 | -0.85871 | -0.85871 | -0.85871 | -0.85871 | -0.85871 | -0.85871 | -0.85871 | -0.85871 | -0.85871 | -0.85871 | -0.85871 | -0.85871 | -0.85871 | -0.85871 | -0.85871 | -0.85871 | -0.85871 | -0.85871 | -0.85871 | -0.85871 | -0.85871 | -0.85871 | -0.85871 | -0.85871 | -0.85871 | -5.2839 | -5.2839 | -5.2839 | -5.2839 | -5.2839 | -5.2839 | 0 | 0 | 0 | 0 |  |  | 7.3678 |  | 7.3678 | 153495.4058 | 0
[59 empty] | 0 | =Area II Portion
Area III Projects: | [58 empty] | 0 | =Area II+III Portions
New Canal - Southampton Cable | 2023 |  |  | 0 | 4.5863 | 4.5863 | 4.5863 | 4.5863 | 4.5863 | 4.5863 | -0.88999 | -0.88999 | -0.88999 | -0.88999 | -0.88999 | -0.88999 | -0.88999 | -0.88999 | -0.88999 | -0.88999 | -0.88999 | -0.88999 | -0.88999 | -0.88999 | -0.88999 | -0.88999 | -0.88999 | -0.88999 | -0.88999 | -0.88999 | -0.88999 | -0.88999 | -0.88999 | -0.88999 | -0.88999 | -0.88999 | -0.88999 | -0.88999 | -0.88999 | -5.4763 | -5.4763 | -5.4763 | -5.4763 | -5.4763 | -5.4763 | 0 | 0 | 0 | 0 | 0 | 0 | 0 |  |  | 8.9667 |  | 8.9667 | 142328.3896 | 0
Upgrade Wildwood - Riverhead to 138 kV | 2022 |  |  | 0 | 0.93922 | 0.93922 | 0.93922 | 0.93922 | 0.93922 | -0.14959 | -0.14959 | -0.14959 | -0.14959 | -0.14959 | -0.14959 | -0.14959 | -0.14959 | -0.14959 | -0.14959 | -0.14959 | -0.14959 | -0.14959 | -0.14959 | -0.14959 | -0.14959 | -0.14959 | -0.14959 | -0.14959 | -0.14959 | -0.14959 | -0.14959 | -0.14959 | -0.14959 | -0.14959 | -0.14959 | -0.14959 | -0.14959 | -0.14959 | -0.14959 | -1.0888 | -1.0888 | -1.0888 | -1.0888 | -1.0888 | 0 | 0 | 0 | 0 | 0 | 0 | 0 | 0 |  |  | 1.5483 |  | 1.5483 | 24575.725 | 0
Riverhead Canal 2nd Line and Bank | 2023 |  |  | 0 | 16.6864 | 16.6864 | 16.6864 | 16.6864 | 16.6864 | 16.6864 | -3.238 | -3.238 | -3.238 | -3.238 | -3.238 | -3.238 | -3.238 | -3.238 | -3.238 | -3.238 | -3.238 | -3.238 | -3.238 | -3.238 | -3.238 | -3.238 | -3.238 | -3.238 | -3.238 | -3.238 | -3.238 | -3.238 | -3.238 | -3.238 | -3.238 | -3.238 | -3.238 | -3.238 | -3.238 | -19.9245 | -19.9245 | -19.9245 | -19.9245 | -19.9245 | -19.9245 | 0 | 0 | 0 | 0 | 0 | 0 | 0 |  |  | 32.6235 |  | 32.6235 | 517833.0769 | 0
Canal - Wainscott New 138 kV UG Cable | 2028 |  |  | 0 | 0 | 0 | 0 | 0 | 0 | 38.957 | 38.957 | 38.957 | 38.957 | 38.957 | 38.957 | -7.5597 | -7.5597 | -7.5597 | -7.5597 | -7.5597 | -7.5597 | -7.5597 | -7.5597 | -7.5597 | -7.5597 | -7.5597 | -7.5597 | -7.5597 | -7.5597 | -7.5597 | -7.5597 | -7.5597 | -7.5597 | -7.5597 | -7.5597 | -7.5597 | -7.5597 | -7.5597 | -7.5597 | -7.5597 | -7.5597 | -7.5597 | -7.5597 | -7.5597 | -46.5167 | -46.5167 | -46.5167 | -46.5167 | -46.5167 | -46.5167 | 0 | 0 |  |  | 58.276 |  | 58.276 | 925015.732 | 0
[59 empty] | 0 | =Area III Portion
Total - Area 1 Proposal, $Millions (unadjusted) |  |  |  | 0 | 24.0294 | 24.6325 | 24.9948 | 29.42 | 29.42 | 67.2881 | 41.8873 | 41.8873 | 41.8873 | 36.6035 | 36.6035 | -9.9132 | -9.9132 | -13.9435 | -13.9435 | -13.9435 | -13.9435 | -13.9435 | -13.9435 | -13.9435 | -13.9435 | -13.9435 | -13.9435 | -13.9435 | -13.9435 | -13.9435 | -13.9435 | -13.9435 | -13.9435 | -13.9435 | -13.9435 | -13.9435 | -13.9435 | -13.9435 | -13.9435 | -37.973 | -38.576 | -38.9384 | -43.3635 | -43.3635 | -81.2317 | -55.8309 | -55.8309 | -55.8309 | -50.547 | -50.547 | -4.0304 | -4.0304 |  |  | 119.0703 |  |  | 2449118.892 | 0
$/MW-yr |  |  |  | 0 | 473735.0447 | 513938.6308 | 538094.2855 | 630284.7729 | 630284.7729 | 1231366.793 | 828179.4687 | 828179.4687 | 828179.4687 | 718099.2055 | 718099.2055 | -20260.7179 | -20260.7179 | -288951.502 | -288951.502 | -288951.502 | -288951.502 | -288951.502 | -288951.502 | -288951.502 | -288951.502 | -288951.502 | -288951.502 | -288951.502 | -288951.502 | -288951.502 | -288951.502 | -288951.502 | -288951.502 | -288951.502 | -288951.502 | -288951.502 | -288951.502 | -288951.502 | -288951.502 | -762686.5467 | -802890.1328 | -827045.7875 | -919236.2749 | -919236.2749 | -1520318.295 | -1117130.9707 | -1117130.9707 | -1117130.9707 | -1007050.7076 | -1007050.7076 | -268690.7842 | -268690.7842
$Millions (adjusted) |  |  |  | 0 | 0 | 0 | 0 | 0 | 0 | 0 | 0 | 0 | 0 | 0 | 0 | 0 | 0 | 0 | 0 | 0 | 0 | 0 | 0 | 0 | 0 | 0 | 0 | 0 | 0 | 0 | 0 | 0 | 0 | 0 | 0 | 0 | 0 | 0 | 0 | 0 | 0 | 0 | 0 | 0 | 0 | 0 | 0 | 0 | 0 | 0 | 0 | 0 |  |  | 0
Annual Avoided Costs for Deferrals - Area 2 Proposal: (see note*) | Deferral Year |  |  | 2016 | 2017 | 2018 | 2019 | 2020 | 2021 | 2022 | 2023 | 2024 | 2025 | 2026 | 2027 | 2028 | 2029 | 2030 | 2031 | 2032 | 2033 | 2034 | 2035 | 2036 | 2037 | 2038 | 2039 | 2040 | 2041 | 2042 | 2043 | 2044 | 2045 | 2046 | 2047 | 2048 | 2049 | 2050 | 2051 | 2052 | 2053 | 2054 | 2055 | 2056 | 2057 | 2058 | 2059 | 2060 | 2061 | 2062 | 2063 | 2064 |  |  | Differential NPV $M |  | Differential NPV $M (adjusted for COD of Selected Project) | Differntial NPV $/MW | NPV of Transmission Avoided Costs for Selected Project
Area I Projects:
Amagansett Conversion 33 kV | 2030 |  |  | 0 | 0 | 0 | 0 | 0 | 0 | 0 | 0 | 0 | 0 | 0 | 0 | 0 | 0 | 0 | 0 | 0 | 0 | 0 | 0 | 0 | 0 | 0 | 0 | 0 | 0 | 0 | 0 | 0 | 0 | 0 | 0 | 0 | 0 | 0 | 0 | 0 | 0 | 0 | 0 | 0 | 0 | 0 | 0 | 0 | 0 | 0 | 0 | 0 |  |  | 0 |  | 0 | 0 | 0
East Hampton Conversion 33 kV | 2030 |  |  | 0 | 0 | 0 | 0 | 0 | 0 | 0 | 0 | 0 | 0 | 0 | 0 | 0 | 0 | 0 | 0 | 0 | 0 | 0 | 0 | 0 | 0 | 0 | 0 | 0 | 0 | 0 | 0 | 0 | 0 | 0 | 0 | 0 | 0 | 0 | 0 | 0 | 0 | 0 | 0 | 0 | 0 | 0 | 0 | 0 | 0 | 0 | 0 | 0 |  |  | 0 |  | 0 | 0 | 0
Buell Conversion 33 kV | 2030 |  |  | 0 | 0 | 0 | 0 | 0 | 0 | 0 | 0 | 0 | 0 | 0 | 0 | 0 | 0 | 0 | 0 | 0 | 0 | 0 | 0 | 0 | 0 | 0 | 0 | 0 | 0 | 0 | 0 | 0 | 0 | 0 | 0 | 0 | 0 | 0 | 0 | 0 | 0 | 0 | 0 | 0 | 0 | 0 | 0 | 0 | 0 | 0 | 0 | 0 |  |  | 0 |  | 0 | 0 | 0
Hither Hills Conversion to 33 kV | 2030 |  |  | 0 | 0 | 0 | 0 | 0 | 0 | 0 | 0 | 0 | 0 | 0 | 0 | 0 | 0 | 0 | 0 | 0 | 0 | 0 | 0 | 0 | 0 | 0 | 0 | 0 | 0 | 0 | 0 | 0 | 0 | 0 | 0 | 0 | 0 | 0 | 0 | 0 | 0 | 0 | 0 | 0 | 0 | 0 | 0 | 0 | 0 | 0 | 0 | 0 |  |  | 0 |  | 0 | 0 | 0
Culloden Pt Conversion to 33 kV | 2030 |  |  | 0 | 0 | 0 | 0 | 0 | 0 | 0 | 0 | 0 | 0 | 0 | 0 | 0 | 0 | 0 | 0 | 0 | 0 | 0 | 0 | 0 | 0 | 0 | 0 | 0 | 0 | 0 | 0 | 0 | 0 | 0 | 0 | 0 | 0 | 0 | 0 | 0 | 0 | 0 | 0 | 0 | 0 | 0 | 0 | 0 | 0 | 0 | 0 | 0 |  |  | 0 |  | 0 | 0 | 0
[59 empty] | 0 | =Area I Portion
Area II Projects: | [58 empty] | 0 | =Area I+II+III Portions
Bridgehampton - Buell New 69 kV UG Cable | 2026 |  |  | 0 | 0 | 0 | 0 | 4.4251 | 4.4251 | 4.4251 | 4.4251 | 4.4251 | 4.4251 | -0.85871 | -0.85871 | -0.85871 | -0.85871 | -0.85871 | -0.85871 | -0.85871 | -0.85871 | -0.85871 | -0.85871 | -0.85871 | -0.85871 | -0.85871 | -0.85871 | -0.85871 | -0.85871 | -0.85871 | -0.85871 | -0.85871 | -0.85871 | -0.85871 | -0.85871 | -0.85871 | -0.85871 | -0.85871 | -0.85871 | -0.85871 | -0.85871 | -0.85871 | -5.2839 | -5.2839 | -5.2839 | -5.2839 | -5.2839 | -5.2839 | 0 | 0 | 0 | 0 |  |  | 7.3678 |  | 7.3678 | 153495.4058 | 0
[59 empty] | 0 | =Area II Portion
Area III Projects: | [58 empty] | 0 | =Area II+III Portions
New Canal - Southampton Cable | 2023 |  |  | 0 | 4.5863 | 4.5863 | 4.5863 | 4.5863 | 4.5863 | 4.5863 | -0.88999 | -0.88999 | -0.88999 | -0.88999 | -0.88999 | -0.88999 | -0.88999 | -0.88999 | -0.88999 | -0.88999 | -0.88999 | -0.88999 | -0.88999 | -0.88999 | -0.88999 | -0.88999 | -0.88999 | -0.88999 | -0.88999 | -0.88999 | -0.88999 | -0.88999 | -0.88999 | -0.88999 | -0.88999 | -0.88999 | -0.88999 | -0.88999 | -0.88999 | -5.4763 | -5.4763 | -5.4763 | -5.4763 | -5.4763 | -5.4763 | 0 | 0 | 0 | 0 | 0 | 0 | 0 |  |  | 8.9667 |  | 8.9667 | 142328.3896 | 0
Upgrade Wildwood - Riverhead to 138 kV | 2022 |  |  | 0 | 0.93922 | 0.93922 | 0.93922 | 0.93922 | 0.93922 | -0.14959 | -0.14959 | -0.14959 | -0.14959 | -0.14959 | -0.14959 | -0.14959 | -0.14959 | -0.14959 | -0.14959 | -0.14959 | -0.14959 | -0.14959 | -0.14959 | -0.14959 | -0.14959 | -0.14959 | -0.14959 | -0.14959 | -0.14959 | -0.14959 | -0.14959 | -0.14959 | -0.14959 | -0.14959 | -0.14959 | -0.14959 | -0.14959 | -0.14959 | -0.14959 | -1.0888 | -1.0888 | -1.0888 | -1.0888 | -1.0888 | 0 | 0 | 0 | 0 | 0 | 0 | 0 | 0 |  |  | 1.5483 |  | 1.5483 | 24575.725 | 0
Riverhead Canal 2nd Line and Bank | 2023 |  |  | 0 | 16.6864 | 16.6864 | 16.6864 | 16.6864 | 16.6864 | 16.6864 | -3.238 | -3.238 | -3.238 | -3.238 | -3.238 | -3.238 | -3.238 | -3.238 | -3.238 | -3.238 | -3.238 | -3.238 | -3.238 | -3.238 | -3.238 | -3.238 | -3.238 | -3.238 | -3.238 | -3.238 | -3.238 | -3.238 | -3.238 | -3.238 | -3.238 | -3.238 | -3.238 | -3.238 | -3.238 | -19.9245 | -19.9245 | -19.9245 | -19.9245 | -19.9245 | -19.9245 | 0 | 0 | 0 | 0 | 0 | 0 | 0 |  |  | 32.6235 |  | 32.6235 | 517833.0769 | 0
Canal - Wainscott New 138 kV UG Cable | 2028 |  |  | 0 | 0 | 0 | 0 | 0 | 0 | 38.957 | 38.957 | 38.957 | 38.957 | 38.957 | 38.957 | -7.5597 | -7.5597 | -7.5597 | -7.5597 | -7.5597 | -7.5597 | -7.5597 | -7.5597 | -7.5597 | -7.5597 | -7.5597 | -7.5597 | -7.5597 | -7.5597 | -7.5597 | -7.5597 | -7.5597 | -7.5597 | -7.5597 | -7.5597 | -7.5597 | -7.5597 | -7.5597 | -7.5597 | -7.5597 | -7.5597 | -7.5597 | -7.5597 | -7.5597 | -46.5167 | -46.5167 | -46.5167 | -46.5167 | -46.5167 | -46.5167 | 0 | 0 |  |  | 58.276 |  | 58.276 | 925015.732 | 0
[59 empty] | 0 | =Area III Portion
Total - Area 2 Proposal, $Millions (unadjusted) |  |  |  | 0 | 22.212 | 22.212 | 22.212 | 26.6371 | 26.6371 | 64.5053 | 39.1045 | 39.1045 | 39.1045 | 33.8207 | 33.8207 | -12.696 | -12.696 | -12.696 | -12.696 | -12.696 | -12.696 | -12.696 | -12.696 | -12.696 | -12.696 | -12.696 | -12.696 | -12.696 | -12.696 | -12.696 | -12.696 | -12.696 | -12.696 | -12.696 | -12.696 | -12.696 | -12.696 | -12.696 | -12.696 | -34.908 | -34.908 | -34.908 | -39.3332 | -39.3332 | -77.2013 | -51.8005 | -51.8005 | -51.8005 | -46.5167 | -46.5167 | 0 | 0 |  |  | 108.7822 |  |  | 1763248.3293 | 0
$/MW-yr |  |  |  | 0 | 352571.3243 | 352571.3243 | 352571.3243 | 444761.8117 | 444761.8117 | 1045843.8318 | 642656.5076 | 642656.5076 | 642656.5076 | 532576.2444 | 532576.2444 | -205783.679 | -205783.679 | -205783.679 | -205783.679 | -205783.679 | -205783.679 | -205783.679 | -205783.679 | -205783.679 | -205783.679 | -205783.679 | -205783.679 | -205783.679 | -205783.679 | -205783.679 | -205783.679 | -205783.679 | -205783.679 | -205783.679 | -205783.679 | -205783.679 | -205783.679 | -205783.679 | -205783.679 | -558355.0033 | -558355.0033 | -558355.0033 | -650545.4907 | -650545.4907 | -1251627.5109 | -848440.1866 | -848440.1866 | -848440.1866 | -738359.9234 | -738359.9234 | 0 | 0
$Millions (adjusted) |  |  |  | 0 | 0 | 0 | 0 | 0 | 0 | 0 | 0 | 0 | 0 | 0 | 0 | 0 | 0 | 0 | 0 | 0 | 0 | 0 | 0 | 0 | 0 | 0 | 0 | 0 | 0 | 0 | 0 | 0 | 0 | 0 | 0 | 0 | 0 | 0 | 0 | 0 | 0 | 0 | 0 | 0 | 0 | 0 | 0 | 0 | 0 | 0 | 0 | 0 |  |  | 0
Annual Avoided Costs for Deferrals - Area 3 Proposal: (see note*) | Deferral Year |  |  | 2016 | 2017 | 2018 | 2019 | 2020 | 2021 | 2022 | 2023 | 2024 | 2025 | 2026 | 2027 | 2028 | 2029 | 2030 | 2031 | 2032 | 2033 | 2034 | 2035 | 2036 | 2037 | 2038 | 2039 | 2040 | 2041 | 2042 | 2043 | 2044 | 2045 | 2046 | 2047 | 2048 | 2049 | 2050 | 2051 | 2052 | 2053 | 2054 | 2055 | 2056 | 2057 | 2058 | 2059 | 2060 | 2061 | 2062 | 2063 | 2064 |  |  | Differential NPV $M |  | Differential NPV $M (adjusted for COD of Selected Project) | Differntial NPV $/MW | NPV of Transmission Avoided Costs for Selected Project
Area I Projects:
Amagansett Conversion 33 kV | 2030 |  |  | 0 | 0 | 0 | 0 | 0 | 0 | 0 | 0 | 0 | 0 | 0 | 0 | 0 | 0 | 0 | 0 | 0 | 0 | 0 | 0 | 0 | 0 | 0 | 0 | 0 | 0 | 0 | 0 | 0 | 0 | 0 | 0 | 0 | 0 | 0 | 0 | 0 | 0 | 0 | 0 | 0 | 0 | 0 | 0 | 0 | 0 | 0 | 0 | 0 |  |  | 0 |  | 0 | 0 | 0
East Hampton Conversion 33 kV | 2030 |  |  | 0 | 0 | 0 | 0 | 0 | 0 | 0 | 0 | 0 | 0 | 0 | 0 | 0 | 0 | 0 | 0 | 0 | 0 | 0 | 0 | 0 | 0 | 0 | 0 | 0 | 0 | 0 | 0 | 0 | 0 | 0 | 0 | 0 | 0 | 0 | 0 | 0 | 0 | 0 | 0 | 0 | 0 | 0 | 0 | 0 | 0 | 0 | 0 | 0 |  |  | 0 |  | 0 | 0 | 0
Buell Conversion 33 kV | 2030 |  |  | 0 | 0 | 0 | 0 | 0 | 0 | 0 | 0 | 0 | 0 | 0 | 0 | 0 | 0 | 0 | 0 | 0 | 0 | 0 | 0 | 0 | 0 | 0 | 0 | 0 | 0 | 0 | 0 | 0 | 0 | 0 | 0 | 0 | 0 | 0 | 0 | 0 | 0 | 0 | 0 | 0 | 0 | 0 | 0 | 0 | 0 | 0 | 0 | 0 |  |  | 0 |  | 0 | 0 | 0
Hither Hills Conversion to 33 kV | 2030 |  |  | 0 | 0 | 0 | 0 | 0 | 0 | 0 | 0 | 0 | 0 | 0 | 0 | 0 | 0 | 0 | 0 | 0 | 0 | 0 | 0 | 0 | 0 | 0 | 0 | 0 | 0 | 0 | 0 | 0 | 0 | 0 | 0 | 0 | 0 | 0 | 0 | 0 | 0 | 0 | 0 | 0 | 0 | 0 | 0 | 0 | 0 | 0 | 0 | 0 |  |  | 0 |  | 0 | 0 | 0
Culloden Pt Conversion to 33 kV | 2030 |  |  | 0 | 0 | 0 | 0 | 0 | 0 | 0 | 0 | 0 | 0 | 0 | 0 | 0 | 0 | 0 | 0 | 0 | 0 | 0 | 0 | 0 | 0 | 0 | 0 | 0 | 0 | 0 | 0 | 0 | 0 | 0 | 0 | 0 | 0 | 0 | 0 | 0 | 0 | 0 | 0 | 0 | 0 | 0 | 0 | 0 | 0 | 0 | 0 | 0 |  |  | 0 |  | 0 | 0 | 0
[59 empty] | 0 | =Area I Portion
Area II Projects: | [58 empty] | 3435212.7387 | =Area I+II+III Portions
Bridgehampton - Buell New 69 kV UG Cable | 2026 |  |  | 0 | 0 | 0 | 0 | 0 | 0 | 0 | 0 | 0 | 0 | 0 | 0 | 0 | 0 | 0 | 0 | 0 | 0 | 0 | 0 | 0 | 0 | 0 | 0 | 0 | 0 | 0 | 0 | 0 | 0 | 0 | 0 | 0 | 0 | 0 | 0 | 0 | 0 | 0 | 0 | 0 | 0 | 0 | 0 | 0 | 0 | 0 | 0 | 0 |  |  | 0 |  | 0 | 0 | 0
[59 empty] | 0 | =Area II Portion
Area III Projects: | [58 empty] | 3435212.7387 | =Area II+III Portions
New Canal - Southampton Cable | 2023 |  |  | 0 | 4.5863 | 4.5863 | 4.5863 | 4.5863 | 4.5863 | 4.5863 | -0.88999 | -0.88999 | -0.88999 | -0.88999 | -0.88999 | -0.88999 | -0.88999 | -0.88999 | -0.88999 | -0.88999 | -0.88999 | -0.88999 | -0.88999 | -0.88999 | -0.88999 | -0.88999 | -0.88999 | -0.88999 | -0.88999 | -0.88999 | -0.88999 | -0.88999 | -0.88999 | -0.88999 | -0.88999 | -0.88999 | -0.88999 | -0.88999 | -0.88999 | -5.4763 | -5.4763 | -5.4763 | -5.4763 | -5.4763 | -5.4763 | 0 | 0 | 0 | 0 | 0 | 0 | 0 |  |  | 8.9667 |  | 8.9667 | 142328.3896 | 303728.7833
Upgrade Wildwood - Riverhead to 138 kV | 2022 |  |  | 0 | 0.93922 | 0.93922 | 0.93922 | 0.93922 | 0.93922 | -0.14959 | -0.14959 | -0.14959 | -0.14959 | -0.14959 | -0.14959 | -0.14959 | -0.14959 | -0.14959 | -0.14959 | -0.14959 | -0.14959 | -0.14959 | -0.14959 | -0.14959 | -0.14959 | -0.14959 | -0.14959 | -0.14959 | -0.14959 | -0.14959 | -0.14959 | -0.14959 | -0.14959 | -0.14959 | -0.14959 | -0.14959 | -0.14959 | -0.14959 | -0.14959 | -1.0888 | -1.0888 | -1.0888 | -1.0888 | -1.0888 | 0 | 0 | 0 | 0 | 0 | 0 | 0 | 0 |  |  | 1.5483 |  | 1.5483 | 24575.725 | 52444.5972
Riverhead Canal 2nd Line and Bank | 2023 |  |  | 0 | 16.6864 | 16.6864 | 16.6864 | 16.6864 | 16.6864 | 16.6864 | -3.238 | -3.238 | -3.238 | -3.238 | -3.238 | -3.238 | -3.238 | -3.238 | -3.238 | -3.238 | -3.238 | -3.238 | -3.238 | -3.238 | -3.238 | -3.238 | -3.238 | -3.238 | -3.238 | -3.238 | -3.238 | -3.238 | -3.238 | -3.238 | -3.238 | -3.238 | -3.238 | -3.238 | -3.238 | -19.9245 | -19.9245 | -19.9245 | -19.9245 | -19.9245 | -19.9245 | 0 | 0 | 0 | 0 | 0 | 0 | 0 |  |  | 32.6235 |  | 32.6235 | 517833.0769 | 1105055.7861
Canal - Wainscott New 138 kV UG Cable | 2028 |  |  | 0 | 0 | 0 | 0 | 0 | 0 | 38.957 | 38.957 | 38.957 | 38.957 | 38.957 | 38.957 | -7.5597 | -7.5597 | -7.5597 | -7.5597 | -7.5597 | -7.5597 | -7.5597 | -7.5597 | -7.5597 | -7.5597 | -7.5597 | -7.5597 | -7.5597 | -7.5597 | -7.5597 | -7.5597 | -7.5597 | -7.5597 | -7.5597 | -7.5597 | -7.5597 | -7.5597 | -7.5597 | -7.5597 | -7.5597 | -7.5597 | -7.5597 | -7.5597 | -7.5597 | -46.5167 | -46.5167 | -46.5167 | -46.5167 | -46.5167 | -46.5167 | 0 | 0 |  |  | 58.276 |  | 58.276 | 925015.732 | 1973983.5721
[59 empty] | 3435212.7387 | =Area III Portion
Total - Area 3 Proposal, $Millions (unadjusted) |  |  |  | 0 | 22.212 | 22.212 | 22.212 | 22.212 | 22.212 | 60.0802 | 34.6794 | 34.6794 | 34.6794 | 34.6794 | 34.6794 | -11.8373 | -11.8373 | -11.8373 | -11.8373 | -11.8373 | -11.8373 | -11.8373 | -11.8373 | -11.8373 | -11.8373 | -11.8373 | -11.8373 | -11.8373 | -11.8373 | -11.8373 | -11.8373 | -11.8373 | -11.8373 | -11.8373 | -11.8373 | -11.8373 | -11.8373 | -11.8373 | -11.8373 | -34.0493 | -34.0493 | -34.0493 | -34.0493 | -34.0493 | -71.9175 | -46.5167 | -46.5167 | -46.5167 | -46.5167 | -46.5167 | 0 | 0 |  |  | 101.4144 |  |  | 1609752.9235 | 3435212.7387
$/MW-yr |  |  |  | 0 | 352571.3243 | 352571.3243 | 352571.3243 | 352571.3243 | 352571.3243 | 953653.3444 | 550466.0202 | 550466.0202 | 550466.0202 | 550466.0202 | 550466.0202 | -187893.9032 | -187893.9032 | -187893.9032 | -187893.9032 | -187893.9032 | -187893.9032 | -187893.9032 | -187893.9032 | -187893.9032 | -187893.9032 | -187893.9032 | -187893.9032 | -187893.9032 | -187893.9032 | -187893.9032 | -187893.9032 | -187893.9032 | -187893.9032 | -187893.9032 | -187893.9032 | -187893.9032 | -187893.9032 | -187893.9032 | -187893.9032 | -540465.2275 | -540465.2275 | -540465.2275 | -540465.2275 | -540465.2275 | -1141547.2477 | -738359.9234 | -738359.9234 | -738359.9234 | -738359.9234 | -738359.9234 | 0 | 0
$Millions (adjusted) |  |  |  | 0 | 0.75239 | 0.75239 | 0.75239 | 0.75239 | 0.75239 | 2.0351 | 1.1747 | 1.1747 | 1.1747 | 1.1747 | 1.1747 | -0.40097 | -0.40097 | -0.40097 | -0.40097 | -0.40097 | -0.40097 | -0.40097 | -0.40097 | -0.40097 | -0.40097 | -0.40097 | -0.40097 | -0.40097 | -0.40097 | -0.40097 | -0.40097 | -0.40097 | -0.40097 | -0.40097 | -0.40097 | -0.40097 | -0.40097 | -0.40097 | -0.40097 | -1.1534 | -1.1534 | -1.1534 | -1.1534 | -1.1534 | -2.4361 | -1.5757 | -1.5757 | -1.5757 | -1.5757 | -1.5757 | 0 | 0 |  |  | 3435.2127
Discount Factor (Relative to 1/1/2016) = |  |  |  | 0.94787 | 0.89845 | 0.85161 | 0.80722 | 0.76513 | 0.72525 | 0.68744 | 0.6516 | 0.61763 | 0.58543 | 0.55491 | 0.52598 | 0.49856 | 0.47257 | 0.44793 | 0.42458 | 0.40245 | 0.38147 | 0.36158 | 0.34273 | 0.32486 | 0.30793 | 0.29187 | 0.27666 | 0.26223 | 0.24856 | 0.2356 | 0.22332 | 0.21168 | 0.20064 | 0.19018 | 0.18027 | 0.17087 | 0.16196 | 0.15352 | 0.14552 | 0.13793 | 0.13074 | 0.12392 | 0.11746 | 0.11134 | 0.10554 | 0.10003 | 0.094818 | 0.089875 | 0.08519 | 0.080748 | 0.076539 | 0.072549
* Note: A positive (+) avoided cost in a given year represents a cost savings relative to not having a transmission project deferral.
Note on BH17: Todd Kantarek: Behind the meter system warrants T&D losses adjustment factor

## PhII (GCN100-2018 COD)
Version |  | Based on PSEGLI file: "East End Utility 2_0_Economics_2014_10_13_r28_Sargent_Lundy.xlsx"
Annual Revenue Requirements (Millions of $s)
1) Reference (Transmission only) Case
Project | I/S Year | Investor | Capital (2015$s) | 2016 | 2017 | 2018 | 2019 | 2020 | 2021 | 2022 | 2023 | 2024 | 2025 | 2026 | 2027 | 2028 | 2029 | 2030 | 2031 | 2032 | 2033 | 2034 | 2035 | 2036 | 2037 | 2038 | 2039 | 2040 | 2041 | 2042 | 2043 | 2044 | 2045 | 2046 | 2047 | 2048 | 2049 | 2050 | 2051 | 2052 | 2053 | 2054 | 2055 | 2056 | 2057 | 2058 | 2059 | 2060 | 2061 | 2062 | 2063 | 2064 |  | NPV |  | Proposal Number = | GCN100
Transmission Reinforcement I | 2017 | PSEGLI | 197 | 0 | 24.0294 | 24.0294 | 24.0294 | 24.0294 | 24.0294 | 24.0294 | 24.0294 | 24.0294 | 24.0294 | 24.0294 | 24.0294 | 24.0294 | 24.0294 | 24.0294 | 24.0294 | 24.0294 | 24.0294 | 24.0294 | 24.0294 | 24.0294 | 24.0294 | 24.0294 | 24.0294 | 24.0294 | 24.0294 | 24.0294 | 24.0294 | 24.0294 | 24.0294 | 24.0294 | 24.0294 | 24.0294 | 24.0294 | 24.0294 | 24.0294 | [13 empty] | 35 | 350.5464 |  | Proposer Name = | Green Charge Networks
Transmission Reinforcement II | 2018 | PSEGLI | 4.8 | 0 | 0 | 0.60305 | 0.60305 | 0.60305 | 0.60305 | 0.60305 | 0.60305 | 0.60305 | 0.60305 | 0.60305 | 0.60305 | 0.60305 | 0.60305 | 0.60305 | 0.60305 | 0.60305 | 0.60305 | 0.60305 | 0.60305 | 0.60305 | 0.60305 | 0.60305 | 0.60305 | 0.60305 | 0.60305 | 0.60305 | 0.60305 | 0.60305 | 0.60305 | 0.60305 | 0.60305 | 0.60305 | 0.60305 | 0.60305 | 0.60305 | 0.60305 | [12 empty] | 35 | 8.3388 |  | Proposal/Project = | Peak Relief Services
Transmission Reinforcement III | 2019 | PSEGLI | 2.8 | 0 | 0 | 0 | 0.36233 | 0.36233 | 0.36233 | 0.36233 | 0.36233 | 0.36233 | 0.36233 | 0.36233 | 0.36233 | 0.36233 | 0.36233 | 0.36233 | 0.36233 | 0.36233 | 0.36233 | 0.36233 | 0.36233 | 0.36233 | 0.36233 | 0.36233 | 0.36233 | 0.36233 | 0.36233 | 0.36233 | 0.36233 | 0.36233 | 0.36233 | 0.36233 | 0.36233 | 0.36233 | 0.36233 | 0.36233 | 0.36233 | 0.36233 | 0.36233 | [11 empty] | 35 | 4.7491 |  | Option Number = | 2
Transmission Reinforcement IV | 2020 | PSEGLI | 33.2 | 0 | 0 | 0 | 0 | 4.4251 | 4.4251 | 4.4251 | 4.4251 | 4.4251 | 4.4251 | 4.4251 | 4.4251 | 4.4251 | 4.4251 | 4.4251 | 4.4251 | 4.4251 | 4.4251 | 4.4251 | 4.4251 | 4.4251 | 4.4251 | 4.4251 | 4.4251 | 4.4251 | 4.4251 | 4.4251 | 4.4251 | 4.4251 | 4.4251 | 4.4251 | 4.4251 | 4.4251 | 4.4251 | 4.4251 | 4.4251 | 4.4251 | 4.4251 | 4.4251 | [10 empty] | 35 | 54.9758 |  | Location = | All Areas - Nonspecified
Transmission Reinforcement V | 2022 | PSEGLI | 275.5 | 0 | 0 | 0 | 0 | 0 | 0 | 38.957 | 38.957 | 38.957 | 38.957 | 38.957 | 38.957 | 38.957 | 38.957 | 38.957 | 38.957 | 38.957 | 38.957 | 38.957 | 38.957 | 38.957 | 38.957 | 38.957 | 38.957 | 38.957 | 38.957 | 38.957 | 38.957 | 38.957 | 38.957 | 38.957 | 38.957 | 38.957 | 38.957 | 38.957 | 38.957 | 38.957 | 38.957 | 38.957 | 38.957 | 38.957 | [8 empty] | 35 | 434.8353 |  | Technology = | Battery Storage
[56 empty] | Interconnection Points = | Behind the Meter
Total |  |  | 513.3 | 0 | 24.0294 | 24.6325 | 24.9948 | 29.42 | 29.42 | 68.377 | 68.377 | 68.377 | 68.377 | 68.377 | 68.377 | 68.377 | 68.377 | 68.377 | 68.377 | 68.377 | 68.377 | 68.377 | 68.377 | 68.377 | 68.377 | 68.377 | 68.377 | 68.377 | 68.377 | 68.377 | 68.377 | 68.377 | 68.377 | 68.377 | 68.377 | 68.377 | 68.377 | 68.377 | 68.377 | 44.3475 | 43.7445 | 43.3821 | 38.957 | 38.957 | 0 | 0 | 0 | 0 | 0 | 0 | 0 | 0 |  | 853.4454 |  | Loss Factor = | 1.067
2016 NPV @ 5.5%, thru 2035 |  |  |  | 2016: 582.1416
2016 NPV @ 5.5%, thru 2056 |  |  |  | 2016: 853.4454 |  |  |  | MW Required by 2022 (cap) = | 15 | 33 | 15 | Output: NPV of Transmission Avoided Costs for Selected Project (see note*)
[57 empty] | Selected Project Inputs - Area 1 Portion | Selected Project Inputs - Area 2 Portion | Selected Project Inputs - Area 3 Portion | Area 1 | Area 2 | Area 3 | Total | check
[56 empty] | Project kW = | 0 | 0 | 2134
[55 empty] | Capped kW = | 2134 | 0 | 0 | 2134
[56 empty] | Project Area (1, 2, or 3) = | 1 | 2 | 3
[56 empty] | Proportion of Peak Hours Covered = | 100% | 100% | 100%
[55 empty] | Project COD = | 2018
[55 empty] | Effective kW = | 2134 |  |  |  | 0 | 0 | 1973983.5721 | 1973983.5721
[60 empty] | check | check | check
| I/S Year |  | Capital (2015$s) | 2016 | 2017 | 2018 | 2019 | 2020 | 2021 | 2022 | 2023 | 2024 | 2025 | 2026 | 2027 | 2028 | 2029 | 2030 | 2031 | 2032 | 2033 | 2034 | 2035 | 2036 | 2037 | 2038 | 2039 | 2040 | 2041 | 2042 | 2043 | 2044 | 2045 | 2046 | 2047 | 2048 | 2049 | 2050 | 2051 | 2052 | 2053 | 2054 | 2055 | 2056 | 2057 | 2058 | 2059 | 2060 | 2061 | 2062 | 2063 | 2064 |  | MW Required by 2022 | NPV Base $M | Differential NPV $M | Differential NPV $M (adjusted for COD of Selected Project) | Differntial NPV $/MW | NPV of Transmission Avoided Costs for Selected Project
Area I Projects: | [53 empty] | 15
Amagansett Conversion 33 kV | 2017 |  | 8 | 0 | 0.97582 | 0.97582 | 0.97582 | 0.97582 | 0.97582 | 0.97582 | 0.97582 | 0.97582 | 0.97582 | 0.97582 | 0.97582 | 0.97582 | 0.97582 | 0.97582 | 0.97582 | 0.97582 | 0.97582 | 0.97582 | 0.97582 | 0.97582 | 0.97582 | 0.97582 | 0.97582 | 0.97582 | 0.97582 | 0.97582 | 0.97582 | 0.97582 | 0.97582 | 0.97582 | 0.97582 | 0.97582 | 0.97582 | 0.97582 | 0.97582 | [13 empty] | 35 |  | 14.2354
East Hampton Conversion 33 kV | 2017 |  | 3.2 | 0 | 0.39033 | 0.39033 | 0.39033 | 0.39033 | 0.39033 | 0.39033 | 0.39033 | 0.39033 | 0.39033 | 0.39033 | 0.39033 | 0.39033 | 0.39033 | 0.39033 | 0.39033 | 0.39033 | 0.39033 | 0.39033 | 0.39033 | 0.39033 | 0.39033 | 0.39033 | 0.39033 | 0.39033 | 0.39033 | 0.39033 | 0.39033 | 0.39033 | 0.39033 | 0.39033 | 0.39033 | 0.39033 | 0.39033 | 0.39033 | 0.39033 | [13 empty] | 35 |  | 5.6942
Buell Conversion 33 kV | 2017 |  | 3.7 | 0 | 0.45131 | 0.45131 | 0.45131 | 0.45131 | 0.45131 | 0.45131 | 0.45131 | 0.45131 | 0.45131 | 0.45131 | 0.45131 | 0.45131 | 0.45131 | 0.45131 | 0.45131 | 0.45131 | 0.45131 | 0.45131 | 0.45131 | 0.45131 | 0.45131 | 0.45131 | 0.45131 | 0.45131 | 0.45131 | 0.45131 | 0.45131 | 0.45131 | 0.45131 | 0.45131 | 0.45131 | 0.45131 | 0.45131 | 0.45131 | 0.45131 | [13 empty] | 35 |  | 6.5839
Hither Hills Conversion to 33 kV | 2018 |  | 4.8 | 0 | 0 | 0.60305 | 0.60305 | 0.60305 | 0.60305 | 0.60305 | 0.60305 | 0.60305 | 0.60305 | 0.60305 | 0.60305 | 0.60305 | 0.60305 | 0.60305 | 0.60305 | 0.60305 | 0.60305 | 0.60305 | 0.60305 | 0.60305 | 0.60305 | 0.60305 | 0.60305 | 0.60305 | 0.60305 | 0.60305 | 0.60305 | 0.60305 | 0.60305 | 0.60305 | 0.60305 | 0.60305 | 0.60305 | 0.60305 | 0.60305 | 0.60305 | [12 empty] | 35 |  | 8.3388
Culloden Pt Conversion to 33 kV | 2019 |  | 2.8 | 0 | 0 | 0 | 0.36233 | 0.36233 | 0.36233 | 0.36233 | 0.36233 | 0.36233 | 0.36233 | 0.36233 | 0.36233 | 0.36233 | 0.36233 | 0.36233 | 0.36233 | 0.36233 | 0.36233 | 0.36233 | 0.36233 | 0.36233 | 0.36233 | 0.36233 | 0.36233 | 0.36233 | 0.36233 | 0.36233 | 0.36233 | 0.36233 | 0.36233 | 0.36233 | 0.36233 | 0.36233 | 0.36233 | 0.36233 | 0.36233 | 0.36233 | 0.36233 | [11 empty] | 35 |  | 4.7491
No Deferral |  |  | 22.5 |  | 1.8175 | 2.4205 | 2.7828 | 2.7828 | 2.7828 | 2.7828 | 2.7828 | 2.7828 | 2.7828 | 2.7828 | 2.7828 | 2.7828 | 2.7828 | 2.7828 | 2.7828 | 2.7828 | 2.7828 | 2.7828 | 2.7828 | 2.7828 | 2.7828 | 2.7828 | 2.7828 | 2.7828 | 2.7828 | 2.7828 | 2.7828 | 2.7828 | 2.7828 | 2.7828 | 2.7828 | 2.7828 | 2.7828 | 2.7828 | 2.7828 | 0.96539 | 0.36233 | 0 | 0 | 0 | [10 empty] | 39.6013
Amagansett Conversion 33 kV | 2030 |  | 8 | [14 empty] | 1.433 | 1.433 | 1.433 | 1.433 | 1.433 | 1.433 | 1.433 | 1.433 | 1.433 | 1.433 | 1.433 | 1.433 | 1.433 | 1.433 | 1.433 | 1.433 | 1.433 | 1.433 | 1.433 | 1.433 | 1.433 | 1.433 | 1.433 | 1.433 | 1.433 | 1.433 | 1.433 | 1.433 | 1.433 | 1.433 | 1.433 | 1.433 | 1.433 | 1.433 | 1.433 | 35 |  | 10.4225 | 3.8129 | 0 | 0 | 0
East Hampton Conversion 33 kV | 2030 |  | 3.2 | [14 empty] | 0.57321 | 0.57321 | 0.57321 | 0.57321 | 0.57321 | 0.57321 | 0.57321 | 0.57321 | 0.57321 | 0.57321 | 0.57321 | 0.57321 | 0.57321 | 0.57321 | 0.57321 | 0.57321 | 0.57321 | 0.57321 | 0.57321 | 0.57321 | 0.57321 | 0.57321 | 0.57321 | 0.57321 | 0.57321 | 0.57321 | 0.57321 | 0.57321 | 0.57321 | 0.57321 | 0.57321 | 0.57321 | 0.57321 | 0.57321 | 0.57321 | 35 |  | 4.169 | 1.5252 | 0 | 0 | 0
Buell Conversion 33 kV | 2030 |  | 3.7 | [14 empty] | 0.66277 | 0.66277 | 0.66277 | 0.66277 | 0.66277 | 0.66277 | 0.66277 | 0.66277 | 0.66277 | 0.66277 | 0.66277 | 0.66277 | 0.66277 | 0.66277 | 0.66277 | 0.66277 | 0.66277 | 0.66277 | 0.66277 | 0.66277 | 0.66277 | 0.66277 | 0.66277 | 0.66277 | 0.66277 | 0.66277 | 0.66277 | 0.66277 | 0.66277 | 0.66277 | 0.66277 | 0.66277 | 0.66277 | 0.66277 | 0.66277 | 35 |  | 4.8204 | 1.7635 | 0 | 0 | 0
Hither Hills Conversion to 33 kV | 2030 |  | 4.8 | [14 empty] | 0.85981 | 0.85981 | 0.85981 | 0.85981 | 0.85981 | 0.85981 | 0.85981 | 0.85981 | 0.85981 | 0.85981 | 0.85981 | 0.85981 | 0.85981 | 0.85981 | 0.85981 | 0.85981 | 0.85981 | 0.85981 | 0.85981 | 0.85981 | 0.85981 | 0.85981 | 0.85981 | 0.85981 | 0.85981 | 0.85981 | 0.85981 | 0.85981 | 0.85981 | 0.85981 | 0.85981 | 0.85981 | 0.85981 | 0.85981 | 0.85981 | 35 |  | 6.2535 | 2.0853 | 2.0853 | 139022.8879 | 296674.8428
Culloden Pt Conversion to 33 kV | 2030 |  | 2.8 | [14 empty] | 0.50156 | 0.50156 | 0.50156 | 0.50156 | 0.50156 | 0.50156 | 0.50156 | 0.50156 | 0.50156 | 0.50156 | 0.50156 | 0.50156 | 0.50156 | 0.50156 | 0.50156 | 0.50156 | 0.50156 | 0.50156 | 0.50156 | 0.50156 | 0.50156 | 0.50156 | 0.50156 | 0.50156 | 0.50156 | 0.50156 | 0.50156 | 0.50156 | 0.50156 | 0.50156 | 0.50156 | 0.50156 | 0.50156 | 0.50156 | 0.50156 | 35 |  | 3.6479 | 1.1012 | 1.1012 | 73412.135 | 156661.4961
Deferral to Indicated Year |  |  | 22.5 | [6 empty] | 0 | 0 | 0 | 0 | 0 | 0 | 0 | 0 | 4.0304 | 4.0304 | 4.0304 | 4.0304 | 4.0304 | 4.0304 | 4.0304 | 4.0304 | 4.0304 | 4.0304 | 4.0304 | 4.0304 | 4.0304 | 4.0304 | 4.0304 | 4.0304 | 4.0304 | 4.0304 | 4.0304 | 4.0304 | 4.0304 | 4.0304 | 4.0304 | 4.0304 | 4.0304 | 4.0304 | 4.0304 | 4.0304 | 4.0304 | 4.0304 | 4.0304 | 4.0304 | 4.0304 | 4.0304 | 4.0304 | 35 |  | 29.3132 | 10.2881 | 3.1865 | 212435.0229 | 453336.3389 | =Area I Portion
[59 empty] | 2754879.1071 | =Area I+II+III Portions
Annual Avoided Costs for Deferral to Indicated Year:
Amagansett Conversion 33 kV | 2030 |  |  | 0 | 0.97582 | 0.97582 | 0.97582 | 0.97582 | 0.97582 | 0.97582 | 0.97582 | 0.97582 | 0.97582 | 0.97582 | 0.97582 | 0.97582 | 0.97582 | -0.4572 | -0.4572 | -0.4572 | -0.4572 | -0.4572 | -0.4572 | -0.4572 | -0.4572 | -0.4572 | -0.4572 | -0.4572 | -0.4572 | -0.4572 | -0.4572 | -0.4572 | -0.4572 | -0.4572 | -0.4572 | -0.4572 | -0.4572 | -0.4572 | -0.4572 | -1.433 | -1.433 | -1.433 | -1.433 | -1.433 | -1.433 | -1.433 | -1.433 | -1.433 | -1.433 | -1.433 | -1.433 | -1.433 | 35 |  |  | 3.8129
East Hampton Conversion 33 kV | 2030 |  |  | 0 | 0.39033 | 0.39033 | 0.39033 | 0.39033 | 0.39033 | 0.39033 | 0.39033 | 0.39033 | 0.39033 | 0.39033 | 0.39033 | 0.39033 | 0.39033 | -0.18288 | -0.18288 | -0.18288 | -0.18288 | -0.18288 | -0.18288 | -0.18288 | -0.18288 | -0.18288 | -0.18288 | -0.18288 | -0.18288 | -0.18288 | -0.18288 | -0.18288 | -0.18288 | -0.18288 | -0.18288 | -0.18288 | -0.18288 | -0.18288 | -0.18288 | -0.57321 | -0.57321 | -0.57321 | -0.57321 | -0.57321 | -0.57321 | -0.57321 | -0.57321 | -0.57321 | -0.57321 | -0.57321 | -0.57321 | -0.57321 | 35 |  |  | 1.5252
Buell Conversion 33 kV | 2030 |  |  | 0 | 0.45131 | 0.45131 | 0.45131 | 0.45131 | 0.45131 | 0.45131 | 0.45131 | 0.45131 | 0.45131 | 0.45131 | 0.45131 | 0.45131 | 0.45131 | -0.21146 | -0.21146 | -0.21146 | -0.21146 | -0.21146 | -0.21146 | -0.21146 | -0.21146 | -0.21146 | -0.21146 | -0.21146 | -0.21146 | -0.21146 | -0.21146 | -0.21146 | -0.21146 | -0.21146 | -0.21146 | -0.21146 | -0.21146 | -0.21146 | -0.21146 | -0.66277 | -0.66277 | -0.66277 | -0.66277 | -0.66277 | -0.66277 | -0.66277 | -0.66277 | -0.66277 | -0.66277 | -0.66277 | -0.66277 | -0.66277 | 35 |  |  | 1.7635
Hither Hills Conversion to 33 kV | 2030 |  |  | 0 | 0 | 0.60305 | 0.60305 | 0.60305 | 0.60305 | 0.60305 | 0.60305 | 0.60305 | 0.60305 | 0.60305 | 0.60305 | 0.60305 | 0.60305 | -0.25676 | -0.25676 | -0.25676 | -0.25676 | -0.25676 | -0.25676 | -0.25676 | -0.25676 | -0.25676 | -0.25676 | -0.25676 | -0.25676 | -0.25676 | -0.25676 | -0.25676 | -0.25676 | -0.25676 | -0.25676 | -0.25676 | -0.25676 | -0.25676 | -0.25676 | -0.25676 | -0.85981 | -0.85981 | -0.85981 | -0.85981 | -0.85981 | -0.85981 | -0.85981 | -0.85981 | -0.85981 | -0.85981 | -0.85981 | -0.85981 | 35 |  |  | 2.0853
Culloden Pt Conversion to 33 kV | 2030 |  |  | 0 | 0 | 0 | 0.36233 | 0.36233 | 0.36233 | 0.36233 | 0.36233 | 0.36233 | 0.36233 | 0.36233 | 0.36233 | 0.36233 | 0.36233 | -0.13922 | -0.13922 | -0.13922 | -0.13922 | -0.13922 | -0.13922 | -0.13922 | -0.13922 | -0.13922 | -0.13922 | -0.13922 | -0.13922 | -0.13922 | -0.13922 | -0.13922 | -0.13922 | -0.13922 | -0.13922 | -0.13922 | -0.13922 | -0.13922 | -0.13922 | -0.13922 | -0.13922 | -0.50156 | -0.50156 | -0.50156 | -0.50156 | -0.50156 | -0.50156 | -0.50156 | -0.50156 | -0.50156 | -0.50156 | -0.50156 | 35 |  |  | 1.1012
Area II Projects: | [53 empty] | 33
Bridgehampton - Buell New 69 kV UG Cable | 2020 |  | 33.2 | 0 | 0 | 0 | 0 | 4.4251 | 4.4251 | 4.4251 | 4.4251 | 4.4251 | 4.4251 | 4.4251 | 4.4251 | 4.4251 | 4.4251 | 4.4251 | 4.4251 | 4.4251 | 4.4251 | 4.4251 | 4.4251 | 4.4251 | 4.4251 | 4.4251 | 4.4251 | 4.4251 | 4.4251 | 4.4251 | 4.4251 | 4.4251 | 4.4251 | 4.4251 | 4.4251 | 4.4251 | 4.4251 | 4.4251 | 4.4251 | 4.4251 | 4.4251 | 4.4251 | [10 empty] | 35 |  | 54.9758
No Deferral |  |  | 33.2 |  | 0 | 0 | 0 | 4.4251 | 4.4251 | 4.4251 | 4.4251 | 4.4251 | 4.4251 | 4.4251 | 4.4251 | 4.4251 | 4.4251 | 4.4251 | 4.4251 | 4.4251 | 4.4251 | 4.4251 | 4.4251 | 4.4251 | 4.4251 | 4.4251 | 4.4251 | 4.4251 | 4.4251 | 4.4251 | 4.4251 | 4.4251 | 4.4251 | 4.4251 | 4.4251 | 4.4251 | 4.4251 | 4.4251 | 4.4251 | 4.4251 | 4.4251 | 4.4251 | [10 empty] | 35 |  | 54.9758
Bridgehampton - Buell New 69 kV UG Cable | 2026 |  | 33.2 | [10 empty] | 5.2839 | 5.2839 | 5.2839 | 5.2839 | 5.2839 | 5.2839 | 5.2839 | 5.2839 | 5.2839 | 5.2839 | 5.2839 | 5.2839 | 5.2839 | 5.2839 | 5.2839 | 5.2839 | 5.2839 | 5.2839 | 5.2839 | 5.2839 | 5.2839 | 5.2839 | 5.2839 | 5.2839 | 5.2839 | 5.2839 | 5.2839 | 5.2839 | 5.2839 | 5.2839 | 5.2839 | 5.2839 | 5.2839 | 5.2839 | 5.2839 |  |  |  |  | 35 |  | 47.608 | 7.3678 | 7.3678 | 153495.4058 | 327559.196
Deferral to Indicated Year |  |  | 33.2 | [6 empty] | 0 | 0 | 0 | 0 | 5.2839 | 5.2839 | 5.2839 | 5.2839 | 5.2839 | 5.2839 | 5.2839 | 5.2839 | 5.2839 | 5.2839 | 5.2839 | 5.2839 | 5.2839 | 5.2839 | 5.2839 | 5.2839 | 5.2839 | 5.2839 | 5.2839 | 5.2839 | 5.2839 | 5.2839 | 5.2839 | 5.2839 | 5.2839 | 5.2839 | 5.2839 | 5.2839 | 5.2839 | 5.2839 | 5.2839 | 5.2839 | 5.2839 | 5.2839 | 5.2839 |  |  |  |  | 35 |  | 47.608 | 7.3678 | 7.3678 | 153495.4058 | 327559.196 | =Area II Portion
[59 empty] | 2301542.7681 | =Area II+III Portions
Annual Avoided Costs for Deferral to Indicated Year:
Bridgehampton - Buell New 69 kV UG Cable | 2026 |  |  | 0 | 0 | 0 | 0 | 4.4251 | 4.4251 | 4.4251 | 4.4251 | 4.4251 | 4.4251 | -0.85871 | -0.85871 | -0.85871 | -0.85871 | -0.85871 | -0.85871 | -0.85871 | -0.85871 | -0.85871 | -0.85871 | -0.85871 | -0.85871 | -0.85871 | -0.85871 | -0.85871 | -0.85871 | -0.85871 | -0.85871 | -0.85871 | -0.85871 | -0.85871 | -0.85871 | -0.85871 | -0.85871 | -0.85871 | -0.85871 | -0.85871 | -0.85871 | -0.85871 | -5.2839 | -5.2839 | -5.2839 | -5.2839 | -5.2839 | -5.2839 |  |  |  |  | 35 |  |  | 7.3678
0
Area III Projects: | [52 empty] | 0 | 15
New Canal - Southampton Cable | 2017 |  | 37.6 | 0 | 4.5863 | 4.5863 | 4.5863 | 4.5863 | 4.5863 | 4.5863 | 4.5863 | 4.5863 | 4.5863 | 4.5863 | 4.5863 | 4.5863 | 4.5863 | 4.5863 | 4.5863 | 4.5863 | 4.5863 | 4.5863 | 4.5863 | 4.5863 | 4.5863 | 4.5863 | 4.5863 | 4.5863 | 4.5863 | 4.5863 | 4.5863 | 4.5863 | 4.5863 | 4.5863 | 4.5863 | 4.5863 | 4.5863 | 4.5863 | 4.5863 | [13 empty] | 35 |  | 66.9063
Upgrade Wildwood - Riverhead to 138 kV | 2017 |  | 7.7 | 0 | 0.93922 | 0.93922 | 0.93922 | 0.93922 | 0.93922 | 0.93922 | 0.93922 | 0.93922 | 0.93922 | 0.93922 | 0.93922 | 0.93922 | 0.93922 | 0.93922 | 0.93922 | 0.93922 | 0.93922 | 0.93922 | 0.93922 | 0.93922 | 0.93922 | 0.93922 | 0.93922 | 0.93922 | 0.93922 | 0.93922 | 0.93922 | 0.93922 | 0.93922 | 0.93922 | 0.93922 | 0.93922 | 0.93922 | 0.93922 | 0.93922 | [13 empty] | 35 |  | 13.7016
Riverhead Canal 2nd Line and Bank | 2017 |  | 136.8 | 0 | 16.6864 | 16.6864 | 16.6864 | 16.6864 | 16.6864 | 16.6864 | 16.6864 | 16.6864 | 16.6864 | 16.6864 | 16.6864 | 16.6864 | 16.6864 | 16.6864 | 16.6864 | 16.6864 | 16.6864 | 16.6864 | 16.6864 | 16.6864 | 16.6864 | 16.6864 | 16.6864 | 16.6864 | 16.6864 | 16.6864 | 16.6864 | 16.6864 | 16.6864 | 16.6864 | 16.6864 | 16.6864 | 16.6864 | 16.6864 | 16.6864 | [13 empty] | 35 |  | 243.4251
Canal - Wainscott New 138 kV UG Cable | 2022 |  | 275.5 | 0 | 0 | 0 | 0 | 0 | 0 | 38.957 | 38.957 | 38.957 | 38.957 | 38.957 | 38.957 | 38.957 | 38.957 | 38.957 | 38.957 | 38.957 | 38.957 | 38.957 | 38.957 | 38.957 | 38.957 | 38.957 | 38.957 | 38.957 | 38.957 | 38.957 | 38.957 | 38.957 | 38.957 | 38.957 | 38.957 | 38.957 | 38.957 | 38.957 | 38.957 | 38.957 | 38.957 | 38.957 | 38.957 | 38.957 | [8 empty] | 35 |  | 434.8353
No Deferral |  |  | 457.6 |  | 22.212 | 22.212 | 22.212 | 22.212 | 22.212 | 61.169 | 61.169 | 61.169 | 61.169 | 61.169 | 61.169 | 61.169 | 61.169 | 61.169 | 61.169 | 61.169 | 61.169 | 61.169 | 61.169 | 61.169 | 61.169 | 61.169 | 61.169 | 61.169 | 61.169 | 61.169 | 61.169 | 61.169 | 61.169 | 61.169 | 61.169 | 61.169 | 61.169 | 61.169 | 61.169 | 38.957 | 38.957 | 38.957 | 38.957 | 38.957 | [10 empty] | 758.8683
New Canal - Southampton Cable | 2023 |  | 37.6 | [7 empty] | 5.4763 | 5.4763 | 5.4763 | 5.4763 | 5.4763 | 5.4763 | 5.4763 | 5.4763 | 5.4763 | 5.4763 | 5.4763 | 5.4763 | 5.4763 | 5.4763 | 5.4763 | 5.4763 | 5.4763 | 5.4763 | 5.4763 | 5.4763 | 5.4763 | 5.4763 | 5.4763 | 5.4763 | 5.4763 | 5.4763 | 5.4763 | 5.4763 | 5.4763 | 5.4763 | 5.4763 | 5.4763 | 5.4763 | 5.4763 | 5.4763 | [7 empty] | 35 |  | 57.9396 | 8.9667 | 0 | 0 | 0
Upgrade Wildwood - Riverhead to 138 kV | 2022 |  | 7.7 | [6 empty] | 1.0888 | 1.0888 | 1.0888 | 1.0888 | 1.0888 | 1.0888 | 1.0888 | 1.0888 | 1.0888 | 1.0888 | 1.0888 | 1.0888 | 1.0888 | 1.0888 | 1.0888 | 1.0888 | 1.0888 | 1.0888 | 1.0888 | 1.0888 | 1.0888 | 1.0888 | 1.0888 | 1.0888 | 1.0888 | 1.0888 | 1.0888 | 1.0888 | 1.0888 | 1.0888 | 1.0888 | 1.0888 | 1.0888 | 1.0888 | 1.0888 | [8 empty] | 35 |  | 12.1533 | 1.5483 | 0 | 0 | 0
Riverhead Canal 2nd Line and Bank | 2023 |  | 136.8 | [7 empty] | 19.9245 | 19.9245 | 19.9245 | 19.9245 | 19.9245 | 19.9245 | 19.9245 | 19.9245 | 19.9245 | 19.9245 | 19.9245 | 19.9245 | 19.9245 | 19.9245 | 19.9245 | 19.9245 | 19.9245 | 19.9245 | 19.9245 | 19.9245 | 19.9245 | 19.9245 | 19.9245 | 19.9245 | 19.9245 | 19.9245 | 19.9245 | 19.9245 | 19.9245 | 19.9245 | 19.9245 | 19.9245 | 19.9245 | 19.9245 | 19.9245 | [7 empty] | 35 |  | 210.8017 | 32.6235 | 0 | 0 | 0
Canal - Wainscott New 138 kV UG Cable | 2028 |  | 275.5 | [12 empty] | 46.5167 | 46.5167 | 46.5167 | 46.5167 | 46.5167 | 46.5167 | 46.5167 | 46.5167 | 46.5167 | 46.5167 | 46.5167 | 46.5167 | 46.5167 | 46.5167 | 46.5167 | 46.5167 | 46.5167 | 46.5167 | 46.5167 | 46.5167 | 46.5167 | 46.5167 | 46.5167 | 46.5167 | 46.5167 | 46.5167 | 46.5167 | 46.5167 | 46.5167 | 46.5167 | 46.5167 | 46.5167 | 46.5167 | 46.5167 | 46.5167 |  |  | 35 |  | 376.5593 | 58.276 | 58.276 | 925015.732 | 1973983.5721
Deferral to Indicated Year |  |  | 457.6 | [6 empty] | 1.0888 | 26.4896 | 26.4896 | 26.4896 | 26.4896 | 26.4896 | 73.0063 | 73.0063 | 73.0063 | 73.0063 | 73.0063 | 73.0063 | 73.0063 | 73.0063 | 73.0063 | 73.0063 | 73.0063 | 73.0063 | 73.0063 | 73.0063 | 73.0063 | 73.0063 | 73.0063 | 73.0063 | 73.0063 | 73.0063 | 73.0063 | 73.0063 | 73.0063 | 73.0063 | 73.0063 | 73.0063 | 73.0063 | 73.0063 | 73.0063 | 71.9175 | 46.5167 | 46.5167 | 46.5167 | 46.5167 | 46.5167 |  |  | 41 |  | 657.4539 | 101.4144 | 58.276 | 925015.732 | 1973983.5721 | =Area III Portion
[59 empty] | 1973983.5721 | =Area III Portion
Annual Avoided Costs for Deferral to Indicated Year:
New Canal - Southampton Cable | 2023 |  |  | 0 | 4.5863 | 4.5863 | 4.5863 | 4.5863 | 4.5863 | 4.5863 | -0.88999 | -0.88999 | -0.88999 | -0.88999 | -0.88999 | -0.88999 | -0.88999 | -0.88999 | -0.88999 | -0.88999 | -0.88999 | -0.88999 | -0.88999 | -0.88999 | -0.88999 | -0.88999 | -0.88999 | -0.88999 | -0.88999 | -0.88999 | -0.88999 | -0.88999 | -0.88999 | -0.88999 | -0.88999 | -0.88999 | -0.88999 | -0.88999 | -0.88999 | -5.4763 | -5.4763 | -5.4763 | -5.4763 | -5.4763 | -5.4763 | 0 | 0 | 0 | 0 | 0 |  |  | 35 |  |  | 8.9667
Upgrade Wildwood - Riverhead to 138 kV | 2022 |  |  | 0 | 0.93922 | 0.93922 | 0.93922 | 0.93922 | 0.93922 | -0.14959 | -0.14959 | -0.14959 | -0.14959 | -0.14959 | -0.14959 | -0.14959 | -0.14959 | -0.14959 | -0.14959 | -0.14959 | -0.14959 | -0.14959 | -0.14959 | -0.14959 | -0.14959 | -0.14959 | -0.14959 | -0.14959 | -0.14959 | -0.14959 | -0.14959 | -0.14959 | -0.14959 | -0.14959 | -0.14959 | -0.14959 | -0.14959 | -0.14959 | -0.14959 | -1.0888 | -1.0888 | -1.0888 | -1.0888 | -1.0888 | 0 | 0 | 0 | 0 | 0 | 0 |  |  | 35 |  |  | 1.5483
Riverhead Canal 2nd Line and Bank | 2023 |  |  | 0 | 16.6864 | 16.6864 | 16.6864 | 16.6864 | 16.6864 | 16.6864 | -3.238 | -3.238 | -3.238 | -3.238 | -3.238 | -3.238 | -3.238 | -3.238 | -3.238 | -3.238 | -3.238 | -3.238 | -3.238 | -3.238 | -3.238 | -3.238 | -3.238 | -3.238 | -3.238 | -3.238 | -3.238 | -3.238 | -3.238 | -3.238 | -3.238 | -3.238 | -3.238 | -3.238 | -3.238 | -19.9245 | -19.9245 | -19.9245 | -19.9245 | -19.9245 | -19.9245 | 0 | 0 | 0 | 0 | 0 |  |  | 35 |  |  | 32.6235
Canal - Wainscott New 138 kV UG Cable | 2028 |  |  | 0 | 0 | 0 | 0 | 0 | 0 | 38.957 | 38.957 | 38.957 | 38.957 | 38.957 | 38.957 | -7.5597 | -7.5597 | -7.5597 | -7.5597 | -7.5597 | -7.5597 | -7.5597 | -7.5597 | -7.5597 | -7.5597 | -7.5597 | -7.5597 | -7.5597 | -7.5597 | -7.5597 | -7.5597 | -7.5597 | -7.5597 | -7.5597 | -7.5597 | -7.5597 | -7.5597 | -7.5597 | -7.5597 | -7.5597 | -7.5597 | -7.5597 | -7.5597 | -7.5597 | -46.5167 | -46.5167 | -46.5167 | -46.5167 | -46.5167 | -46.5167 | [5 empty] | 58.276
Total - All Areas (No Deferrals,$Millions) |  |  | 513.3 |  | 24.0294 | 24.6325 | 24.9948 | 29.42 | 29.42 | 68.377 | 68.377 | 68.377 | 68.377 | 68.377 | 68.377 | 68.377 | 68.377 | 68.377 | 68.377 | 68.377 | 68.377 | 68.377 | 68.377 | 68.377 | 68.377 | 68.377 | 68.377 | 68.377 | 68.377 | 68.377 | 68.377 | 68.377 | 68.377 | 68.377 | 68.377 | 68.377 | 68.377 | 68.377 | 68.377 | 44.3475 | 43.7445 | 43.3821 | 38.957 | 38.957 | 0 | 0 | 0 | 0 | 0 | 0 | 0 | 0 |  | 63 | 853.4454 | 119.0703 | = max. total avoided cost in portfolio
Annual Avoided Costs for Deferrals - Area 1 Proposal: (see note*) | Deferral Year |  |  | 2016 | 2017 | 2018 | 2019 | 2020 | 2021 | 2022 | 2023 | 2024 | 2025 | 2026 | 2027 | 2028 | 2029 | 2030 | 2031 | 2032 | 2033 | 2034 | 2035 | 2036 | 2037 | 2038 | 2039 | 2040 | 2041 | 2042 | 2043 | 2044 | 2045 | 2046 | 2047 | 2048 | 2049 | 2050 | 2051 | 2052 | 2053 | 2054 | 2055 | 2056 | 2057 | 2058 | 2059 | 2060 | 2061 | 2062 | 2063 | 2064 |  |  | Differential NPV $M |  | Differential NPV $M (adjusted for COD of Selected Project) | Differntial NPV $/MW | NPV of Transmission Avoided Costs for Selected Project
Area I Projects:
Amagansett Conversion 33 kV | 2030 |  |  | 0 | 0.97582 | 0.97582 | 0.97582 | 0.97582 | 0.97582 | 0.97582 | 0.97582 | 0.97582 | 0.97582 | 0.97582 | 0.97582 | 0.97582 | 0.97582 | -0.4572 | -0.4572 | -0.4572 | -0.4572 | -0.4572 | -0.4572 | -0.4572 | -0.4572 | -0.4572 | -0.4572 | -0.4572 | -0.4572 | -0.4572 | -0.4572 | -0.4572 | -0.4572 | -0.4572 | -0.4572 | -0.4572 | -0.4572 | -0.4572 | -0.4572 | -1.433 | -1.433 | -1.433 | -1.433 | -1.433 | -1.433 | -1.433 | -1.433 | -1.433 | -1.433 | -1.433 | -1.433 | -1.433 |  |  | 3.8129 |  | 0 | 0 | 0
East Hampton Conversion 33 kV | 2030 |  |  | 0 | 0.39033 | 0.39033 | 0.39033 | 0.39033 | 0.39033 | 0.39033 | 0.39033 | 0.39033 | 0.39033 | 0.39033 | 0.39033 | 0.39033 | 0.39033 | -0.18288 | -0.18288 | -0.18288 | -0.18288 | -0.18288 | -0.18288 | -0.18288 | -0.18288 | -0.18288 | -0.18288 | -0.18288 | -0.18288 | -0.18288 | -0.18288 | -0.18288 | -0.18288 | -0.18288 | -0.18288 | -0.18288 | -0.18288 | -0.18288 | -0.18288 | -0.57321 | -0.57321 | -0.57321 | -0.57321 | -0.57321 | -0.57321 | -0.57321 | -0.57321 | -0.57321 | -0.57321 | -0.57321 | -0.57321 | -0.57321 |  |  | 1.5252 |  | 0 | 0 | 0
Buell Conversion 33 kV | 2030 |  |  | 0 | 0.45131 | 0.45131 | 0.45131 | 0.45131 | 0.45131 | 0.45131 | 0.45131 | 0.45131 | 0.45131 | 0.45131 | 0.45131 | 0.45131 | 0.45131 | -0.21146 | -0.21146 | -0.21146 | -0.21146 | -0.21146 | -0.21146 | -0.21146 | -0.21146 | -0.21146 | -0.21146 | -0.21146 | -0.21146 | -0.21146 | -0.21146 | -0.21146 | -0.21146 | -0.21146 | -0.21146 | -0.21146 | -0.21146 | -0.21146 | -0.21146 | -0.66277 | -0.66277 | -0.66277 | -0.66277 | -0.66277 | -0.66277 | -0.66277 | -0.66277 | -0.66277 | -0.66277 | -0.66277 | -0.66277 | -0.66277 |  |  | 1.7635 |  | 0 | 0 | 0
Hither Hills Conversion to 33 kV | 2030 |  |  | 0 | 0 | 0.60305 | 0.60305 | 0.60305 | 0.60305 | 0.60305 | 0.60305 | 0.60305 | 0.60305 | 0.60305 | 0.60305 | 0.60305 | 0.60305 | -0.25676 | -0.25676 | -0.25676 | -0.25676 | -0.25676 | -0.25676 | -0.25676 | -0.25676 | -0.25676 | -0.25676 | -0.25676 | -0.25676 | -0.25676 | -0.25676 | -0.25676 | -0.25676 | -0.25676 | -0.25676 | -0.25676 | -0.25676 | -0.25676 | -0.25676 | -0.25676 | -0.85981 | -0.85981 | -0.85981 | -0.85981 | -0.85981 | -0.85981 | -0.85981 | -0.85981 | -0.85981 | -0.85981 | -0.85981 | -0.85981 |  |  | 2.0853 |  | 2.0853 | 139022.8879 | 0
Culloden Pt Conversion to 33 kV | 2030 |  |  | 0 | 0 | 0 | 0.36233 | 0.36233 | 0.36233 | 0.36233 | 0.36233 | 0.36233 | 0.36233 | 0.36233 | 0.36233 | 0.36233 | 0.36233 | -0.13922 | -0.13922 | -0.13922 | -0.13922 | -0.13922 | -0.13922 | -0.13922 | -0.13922 | -0.13922 | -0.13922 | -0.13922 | -0.13922 | -0.13922 | -0.13922 | -0.13922 | -0.13922 | -0.13922 | -0.13922 | -0.13922 | -0.13922 | -0.13922 | -0.13922 | -0.13922 | -0.13922 | -0.50156 | -0.50156 | -0.50156 | -0.50156 | -0.50156 | -0.50156 | -0.50156 | -0.50156 | -0.50156 | -0.50156 | -0.50156 |  |  | 1.1012 |  | 1.1012 | 73412.135 | 0
[59 empty] | 0 | =Area I Portion
Area II Projects: | [58 empty] | 0 | =Area I+II+III Portions
Bridgehampton - Buell New 69 kV UG Cable | 2026 |  |  | 0 | 0 | 0 | 0 | 4.4251 | 4.4251 | 4.4251 | 4.4251 | 4.4251 | 4.4251 | -0.85871 | -0.85871 | -0.85871 | -0.85871 | -0.85871 | -0.85871 | -0.85871 | -0.85871 | -0.85871 | -0.85871 | -0.85871 | -0.85871 | -0.85871 | -0.85871 | -0.85871 | -0.85871 | -0.85871 | -0.85871 | -0.85871 | -0.85871 | -0.85871 | -0.85871 | -0.85871 | -0.85871 | -0.85871 | -0.85871 | -0.85871 | -0.85871 | -0.85871 | -5.2839 | -5.2839 | -5.2839 | -5.2839 | -5.2839 | -5.2839 | 0 | 0 | 0 | 0 |  |  | 7.3678 |  | 7.3678 | 153495.4058 | 0
[59 empty] | 0 | =Area II Portion
Area III Projects: | [58 empty] | 0 | =Area II+III Portions
New Canal - Southampton Cable | 2023 |  |  | 0 | 4.5863 | 4.5863 | 4.5863 | 4.5863 | 4.5863 | 4.5863 | -0.88999 | -0.88999 | -0.88999 | -0.88999 | -0.88999 | -0.88999 | -0.88999 | -0.88999 | -0.88999 | -0.88999 | -0.88999 | -0.88999 | -0.88999 | -0.88999 | -0.88999 | -0.88999 | -0.88999 | -0.88999 | -0.88999 | -0.88999 | -0.88999 | -0.88999 | -0.88999 | -0.88999 | -0.88999 | -0.88999 | -0.88999 | -0.88999 | -0.88999 | -5.4763 | -5.4763 | -5.4763 | -5.4763 | -5.4763 | -5.4763 | 0 | 0 | 0 | 0 | 0 | 0 | 0 |  |  | 8.9667 |  | 0 | 0 | 0
Upgrade Wildwood - Riverhead to 138 kV | 2022 |  |  | 0 | 0.93922 | 0.93922 | 0.93922 | 0.93922 | 0.93922 | -0.14959 | -0.14959 | -0.14959 | -0.14959 | -0.14959 | -0.14959 | -0.14959 | -0.14959 | -0.14959 | -0.14959 | -0.14959 | -0.14959 | -0.14959 | -0.14959 | -0.14959 | -0.14959 | -0.14959 | -0.14959 | -0.14959 | -0.14959 | -0.14959 | -0.14959 | -0.14959 | -0.14959 | -0.14959 | -0.14959 | -0.14959 | -0.14959 | -0.14959 | -0.14959 | -1.0888 | -1.0888 | -1.0888 | -1.0888 | -1.0888 | 0 | 0 | 0 | 0 | 0 | 0 | 0 | 0 |  |  | 1.5483 |  | 0 | 0 | 0
Riverhead Canal 2nd Line and Bank | 2023 |  |  | 0 | 16.6864 | 16.6864 | 16.6864 | 16.6864 | 16.6864 | 16.6864 | -3.238 | -3.238 | -3.238 | -3.238 | -3.238 | -3.238 | -3.238 | -3.238 | -3.238 | -3.238 | -3.238 | -3.238 | -3.238 | -3.238 | -3.238 | -3.238 | -3.238 | -3.238 | -3.238 | -3.238 | -3.238 | -3.238 | -3.238 | -3.238 | -3.238 | -3.238 | -3.238 | -3.238 | -3.238 | -19.9245 | -19.9245 | -19.9245 | -19.9245 | -19.9245 | -19.9245 | 0 | 0 | 0 | 0 | 0 | 0 | 0 |  |  | 32.6235 |  | 0 | 0 | 0
Canal - Wainscott New 138 kV UG Cable | 2028 |  |  | 0 | 0 | 0 | 0 | 0 | 0 | 38.957 | 38.957 | 38.957 | 38.957 | 38.957 | 38.957 | -7.5597 | -7.5597 | -7.5597 | -7.5597 | -7.5597 | -7.5597 | -7.5597 | -7.5597 | -7.5597 | -7.5597 | -7.5597 | -7.5597 | -7.5597 | -7.5597 | -7.5597 | -7.5597 | -7.5597 | -7.5597 | -7.5597 | -7.5597 | -7.5597 | -7.5597 | -7.5597 | -7.5597 | -7.5597 | -7.5597 | -7.5597 | -7.5597 | -7.5597 | -46.5167 | -46.5167 | -46.5167 | -46.5167 | -46.5167 | -46.5167 | 0 | 0 |  |  | 58.276 |  | 58.276 | 925015.732 | 0
[59 empty] | 0 | =Area III Portion
Total - Area 1 Proposal, $Millions (unadjusted) |  |  |  | 0 | 0 | 0.60305 | 0.96539 | 5.3905 | 5.3905 | 44.3475 | 44.3475 | 44.3475 | 44.3475 | 39.0637 | 39.0637 | -7.453 | -7.453 | -8.8144 | -8.8144 | -8.8144 | -8.8144 | -8.8144 | -8.8144 | -8.8144 | -8.8144 | -8.8144 | -8.8144 | -8.8144 | -8.8144 | -8.8144 | -8.8144 | -8.8144 | -8.8144 | -8.8144 | -8.8144 | -8.8144 | -8.8144 | -8.8144 | -8.8144 | -8.8144 | -9.4174 | -9.7798 | -14.2049 | -14.2049 | -53.1619 | -53.1619 | -53.1619 | -53.1619 | -47.878 | -47.878 | -1.3614 | -1.3614 |  |  | 68.8303 |  |  | 1290946.1608 | 0
$/MW-yr |  |  |  | 0 | 0 | 40203.5861 | 64359.2408 | 156549.7282 | 156549.7282 | 774914.5398 | 774914.5398 | 774914.5398 | 774914.5398 | 664834.2766 | 664834.2766 | -73525.6468 | -73525.6468 | -164283.4228 | -164283.4228 | -164283.4228 | -164283.4228 | -164283.4228 | -164283.4228 | -164283.4228 | -164283.4228 | -164283.4228 | -164283.4228 | -164283.4228 | -164283.4228 | -164283.4228 | -164283.4228 | -164283.4228 | -164283.4228 | -164283.4228 | -164283.4228 | -164283.4228 | -164283.4228 | -164283.4228 | -164283.4228 | -164283.4228 | -204487.0089 | -228642.6636 | -320833.151 | -320833.151 | -939197.9626 | -939197.9626 | -939197.9626 | -939197.9626 | -829117.6994 | -829117.6994 | -90757.776 | -90757.776
$Millions (adjusted) |  |  |  | 0 | 0 | 0 | 0 | 0 | 0 | 0 | 0 | 0 | 0 | 0 | 0 | 0 | 0 | 0 | 0 | 0 | 0 | 0 | 0 | 0 | 0 | 0 | 0 | 0 | 0 | 0 | 0 | 0 | 0 | 0 | 0 | 0 | 0 | 0 | 0 | 0 | 0 | 0 | 0 | 0 | 0 | 0 | 0 | 0 | 0 | 0 | 0 | 0 |  |  | 0
Annual Avoided Costs for Deferrals - Area 2 Proposal: (see note*) | Deferral Year |  |  | 2016 | 2017 | 2018 | 2019 | 2020 | 2021 | 2022 | 2023 | 2024 | 2025 | 2026 | 2027 | 2028 | 2029 | 2030 | 2031 | 2032 | 2033 | 2034 | 2035 | 2036 | 2037 | 2038 | 2039 | 2040 | 2041 | 2042 | 2043 | 2044 | 2045 | 2046 | 2047 | 2048 | 2049 | 2050 | 2051 | 2052 | 2053 | 2054 | 2055 | 2056 | 2057 | 2058 | 2059 | 2060 | 2061 | 2062 | 2063 | 2064 |  |  | Differential NPV $M |  | Differential NPV $M (adjusted for COD of Selected Project) | Differntial NPV $/MW | NPV of Transmission Avoided Costs for Selected Project
Area I Projects:
Amagansett Conversion 33 kV | 2030 |  |  | 0 | 0 | 0 | 0 | 0 | 0 | 0 | 0 | 0 | 0 | 0 | 0 | 0 | 0 | 0 | 0 | 0 | 0 | 0 | 0 | 0 | 0 | 0 | 0 | 0 | 0 | 0 | 0 | 0 | 0 | 0 | 0 | 0 | 0 | 0 | 0 | 0 | 0 | 0 | 0 | 0 | 0 | 0 | 0 | 0 | 0 | 0 | 0 | 0 |  |  | 0 |  | 0 | 0 | 0
East Hampton Conversion 33 kV | 2030 |  |  | 0 | 0 | 0 | 0 | 0 | 0 | 0 | 0 | 0 | 0 | 0 | 0 | 0 | 0 | 0 | 0 | 0 | 0 | 0 | 0 | 0 | 0 | 0 | 0 | 0 | 0 | 0 | 0 | 0 | 0 | 0 | 0 | 0 | 0 | 0 | 0 | 0 | 0 | 0 | 0 | 0 | 0 | 0 | 0 | 0 | 0 | 0 | 0 | 0 |  |  | 0 |  | 0 | 0 | 0
Buell Conversion 33 kV | 2030 |  |  | 0 | 0 | 0 | 0 | 0 | 0 | 0 | 0 | 0 | 0 | 0 | 0 | 0 | 0 | 0 | 0 | 0 | 0 | 0 | 0 | 0 | 0 | 0 | 0 | 0 | 0 | 0 | 0 | 0 | 0 | 0 | 0 | 0 | 0 | 0 | 0 | 0 | 0 | 0 | 0 | 0 | 0 | 0 | 0 | 0 | 0 | 0 | 0 | 0 |  |  | 0 |  | 0 | 0 | 0
Hither Hills Conversion to 33 kV | 2030 |  |  | 0 | 0 | 0 | 0 | 0 | 0 | 0 | 0 | 0 | 0 | 0 | 0 | 0 | 0 | 0 | 0 | 0 | 0 | 0 | 0 | 0 | 0 | 0 | 0 | 0 | 0 | 0 | 0 | 0 | 0 | 0 | 0 | 0 | 0 | 0 | 0 | 0 | 0 | 0 | 0 | 0 | 0 | 0 | 0 | 0 | 0 | 0 | 0 | 0 |  |  | 0 |  | 0 | 0 | 0
Culloden Pt Conversion to 33 kV | 2030 |  |  | 0 | 0 | 0 | 0 | 0 | 0 | 0 | 0 | 0 | 0 | 0 | 0 | 0 | 0 | 0 | 0 | 0 | 0 | 0 | 0 | 0 | 0 | 0 | 0 | 0 | 0 | 0 | 0 | 0 | 0 | 0 | 0 | 0 | 0 | 0 | 0 | 0 | 0 | 0 | 0 | 0 | 0 | 0 | 0 | 0 | 0 | 0 | 0 | 0 |  |  | 0 |  | 0 | 0 | 0
[59 empty] | 0 | =Area I Portion
Area II Projects: | [58 empty] | 0 | =Area I+II+III Portions
Bridgehampton - Buell New 69 kV UG Cable | 2026 |  |  | 0 | 0 | 0 | 0 | 4.4251 | 4.4251 | 4.4251 | 4.4251 | 4.4251 | 4.4251 | -0.85871 | -0.85871 | -0.85871 | -0.85871 | -0.85871 | -0.85871 | -0.85871 | -0.85871 | -0.85871 | -0.85871 | -0.85871 | -0.85871 | -0.85871 | -0.85871 | -0.85871 | -0.85871 | -0.85871 | -0.85871 | -0.85871 | -0.85871 | -0.85871 | -0.85871 | -0.85871 | -0.85871 | -0.85871 | -0.85871 | -0.85871 | -0.85871 | -0.85871 | -5.2839 | -5.2839 | -5.2839 | -5.2839 | -5.2839 | -5.2839 | 0 | 0 | 0 | 0 |  |  | 7.3678 |  | 7.3678 | 153495.4058 | 0
[59 empty] | 0 | =Area II Portion
Area III Projects: | [58 empty] | 0 | =Area II+III Portions
New Canal - Southampton Cable | 2023 |  |  | 0 | 4.5863 | 4.5863 | 4.5863 | 4.5863 | 4.5863 | 4.5863 | -0.88999 | -0.88999 | -0.88999 | -0.88999 | -0.88999 | -0.88999 | -0.88999 | -0.88999 | -0.88999 | -0.88999 | -0.88999 | -0.88999 | -0.88999 | -0.88999 | -0.88999 | -0.88999 | -0.88999 | -0.88999 | -0.88999 | -0.88999 | -0.88999 | -0.88999 | -0.88999 | -0.88999 | -0.88999 | -0.88999 | -0.88999 | -0.88999 | -0.88999 | -5.4763 | -5.4763 | -5.4763 | -5.4763 | -5.4763 | -5.4763 | 0 | 0 | 0 | 0 | 0 | 0 | 0 |  |  | 8.9667 |  | 0 | 0 | 0
Upgrade Wildwood - Riverhead to 138 kV | 2022 |  |  | 0 | 0.93922 | 0.93922 | 0.93922 | 0.93922 | 0.93922 | -0.14959 | -0.14959 | -0.14959 | -0.14959 | -0.14959 | -0.14959 | -0.14959 | -0.14959 | -0.14959 | -0.14959 | -0.14959 | -0.14959 | -0.14959 | -0.14959 | -0.14959 | -0.14959 | -0.14959 | -0.14959 | -0.14959 | -0.14959 | -0.14959 | -0.14959 | -0.14959 | -0.14959 | -0.14959 | -0.14959 | -0.14959 | -0.14959 | -0.14959 | -0.14959 | -1.0888 | -1.0888 | -1.0888 | -1.0888 | -1.0888 | 0 | 0 | 0 | 0 | 0 | 0 | 0 | 0 |  |  | 1.5483 |  | 0 | 0 | 0
Riverhead Canal 2nd Line and Bank | 2023 |  |  | 0 | 16.6864 | 16.6864 | 16.6864 | 16.6864 | 16.6864 | 16.6864 | -3.238 | -3.238 | -3.238 | -3.238 | -3.238 | -3.238 | -3.238 | -3.238 | -3.238 | -3.238 | -3.238 | -3.238 | -3.238 | -3.238 | -3.238 | -3.238 | -3.238 | -3.238 | -3.238 | -3.238 | -3.238 | -3.238 | -3.238 | -3.238 | -3.238 | -3.238 | -3.238 | -3.238 | -3.238 | -19.9245 | -19.9245 | -19.9245 | -19.9245 | -19.9245 | -19.9245 | 0 | 0 | 0 | 0 | 0 | 0 | 0 |  |  | 32.6235 |  | 0 | 0 | 0
Canal - Wainscott New 138 kV UG Cable | 2028 |  |  | 0 | 0 | 0 | 0 | 0 | 0 | 38.957 | 38.957 | 38.957 | 38.957 | 38.957 | 38.957 | -7.5597 | -7.5597 | -7.5597 | -7.5597 | -7.5597 | -7.5597 | -7.5597 | -7.5597 | -7.5597 | -7.5597 | -7.5597 | -7.5597 | -7.5597 | -7.5597 | -7.5597 | -7.5597 | -7.5597 | -7.5597 | -7.5597 | -7.5597 | -7.5597 | -7.5597 | -7.5597 | -7.5597 | -7.5597 | -7.5597 | -7.5597 | -7.5597 | -7.5597 | -46.5167 | -46.5167 | -46.5167 | -46.5167 | -46.5167 | -46.5167 | 0 | 0 |  |  | 58.276 |  | 58.276 | 925015.732 | 0
[59 empty] | 0 | =Area III Portion
Total - Area 2 Proposal, $Millions (unadjusted) |  |  |  | 0 | 0 | 0 | 0 | 4.4251 | 4.4251 | 43.3821 | 43.3821 | 43.3821 | 43.3821 | 38.0983 | 38.0983 | -8.4184 | -8.4184 | -8.4184 | -8.4184 | -8.4184 | -8.4184 | -8.4184 | -8.4184 | -8.4184 | -8.4184 | -8.4184 | -8.4184 | -8.4184 | -8.4184 | -8.4184 | -8.4184 | -8.4184 | -8.4184 | -8.4184 | -8.4184 | -8.4184 | -8.4184 | -8.4184 | -8.4184 | -8.4184 | -8.4184 | -8.4184 | -12.8435 | -12.8435 | -51.8005 | -51.8005 | -51.8005 | -51.8005 | -46.5167 | -46.5167 | 0 | 0 |  |  | 65.6438 |  |  | 1078511.1378 | 0
$/MW-yr |  |  |  | 0 | 0 | 0 | 0 | 92190.4874 | 92190.4874 | 710555.299 | 710555.299 | 710555.299 | 710555.299 | 600475.0358 | 600475.0358 | -137884.8876 | -137884.8876 | -137884.8876 | -137884.8876 | -137884.8876 | -137884.8876 | -137884.8876 | -137884.8876 | -137884.8876 | -137884.8876 | -137884.8876 | -137884.8876 | -137884.8876 | -137884.8876 | -137884.8876 | -137884.8876 | -137884.8876 | -137884.8876 | -137884.8876 | -137884.8876 | -137884.8876 | -137884.8876 | -137884.8876 | -137884.8876 | -137884.8876 | -137884.8876 | -137884.8876 | -230075.375 | -230075.375 | -848440.1866 | -848440.1866 | -848440.1866 | -848440.1866 | -738359.9234 | -738359.9234 | 0 | 0
$Millions (adjusted) |  |  |  | 0 | 0 | 0 | 0 | 0 | 0 | 0 | 0 | 0 | 0 | 0 | 0 | 0 | 0 | 0 | 0 | 0 | 0 | 0 | 0 | 0 | 0 | 0 | 0 | 0 | 0 | 0 | 0 | 0 | 0 | 0 | 0 | 0 | 0 | 0 | 0 | 0 | 0 | 0 | 0 | 0 | 0 | 0 | 0 | 0 | 0 | 0 | 0 | 0 |  |  | 0
Annual Avoided Costs for Deferrals - Area 3 Proposal: (see note*) | Deferral Year |  |  | 2016 | 2017 | 2018 | 2019 | 2020 | 2021 | 2022 | 2023 | 2024 | 2025 | 2026 | 2027 | 2028 | 2029 | 2030 | 2031 | 2032 | 2033 | 2034 | 2035 | 2036 | 2037 | 2038 | 2039 | 2040 | 2041 | 2042 | 2043 | 2044 | 2045 | 2046 | 2047 | 2048 | 2049 | 2050 | 2051 | 2052 | 2053 | 2054 | 2055 | 2056 | 2057 | 2058 | 2059 | 2060 | 2061 | 2062 | 2063 | 2064 |  |  | Differential NPV $M |  | Differential NPV $M (adjusted for COD of Selected Project) | Differntial NPV $/MW | NPV of Transmission Avoided Costs for Selected Project
Area I Projects:
Amagansett Conversion 33 kV | 2030 |  |  | 0 | 0 | 0 | 0 | 0 | 0 | 0 | 0 | 0 | 0 | 0 | 0 | 0 | 0 | 0 | 0 | 0 | 0 | 0 | 0 | 0 | 0 | 0 | 0 | 0 | 0 | 0 | 0 | 0 | 0 | 0 | 0 | 0 | 0 | 0 | 0 | 0 | 0 | 0 | 0 | 0 | 0 | 0 | 0 | 0 | 0 | 0 | 0 | 0 |  |  | 0 |  | 0 | 0 | 0
East Hampton Conversion 33 kV | 2030 |  |  | 0 | 0 | 0 | 0 | 0 | 0 | 0 | 0 | 0 | 0 | 0 | 0 | 0 | 0 | 0 | 0 | 0 | 0 | 0 | 0 | 0 | 0 | 0 | 0 | 0 | 0 | 0 | 0 | 0 | 0 | 0 | 0 | 0 | 0 | 0 | 0 | 0 | 0 | 0 | 0 | 0 | 0 | 0 | 0 | 0 | 0 | 0 | 0 | 0 |  |  | 0 |  | 0 | 0 | 0
Buell Conversion 33 kV | 2030 |  |  | 0 | 0 | 0 | 0 | 0 | 0 | 0 | 0 | 0 | 0 | 0 | 0 | 0 | 0 | 0 | 0 | 0 | 0 | 0 | 0 | 0 | 0 | 0 | 0 | 0 | 0 | 0 | 0 | 0 | 0 | 0 | 0 | 0 | 0 | 0 | 0 | 0 | 0 | 0 | 0 | 0 | 0 | 0 | 0 | 0 | 0 | 0 | 0 | 0 |  |  | 0 |  | 0 | 0 | 0
Hither Hills Conversion to 33 kV | 2030 |  |  | 0 | 0 | 0 | 0 | 0 | 0 | 0 | 0 | 0 | 0 | 0 | 0 | 0 | 0 | 0 | 0 | 0 | 0 | 0 | 0 | 0 | 0 | 0 | 0 | 0 | 0 | 0 | 0 | 0 | 0 | 0 | 0 | 0 | 0 | 0 | 0 | 0 | 0 | 0 | 0 | 0 | 0 | 0 | 0 | 0 | 0 | 0 | 0 | 0 |  |  | 0 |  | 0 | 0 | 0
Culloden Pt Conversion to 33 kV | 2030 |  |  | 0 | 0 | 0 | 0 | 0 | 0 | 0 | 0 | 0 | 0 | 0 | 0 | 0 | 0 | 0 | 0 | 0 | 0 | 0 | 0 | 0 | 0 | 0 | 0 | 0 | 0 | 0 | 0 | 0 | 0 | 0 | 0 | 0 | 0 | 0 | 0 | 0 | 0 | 0 | 0 | 0 | 0 | 0 | 0 | 0 | 0 | 0 | 0 | 0 |  |  | 0 |  | 0 | 0 | 0
[59 empty] | 0 | =Area I Portion
Area II Projects: | [58 empty] | 1973983.5721 | =Area I+II+III Portions
Bridgehampton - Buell New 69 kV UG Cable | 2026 |  |  | 0 | 0 | 0 | 0 | 0 | 0 | 0 | 0 | 0 | 0 | 0 | 0 | 0 | 0 | 0 | 0 | 0 | 0 | 0 | 0 | 0 | 0 | 0 | 0 | 0 | 0 | 0 | 0 | 0 | 0 | 0 | 0 | 0 | 0 | 0 | 0 | 0 | 0 | 0 | 0 | 0 | 0 | 0 | 0 | 0 | 0 | 0 | 0 | 0 |  |  | 0 |  | 0 | 0 | 0
[59 empty] | 0 | =Area II Portion
Area III Projects: | [58 empty] | 1973983.5721 | =Area II+III Portions
New Canal - Southampton Cable | 2023 |  |  | 0 | 4.5863 | 4.5863 | 4.5863 | 4.5863 | 4.5863 | 4.5863 | -0.88999 | -0.88999 | -0.88999 | -0.88999 | -0.88999 | -0.88999 | -0.88999 | -0.88999 | -0.88999 | -0.88999 | -0.88999 | -0.88999 | -0.88999 | -0.88999 | -0.88999 | -0.88999 | -0.88999 | -0.88999 | -0.88999 | -0.88999 | -0.88999 | -0.88999 | -0.88999 | -0.88999 | -0.88999 | -0.88999 | -0.88999 | -0.88999 | -0.88999 | -5.4763 | -5.4763 | -5.4763 | -5.4763 | -5.4763 | -5.4763 | 0 | 0 | 0 | 0 | 0 | 0 | 0 |  |  | 8.9667 |  | 0 | 0 | 0
Upgrade Wildwood - Riverhead to 138 kV | 2022 |  |  | 0 | 0.93922 | 0.93922 | 0.93922 | 0.93922 | 0.93922 | -0.14959 | -0.14959 | -0.14959 | -0.14959 | -0.14959 | -0.14959 | -0.14959 | -0.14959 | -0.14959 | -0.14959 | -0.14959 | -0.14959 | -0.14959 | -0.14959 | -0.14959 | -0.14959 | -0.14959 | -0.14959 | -0.14959 | -0.14959 | -0.14959 | -0.14959 | -0.14959 | -0.14959 | -0.14959 | -0.14959 | -0.14959 | -0.14959 | -0.14959 | -0.14959 | -1.0888 | -1.0888 | -1.0888 | -1.0888 | -1.0888 | 0 | 0 | 0 | 0 | 0 | 0 | 0 | 0 |  |  | 1.5483 |  | 0 | 0 | 0
Riverhead Canal 2nd Line and Bank | 2023 |  |  | 0 | 16.6864 | 16.6864 | 16.6864 | 16.6864 | 16.6864 | 16.6864 | -3.238 | -3.238 | -3.238 | -3.238 | -3.238 | -3.238 | -3.238 | -3.238 | -3.238 | -3.238 | -3.238 | -3.238 | -3.238 | -3.238 | -3.238 | -3.238 | -3.238 | -3.238 | -3.238 | -3.238 | -3.238 | -3.238 | -3.238 | -3.238 | -3.238 | -3.238 | -3.238 | -3.238 | -3.238 | -19.9245 | -19.9245 | -19.9245 | -19.9245 | -19.9245 | -19.9245 | 0 | 0 | 0 | 0 | 0 | 0 | 0 |  |  | 32.6235 |  | 0 | 0 | 0
Canal - Wainscott New 138 kV UG Cable | 2028 |  |  | 0 | 0 | 0 | 0 | 0 | 0 | 38.957 | 38.957 | 38.957 | 38.957 | 38.957 | 38.957 | -7.5597 | -7.5597 | -7.5597 | -7.5597 | -7.5597 | -7.5597 | -7.5597 | -7.5597 | -7.5597 | -7.5597 | -7.5597 | -7.5597 | -7.5597 | -7.5597 | -7.5597 | -7.5597 | -7.5597 | -7.5597 | -7.5597 | -7.5597 | -7.5597 | -7.5597 | -7.5597 | -7.5597 | -7.5597 | -7.5597 | -7.5597 | -7.5597 | -7.5597 | -46.5167 | -46.5167 | -46.5167 | -46.5167 | -46.5167 | -46.5167 | 0 | 0 |  |  | 58.276 |  | 58.276 | 925015.732 | 1973983.5721
[59 empty] | 1973983.5721 | =Area III Portion
Total - Area 3 Proposal, $Millions (unadjusted) |  |  |  | 0 | 22.212 | 22.212 | 22.212 | 22.212 | 22.212 | 60.0802 | 34.6794 | 34.6794 | 34.6794 | 34.6794 | 34.6794 | -11.8373 | -11.8373 | -11.8373 | -11.8373 | -11.8373 | -11.8373 | -11.8373 | -11.8373 | -11.8373 | -11.8373 | -11.8373 | -11.8373 | -11.8373 | -11.8373 | -11.8373 | -11.8373 | -11.8373 | -11.8373 | -11.8373 | -11.8373 | -11.8373 | -11.8373 | -11.8373 | -11.8373 | -34.0493 | -34.0493 | -34.0493 | -34.0493 | -34.0493 | -71.9175 | -46.5167 | -46.5167 | -46.5167 | -46.5167 | -46.5167 | 0 | 0 |  |  | 101.4144 |  |  | 925015.732 | 1973983.5721
$/MW-yr |  |  |  | 0 | 0 | 0 | 0 | 0 | 0 | 618364.8116 | 618364.8116 | 618364.8116 | 618364.8116 | 618364.8116 | 618364.8116 | -119995.1118 | -119995.1118 | -119995.1118 | -119995.1118 | -119995.1118 | -119995.1118 | -119995.1118 | -119995.1118 | -119995.1118 | -119995.1118 | -119995.1118 | -119995.1118 | -119995.1118 | -119995.1118 | -119995.1118 | -119995.1118 | -119995.1118 | -119995.1118 | -119995.1118 | -119995.1118 | -119995.1118 | -119995.1118 | -119995.1118 | -119995.1118 | -119995.1118 | -119995.1118 | -119995.1118 | -119995.1118 | -119995.1118 | -738359.9234 | -738359.9234 | -738359.9234 | -738359.9234 | -738359.9234 | -738359.9234 | 0 | 0
$Millions (adjusted) |  |  |  | 0 | 0 | 0 | 0 | 0 | 0 | 1.3196 | 1.3196 | 1.3196 | 1.3196 | 1.3196 | 1.3196 | -0.25607 | -0.25607 | -0.25607 | -0.25607 | -0.25607 | -0.25607 | -0.25607 | -0.25607 | -0.25607 | -0.25607 | -0.25607 | -0.25607 | -0.25607 | -0.25607 | -0.25607 | -0.25607 | -0.25607 | -0.25607 | -0.25607 | -0.25607 | -0.25607 | -0.25607 | -0.25607 | -0.25607 | -0.25607 | -0.25607 | -0.25607 | -0.25607 | -0.25607 | -1.5757 | -1.5757 | -1.5757 | -1.5757 | -1.5757 | -1.5757 | 0 | 0 |  |  | 1973.9836
Discount Factor (Relative to 1/1/2016) = |  |  |  | 0.94787 | 0.89845 | 0.85161 | 0.80722 | 0.76513 | 0.72525 | 0.68744 | 0.6516 | 0.61763 | 0.58543 | 0.55491 | 0.52598 | 0.49856 | 0.47257 | 0.44793 | 0.42458 | 0.40245 | 0.38147 | 0.36158 | 0.34273 | 0.32486 | 0.30793 | 0.29187 | 0.27666 | 0.26223 | 0.24856 | 0.2356 | 0.22332 | 0.21168 | 0.20064 | 0.19018 | 0.18027 | 0.17087 | 0.16196 | 0.15352 | 0.14552 | 0.13793 | 0.13074 | 0.12392 | 0.11746 | 0.11134 | 0.10554 | 0.10003 | 0.094818 | 0.089875 | 0.08519 | 0.080748 | 0.076539 | 0.072549
* Note: A positive (+) avoided cost in a given year represents a cost savings relative to not having a transmission project deferral.
Note on BH17: Todd Kantarek: Behind the meter system warrants T&D losses adjustment factor

## PhII (HAL100)
Version |  | Based on PSEGLI file: "East End Utility 2_0_Economics_2014_10_13_r28_Sargent_Lundy.xlsx"
Annual Revenue Requirements (Millions of $s)
1) Reference (Transmission only) Case
Project | I/S Year | Investor | Capital (2015$s) | 2016 | 2017 | 2018 | 2019 | 2020 | 2021 | 2022 | 2023 | 2024 | 2025 | 2026 | 2027 | 2028 | 2029 | 2030 | 2031 | 2032 | 2033 | 2034 | 2035 | 2036 | 2037 | 2038 | 2039 | 2040 | 2041 | 2042 | 2043 | 2044 | 2045 | 2046 | 2047 | 2048 | 2049 | 2050 | 2051 | 2052 | 2053 | 2054 | 2055 | 2056 | 2057 | 2058 | 2059 | 2060 | 2061 | 2062 | 2063 | 2064 |  | NPV |  | Proposal Number = | HAL100
Transmission Reinforcement I | 2017 | PSEGLI | 197 | 0 | 24.0294 | 24.0294 | 24.0294 | 24.0294 | 24.0294 | 24.0294 | 24.0294 | 24.0294 | 24.0294 | 24.0294 | 24.0294 | 24.0294 | 24.0294 | 24.0294 | 24.0294 | 24.0294 | 24.0294 | 24.0294 | 24.0294 | 24.0294 | 24.0294 | 24.0294 | 24.0294 | 24.0294 | 24.0294 | 24.0294 | 24.0294 | 24.0294 | 24.0294 | 24.0294 | 24.0294 | 24.0294 | 24.0294 | 24.0294 | 24.0294 | [13 empty] | 35 | 350.5464 |  | Proposer Name = | Halmar International LLC
Transmission Reinforcement II | 2018 | PSEGLI | 4.8 | 0 | 0 | 0.60305 | 0.60305 | 0.60305 | 0.60305 | 0.60305 | 0.60305 | 0.60305 | 0.60305 | 0.60305 | 0.60305 | 0.60305 | 0.60305 | 0.60305 | 0.60305 | 0.60305 | 0.60305 | 0.60305 | 0.60305 | 0.60305 | 0.60305 | 0.60305 | 0.60305 | 0.60305 | 0.60305 | 0.60305 | 0.60305 | 0.60305 | 0.60305 | 0.60305 | 0.60305 | 0.60305 | 0.60305 | 0.60305 | 0.60305 | 0.60305 | [12 empty] | 35 | 8.3388 |  | Proposal/Project = | South Fork Power Production Resources
Transmission Reinforcement III | 2019 | PSEGLI | 2.8 | 0 | 0 | 0 | 0.36233 | 0.36233 | 0.36233 | 0.36233 | 0.36233 | 0.36233 | 0.36233 | 0.36233 | 0.36233 | 0.36233 | 0.36233 | 0.36233 | 0.36233 | 0.36233 | 0.36233 | 0.36233 | 0.36233 | 0.36233 | 0.36233 | 0.36233 | 0.36233 | 0.36233 | 0.36233 | 0.36233 | 0.36233 | 0.36233 | 0.36233 | 0.36233 | 0.36233 | 0.36233 | 0.36233 | 0.36233 | 0.36233 | 0.36233 | 0.36233 | [11 empty] | 35 | 4.7491 |  | Option Number = | 1
Transmission Reinforcement IV | 2020 | PSEGLI | 33.2 | 0 | 0 | 0 | 0 | 4.4251 | 4.4251 | 4.4251 | 4.4251 | 4.4251 | 4.4251 | 4.4251 | 4.4251 | 4.4251 | 4.4251 | 4.4251 | 4.4251 | 4.4251 | 4.4251 | 4.4251 | 4.4251 | 4.4251 | 4.4251 | 4.4251 | 4.4251 | 4.4251 | 4.4251 | 4.4251 | 4.4251 | 4.4251 | 4.4251 | 4.4251 | 4.4251 | 4.4251 | 4.4251 | 4.4251 | 4.4251 | 4.4251 | 4.4251 | 4.4251 | [10 empty] | 35 | 54.9758 |  | Location = | 1 and 2
Transmission Reinforcement V | 2022 | PSEGLI | 275.5 | 0 | 0 | 0 | 0 | 0 | 0 | 38.957 | 38.957 | 38.957 | 38.957 | 38.957 | 38.957 | 38.957 | 38.957 | 38.957 | 38.957 | 38.957 | 38.957 | 38.957 | 38.957 | 38.957 | 38.957 | 38.957 | 38.957 | 38.957 | 38.957 | 38.957 | 38.957 | 38.957 | 38.957 | 38.957 | 38.957 | 38.957 | 38.957 | 38.957 | 38.957 | 38.957 | 38.957 | 38.957 | 38.957 | 38.957 | [8 empty] | 35 | 434.8353 |  | Technology = | Aeroderivative Combustion Turbines
[56 empty] | Interconnection Points = | 69 kV East Hampton and 23 kV Montauk
Total |  |  | 513.3 | 0 | 24.0294 | 24.6325 | 24.9948 | 29.42 | 29.42 | 68.377 | 68.377 | 68.377 | 68.377 | 68.377 | 68.377 | 68.377 | 68.377 | 68.377 | 68.377 | 68.377 | 68.377 | 68.377 | 68.377 | 68.377 | 68.377 | 68.377 | 68.377 | 68.377 | 68.377 | 68.377 | 68.377 | 68.377 | 68.377 | 68.377 | 68.377 | 68.377 | 68.377 | 68.377 | 68.377 | 44.3475 | 43.7445 | 43.3821 | 38.957 | 38.957 | 0 | 0 | 0 | 0 | 0 | 0 | 0 | 0 |  | 853.4454 |  | Other = | 1
2016 NPV @ 5.5%, thru 2035 |  |  |  | 2016: 582.1416
2016 NPV @ 5.5%, thru 2056 |  |  |  | 2016: 853.4454 |  |  |  | MW Required by 2022 (cap) = | 15 | 33 | 15 | Output: NPV of Transmission Avoided Costs for Selected Project (see note*)
[57 empty] | Selected Project Inputs - Area 1 Portion | Selected Project Inputs - Area 2 Portion | Selected Project Inputs - Area 3 Portion | Area 1 | Area 2 | Area 3 | Total | check
[56 empty] | Project kW = | 4486 | 11090 | 0
[55 empty] | Capped kW = | 15576 | 4486 | 11090 | 0
[56 empty] | Project Area (1, 2, or 3) = | 1 | 2 | 3
[56 empty] | Proportion of Peak Hours Covered = | 100% | 100% | 100%
[55 empty] | Project COD = | 2017
[55 empty] | Effective kW = | 15576 |  |  |  | 10986747.3497 | 19554423.972 | 0 | 30541171.3217
[60 empty] | check | check | check
| I/S Year |  | Capital (2015$s) | 2016 | 2017 | 2018 | 2019 | 2020 | 2021 | 2022 | 2023 | 2024 | 2025 | 2026 | 2027 | 2028 | 2029 | 2030 | 2031 | 2032 | 2033 | 2034 | 2035 | 2036 | 2037 | 2038 | 2039 | 2040 | 2041 | 2042 | 2043 | 2044 | 2045 | 2046 | 2047 | 2048 | 2049 | 2050 | 2051 | 2052 | 2053 | 2054 | 2055 | 2056 | 2057 | 2058 | 2059 | 2060 | 2061 | 2062 | 2063 | 2064 |  | MW Required by 2022 | NPV Base $M | Differential NPV $M | Differential NPV $M (adjusted for COD of Selected Project) | Differntial NPV $/MW | NPV of Transmission Avoided Costs for Selected Project
Area I Projects: | [53 empty] | 15
Amagansett Conversion 33 kV | 2017 |  | 8 | 0 | 0.97582 | 0.97582 | 0.97582 | 0.97582 | 0.97582 | 0.97582 | 0.97582 | 0.97582 | 0.97582 | 0.97582 | 0.97582 | 0.97582 | 0.97582 | 0.97582 | 0.97582 | 0.97582 | 0.97582 | 0.97582 | 0.97582 | 0.97582 | 0.97582 | 0.97582 | 0.97582 | 0.97582 | 0.97582 | 0.97582 | 0.97582 | 0.97582 | 0.97582 | 0.97582 | 0.97582 | 0.97582 | 0.97582 | 0.97582 | 0.97582 | [13 empty] | 35 |  | 14.2354
East Hampton Conversion 33 kV | 2017 |  | 3.2 | 0 | 0.39033 | 0.39033 | 0.39033 | 0.39033 | 0.39033 | 0.39033 | 0.39033 | 0.39033 | 0.39033 | 0.39033 | 0.39033 | 0.39033 | 0.39033 | 0.39033 | 0.39033 | 0.39033 | 0.39033 | 0.39033 | 0.39033 | 0.39033 | 0.39033 | 0.39033 | 0.39033 | 0.39033 | 0.39033 | 0.39033 | 0.39033 | 0.39033 | 0.39033 | 0.39033 | 0.39033 | 0.39033 | 0.39033 | 0.39033 | 0.39033 | [13 empty] | 35 |  | 5.6942
Buell Conversion 33 kV | 2017 |  | 3.7 | 0 | 0.45131 | 0.45131 | 0.45131 | 0.45131 | 0.45131 | 0.45131 | 0.45131 | 0.45131 | 0.45131 | 0.45131 | 0.45131 | 0.45131 | 0.45131 | 0.45131 | 0.45131 | 0.45131 | 0.45131 | 0.45131 | 0.45131 | 0.45131 | 0.45131 | 0.45131 | 0.45131 | 0.45131 | 0.45131 | 0.45131 | 0.45131 | 0.45131 | 0.45131 | 0.45131 | 0.45131 | 0.45131 | 0.45131 | 0.45131 | 0.45131 | [13 empty] | 35 |  | 6.5839
Hither Hills Conversion to 33 kV | 2018 |  | 4.8 | 0 | 0 | 0.60305 | 0.60305 | 0.60305 | 0.60305 | 0.60305 | 0.60305 | 0.60305 | 0.60305 | 0.60305 | 0.60305 | 0.60305 | 0.60305 | 0.60305 | 0.60305 | 0.60305 | 0.60305 | 0.60305 | 0.60305 | 0.60305 | 0.60305 | 0.60305 | 0.60305 | 0.60305 | 0.60305 | 0.60305 | 0.60305 | 0.60305 | 0.60305 | 0.60305 | 0.60305 | 0.60305 | 0.60305 | 0.60305 | 0.60305 | 0.60305 | [12 empty] | 35 |  | 8.3388
Culloden Pt Conversion to 33 kV | 2019 |  | 2.8 | 0 | 0 | 0 | 0.36233 | 0.36233 | 0.36233 | 0.36233 | 0.36233 | 0.36233 | 0.36233 | 0.36233 | 0.36233 | 0.36233 | 0.36233 | 0.36233 | 0.36233 | 0.36233 | 0.36233 | 0.36233 | 0.36233 | 0.36233 | 0.36233 | 0.36233 | 0.36233 | 0.36233 | 0.36233 | 0.36233 | 0.36233 | 0.36233 | 0.36233 | 0.36233 | 0.36233 | 0.36233 | 0.36233 | 0.36233 | 0.36233 | 0.36233 | 0.36233 | [11 empty] | 35 |  | 4.7491
No Deferral |  |  | 22.5 |  | 1.8175 | 2.4205 | 2.7828 | 2.7828 | 2.7828 | 2.7828 | 2.7828 | 2.7828 | 2.7828 | 2.7828 | 2.7828 | 2.7828 | 2.7828 | 2.7828 | 2.7828 | 2.7828 | 2.7828 | 2.7828 | 2.7828 | 2.7828 | 2.7828 | 2.7828 | 2.7828 | 2.7828 | 2.7828 | 2.7828 | 2.7828 | 2.7828 | 2.7828 | 2.7828 | 2.7828 | 2.7828 | 2.7828 | 2.7828 | 2.7828 | 0.96539 | 0.36233 | 0 | 0 | 0 | [10 empty] | 39.6013
Amagansett Conversion 33 kV | 2030 |  | 8 | [14 empty] | 1.433 | 1.433 | 1.433 | 1.433 | 1.433 | 1.433 | 1.433 | 1.433 | 1.433 | 1.433 | 1.433 | 1.433 | 1.433 | 1.433 | 1.433 | 1.433 | 1.433 | 1.433 | 1.433 | 1.433 | 1.433 | 1.433 | 1.433 | 1.433 | 1.433 | 1.433 | 1.433 | 1.433 | 1.433 | 1.433 | 1.433 | 1.433 | 1.433 | 1.433 | 1.433 | 35 |  | 10.4225 | 3.8129 | 3.8129 | 254193.5784 | 3959319.1774
East Hampton Conversion 33 kV | 2030 |  | 3.2 | [14 empty] | 0.57321 | 0.57321 | 0.57321 | 0.57321 | 0.57321 | 0.57321 | 0.57321 | 0.57321 | 0.57321 | 0.57321 | 0.57321 | 0.57321 | 0.57321 | 0.57321 | 0.57321 | 0.57321 | 0.57321 | 0.57321 | 0.57321 | 0.57321 | 0.57321 | 0.57321 | 0.57321 | 0.57321 | 0.57321 | 0.57321 | 0.57321 | 0.57321 | 0.57321 | 0.57321 | 0.57321 | 0.57321 | 0.57321 | 0.57321 | 0.57321 | 35 |  | 4.169 | 1.5252 | 1.5252 | 101677.4314 | 1583727.6709
Buell Conversion 33 kV | 2030 |  | 3.7 | [14 empty] | 0.66277 | 0.66277 | 0.66277 | 0.66277 | 0.66277 | 0.66277 | 0.66277 | 0.66277 | 0.66277 | 0.66277 | 0.66277 | 0.66277 | 0.66277 | 0.66277 | 0.66277 | 0.66277 | 0.66277 | 0.66277 | 0.66277 | 0.66277 | 0.66277 | 0.66277 | 0.66277 | 0.66277 | 0.66277 | 0.66277 | 0.66277 | 0.66277 | 0.66277 | 0.66277 | 0.66277 | 0.66277 | 0.66277 | 0.66277 | 0.66277 | 35 |  | 4.8204 | 1.7635 | 1.7635 | 117564.53 | 1831185.1195
Hither Hills Conversion to 33 kV | 2030 |  | 4.8 | [14 empty] | 0.85981 | 0.85981 | 0.85981 | 0.85981 | 0.85981 | 0.85981 | 0.85981 | 0.85981 | 0.85981 | 0.85981 | 0.85981 | 0.85981 | 0.85981 | 0.85981 | 0.85981 | 0.85981 | 0.85981 | 0.85981 | 0.85981 | 0.85981 | 0.85981 | 0.85981 | 0.85981 | 0.85981 | 0.85981 | 0.85981 | 0.85981 | 0.85981 | 0.85981 | 0.85981 | 0.85981 | 0.85981 | 0.85981 | 0.85981 | 0.85981 | 35 |  | 6.2535 | 2.0853 | 2.0853 | 139022.8879 | 2165420.5024
Culloden Pt Conversion to 33 kV | 2030 |  | 2.8 | [14 empty] | 0.50156 | 0.50156 | 0.50156 | 0.50156 | 0.50156 | 0.50156 | 0.50156 | 0.50156 | 0.50156 | 0.50156 | 0.50156 | 0.50156 | 0.50156 | 0.50156 | 0.50156 | 0.50156 | 0.50156 | 0.50156 | 0.50156 | 0.50156 | 0.50156 | 0.50156 | 0.50156 | 0.50156 | 0.50156 | 0.50156 | 0.50156 | 0.50156 | 0.50156 | 0.50156 | 0.50156 | 0.50156 | 0.50156 | 0.50156 | 0.50156 | 35 |  | 3.6479 | 1.1012 | 1.1012 | 73412.135 | 1143467.4148
Deferral to Indicated Year |  |  | 22.5 | [6 empty] | 0 | 0 | 0 | 0 | 0 | 0 | 0 | 0 | 4.0304 | 4.0304 | 4.0304 | 4.0304 | 4.0304 | 4.0304 | 4.0304 | 4.0304 | 4.0304 | 4.0304 | 4.0304 | 4.0304 | 4.0304 | 4.0304 | 4.0304 | 4.0304 | 4.0304 | 4.0304 | 4.0304 | 4.0304 | 4.0304 | 4.0304 | 4.0304 | 4.0304 | 4.0304 | 4.0304 | 4.0304 | 4.0304 | 4.0304 | 4.0304 | 4.0304 | 4.0304 | 4.0304 | 4.0304 | 4.0304 | 35 |  | 29.3132 | 10.2881 | 10.2881 | 685870.5627 | 10683119.885 | =Area I Portion
[59 empty] | 38147475.8624 | =Area I+II+III Portions
Annual Avoided Costs for Deferral to Indicated Year:
Amagansett Conversion 33 kV | 2030 |  |  | 0 | 0.97582 | 0.97582 | 0.97582 | 0.97582 | 0.97582 | 0.97582 | 0.97582 | 0.97582 | 0.97582 | 0.97582 | 0.97582 | 0.97582 | 0.97582 | -0.4572 | -0.4572 | -0.4572 | -0.4572 | -0.4572 | -0.4572 | -0.4572 | -0.4572 | -0.4572 | -0.4572 | -0.4572 | -0.4572 | -0.4572 | -0.4572 | -0.4572 | -0.4572 | -0.4572 | -0.4572 | -0.4572 | -0.4572 | -0.4572 | -0.4572 | -1.433 | -1.433 | -1.433 | -1.433 | -1.433 | -1.433 | -1.433 | -1.433 | -1.433 | -1.433 | -1.433 | -1.433 | -1.433 | 35 |  |  | 3.8129
East Hampton Conversion 33 kV | 2030 |  |  | 0 | 0.39033 | 0.39033 | 0.39033 | 0.39033 | 0.39033 | 0.39033 | 0.39033 | 0.39033 | 0.39033 | 0.39033 | 0.39033 | 0.39033 | 0.39033 | -0.18288 | -0.18288 | -0.18288 | -0.18288 | -0.18288 | -0.18288 | -0.18288 | -0.18288 | -0.18288 | -0.18288 | -0.18288 | -0.18288 | -0.18288 | -0.18288 | -0.18288 | -0.18288 | -0.18288 | -0.18288 | -0.18288 | -0.18288 | -0.18288 | -0.18288 | -0.57321 | -0.57321 | -0.57321 | -0.57321 | -0.57321 | -0.57321 | -0.57321 | -0.57321 | -0.57321 | -0.57321 | -0.57321 | -0.57321 | -0.57321 | 35 |  |  | 1.5252
Buell Conversion 33 kV | 2030 |  |  | 0 | 0.45131 | 0.45131 | 0.45131 | 0.45131 | 0.45131 | 0.45131 | 0.45131 | 0.45131 | 0.45131 | 0.45131 | 0.45131 | 0.45131 | 0.45131 | -0.21146 | -0.21146 | -0.21146 | -0.21146 | -0.21146 | -0.21146 | -0.21146 | -0.21146 | -0.21146 | -0.21146 | -0.21146 | -0.21146 | -0.21146 | -0.21146 | -0.21146 | -0.21146 | -0.21146 | -0.21146 | -0.21146 | -0.21146 | -0.21146 | -0.21146 | -0.66277 | -0.66277 | -0.66277 | -0.66277 | -0.66277 | -0.66277 | -0.66277 | -0.66277 | -0.66277 | -0.66277 | -0.66277 | -0.66277 | -0.66277 | 35 |  |  | 1.7635
Hither Hills Conversion to 33 kV | 2030 |  |  | 0 | 0 | 0.60305 | 0.60305 | 0.60305 | 0.60305 | 0.60305 | 0.60305 | 0.60305 | 0.60305 | 0.60305 | 0.60305 | 0.60305 | 0.60305 | -0.25676 | -0.25676 | -0.25676 | -0.25676 | -0.25676 | -0.25676 | -0.25676 | -0.25676 | -0.25676 | -0.25676 | -0.25676 | -0.25676 | -0.25676 | -0.25676 | -0.25676 | -0.25676 | -0.25676 | -0.25676 | -0.25676 | -0.25676 | -0.25676 | -0.25676 | -0.25676 | -0.85981 | -0.85981 | -0.85981 | -0.85981 | -0.85981 | -0.85981 | -0.85981 | -0.85981 | -0.85981 | -0.85981 | -0.85981 | -0.85981 | 35 |  |  | 2.0853
Culloden Pt Conversion to 33 kV | 2030 |  |  | 0 | 0 | 0 | 0.36233 | 0.36233 | 0.36233 | 0.36233 | 0.36233 | 0.36233 | 0.36233 | 0.36233 | 0.36233 | 0.36233 | 0.36233 | -0.13922 | -0.13922 | -0.13922 | -0.13922 | -0.13922 | -0.13922 | -0.13922 | -0.13922 | -0.13922 | -0.13922 | -0.13922 | -0.13922 | -0.13922 | -0.13922 | -0.13922 | -0.13922 | -0.13922 | -0.13922 | -0.13922 | -0.13922 | -0.13922 | -0.13922 | -0.13922 | -0.13922 | -0.50156 | -0.50156 | -0.50156 | -0.50156 | -0.50156 | -0.50156 | -0.50156 | -0.50156 | -0.50156 | -0.50156 | -0.50156 | 35 |  |  | 1.1012
Area II Projects: | [53 empty] | 33
Bridgehampton - Buell New 69 kV UG Cable | 2020 |  | 33.2 | 0 | 0 | 0 | 0 | 4.4251 | 4.4251 | 4.4251 | 4.4251 | 4.4251 | 4.4251 | 4.4251 | 4.4251 | 4.4251 | 4.4251 | 4.4251 | 4.4251 | 4.4251 | 4.4251 | 4.4251 | 4.4251 | 4.4251 | 4.4251 | 4.4251 | 4.4251 | 4.4251 | 4.4251 | 4.4251 | 4.4251 | 4.4251 | 4.4251 | 4.4251 | 4.4251 | 4.4251 | 4.4251 | 4.4251 | 4.4251 | 4.4251 | 4.4251 | 4.4251 | [10 empty] | 35 |  | 54.9758
No Deferral |  |  | 33.2 |  | 0 | 0 | 0 | 4.4251 | 4.4251 | 4.4251 | 4.4251 | 4.4251 | 4.4251 | 4.4251 | 4.4251 | 4.4251 | 4.4251 | 4.4251 | 4.4251 | 4.4251 | 4.4251 | 4.4251 | 4.4251 | 4.4251 | 4.4251 | 4.4251 | 4.4251 | 4.4251 | 4.4251 | 4.4251 | 4.4251 | 4.4251 | 4.4251 | 4.4251 | 4.4251 | 4.4251 | 4.4251 | 4.4251 | 4.4251 | 4.4251 | 4.4251 | 4.4251 | [10 empty] | 35 |  | 54.9758
Bridgehampton - Buell New 69 kV UG Cable | 2026 |  | 33.2 | [10 empty] | 5.2839 | 5.2839 | 5.2839 | 5.2839 | 5.2839 | 5.2839 | 5.2839 | 5.2839 | 5.2839 | 5.2839 | 5.2839 | 5.2839 | 5.2839 | 5.2839 | 5.2839 | 5.2839 | 5.2839 | 5.2839 | 5.2839 | 5.2839 | 5.2839 | 5.2839 | 5.2839 | 5.2839 | 5.2839 | 5.2839 | 5.2839 | 5.2839 | 5.2839 | 5.2839 | 5.2839 | 5.2839 | 5.2839 | 5.2839 | 5.2839 |  |  |  |  | 35 |  | 47.608 | 7.3678 | 7.3678 | 153495.4058 | 2390844.4412
Deferral to Indicated Year |  |  | 33.2 | [6 empty] | 0 | 0 | 0 | 0 | 5.2839 | 5.2839 | 5.2839 | 5.2839 | 5.2839 | 5.2839 | 5.2839 | 5.2839 | 5.2839 | 5.2839 | 5.2839 | 5.2839 | 5.2839 | 5.2839 | 5.2839 | 5.2839 | 5.2839 | 5.2839 | 5.2839 | 5.2839 | 5.2839 | 5.2839 | 5.2839 | 5.2839 | 5.2839 | 5.2839 | 5.2839 | 5.2839 | 5.2839 | 5.2839 | 5.2839 | 5.2839 | 5.2839 | 5.2839 | 5.2839 |  |  |  |  | 35 |  | 47.608 | 7.3678 | 7.3678 | 153495.4058 | 2390844.4412 | =Area II Portion
[59 empty] | 27464355.9773 | =Area II+III Portions
Annual Avoided Costs for Deferral to Indicated Year:
Bridgehampton - Buell New 69 kV UG Cable | 2026 |  |  | 0 | 0 | 0 | 0 | 4.4251 | 4.4251 | 4.4251 | 4.4251 | 4.4251 | 4.4251 | -0.85871 | -0.85871 | -0.85871 | -0.85871 | -0.85871 | -0.85871 | -0.85871 | -0.85871 | -0.85871 | -0.85871 | -0.85871 | -0.85871 | -0.85871 | -0.85871 | -0.85871 | -0.85871 | -0.85871 | -0.85871 | -0.85871 | -0.85871 | -0.85871 | -0.85871 | -0.85871 | -0.85871 | -0.85871 | -0.85871 | -0.85871 | -0.85871 | -0.85871 | -5.2839 | -5.2839 | -5.2839 | -5.2839 | -5.2839 | -5.2839 |  |  |  |  | 35 |  |  | 7.3678
0
Area III Projects: | [52 empty] | 0 | 15
New Canal - Southampton Cable | 2017 |  | 37.6 | 0 | 4.5863 | 4.5863 | 4.5863 | 4.5863 | 4.5863 | 4.5863 | 4.5863 | 4.5863 | 4.5863 | 4.5863 | 4.5863 | 4.5863 | 4.5863 | 4.5863 | 4.5863 | 4.5863 | 4.5863 | 4.5863 | 4.5863 | 4.5863 | 4.5863 | 4.5863 | 4.5863 | 4.5863 | 4.5863 | 4.5863 | 4.5863 | 4.5863 | 4.5863 | 4.5863 | 4.5863 | 4.5863 | 4.5863 | 4.5863 | 4.5863 | [13 empty] | 35 |  | 66.9063
Upgrade Wildwood - Riverhead to 138 kV | 2017 |  | 7.7 | 0 | 0.93922 | 0.93922 | 0.93922 | 0.93922 | 0.93922 | 0.93922 | 0.93922 | 0.93922 | 0.93922 | 0.93922 | 0.93922 | 0.93922 | 0.93922 | 0.93922 | 0.93922 | 0.93922 | 0.93922 | 0.93922 | 0.93922 | 0.93922 | 0.93922 | 0.93922 | 0.93922 | 0.93922 | 0.93922 | 0.93922 | 0.93922 | 0.93922 | 0.93922 | 0.93922 | 0.93922 | 0.93922 | 0.93922 | 0.93922 | 0.93922 | [13 empty] | 35 |  | 13.7016
Riverhead Canal 2nd Line and Bank | 2017 |  | 136.8 | 0 | 16.6864 | 16.6864 | 16.6864 | 16.6864 | 16.6864 | 16.6864 | 16.6864 | 16.6864 | 16.6864 | 16.6864 | 16.6864 | 16.6864 | 16.6864 | 16.6864 | 16.6864 | 16.6864 | 16.6864 | 16.6864 | 16.6864 | 16.6864 | 16.6864 | 16.6864 | 16.6864 | 16.6864 | 16.6864 | 16.6864 | 16.6864 | 16.6864 | 16.6864 | 16.6864 | 16.6864 | 16.6864 | 16.6864 | 16.6864 | 16.6864 | [13 empty] | 35 |  | 243.4251
Canal - Wainscott New 138 kV UG Cable | 2022 |  | 275.5 | 0 | 0 | 0 | 0 | 0 | 0 | 38.957 | 38.957 | 38.957 | 38.957 | 38.957 | 38.957 | 38.957 | 38.957 | 38.957 | 38.957 | 38.957 | 38.957 | 38.957 | 38.957 | 38.957 | 38.957 | 38.957 | 38.957 | 38.957 | 38.957 | 38.957 | 38.957 | 38.957 | 38.957 | 38.957 | 38.957 | 38.957 | 38.957 | 38.957 | 38.957 | 38.957 | 38.957 | 38.957 | 38.957 | 38.957 | [8 empty] | 35 |  | 434.8353
No Deferral |  |  | 457.6 |  | 22.212 | 22.212 | 22.212 | 22.212 | 22.212 | 61.169 | 61.169 | 61.169 | 61.169 | 61.169 | 61.169 | 61.169 | 61.169 | 61.169 | 61.169 | 61.169 | 61.169 | 61.169 | 61.169 | 61.169 | 61.169 | 61.169 | 61.169 | 61.169 | 61.169 | 61.169 | 61.169 | 61.169 | 61.169 | 61.169 | 61.169 | 61.169 | 61.169 | 61.169 | 61.169 | 38.957 | 38.957 | 38.957 | 38.957 | 38.957 | [10 empty] | 758.8683
New Canal - Southampton Cable | 2023 |  | 37.6 | [7 empty] | 5.4763 | 5.4763 | 5.4763 | 5.4763 | 5.4763 | 5.4763 | 5.4763 | 5.4763 | 5.4763 | 5.4763 | 5.4763 | 5.4763 | 5.4763 | 5.4763 | 5.4763 | 5.4763 | 5.4763 | 5.4763 | 5.4763 | 5.4763 | 5.4763 | 5.4763 | 5.4763 | 5.4763 | 5.4763 | 5.4763 | 5.4763 | 5.4763 | 5.4763 | 5.4763 | 5.4763 | 5.4763 | 5.4763 | 5.4763 | 5.4763 | [7 empty] | 35 |  | 57.9396 | 8.9667 | 8.9667 | 142328.3896 | 2216906.9958
Upgrade Wildwood - Riverhead to 138 kV | 2022 |  | 7.7 | [6 empty] | 1.0888 | 1.0888 | 1.0888 | 1.0888 | 1.0888 | 1.0888 | 1.0888 | 1.0888 | 1.0888 | 1.0888 | 1.0888 | 1.0888 | 1.0888 | 1.0888 | 1.0888 | 1.0888 | 1.0888 | 1.0888 | 1.0888 | 1.0888 | 1.0888 | 1.0888 | 1.0888 | 1.0888 | 1.0888 | 1.0888 | 1.0888 | 1.0888 | 1.0888 | 1.0888 | 1.0888 | 1.0888 | 1.0888 | 1.0888 | 1.0888 | [8 empty] | 35 |  | 12.1533 | 1.5483 | 1.5483 | 24575.725 | 382791.4929
Riverhead Canal 2nd Line and Bank | 2023 |  | 136.8 | [7 empty] | 19.9245 | 19.9245 | 19.9245 | 19.9245 | 19.9245 | 19.9245 | 19.9245 | 19.9245 | 19.9245 | 19.9245 | 19.9245 | 19.9245 | 19.9245 | 19.9245 | 19.9245 | 19.9245 | 19.9245 | 19.9245 | 19.9245 | 19.9245 | 19.9245 | 19.9245 | 19.9245 | 19.9245 | 19.9245 | 19.9245 | 19.9245 | 19.9245 | 19.9245 | 19.9245 | 19.9245 | 19.9245 | 19.9245 | 19.9245 | 19.9245 | [7 empty] | 35 |  | 210.8017 | 32.6235 | 32.6235 | 517833.0769 | 8065768.0058
Canal - Wainscott New 138 kV UG Cable | 2028 |  | 275.5 | [12 empty] | 46.5167 | 46.5167 | 46.5167 | 46.5167 | 46.5167 | 46.5167 | 46.5167 | 46.5167 | 46.5167 | 46.5167 | 46.5167 | 46.5167 | 46.5167 | 46.5167 | 46.5167 | 46.5167 | 46.5167 | 46.5167 | 46.5167 | 46.5167 | 46.5167 | 46.5167 | 46.5167 | 46.5167 | 46.5167 | 46.5167 | 46.5167 | 46.5167 | 46.5167 | 46.5167 | 46.5167 | 46.5167 | 46.5167 | 46.5167 | 46.5167 |  |  | 35 |  | 376.5593 | 58.276 | 58.276 | 925015.732 | 14408045.0417
Deferral to Indicated Year |  |  | 457.6 | [6 empty] | 1.0888 | 26.4896 | 26.4896 | 26.4896 | 26.4896 | 26.4896 | 73.0063 | 73.0063 | 73.0063 | 73.0063 | 73.0063 | 73.0063 | 73.0063 | 73.0063 | 73.0063 | 73.0063 | 73.0063 | 73.0063 | 73.0063 | 73.0063 | 73.0063 | 73.0063 | 73.0063 | 73.0063 | 73.0063 | 73.0063 | 73.0063 | 73.0063 | 73.0063 | 73.0063 | 73.0063 | 73.0063 | 73.0063 | 73.0063 | 73.0063 | 71.9175 | 46.5167 | 46.5167 | 46.5167 | 46.5167 | 46.5167 |  |  | 41 |  | 657.4539 | 101.4144 | 101.4144 | 1609752.9235 | 25073511.5361 | =Area III Portion
[59 empty] | 25073511.5361 | =Area III Portion
Annual Avoided Costs for Deferral to Indicated Year:
New Canal - Southampton Cable | 2023 |  |  | 0 | 4.5863 | 4.5863 | 4.5863 | 4.5863 | 4.5863 | 4.5863 | -0.88999 | -0.88999 | -0.88999 | -0.88999 | -0.88999 | -0.88999 | -0.88999 | -0.88999 | -0.88999 | -0.88999 | -0.88999 | -0.88999 | -0.88999 | -0.88999 | -0.88999 | -0.88999 | -0.88999 | -0.88999 | -0.88999 | -0.88999 | -0.88999 | -0.88999 | -0.88999 | -0.88999 | -0.88999 | -0.88999 | -0.88999 | -0.88999 | -0.88999 | -5.4763 | -5.4763 | -5.4763 | -5.4763 | -5.4763 | -5.4763 | 0 | 0 | 0 | 0 | 0 |  |  | 35 |  |  | 8.9667
Upgrade Wildwood - Riverhead to 138 kV | 2022 |  |  | 0 | 0.93922 | 0.93922 | 0.93922 | 0.93922 | 0.93922 | -0.14959 | -0.14959 | -0.14959 | -0.14959 | -0.14959 | -0.14959 | -0.14959 | -0.14959 | -0.14959 | -0.14959 | -0.14959 | -0.14959 | -0.14959 | -0.14959 | -0.14959 | -0.14959 | -0.14959 | -0.14959 | -0.14959 | -0.14959 | -0.14959 | -0.14959 | -0.14959 | -0.14959 | -0.14959 | -0.14959 | -0.14959 | -0.14959 | -0.14959 | -0.14959 | -1.0888 | -1.0888 | -1.0888 | -1.0888 | -1.0888 | 0 | 0 | 0 | 0 | 0 | 0 |  |  | 35 |  |  | 1.5483
Riverhead Canal 2nd Line and Bank | 2023 |  |  | 0 | 16.6864 | 16.6864 | 16.6864 | 16.6864 | 16.6864 | 16.6864 | -3.238 | -3.238 | -3.238 | -3.238 | -3.238 | -3.238 | -3.238 | -3.238 | -3.238 | -3.238 | -3.238 | -3.238 | -3.238 | -3.238 | -3.238 | -3.238 | -3.238 | -3.238 | -3.238 | -3.238 | -3.238 | -3.238 | -3.238 | -3.238 | -3.238 | -3.238 | -3.238 | -3.238 | -3.238 | -19.9245 | -19.9245 | -19.9245 | -19.9245 | -19.9245 | -19.9245 | 0 | 0 | 0 | 0 | 0 |  |  | 35 |  |  | 32.6235
Canal - Wainscott New 138 kV UG Cable | 2028 |  |  | 0 | 0 | 0 | 0 | 0 | 0 | 38.957 | 38.957 | 38.957 | 38.957 | 38.957 | 38.957 | -7.5597 | -7.5597 | -7.5597 | -7.5597 | -7.5597 | -7.5597 | -7.5597 | -7.5597 | -7.5597 | -7.5597 | -7.5597 | -7.5597 | -7.5597 | -7.5597 | -7.5597 | -7.5597 | -7.5597 | -7.5597 | -7.5597 | -7.5597 | -7.5597 | -7.5597 | -7.5597 | -7.5597 | -7.5597 | -7.5597 | -7.5597 | -7.5597 | -7.5597 | -46.5167 | -46.5167 | -46.5167 | -46.5167 | -46.5167 | -46.5167 | [5 empty] | 58.276
Total - All Areas (No Deferrals,$Millions) |  |  | 513.3 |  | 24.0294 | 24.6325 | 24.9948 | 29.42 | 29.42 | 68.377 | 68.377 | 68.377 | 68.377 | 68.377 | 68.377 | 68.377 | 68.377 | 68.377 | 68.377 | 68.377 | 68.377 | 68.377 | 68.377 | 68.377 | 68.377 | 68.377 | 68.377 | 68.377 | 68.377 | 68.377 | 68.377 | 68.377 | 68.377 | 68.377 | 68.377 | 68.377 | 68.377 | 68.377 | 68.377 | 44.3475 | 43.7445 | 43.3821 | 38.957 | 38.957 | 0 | 0 | 0 | 0 | 0 | 0 | 0 | 0 |  | 63 | 853.4454 | 119.0703 | = max. total avoided cost in portfolio
Annual Avoided Costs for Deferrals - Area 1 Proposal: (see note*) | Deferral Year |  |  | 2016 | 2017 | 2018 | 2019 | 2020 | 2021 | 2022 | 2023 | 2024 | 2025 | 2026 | 2027 | 2028 | 2029 | 2030 | 2031 | 2032 | 2033 | 2034 | 2035 | 2036 | 2037 | 2038 | 2039 | 2040 | 2041 | 2042 | 2043 | 2044 | 2045 | 2046 | 2047 | 2048 | 2049 | 2050 | 2051 | 2052 | 2053 | 2054 | 2055 | 2056 | 2057 | 2058 | 2059 | 2060 | 2061 | 2062 | 2063 | 2064 |  |  | Differential NPV $M |  | Differential NPV $M (adjusted for COD of Selected Project) | Differntial NPV $/MW | NPV of Transmission Avoided Costs for Selected Project
Area I Projects:
Amagansett Conversion 33 kV | 2030 |  |  | 0 | 0.97582 | 0.97582 | 0.97582 | 0.97582 | 0.97582 | 0.97582 | 0.97582 | 0.97582 | 0.97582 | 0.97582 | 0.97582 | 0.97582 | 0.97582 | -0.4572 | -0.4572 | -0.4572 | -0.4572 | -0.4572 | -0.4572 | -0.4572 | -0.4572 | -0.4572 | -0.4572 | -0.4572 | -0.4572 | -0.4572 | -0.4572 | -0.4572 | -0.4572 | -0.4572 | -0.4572 | -0.4572 | -0.4572 | -0.4572 | -0.4572 | -1.433 | -1.433 | -1.433 | -1.433 | -1.433 | -1.433 | -1.433 | -1.433 | -1.433 | -1.433 | -1.433 | -1.433 | -1.433 |  |  | 3.8129 |  | 3.8129 | 254193.5784 | 1140312.3928
East Hampton Conversion 33 kV | 2030 |  |  | 0 | 0.39033 | 0.39033 | 0.39033 | 0.39033 | 0.39033 | 0.39033 | 0.39033 | 0.39033 | 0.39033 | 0.39033 | 0.39033 | 0.39033 | 0.39033 | -0.18288 | -0.18288 | -0.18288 | -0.18288 | -0.18288 | -0.18288 | -0.18288 | -0.18288 | -0.18288 | -0.18288 | -0.18288 | -0.18288 | -0.18288 | -0.18288 | -0.18288 | -0.18288 | -0.18288 | -0.18288 | -0.18288 | -0.18288 | -0.18288 | -0.18288 | -0.57321 | -0.57321 | -0.57321 | -0.57321 | -0.57321 | -0.57321 | -0.57321 | -0.57321 | -0.57321 | -0.57321 | -0.57321 | -0.57321 | -0.57321 |  |  | 1.5252 |  | 1.5252 | 101677.4314 | 456124.9571
Buell Conversion 33 kV | 2030 |  |  | 0 | 0.45131 | 0.45131 | 0.45131 | 0.45131 | 0.45131 | 0.45131 | 0.45131 | 0.45131 | 0.45131 | 0.45131 | 0.45131 | 0.45131 | 0.45131 | -0.21146 | -0.21146 | -0.21146 | -0.21146 | -0.21146 | -0.21146 | -0.21146 | -0.21146 | -0.21146 | -0.21146 | -0.21146 | -0.21146 | -0.21146 | -0.21146 | -0.21146 | -0.21146 | -0.21146 | -0.21146 | -0.21146 | -0.21146 | -0.21146 | -0.21146 | -0.66277 | -0.66277 | -0.66277 | -0.66277 | -0.66277 | -0.66277 | -0.66277 | -0.66277 | -0.66277 | -0.66277 | -0.66277 | -0.66277 | -0.66277 |  |  | 1.7635 |  | 1.7635 | 117564.53 | 527394.4817
Hither Hills Conversion to 33 kV | 2030 |  |  | 0 | 0 | 0.60305 | 0.60305 | 0.60305 | 0.60305 | 0.60305 | 0.60305 | 0.60305 | 0.60305 | 0.60305 | 0.60305 | 0.60305 | 0.60305 | -0.25676 | -0.25676 | -0.25676 | -0.25676 | -0.25676 | -0.25676 | -0.25676 | -0.25676 | -0.25676 | -0.25676 | -0.25676 | -0.25676 | -0.25676 | -0.25676 | -0.25676 | -0.25676 | -0.25676 | -0.25676 | -0.25676 | -0.25676 | -0.25676 | -0.25676 | -0.25676 | -0.85981 | -0.85981 | -0.85981 | -0.85981 | -0.85981 | -0.85981 | -0.85981 | -0.85981 | -0.85981 | -0.85981 | -0.85981 | -0.85981 |  |  | 2.0853 |  | 2.0853 | 139022.8879 | 623656.6753
Culloden Pt Conversion to 33 kV | 2030 |  |  | 0 | 0 | 0 | 0.36233 | 0.36233 | 0.36233 | 0.36233 | 0.36233 | 0.36233 | 0.36233 | 0.36233 | 0.36233 | 0.36233 | 0.36233 | -0.13922 | -0.13922 | -0.13922 | -0.13922 | -0.13922 | -0.13922 | -0.13922 | -0.13922 | -0.13922 | -0.13922 | -0.13922 | -0.13922 | -0.13922 | -0.13922 | -0.13922 | -0.13922 | -0.13922 | -0.13922 | -0.13922 | -0.13922 | -0.13922 | -0.13922 | -0.13922 | -0.13922 | -0.50156 | -0.50156 | -0.50156 | -0.50156 | -0.50156 | -0.50156 | -0.50156 | -0.50156 | -0.50156 | -0.50156 | -0.50156 |  |  | 1.1012 |  | 1.1012 | 73412.135 | 329326.8376
[59 empty] | 3076815.3444 | =Area I Portion
Area II Projects: | [58 empty] | 10986747.3497 | =Area I+II+III Portions
Bridgehampton - Buell New 69 kV UG Cable | 2026 |  |  | 0 | 0 | 0 | 0 | 4.4251 | 4.4251 | 4.4251 | 4.4251 | 4.4251 | 4.4251 | -0.85871 | -0.85871 | -0.85871 | -0.85871 | -0.85871 | -0.85871 | -0.85871 | -0.85871 | -0.85871 | -0.85871 | -0.85871 | -0.85871 | -0.85871 | -0.85871 | -0.85871 | -0.85871 | -0.85871 | -0.85871 | -0.85871 | -0.85871 | -0.85871 | -0.85871 | -0.85871 | -0.85871 | -0.85871 | -0.85871 | -0.85871 | -0.85871 | -0.85871 | -5.2839 | -5.2839 | -5.2839 | -5.2839 | -5.2839 | -5.2839 | 0 | 0 | 0 | 0 |  |  | 7.3678 |  | 7.3678 | 153495.4058 | 688580.3905
[59 empty] | 688580.3905 | =Area II Portion
Area III Projects: | [58 empty] | 7909932.0053 | =Area II+III Portions
New Canal - Southampton Cable | 2023 |  |  | 0 | 4.5863 | 4.5863 | 4.5863 | 4.5863 | 4.5863 | 4.5863 | -0.88999 | -0.88999 | -0.88999 | -0.88999 | -0.88999 | -0.88999 | -0.88999 | -0.88999 | -0.88999 | -0.88999 | -0.88999 | -0.88999 | -0.88999 | -0.88999 | -0.88999 | -0.88999 | -0.88999 | -0.88999 | -0.88999 | -0.88999 | -0.88999 | -0.88999 | -0.88999 | -0.88999 | -0.88999 | -0.88999 | -0.88999 | -0.88999 | -0.88999 | -5.4763 | -5.4763 | -5.4763 | -5.4763 | -5.4763 | -5.4763 | 0 | 0 | 0 | 0 | 0 | 0 | 0 |  |  | 8.9667 |  | 8.9667 | 142328.3896 | 638485.1556
Upgrade Wildwood - Riverhead to 138 kV | 2022 |  |  | 0 | 0.93922 | 0.93922 | 0.93922 | 0.93922 | 0.93922 | -0.14959 | -0.14959 | -0.14959 | -0.14959 | -0.14959 | -0.14959 | -0.14959 | -0.14959 | -0.14959 | -0.14959 | -0.14959 | -0.14959 | -0.14959 | -0.14959 | -0.14959 | -0.14959 | -0.14959 | -0.14959 | -0.14959 | -0.14959 | -0.14959 | -0.14959 | -0.14959 | -0.14959 | -0.14959 | -0.14959 | -0.14959 | -0.14959 | -0.14959 | -0.14959 | -1.0888 | -1.0888 | -1.0888 | -1.0888 | -1.0888 | 0 | 0 | 0 | 0 | 0 | 0 | 0 | 0 |  |  | 1.5483 |  | 1.5483 | 24575.725 | 110246.7024
Riverhead Canal 2nd Line and Bank | 2023 |  |  | 0 | 16.6864 | 16.6864 | 16.6864 | 16.6864 | 16.6864 | 16.6864 | -3.238 | -3.238 | -3.238 | -3.238 | -3.238 | -3.238 | -3.238 | -3.238 | -3.238 | -3.238 | -3.238 | -3.238 | -3.238 | -3.238 | -3.238 | -3.238 | -3.238 | -3.238 | -3.238 | -3.238 | -3.238 | -3.238 | -3.238 | -3.238 | -3.238 | -3.238 | -3.238 | -3.238 | -3.238 | -19.9245 | -19.9245 | -19.9245 | -19.9245 | -19.9245 | -19.9245 | 0 | 0 | 0 | 0 | 0 | 0 | 0 |  |  | 32.6235 |  | 32.6235 | 517833.0769 | 2322999.183
Canal - Wainscott New 138 kV UG Cable | 2028 |  |  | 0 | 0 | 0 | 0 | 0 | 0 | 38.957 | 38.957 | 38.957 | 38.957 | 38.957 | 38.957 | -7.5597 | -7.5597 | -7.5597 | -7.5597 | -7.5597 | -7.5597 | -7.5597 | -7.5597 | -7.5597 | -7.5597 | -7.5597 | -7.5597 | -7.5597 | -7.5597 | -7.5597 | -7.5597 | -7.5597 | -7.5597 | -7.5597 | -7.5597 | -7.5597 | -7.5597 | -7.5597 | -7.5597 | -7.5597 | -7.5597 | -7.5597 | -7.5597 | -7.5597 | -46.5167 | -46.5167 | -46.5167 | -46.5167 | -46.5167 | -46.5167 | 0 | 0 |  |  | 58.276 |  | 58.276 | 925015.732 | 4149620.5738
[59 empty] | 7221351.6147 | =Area III Portion
Total - Area 1 Proposal, $Millions (unadjusted) |  |  |  | 0 | 24.0294 | 24.6325 | 24.9948 | 29.42 | 29.42 | 67.2881 | 41.8873 | 41.8873 | 41.8873 | 36.6035 | 36.6035 | -9.9132 | -9.9132 | -13.9435 | -13.9435 | -13.9435 | -13.9435 | -13.9435 | -13.9435 | -13.9435 | -13.9435 | -13.9435 | -13.9435 | -13.9435 | -13.9435 | -13.9435 | -13.9435 | -13.9435 | -13.9435 | -13.9435 | -13.9435 | -13.9435 | -13.9435 | -13.9435 | -13.9435 | -37.973 | -38.576 | -38.9384 | -43.3635 | -43.3635 | -81.2317 | -55.8309 | -55.8309 | -55.8309 | -50.547 | -50.547 | -4.0304 | -4.0304 |  |  | 119.0703 |  |  | 2449118.892 | 10986747.3497
$/MW-yr |  |  |  | 0 | 473735.0447 | 513938.6308 | 538094.2855 | 630284.7729 | 630284.7729 | 1231366.793 | 828179.4687 | 828179.4687 | 828179.4687 | 718099.2055 | 718099.2055 | -20260.7179 | -20260.7179 | -288951.502 | -288951.502 | -288951.502 | -288951.502 | -288951.502 | -288951.502 | -288951.502 | -288951.502 | -288951.502 | -288951.502 | -288951.502 | -288951.502 | -288951.502 | -288951.502 | -288951.502 | -288951.502 | -288951.502 | -288951.502 | -288951.502 | -288951.502 | -288951.502 | -288951.502 | -762686.5467 | -802890.1328 | -827045.7875 | -919236.2749 | -919236.2749 | -1520318.295 | -1117130.9707 | -1117130.9707 | -1117130.9707 | -1007050.7076 | -1007050.7076 | -268690.7842 | -268690.7842
$Millions (adjusted) |  |  |  | 0 | 2.1252 | 2.3055 | 2.4139 | 2.8275 | 2.8275 | 5.5239 | 3.7152 | 3.7152 | 3.7152 | 3.2214 | 3.2214 | -0.09089 | -0.09089 | -1.2962 | -1.2962 | -1.2962 | -1.2962 | -1.2962 | -1.2962 | -1.2962 | -1.2962 | -1.2962 | -1.2962 | -1.2962 | -1.2962 | -1.2962 | -1.2962 | -1.2962 | -1.2962 | -1.2962 | -1.2962 | -1.2962 | -1.2962 | -1.2962 | -1.2962 | -3.4214 | -3.6018 | -3.7101 | -4.1237 | -4.1237 | -6.8201 | -5.0114 | -5.0114 | -5.0114 | -4.5176 | -4.5176 | -1.2053 | -1.2053 |  |  | 10986.7473
Annual Avoided Costs for Deferrals - Area 2 Proposal: (see note*) | Deferral Year |  |  | 2016 | 2017 | 2018 | 2019 | 2020 | 2021 | 2022 | 2023 | 2024 | 2025 | 2026 | 2027 | 2028 | 2029 | 2030 | 2031 | 2032 | 2033 | 2034 | 2035 | 2036 | 2037 | 2038 | 2039 | 2040 | 2041 | 2042 | 2043 | 2044 | 2045 | 2046 | 2047 | 2048 | 2049 | 2050 | 2051 | 2052 | 2053 | 2054 | 2055 | 2056 | 2057 | 2058 | 2059 | 2060 | 2061 | 2062 | 2063 | 2064 |  |  | Differential NPV $M |  | Differential NPV $M (adjusted for COD of Selected Project) | Differntial NPV $/MW | NPV of Transmission Avoided Costs for Selected Project
Area I Projects:
Amagansett Conversion 33 kV | 2030 |  |  | 0 | 0 | 0 | 0 | 0 | 0 | 0 | 0 | 0 | 0 | 0 | 0 | 0 | 0 | 0 | 0 | 0 | 0 | 0 | 0 | 0 | 0 | 0 | 0 | 0 | 0 | 0 | 0 | 0 | 0 | 0 | 0 | 0 | 0 | 0 | 0 | 0 | 0 | 0 | 0 | 0 | 0 | 0 | 0 | 0 | 0 | 0 | 0 | 0 |  |  | 0 |  | 0 | 0 | 0
East Hampton Conversion 33 kV | 2030 |  |  | 0 | 0 | 0 | 0 | 0 | 0 | 0 | 0 | 0 | 0 | 0 | 0 | 0 | 0 | 0 | 0 | 0 | 0 | 0 | 0 | 0 | 0 | 0 | 0 | 0 | 0 | 0 | 0 | 0 | 0 | 0 | 0 | 0 | 0 | 0 | 0 | 0 | 0 | 0 | 0 | 0 | 0 | 0 | 0 | 0 | 0 | 0 | 0 | 0 |  |  | 0 |  | 0 | 0 | 0
Buell Conversion 33 kV | 2030 |  |  | 0 | 0 | 0 | 0 | 0 | 0 | 0 | 0 | 0 | 0 | 0 | 0 | 0 | 0 | 0 | 0 | 0 | 0 | 0 | 0 | 0 | 0 | 0 | 0 | 0 | 0 | 0 | 0 | 0 | 0 | 0 | 0 | 0 | 0 | 0 | 0 | 0 | 0 | 0 | 0 | 0 | 0 | 0 | 0 | 0 | 0 | 0 | 0 | 0 |  |  | 0 |  | 0 | 0 | 0
Hither Hills Conversion to 33 kV | 2030 |  |  | 0 | 0 | 0 | 0 | 0 | 0 | 0 | 0 | 0 | 0 | 0 | 0 | 0 | 0 | 0 | 0 | 0 | 0 | 0 | 0 | 0 | 0 | 0 | 0 | 0 | 0 | 0 | 0 | 0 | 0 | 0 | 0 | 0 | 0 | 0 | 0 | 0 | 0 | 0 | 0 | 0 | 0 | 0 | 0 | 0 | 0 | 0 | 0 | 0 |  |  | 0 |  | 0 | 0 | 0
Culloden Pt Conversion to 33 kV | 2030 |  |  | 0 | 0 | 0 | 0 | 0 | 0 | 0 | 0 | 0 | 0 | 0 | 0 | 0 | 0 | 0 | 0 | 0 | 0 | 0 | 0 | 0 | 0 | 0 | 0 | 0 | 0 | 0 | 0 | 0 | 0 | 0 | 0 | 0 | 0 | 0 | 0 | 0 | 0 | 0 | 0 | 0 | 0 | 0 | 0 | 0 | 0 | 0 | 0 | 0 |  |  | 0 |  | 0 | 0 | 0
[59 empty] | 0 | =Area I Portion
Area II Projects: | [58 empty] | 19554423.972 | =Area I+II+III Portions
Bridgehampton - Buell New 69 kV UG Cable | 2026 |  |  | 0 | 0 | 0 | 0 | 4.4251 | 4.4251 | 4.4251 | 4.4251 | 4.4251 | 4.4251 | -0.85871 | -0.85871 | -0.85871 | -0.85871 | -0.85871 | -0.85871 | -0.85871 | -0.85871 | -0.85871 | -0.85871 | -0.85871 | -0.85871 | -0.85871 | -0.85871 | -0.85871 | -0.85871 | -0.85871 | -0.85871 | -0.85871 | -0.85871 | -0.85871 | -0.85871 | -0.85871 | -0.85871 | -0.85871 | -0.85871 | -0.85871 | -0.85871 | -0.85871 | -5.2839 | -5.2839 | -5.2839 | -5.2839 | -5.2839 | -5.2839 | 0 | 0 | 0 | 0 |  |  | 7.3678 |  | 7.3678 | 153495.4058 | 1702264.0506
[59 empty] | 1702264.0506 | =Area II Portion
Area III Projects: | [58 empty] | 19554423.972 | =Area II+III Portions
New Canal - Southampton Cable | 2023 |  |  | 0 | 4.5863 | 4.5863 | 4.5863 | 4.5863 | 4.5863 | 4.5863 | -0.88999 | -0.88999 | -0.88999 | -0.88999 | -0.88999 | -0.88999 | -0.88999 | -0.88999 | -0.88999 | -0.88999 | -0.88999 | -0.88999 | -0.88999 | -0.88999 | -0.88999 | -0.88999 | -0.88999 | -0.88999 | -0.88999 | -0.88999 | -0.88999 | -0.88999 | -0.88999 | -0.88999 | -0.88999 | -0.88999 | -0.88999 | -0.88999 | -0.88999 | -5.4763 | -5.4763 | -5.4763 | -5.4763 | -5.4763 | -5.4763 | 0 | 0 | 0 | 0 | 0 | 0 | 0 |  |  | 8.9667 |  | 8.9667 | 142328.3896 | 1578421.8402
Upgrade Wildwood - Riverhead to 138 kV | 2022 |  |  | 0 | 0.93922 | 0.93922 | 0.93922 | 0.93922 | 0.93922 | -0.14959 | -0.14959 | -0.14959 | -0.14959 | -0.14959 | -0.14959 | -0.14959 | -0.14959 | -0.14959 | -0.14959 | -0.14959 | -0.14959 | -0.14959 | -0.14959 | -0.14959 | -0.14959 | -0.14959 | -0.14959 | -0.14959 | -0.14959 | -0.14959 | -0.14959 | -0.14959 | -0.14959 | -0.14959 | -0.14959 | -0.14959 | -0.14959 | -0.14959 | -0.14959 | -1.0888 | -1.0888 | -1.0888 | -1.0888 | -1.0888 | 0 | 0 | 0 | 0 | 0 | 0 | 0 | 0 |  |  | 1.5483 |  | 1.5483 | 24575.725 | 272544.7904
Riverhead Canal 2nd Line and Bank | 2023 |  |  | 0 | 16.6864 | 16.6864 | 16.6864 | 16.6864 | 16.6864 | 16.6864 | -3.238 | -3.238 | -3.238 | -3.238 | -3.238 | -3.238 | -3.238 | -3.238 | -3.238 | -3.238 | -3.238 | -3.238 | -3.238 | -3.238 | -3.238 | -3.238 | -3.238 | -3.238 | -3.238 | -3.238 | -3.238 | -3.238 | -3.238 | -3.238 | -3.238 | -3.238 | -3.238 | -3.238 | -3.238 | -19.9245 | -19.9245 | -19.9245 | -19.9245 | -19.9245 | -19.9245 | 0 | 0 | 0 | 0 | 0 | 0 | 0 |  |  | 32.6235 |  | 32.6235 | 517833.0769 | 5742768.8229
Canal - Wainscott New 138 kV UG Cable | 2028 |  |  | 0 | 0 | 0 | 0 | 0 | 0 | 38.957 | 38.957 | 38.957 | 38.957 | 38.957 | 38.957 | -7.5597 | -7.5597 | -7.5597 | -7.5597 | -7.5597 | -7.5597 | -7.5597 | -7.5597 | -7.5597 | -7.5597 | -7.5597 | -7.5597 | -7.5597 | -7.5597 | -7.5597 | -7.5597 | -7.5597 | -7.5597 | -7.5597 | -7.5597 | -7.5597 | -7.5597 | -7.5597 | -7.5597 | -7.5597 | -7.5597 | -7.5597 | -7.5597 | -7.5597 | -46.5167 | -46.5167 | -46.5167 | -46.5167 | -46.5167 | -46.5167 | 0 | 0 |  |  | 58.276 |  | 58.276 | 925015.732 | 10258424.4679
[59 empty] | 17852159.9214 | =Area III Portion
Total - Area 2 Proposal, $Millions (unadjusted) |  |  |  | 0 | 22.212 | 22.212 | 22.212 | 26.6371 | 26.6371 | 64.5053 | 39.1045 | 39.1045 | 39.1045 | 33.8207 | 33.8207 | -12.696 | -12.696 | -12.696 | -12.696 | -12.696 | -12.696 | -12.696 | -12.696 | -12.696 | -12.696 | -12.696 | -12.696 | -12.696 | -12.696 | -12.696 | -12.696 | -12.696 | -12.696 | -12.696 | -12.696 | -12.696 | -12.696 | -12.696 | -12.696 | -34.908 | -34.908 | -34.908 | -39.3332 | -39.3332 | -77.2013 | -51.8005 | -51.8005 | -51.8005 | -46.5167 | -46.5167 | 0 | 0 |  |  | 108.7822 |  |  | 1763248.3293 | 19554423.972
$/MW-yr |  |  |  | 0 | 352571.3243 | 352571.3243 | 352571.3243 | 444761.8117 | 444761.8117 | 1045843.8318 | 642656.5076 | 642656.5076 | 642656.5076 | 532576.2444 | 532576.2444 | -205783.679 | -205783.679 | -205783.679 | -205783.679 | -205783.679 | -205783.679 | -205783.679 | -205783.679 | -205783.679 | -205783.679 | -205783.679 | -205783.679 | -205783.679 | -205783.679 | -205783.679 | -205783.679 | -205783.679 | -205783.679 | -205783.679 | -205783.679 | -205783.679 | -205783.679 | -205783.679 | -205783.679 | -558355.0033 | -558355.0033 | -558355.0033 | -650545.4907 | -650545.4907 | -1251627.5109 | -848440.1866 | -848440.1866 | -848440.1866 | -738359.9234 | -738359.9234 | 0 | 0
$Millions (adjusted) |  |  |  | 0 | 3.91 | 3.91 | 3.91 | 4.9324 | 4.9324 | 11.5984 | 7.1271 | 7.1271 | 7.1271 | 5.9063 | 5.9063 | -2.2821 | -2.2821 | -2.2821 | -2.2821 | -2.2821 | -2.2821 | -2.2821 | -2.2821 | -2.2821 | -2.2821 | -2.2821 | -2.2821 | -2.2821 | -2.2821 | -2.2821 | -2.2821 | -2.2821 | -2.2821 | -2.2821 | -2.2821 | -2.2821 | -2.2821 | -2.2821 | -2.2821 | -6.1922 | -6.1922 | -6.1922 | -7.2145 | -7.2145 | -13.8805 | -9.4092 | -9.4092 | -9.4092 | -8.1884 | -8.1884 | 0 | 0 |  |  | 19554.424
Annual Avoided Costs for Deferrals - Area 3 Proposal: (see note*) | Deferral Year |  |  | 2016 | 2017 | 2018 | 2019 | 2020 | 2021 | 2022 | 2023 | 2024 | 2025 | 2026 | 2027 | 2028 | 2029 | 2030 | 2031 | 2032 | 2033 | 2034 | 2035 | 2036 | 2037 | 2038 | 2039 | 2040 | 2041 | 2042 | 2043 | 2044 | 2045 | 2046 | 2047 | 2048 | 2049 | 2050 | 2051 | 2052 | 2053 | 2054 | 2055 | 2056 | 2057 | 2058 | 2059 | 2060 | 2061 | 2062 | 2063 | 2064 |  |  | Differential NPV $M |  | Differential NPV $M (adjusted for COD of Selected Project) | Differntial NPV $/MW | NPV of Transmission Avoided Costs for Selected Project
Area I Projects:
Amagansett Conversion 33 kV | 2030 |  |  | 0 | 0 | 0 | 0 | 0 | 0 | 0 | 0 | 0 | 0 | 0 | 0 | 0 | 0 | 0 | 0 | 0 | 0 | 0 | 0 | 0 | 0 | 0 | 0 | 0 | 0 | 0 | 0 | 0 | 0 | 0 | 0 | 0 | 0 | 0 | 0 | 0 | 0 | 0 | 0 | 0 | 0 | 0 | 0 | 0 | 0 | 0 | 0 | 0 |  |  | 0 |  | 0 | 0 | 0
East Hampton Conversion 33 kV | 2030 |  |  | 0 | 0 | 0 | 0 | 0 | 0 | 0 | 0 | 0 | 0 | 0 | 0 | 0 | 0 | 0 | 0 | 0 | 0 | 0 | 0 | 0 | 0 | 0 | 0 | 0 | 0 | 0 | 0 | 0 | 0 | 0 | 0 | 0 | 0 | 0 | 0 | 0 | 0 | 0 | 0 | 0 | 0 | 0 | 0 | 0 | 0 | 0 | 0 | 0 |  |  | 0 |  | 0 | 0 | 0
Buell Conversion 33 kV | 2030 |  |  | 0 | 0 | 0 | 0 | 0 | 0 | 0 | 0 | 0 | 0 | 0 | 0 | 0 | 0 | 0 | 0 | 0 | 0 | 0 | 0 | 0 | 0 | 0 | 0 | 0 | 0 | 0 | 0 | 0 | 0 | 0 | 0 | 0 | 0 | 0 | 0 | 0 | 0 | 0 | 0 | 0 | 0 | 0 | 0 | 0 | 0 | 0 | 0 | 0 |  |  | 0 |  | 0 | 0 | 0
Hither Hills Conversion to 33 kV | 2030 |  |  | 0 | 0 | 0 | 0 | 0 | 0 | 0 | 0 | 0 | 0 | 0 | 0 | 0 | 0 | 0 | 0 | 0 | 0 | 0 | 0 | 0 | 0 | 0 | 0 | 0 | 0 | 0 | 0 | 0 | 0 | 0 | 0 | 0 | 0 | 0 | 0 | 0 | 0 | 0 | 0 | 0 | 0 | 0 | 0 | 0 | 0 | 0 | 0 | 0 |  |  | 0 |  | 0 | 0 | 0
Culloden Pt Conversion to 33 kV | 2030 |  |  | 0 | 0 | 0 | 0 | 0 | 0 | 0 | 0 | 0 | 0 | 0 | 0 | 0 | 0 | 0 | 0 | 0 | 0 | 0 | 0 | 0 | 0 | 0 | 0 | 0 | 0 | 0 | 0 | 0 | 0 | 0 | 0 | 0 | 0 | 0 | 0 | 0 | 0 | 0 | 0 | 0 | 0 | 0 | 0 | 0 | 0 | 0 | 0 | 0 |  |  | 0 |  | 0 | 0 | 0
[59 empty] | 0 | =Area I Portion
Area II Projects: | [58 empty] | 0 | =Area I+II+III Portions
Bridgehampton - Buell New 69 kV UG Cable | 2026 |  |  | 0 | 0 | 0 | 0 | 0 | 0 | 0 | 0 | 0 | 0 | 0 | 0 | 0 | 0 | 0 | 0 | 0 | 0 | 0 | 0 | 0 | 0 | 0 | 0 | 0 | 0 | 0 | 0 | 0 | 0 | 0 | 0 | 0 | 0 | 0 | 0 | 0 | 0 | 0 | 0 | 0 | 0 | 0 | 0 | 0 | 0 | 0 | 0 | 0 |  |  | 0 |  | 0 | 0 | 0
[59 empty] | 0 | =Area II Portion
Area III Projects: | [58 empty] | 0 | =Area II+III Portions
New Canal - Southampton Cable | 2023 |  |  | 0 | 4.5863 | 4.5863 | 4.5863 | 4.5863 | 4.5863 | 4.5863 | -0.88999 | -0.88999 | -0.88999 | -0.88999 | -0.88999 | -0.88999 | -0.88999 | -0.88999 | -0.88999 | -0.88999 | -0.88999 | -0.88999 | -0.88999 | -0.88999 | -0.88999 | -0.88999 | -0.88999 | -0.88999 | -0.88999 | -0.88999 | -0.88999 | -0.88999 | -0.88999 | -0.88999 | -0.88999 | -0.88999 | -0.88999 | -0.88999 | -0.88999 | -5.4763 | -5.4763 | -5.4763 | -5.4763 | -5.4763 | -5.4763 | 0 | 0 | 0 | 0 | 0 | 0 | 0 |  |  | 8.9667 |  | 8.9667 | 142328.3896 | 0
Upgrade Wildwood - Riverhead to 138 kV | 2022 |  |  | 0 | 0.93922 | 0.93922 | 0.93922 | 0.93922 | 0.93922 | -0.14959 | -0.14959 | -0.14959 | -0.14959 | -0.14959 | -0.14959 | -0.14959 | -0.14959 | -0.14959 | -0.14959 | -0.14959 | -0.14959 | -0.14959 | -0.14959 | -0.14959 | -0.14959 | -0.14959 | -0.14959 | -0.14959 | -0.14959 | -0.14959 | -0.14959 | -0.14959 | -0.14959 | -0.14959 | -0.14959 | -0.14959 | -0.14959 | -0.14959 | -0.14959 | -1.0888 | -1.0888 | -1.0888 | -1.0888 | -1.0888 | 0 | 0 | 0 | 0 | 0 | 0 | 0 | 0 |  |  | 1.5483 |  | 1.5483 | 24575.725 | 0
Riverhead Canal 2nd Line and Bank | 2023 |  |  | 0 | 16.6864 | 16.6864 | 16.6864 | 16.6864 | 16.6864 | 16.6864 | -3.238 | -3.238 | -3.238 | -3.238 | -3.238 | -3.238 | -3.238 | -3.238 | -3.238 | -3.238 | -3.238 | -3.238 | -3.238 | -3.238 | -3.238 | -3.238 | -3.238 | -3.238 | -3.238 | -3.238 | -3.238 | -3.238 | -3.238 | -3.238 | -3.238 | -3.238 | -3.238 | -3.238 | -3.238 | -19.9245 | -19.9245 | -19.9245 | -19.9245 | -19.9245 | -19.9245 | 0 | 0 | 0 | 0 | 0 | 0 | 0 |  |  | 32.6235 |  | 32.6235 | 517833.0769 | 0
Canal - Wainscott New 138 kV UG Cable | 2028 |  |  | 0 | 0 | 0 | 0 | 0 | 0 | 38.957 | 38.957 | 38.957 | 38.957 | 38.957 | 38.957 | -7.5597 | -7.5597 | -7.5597 | -7.5597 | -7.5597 | -7.5597 | -7.5597 | -7.5597 | -7.5597 | -7.5597 | -7.5597 | -7.5597 | -7.5597 | -7.5597 | -7.5597 | -7.5597 | -7.5597 | -7.5597 | -7.5597 | -7.5597 | -7.5597 | -7.5597 | -7.5597 | -7.5597 | -7.5597 | -7.5597 | -7.5597 | -7.5597 | -7.5597 | -46.5167 | -46.5167 | -46.5167 | -46.5167 | -46.5167 | -46.5167 | 0 | 0 |  |  | 58.276 |  | 58.276 | 925015.732 | 0
[59 empty] | 0 | =Area III Portion
Total - Area 3 Proposal, $Millions (unadjusted) |  |  |  | 0 | 22.212 | 22.212 | 22.212 | 22.212 | 22.212 | 60.0802 | 34.6794 | 34.6794 | 34.6794 | 34.6794 | 34.6794 | -11.8373 | -11.8373 | -11.8373 | -11.8373 | -11.8373 | -11.8373 | -11.8373 | -11.8373 | -11.8373 | -11.8373 | -11.8373 | -11.8373 | -11.8373 | -11.8373 | -11.8373 | -11.8373 | -11.8373 | -11.8373 | -11.8373 | -11.8373 | -11.8373 | -11.8373 | -11.8373 | -11.8373 | -34.0493 | -34.0493 | -34.0493 | -34.0493 | -34.0493 | -71.9175 | -46.5167 | -46.5167 | -46.5167 | -46.5167 | -46.5167 | 0 | 0 |  |  | 101.4144 |  |  | 1609752.9235 | 0
$/MW-yr |  |  |  | 0 | 352571.3243 | 352571.3243 | 352571.3243 | 352571.3243 | 352571.3243 | 953653.3444 | 550466.0202 | 550466.0202 | 550466.0202 | 550466.0202 | 550466.0202 | -187893.9032 | -187893.9032 | -187893.9032 | -187893.9032 | -187893.9032 | -187893.9032 | -187893.9032 | -187893.9032 | -187893.9032 | -187893.9032 | -187893.9032 | -187893.9032 | -187893.9032 | -187893.9032 | -187893.9032 | -187893.9032 | -187893.9032 | -187893.9032 | -187893.9032 | -187893.9032 | -187893.9032 | -187893.9032 | -187893.9032 | -187893.9032 | -540465.2275 | -540465.2275 | -540465.2275 | -540465.2275 | -540465.2275 | -1141547.2477 | -738359.9234 | -738359.9234 | -738359.9234 | -738359.9234 | -738359.9234 | 0 | 0
$Millions (adjusted) |  |  |  | 0 | 0 | 0 | 0 | 0 | 0 | 0 | 0 | 0 | 0 | 0 | 0 | 0 | 0 | 0 | 0 | 0 | 0 | 0 | 0 | 0 | 0 | 0 | 0 | 0 | 0 | 0 | 0 | 0 | 0 | 0 | 0 | 0 | 0 | 0 | 0 | 0 | 0 | 0 | 0 | 0 | 0 | 0 | 0 | 0 | 0 | 0 | 0 | 0 |  |  | 0
Discount Factor (Relative to 1/1/2016) = |  |  |  | 0.94787 | 0.89845 | 0.85161 | 0.80722 | 0.76513 | 0.72525 | 0.68744 | 0.6516 | 0.61763 | 0.58543 | 0.55491 | 0.52598 | 0.49856 | 0.47257 | 0.44793 | 0.42458 | 0.40245 | 0.38147 | 0.36158 | 0.34273 | 0.32486 | 0.30793 | 0.29187 | 0.27666 | 0.26223 | 0.24856 | 0.2356 | 0.22332 | 0.21168 | 0.20064 | 0.19018 | 0.18027 | 0.17087 | 0.16196 | 0.15352 | 0.14552 | 0.13793 | 0.13074 | 0.12392 | 0.11746 | 0.11134 | 0.10554 | 0.10003 | 0.094818 | 0.089875 | 0.08519 | 0.080748 | 0.076539 | 0.072549
* Note: A positive (+) avoided cost in a given year represents a cost savings relative to not having a transmission project deferral.
Note on BF17: Todd Kantarek: Used summer net output and no loss factor due to transmission side interconnection
Note on BG17: Todd Kantarek: Used summer net output and no loss factor due to transmission side interconnection

## PhII (LAN100 AC-2017)
Version |  | Based on PSEGLI file: "East End Utility 2_0_Economics_2014_10_13_r28_Sargent_Lundy.xlsx"
Annual Revenue Requirements (Millions of $s)
1) Reference (Transmission only) Case
Project | I/S Year | Investor | Capital (2015$s) | 2016 | 2017 | 2018 | 2019 | 2020 | 2021 | 2022 | 2023 | 2024 | 2025 | 2026 | 2027 | 2028 | 2029 | 2030 | 2031 | 2032 | 2033 | 2034 | 2035 | 2036 | 2037 | 2038 | 2039 | 2040 | 2041 | 2042 | 2043 | 2044 | 2045 | 2046 | 2047 | 2048 | 2049 | 2050 | 2051 | 2052 | 2053 | 2054 | 2055 | 2056 | 2057 | 2058 | 2059 | 2060 | 2061 | 2062 | 2063 | 2064 |  | NPV |  | Proposal Number = | LAN100
Transmission Reinforcement I | 2017 | PSEGLI | 197 | 0 | 24.0294 | 24.0294 | 24.0294 | 24.0294 | 24.0294 | 24.0294 | 24.0294 | 24.0294 | 24.0294 | 24.0294 | 24.0294 | 24.0294 | 24.0294 | 24.0294 | 24.0294 | 24.0294 | 24.0294 | 24.0294 | 24.0294 | 24.0294 | 24.0294 | 24.0294 | 24.0294 | 24.0294 | 24.0294 | 24.0294 | 24.0294 | 24.0294 | 24.0294 | 24.0294 | 24.0294 | 24.0294 | 24.0294 | 24.0294 | 24.0294 | [13 empty] | 35 | 350.5464 |  | Proposer Name = | Landis + Gyr
Transmission Reinforcement II | 2018 | PSEGLI | 4.8 | 0 | 0 | 0.60305 | 0.60305 | 0.60305 | 0.60305 | 0.60305 | 0.60305 | 0.60305 | 0.60305 | 0.60305 | 0.60305 | 0.60305 | 0.60305 | 0.60305 | 0.60305 | 0.60305 | 0.60305 | 0.60305 | 0.60305 | 0.60305 | 0.60305 | 0.60305 | 0.60305 | 0.60305 | 0.60305 | 0.60305 | 0.60305 | 0.60305 | 0.60305 | 0.60305 | 0.60305 | 0.60305 | 0.60305 | 0.60305 | 0.60305 | 0.60305 | [12 empty] | 35 | 8.3388 |  | Proposal/Project = | South Fork Demand Management Phase I/II
Transmission Reinforcement III | 2019 | PSEGLI | 2.8 | 0 | 0 | 0 | 0.36233 | 0.36233 | 0.36233 | 0.36233 | 0.36233 | 0.36233 | 0.36233 | 0.36233 | 0.36233 | 0.36233 | 0.36233 | 0.36233 | 0.36233 | 0.36233 | 0.36233 | 0.36233 | 0.36233 | 0.36233 | 0.36233 | 0.36233 | 0.36233 | 0.36233 | 0.36233 | 0.36233 | 0.36233 | 0.36233 | 0.36233 | 0.36233 | 0.36233 | 0.36233 | 0.36233 | 0.36233 | 0.36233 | 0.36233 | 0.36233 | [11 empty] | 35 | 4.7491 |  | Option Number = | 1
Transmission Reinforcement IV | 2020 | PSEGLI | 33.2 | 0 | 0 | 0 | 0 | 4.4251 | 4.4251 | 4.4251 | 4.4251 | 4.4251 | 4.4251 | 4.4251 | 4.4251 | 4.4251 | 4.4251 | 4.4251 | 4.4251 | 4.4251 | 4.4251 | 4.4251 | 4.4251 | 4.4251 | 4.4251 | 4.4251 | 4.4251 | 4.4251 | 4.4251 | 4.4251 | 4.4251 | 4.4251 | 4.4251 | 4.4251 | 4.4251 | 4.4251 | 4.4251 | 4.4251 | 4.4251 | 4.4251 | 4.4251 | 4.4251 | [10 empty] | 35 | 54.9758 |  | Location = | All (unspecificed)
Transmission Reinforcement V | 2022 | PSEGLI | 275.5 | 0 | 0 | 0 | 0 | 0 | 0 | 38.957 | 38.957 | 38.957 | 38.957 | 38.957 | 38.957 | 38.957 | 38.957 | 38.957 | 38.957 | 38.957 | 38.957 | 38.957 | 38.957 | 38.957 | 38.957 | 38.957 | 38.957 | 38.957 | 38.957 | 38.957 | 38.957 | 38.957 | 38.957 | 38.957 | 38.957 | 38.957 | 38.957 | 38.957 | 38.957 | 38.957 | 38.957 | 38.957 | 38.957 | 38.957 | [8 empty] | 35 | 434.8353 |  | Technology = | Central A/C Devices
[56 empty] | Interconnection Points = | Behind the Meter
Total |  |  | 513.3 | 0 | 24.0294 | 24.6325 | 24.9948 | 29.42 | 29.42 | 68.377 | 68.377 | 68.377 | 68.377 | 68.377 | 68.377 | 68.377 | 68.377 | 68.377 | 68.377 | 68.377 | 68.377 | 68.377 | 68.377 | 68.377 | 68.377 | 68.377 | 68.377 | 68.377 | 68.377 | 68.377 | 68.377 | 68.377 | 68.377 | 68.377 | 68.377 | 68.377 | 68.377 | 68.377 | 68.377 | 44.3475 | 43.7445 | 43.3821 | 38.957 | 38.957 | 0 | 0 | 0 | 0 | 0 | 0 | 0 | 0 |  | 853.4454 |  | Loss Factor = | 1.067
2016 NPV @ 5.5%, thru 2035 |  |  |  | 2016: 582.1416
2016 NPV @ 5.5%, thru 2056 |  |  |  | 2016: 853.4454 |  |  |  | MW Required by 2022 (cap) = | 15 | 33 | 15 | Output: NPV of Transmission Avoided Costs for Selected Project (see note*)
[57 empty] | Selected Project Inputs - Area 1 Portion | Selected Project Inputs - Area 2 Portion | Selected Project Inputs - Area 3 Portion | Area 1 | Area 2 | Area 3 | Total | check
[56 empty] | Project kW = | 0 | 0 | 2560.8
[55 empty] | Capped kW = | 2560.8 | 0 | 0 | 2560.8
[56 empty] | Project Area (1, 2, or 3) = | 1 | 2 | 3
[56 empty] | Proportion of Peak Hours Covered = | 100% | 100% | 100%
[55 empty] | Project COD = | 2017
[55 empty] | Effective kW = | 2560.8 |  |  |  | 0 | 0 | 4122255.2865 | 4122255.2865
[60 empty] | check | check | check
| I/S Year |  | Capital (2015$s) | 2016 | 2017 | 2018 | 2019 | 2020 | 2021 | 2022 | 2023 | 2024 | 2025 | 2026 | 2027 | 2028 | 2029 | 2030 | 2031 | 2032 | 2033 | 2034 | 2035 | 2036 | 2037 | 2038 | 2039 | 2040 | 2041 | 2042 | 2043 | 2044 | 2045 | 2046 | 2047 | 2048 | 2049 | 2050 | 2051 | 2052 | 2053 | 2054 | 2055 | 2056 | 2057 | 2058 | 2059 | 2060 | 2061 | 2062 | 2063 | 2064 |  | MW Required by 2022 | NPV Base $M | Differential NPV $M | Differential NPV $M (adjusted for COD of Selected Project) | Differntial NPV $/MW | NPV of Transmission Avoided Costs for Selected Project
Area I Projects: | [53 empty] | 15
Amagansett Conversion 33 kV | 2017 |  | 8 | 0 | 0.97582 | 0.97582 | 0.97582 | 0.97582 | 0.97582 | 0.97582 | 0.97582 | 0.97582 | 0.97582 | 0.97582 | 0.97582 | 0.97582 | 0.97582 | 0.97582 | 0.97582 | 0.97582 | 0.97582 | 0.97582 | 0.97582 | 0.97582 | 0.97582 | 0.97582 | 0.97582 | 0.97582 | 0.97582 | 0.97582 | 0.97582 | 0.97582 | 0.97582 | 0.97582 | 0.97582 | 0.97582 | 0.97582 | 0.97582 | 0.97582 | [13 empty] | 35 |  | 14.2354
East Hampton Conversion 33 kV | 2017 |  | 3.2 | 0 | 0.39033 | 0.39033 | 0.39033 | 0.39033 | 0.39033 | 0.39033 | 0.39033 | 0.39033 | 0.39033 | 0.39033 | 0.39033 | 0.39033 | 0.39033 | 0.39033 | 0.39033 | 0.39033 | 0.39033 | 0.39033 | 0.39033 | 0.39033 | 0.39033 | 0.39033 | 0.39033 | 0.39033 | 0.39033 | 0.39033 | 0.39033 | 0.39033 | 0.39033 | 0.39033 | 0.39033 | 0.39033 | 0.39033 | 0.39033 | 0.39033 | [13 empty] | 35 |  | 5.6942
Buell Conversion 33 kV | 2017 |  | 3.7 | 0 | 0.45131 | 0.45131 | 0.45131 | 0.45131 | 0.45131 | 0.45131 | 0.45131 | 0.45131 | 0.45131 | 0.45131 | 0.45131 | 0.45131 | 0.45131 | 0.45131 | 0.45131 | 0.45131 | 0.45131 | 0.45131 | 0.45131 | 0.45131 | 0.45131 | 0.45131 | 0.45131 | 0.45131 | 0.45131 | 0.45131 | 0.45131 | 0.45131 | 0.45131 | 0.45131 | 0.45131 | 0.45131 | 0.45131 | 0.45131 | 0.45131 | [13 empty] | 35 |  | 6.5839
Hither Hills Conversion to 33 kV | 2018 |  | 4.8 | 0 | 0 | 0.60305 | 0.60305 | 0.60305 | 0.60305 | 0.60305 | 0.60305 | 0.60305 | 0.60305 | 0.60305 | 0.60305 | 0.60305 | 0.60305 | 0.60305 | 0.60305 | 0.60305 | 0.60305 | 0.60305 | 0.60305 | 0.60305 | 0.60305 | 0.60305 | 0.60305 | 0.60305 | 0.60305 | 0.60305 | 0.60305 | 0.60305 | 0.60305 | 0.60305 | 0.60305 | 0.60305 | 0.60305 | 0.60305 | 0.60305 | 0.60305 | [12 empty] | 35 |  | 8.3388
Culloden Pt Conversion to 33 kV | 2019 |  | 2.8 | 0 | 0 | 0 | 0.36233 | 0.36233 | 0.36233 | 0.36233 | 0.36233 | 0.36233 | 0.36233 | 0.36233 | 0.36233 | 0.36233 | 0.36233 | 0.36233 | 0.36233 | 0.36233 | 0.36233 | 0.36233 | 0.36233 | 0.36233 | 0.36233 | 0.36233 | 0.36233 | 0.36233 | 0.36233 | 0.36233 | 0.36233 | 0.36233 | 0.36233 | 0.36233 | 0.36233 | 0.36233 | 0.36233 | 0.36233 | 0.36233 | 0.36233 | 0.36233 | [11 empty] | 35 |  | 4.7491
No Deferral |  |  | 22.5 |  | 1.8175 | 2.4205 | 2.7828 | 2.7828 | 2.7828 | 2.7828 | 2.7828 | 2.7828 | 2.7828 | 2.7828 | 2.7828 | 2.7828 | 2.7828 | 2.7828 | 2.7828 | 2.7828 | 2.7828 | 2.7828 | 2.7828 | 2.7828 | 2.7828 | 2.7828 | 2.7828 | 2.7828 | 2.7828 | 2.7828 | 2.7828 | 2.7828 | 2.7828 | 2.7828 | 2.7828 | 2.7828 | 2.7828 | 2.7828 | 2.7828 | 0.96539 | 0.36233 | 0 | 0 | 0 | [10 empty] | 39.6013
Amagansett Conversion 33 kV | 2030 |  | 8 | [14 empty] | 1.433 | 1.433 | 1.433 | 1.433 | 1.433 | 1.433 | 1.433 | 1.433 | 1.433 | 1.433 | 1.433 | 1.433 | 1.433 | 1.433 | 1.433 | 1.433 | 1.433 | 1.433 | 1.433 | 1.433 | 1.433 | 1.433 | 1.433 | 1.433 | 1.433 | 1.433 | 1.433 | 1.433 | 1.433 | 1.433 | 1.433 | 1.433 | 1.433 | 1.433 | 1.433 | 35 |  | 10.4225 | 3.8129 | 3.8129 | 254193.5784 | 650938.9156
East Hampton Conversion 33 kV | 2030 |  | 3.2 | [14 empty] | 0.57321 | 0.57321 | 0.57321 | 0.57321 | 0.57321 | 0.57321 | 0.57321 | 0.57321 | 0.57321 | 0.57321 | 0.57321 | 0.57321 | 0.57321 | 0.57321 | 0.57321 | 0.57321 | 0.57321 | 0.57321 | 0.57321 | 0.57321 | 0.57321 | 0.57321 | 0.57321 | 0.57321 | 0.57321 | 0.57321 | 0.57321 | 0.57321 | 0.57321 | 0.57321 | 0.57321 | 0.57321 | 0.57321 | 0.57321 | 0.57321 | 35 |  | 4.169 | 1.5252 | 1.5252 | 101677.4314 | 260375.5662
Buell Conversion 33 kV | 2030 |  | 3.7 | [14 empty] | 0.66277 | 0.66277 | 0.66277 | 0.66277 | 0.66277 | 0.66277 | 0.66277 | 0.66277 | 0.66277 | 0.66277 | 0.66277 | 0.66277 | 0.66277 | 0.66277 | 0.66277 | 0.66277 | 0.66277 | 0.66277 | 0.66277 | 0.66277 | 0.66277 | 0.66277 | 0.66277 | 0.66277 | 0.66277 | 0.66277 | 0.66277 | 0.66277 | 0.66277 | 0.66277 | 0.66277 | 0.66277 | 0.66277 | 0.66277 | 0.66277 | 35 |  | 4.8204 | 1.7635 | 1.7635 | 117564.53 | 301059.2485
Hither Hills Conversion to 33 kV | 2030 |  | 4.8 | [14 empty] | 0.85981 | 0.85981 | 0.85981 | 0.85981 | 0.85981 | 0.85981 | 0.85981 | 0.85981 | 0.85981 | 0.85981 | 0.85981 | 0.85981 | 0.85981 | 0.85981 | 0.85981 | 0.85981 | 0.85981 | 0.85981 | 0.85981 | 0.85981 | 0.85981 | 0.85981 | 0.85981 | 0.85981 | 0.85981 | 0.85981 | 0.85981 | 0.85981 | 0.85981 | 0.85981 | 0.85981 | 0.85981 | 0.85981 | 0.85981 | 0.85981 | 35 |  | 6.2535 | 2.0853 | 2.0853 | 139022.8879 | 356009.8114
Culloden Pt Conversion to 33 kV | 2030 |  | 2.8 | [14 empty] | 0.50156 | 0.50156 | 0.50156 | 0.50156 | 0.50156 | 0.50156 | 0.50156 | 0.50156 | 0.50156 | 0.50156 | 0.50156 | 0.50156 | 0.50156 | 0.50156 | 0.50156 | 0.50156 | 0.50156 | 0.50156 | 0.50156 | 0.50156 | 0.50156 | 0.50156 | 0.50156 | 0.50156 | 0.50156 | 0.50156 | 0.50156 | 0.50156 | 0.50156 | 0.50156 | 0.50156 | 0.50156 | 0.50156 | 0.50156 | 0.50156 | 35 |  | 3.6479 | 1.1012 | 1.1012 | 73412.135 | 187993.7953
Deferral to Indicated Year |  |  | 22.5 | [6 empty] | 0 | 0 | 0 | 0 | 0 | 0 | 0 | 0 | 4.0304 | 4.0304 | 4.0304 | 4.0304 | 4.0304 | 4.0304 | 4.0304 | 4.0304 | 4.0304 | 4.0304 | 4.0304 | 4.0304 | 4.0304 | 4.0304 | 4.0304 | 4.0304 | 4.0304 | 4.0304 | 4.0304 | 4.0304 | 4.0304 | 4.0304 | 4.0304 | 4.0304 | 4.0304 | 4.0304 | 4.0304 | 4.0304 | 4.0304 | 4.0304 | 4.0304 | 4.0304 | 4.0304 | 4.0304 | 4.0304 | 35 |  | 29.3132 | 10.2881 | 10.2881 | 685870.5627 | 1756377.337 | =Area I Portion
[59 empty] | 6271703.6587 | =Area I+II+III Portions
Annual Avoided Costs for Deferral to Indicated Year:
Amagansett Conversion 33 kV | 2030 |  |  | 0 | 0.97582 | 0.97582 | 0.97582 | 0.97582 | 0.97582 | 0.97582 | 0.97582 | 0.97582 | 0.97582 | 0.97582 | 0.97582 | 0.97582 | 0.97582 | -0.4572 | -0.4572 | -0.4572 | -0.4572 | -0.4572 | -0.4572 | -0.4572 | -0.4572 | -0.4572 | -0.4572 | -0.4572 | -0.4572 | -0.4572 | -0.4572 | -0.4572 | -0.4572 | -0.4572 | -0.4572 | -0.4572 | -0.4572 | -0.4572 | -0.4572 | -1.433 | -1.433 | -1.433 | -1.433 | -1.433 | -1.433 | -1.433 | -1.433 | -1.433 | -1.433 | -1.433 | -1.433 | -1.433 | 35 |  |  | 3.8129
East Hampton Conversion 33 kV | 2030 |  |  | 0 | 0.39033 | 0.39033 | 0.39033 | 0.39033 | 0.39033 | 0.39033 | 0.39033 | 0.39033 | 0.39033 | 0.39033 | 0.39033 | 0.39033 | 0.39033 | -0.18288 | -0.18288 | -0.18288 | -0.18288 | -0.18288 | -0.18288 | -0.18288 | -0.18288 | -0.18288 | -0.18288 | -0.18288 | -0.18288 | -0.18288 | -0.18288 | -0.18288 | -0.18288 | -0.18288 | -0.18288 | -0.18288 | -0.18288 | -0.18288 | -0.18288 | -0.57321 | -0.57321 | -0.57321 | -0.57321 | -0.57321 | -0.57321 | -0.57321 | -0.57321 | -0.57321 | -0.57321 | -0.57321 | -0.57321 | -0.57321 | 35 |  |  | 1.5252
Buell Conversion 33 kV | 2030 |  |  | 0 | 0.45131 | 0.45131 | 0.45131 | 0.45131 | 0.45131 | 0.45131 | 0.45131 | 0.45131 | 0.45131 | 0.45131 | 0.45131 | 0.45131 | 0.45131 | -0.21146 | -0.21146 | -0.21146 | -0.21146 | -0.21146 | -0.21146 | -0.21146 | -0.21146 | -0.21146 | -0.21146 | -0.21146 | -0.21146 | -0.21146 | -0.21146 | -0.21146 | -0.21146 | -0.21146 | -0.21146 | -0.21146 | -0.21146 | -0.21146 | -0.21146 | -0.66277 | -0.66277 | -0.66277 | -0.66277 | -0.66277 | -0.66277 | -0.66277 | -0.66277 | -0.66277 | -0.66277 | -0.66277 | -0.66277 | -0.66277 | 35 |  |  | 1.7635
Hither Hills Conversion to 33 kV | 2030 |  |  | 0 | 0 | 0.60305 | 0.60305 | 0.60305 | 0.60305 | 0.60305 | 0.60305 | 0.60305 | 0.60305 | 0.60305 | 0.60305 | 0.60305 | 0.60305 | -0.25676 | -0.25676 | -0.25676 | -0.25676 | -0.25676 | -0.25676 | -0.25676 | -0.25676 | -0.25676 | -0.25676 | -0.25676 | -0.25676 | -0.25676 | -0.25676 | -0.25676 | -0.25676 | -0.25676 | -0.25676 | -0.25676 | -0.25676 | -0.25676 | -0.25676 | -0.25676 | -0.85981 | -0.85981 | -0.85981 | -0.85981 | -0.85981 | -0.85981 | -0.85981 | -0.85981 | -0.85981 | -0.85981 | -0.85981 | -0.85981 | 35 |  |  | 2.0853
Culloden Pt Conversion to 33 kV | 2030 |  |  | 0 | 0 | 0 | 0.36233 | 0.36233 | 0.36233 | 0.36233 | 0.36233 | 0.36233 | 0.36233 | 0.36233 | 0.36233 | 0.36233 | 0.36233 | -0.13922 | -0.13922 | -0.13922 | -0.13922 | -0.13922 | -0.13922 | -0.13922 | -0.13922 | -0.13922 | -0.13922 | -0.13922 | -0.13922 | -0.13922 | -0.13922 | -0.13922 | -0.13922 | -0.13922 | -0.13922 | -0.13922 | -0.13922 | -0.13922 | -0.13922 | -0.13922 | -0.13922 | -0.50156 | -0.50156 | -0.50156 | -0.50156 | -0.50156 | -0.50156 | -0.50156 | -0.50156 | -0.50156 | -0.50156 | -0.50156 | 35 |  |  | 1.1012
Area II Projects: | [53 empty] | 33
Bridgehampton - Buell New 69 kV UG Cable | 2020 |  | 33.2 | 0 | 0 | 0 | 0 | 4.4251 | 4.4251 | 4.4251 | 4.4251 | 4.4251 | 4.4251 | 4.4251 | 4.4251 | 4.4251 | 4.4251 | 4.4251 | 4.4251 | 4.4251 | 4.4251 | 4.4251 | 4.4251 | 4.4251 | 4.4251 | 4.4251 | 4.4251 | 4.4251 | 4.4251 | 4.4251 | 4.4251 | 4.4251 | 4.4251 | 4.4251 | 4.4251 | 4.4251 | 4.4251 | 4.4251 | 4.4251 | 4.4251 | 4.4251 | 4.4251 | [10 empty] | 35 |  | 54.9758
No Deferral |  |  | 33.2 |  | 0 | 0 | 0 | 4.4251 | 4.4251 | 4.4251 | 4.4251 | 4.4251 | 4.4251 | 4.4251 | 4.4251 | 4.4251 | 4.4251 | 4.4251 | 4.4251 | 4.4251 | 4.4251 | 4.4251 | 4.4251 | 4.4251 | 4.4251 | 4.4251 | 4.4251 | 4.4251 | 4.4251 | 4.4251 | 4.4251 | 4.4251 | 4.4251 | 4.4251 | 4.4251 | 4.4251 | 4.4251 | 4.4251 | 4.4251 | 4.4251 | 4.4251 | 4.4251 | [10 empty] | 35 |  | 54.9758
Bridgehampton - Buell New 69 kV UG Cable | 2026 |  | 33.2 | [10 empty] | 5.2839 | 5.2839 | 5.2839 | 5.2839 | 5.2839 | 5.2839 | 5.2839 | 5.2839 | 5.2839 | 5.2839 | 5.2839 | 5.2839 | 5.2839 | 5.2839 | 5.2839 | 5.2839 | 5.2839 | 5.2839 | 5.2839 | 5.2839 | 5.2839 | 5.2839 | 5.2839 | 5.2839 | 5.2839 | 5.2839 | 5.2839 | 5.2839 | 5.2839 | 5.2839 | 5.2839 | 5.2839 | 5.2839 | 5.2839 | 5.2839 |  |  |  |  | 35 |  | 47.608 | 7.3678 | 7.3678 | 153495.4058 | 393071.0352
Deferral to Indicated Year |  |  | 33.2 | [6 empty] | 0 | 0 | 0 | 0 | 5.2839 | 5.2839 | 5.2839 | 5.2839 | 5.2839 | 5.2839 | 5.2839 | 5.2839 | 5.2839 | 5.2839 | 5.2839 | 5.2839 | 5.2839 | 5.2839 | 5.2839 | 5.2839 | 5.2839 | 5.2839 | 5.2839 | 5.2839 | 5.2839 | 5.2839 | 5.2839 | 5.2839 | 5.2839 | 5.2839 | 5.2839 | 5.2839 | 5.2839 | 5.2839 | 5.2839 | 5.2839 | 5.2839 | 5.2839 | 5.2839 |  |  |  |  | 35 |  | 47.608 | 7.3678 | 7.3678 | 153495.4058 | 393071.0352 | =Area II Portion
[59 empty] | 4515326.3217 | =Area II+III Portions
Annual Avoided Costs for Deferral to Indicated Year:
Bridgehampton - Buell New 69 kV UG Cable | 2026 |  |  | 0 | 0 | 0 | 0 | 4.4251 | 4.4251 | 4.4251 | 4.4251 | 4.4251 | 4.4251 | -0.85871 | -0.85871 | -0.85871 | -0.85871 | -0.85871 | -0.85871 | -0.85871 | -0.85871 | -0.85871 | -0.85871 | -0.85871 | -0.85871 | -0.85871 | -0.85871 | -0.85871 | -0.85871 | -0.85871 | -0.85871 | -0.85871 | -0.85871 | -0.85871 | -0.85871 | -0.85871 | -0.85871 | -0.85871 | -0.85871 | -0.85871 | -0.85871 | -0.85871 | -5.2839 | -5.2839 | -5.2839 | -5.2839 | -5.2839 | -5.2839 |  |  |  |  | 35 |  |  | 7.3678
0
Area III Projects: | [52 empty] | 0 | 15
New Canal - Southampton Cable | 2017 |  | 37.6 | 0 | 4.5863 | 4.5863 | 4.5863 | 4.5863 | 4.5863 | 4.5863 | 4.5863 | 4.5863 | 4.5863 | 4.5863 | 4.5863 | 4.5863 | 4.5863 | 4.5863 | 4.5863 | 4.5863 | 4.5863 | 4.5863 | 4.5863 | 4.5863 | 4.5863 | 4.5863 | 4.5863 | 4.5863 | 4.5863 | 4.5863 | 4.5863 | 4.5863 | 4.5863 | 4.5863 | 4.5863 | 4.5863 | 4.5863 | 4.5863 | 4.5863 | [13 empty] | 35 |  | 66.9063
Upgrade Wildwood - Riverhead to 138 kV | 2017 |  | 7.7 | 0 | 0.93922 | 0.93922 | 0.93922 | 0.93922 | 0.93922 | 0.93922 | 0.93922 | 0.93922 | 0.93922 | 0.93922 | 0.93922 | 0.93922 | 0.93922 | 0.93922 | 0.93922 | 0.93922 | 0.93922 | 0.93922 | 0.93922 | 0.93922 | 0.93922 | 0.93922 | 0.93922 | 0.93922 | 0.93922 | 0.93922 | 0.93922 | 0.93922 | 0.93922 | 0.93922 | 0.93922 | 0.93922 | 0.93922 | 0.93922 | 0.93922 | [13 empty] | 35 |  | 13.7016
Riverhead Canal 2nd Line and Bank | 2017 |  | 136.8 | 0 | 16.6864 | 16.6864 | 16.6864 | 16.6864 | 16.6864 | 16.6864 | 16.6864 | 16.6864 | 16.6864 | 16.6864 | 16.6864 | 16.6864 | 16.6864 | 16.6864 | 16.6864 | 16.6864 | 16.6864 | 16.6864 | 16.6864 | 16.6864 | 16.6864 | 16.6864 | 16.6864 | 16.6864 | 16.6864 | 16.6864 | 16.6864 | 16.6864 | 16.6864 | 16.6864 | 16.6864 | 16.6864 | 16.6864 | 16.6864 | 16.6864 | [13 empty] | 35 |  | 243.4251
Canal - Wainscott New 138 kV UG Cable | 2022 |  | 275.5 | 0 | 0 | 0 | 0 | 0 | 0 | 38.957 | 38.957 | 38.957 | 38.957 | 38.957 | 38.957 | 38.957 | 38.957 | 38.957 | 38.957 | 38.957 | 38.957 | 38.957 | 38.957 | 38.957 | 38.957 | 38.957 | 38.957 | 38.957 | 38.957 | 38.957 | 38.957 | 38.957 | 38.957 | 38.957 | 38.957 | 38.957 | 38.957 | 38.957 | 38.957 | 38.957 | 38.957 | 38.957 | 38.957 | 38.957 | [8 empty] | 35 |  | 434.8353
No Deferral |  |  | 457.6 |  | 22.212 | 22.212 | 22.212 | 22.212 | 22.212 | 61.169 | 61.169 | 61.169 | 61.169 | 61.169 | 61.169 | 61.169 | 61.169 | 61.169 | 61.169 | 61.169 | 61.169 | 61.169 | 61.169 | 61.169 | 61.169 | 61.169 | 61.169 | 61.169 | 61.169 | 61.169 | 61.169 | 61.169 | 61.169 | 61.169 | 61.169 | 61.169 | 61.169 | 61.169 | 61.169 | 38.957 | 38.957 | 38.957 | 38.957 | 38.957 | [10 empty] | 758.8683
New Canal - Southampton Cable | 2023 |  | 37.6 | [7 empty] | 5.4763 | 5.4763 | 5.4763 | 5.4763 | 5.4763 | 5.4763 | 5.4763 | 5.4763 | 5.4763 | 5.4763 | 5.4763 | 5.4763 | 5.4763 | 5.4763 | 5.4763 | 5.4763 | 5.4763 | 5.4763 | 5.4763 | 5.4763 | 5.4763 | 5.4763 | 5.4763 | 5.4763 | 5.4763 | 5.4763 | 5.4763 | 5.4763 | 5.4763 | 5.4763 | 5.4763 | 5.4763 | 5.4763 | 5.4763 | 5.4763 | [7 empty] | 35 |  | 57.9396 | 8.9667 | 8.9667 | 142328.3896 | 364474.54
Upgrade Wildwood - Riverhead to 138 kV | 2022 |  | 7.7 | [6 empty] | 1.0888 | 1.0888 | 1.0888 | 1.0888 | 1.0888 | 1.0888 | 1.0888 | 1.0888 | 1.0888 | 1.0888 | 1.0888 | 1.0888 | 1.0888 | 1.0888 | 1.0888 | 1.0888 | 1.0888 | 1.0888 | 1.0888 | 1.0888 | 1.0888 | 1.0888 | 1.0888 | 1.0888 | 1.0888 | 1.0888 | 1.0888 | 1.0888 | 1.0888 | 1.0888 | 1.0888 | 1.0888 | 1.0888 | 1.0888 | 1.0888 | [8 empty] | 35 |  | 12.1533 | 1.5483 | 1.5483 | 24575.725 | 62933.5166
Riverhead Canal 2nd Line and Bank | 2023 |  | 136.8 | [7 empty] | 19.9245 | 19.9245 | 19.9245 | 19.9245 | 19.9245 | 19.9245 | 19.9245 | 19.9245 | 19.9245 | 19.9245 | 19.9245 | 19.9245 | 19.9245 | 19.9245 | 19.9245 | 19.9245 | 19.9245 | 19.9245 | 19.9245 | 19.9245 | 19.9245 | 19.9245 | 19.9245 | 19.9245 | 19.9245 | 19.9245 | 19.9245 | 19.9245 | 19.9245 | 19.9245 | 19.9245 | 19.9245 | 19.9245 | 19.9245 | 19.9245 | [7 empty] | 35 |  | 210.8017 | 32.6235 | 32.6235 | 517833.0769 | 1326066.9433
Canal - Wainscott New 138 kV UG Cable | 2028 |  | 275.5 | [12 empty] | 46.5167 | 46.5167 | 46.5167 | 46.5167 | 46.5167 | 46.5167 | 46.5167 | 46.5167 | 46.5167 | 46.5167 | 46.5167 | 46.5167 | 46.5167 | 46.5167 | 46.5167 | 46.5167 | 46.5167 | 46.5167 | 46.5167 | 46.5167 | 46.5167 | 46.5167 | 46.5167 | 46.5167 | 46.5167 | 46.5167 | 46.5167 | 46.5167 | 46.5167 | 46.5167 | 46.5167 | 46.5167 | 46.5167 | 46.5167 | 46.5167 |  |  | 35 |  | 376.5593 | 58.276 | 58.276 | 925015.732 | 2368780.2865
Deferral to Indicated Year |  |  | 457.6 | [6 empty] | 1.0888 | 26.4896 | 26.4896 | 26.4896 | 26.4896 | 26.4896 | 73.0063 | 73.0063 | 73.0063 | 73.0063 | 73.0063 | 73.0063 | 73.0063 | 73.0063 | 73.0063 | 73.0063 | 73.0063 | 73.0063 | 73.0063 | 73.0063 | 73.0063 | 73.0063 | 73.0063 | 73.0063 | 73.0063 | 73.0063 | 73.0063 | 73.0063 | 73.0063 | 73.0063 | 73.0063 | 73.0063 | 73.0063 | 73.0063 | 73.0063 | 71.9175 | 46.5167 | 46.5167 | 46.5167 | 46.5167 | 46.5167 |  |  | 41 |  | 657.4539 | 101.4144 | 101.4144 | 1609752.9235 | 4122255.2865 | =Area III Portion
[59 empty] | 4122255.2865 | =Area III Portion
Annual Avoided Costs for Deferral to Indicated Year:
New Canal - Southampton Cable | 2023 |  |  | 0 | 4.5863 | 4.5863 | 4.5863 | 4.5863 | 4.5863 | 4.5863 | -0.88999 | -0.88999 | -0.88999 | -0.88999 | -0.88999 | -0.88999 | -0.88999 | -0.88999 | -0.88999 | -0.88999 | -0.88999 | -0.88999 | -0.88999 | -0.88999 | -0.88999 | -0.88999 | -0.88999 | -0.88999 | -0.88999 | -0.88999 | -0.88999 | -0.88999 | -0.88999 | -0.88999 | -0.88999 | -0.88999 | -0.88999 | -0.88999 | -0.88999 | -5.4763 | -5.4763 | -5.4763 | -5.4763 | -5.4763 | -5.4763 | 0 | 0 | 0 | 0 | 0 |  |  | 35 |  |  | 8.9667
Upgrade Wildwood - Riverhead to 138 kV | 2022 |  |  | 0 | 0.93922 | 0.93922 | 0.93922 | 0.93922 | 0.93922 | -0.14959 | -0.14959 | -0.14959 | -0.14959 | -0.14959 | -0.14959 | -0.14959 | -0.14959 | -0.14959 | -0.14959 | -0.14959 | -0.14959 | -0.14959 | -0.14959 | -0.14959 | -0.14959 | -0.14959 | -0.14959 | -0.14959 | -0.14959 | -0.14959 | -0.14959 | -0.14959 | -0.14959 | -0.14959 | -0.14959 | -0.14959 | -0.14959 | -0.14959 | -0.14959 | -1.0888 | -1.0888 | -1.0888 | -1.0888 | -1.0888 | 0 | 0 | 0 | 0 | 0 | 0 |  |  | 35 |  |  | 1.5483
Riverhead Canal 2nd Line and Bank | 2023 |  |  | 0 | 16.6864 | 16.6864 | 16.6864 | 16.6864 | 16.6864 | 16.6864 | -3.238 | -3.238 | -3.238 | -3.238 | -3.238 | -3.238 | -3.238 | -3.238 | -3.238 | -3.238 | -3.238 | -3.238 | -3.238 | -3.238 | -3.238 | -3.238 | -3.238 | -3.238 | -3.238 | -3.238 | -3.238 | -3.238 | -3.238 | -3.238 | -3.238 | -3.238 | -3.238 | -3.238 | -3.238 | -19.9245 | -19.9245 | -19.9245 | -19.9245 | -19.9245 | -19.9245 | 0 | 0 | 0 | 0 | 0 |  |  | 35 |  |  | 32.6235
Canal - Wainscott New 138 kV UG Cable | 2028 |  |  | 0 | 0 | 0 | 0 | 0 | 0 | 38.957 | 38.957 | 38.957 | 38.957 | 38.957 | 38.957 | -7.5597 | -7.5597 | -7.5597 | -7.5597 | -7.5597 | -7.5597 | -7.5597 | -7.5597 | -7.5597 | -7.5597 | -7.5597 | -7.5597 | -7.5597 | -7.5597 | -7.5597 | -7.5597 | -7.5597 | -7.5597 | -7.5597 | -7.5597 | -7.5597 | -7.5597 | -7.5597 | -7.5597 | -7.5597 | -7.5597 | -7.5597 | -7.5597 | -7.5597 | -46.5167 | -46.5167 | -46.5167 | -46.5167 | -46.5167 | -46.5167 | [5 empty] | 58.276
Total - All Areas (No Deferrals,$Millions) |  |  | 513.3 |  | 24.0294 | 24.6325 | 24.9948 | 29.42 | 29.42 | 68.377 | 68.377 | 68.377 | 68.377 | 68.377 | 68.377 | 68.377 | 68.377 | 68.377 | 68.377 | 68.377 | 68.377 | 68.377 | 68.377 | 68.377 | 68.377 | 68.377 | 68.377 | 68.377 | 68.377 | 68.377 | 68.377 | 68.377 | 68.377 | 68.377 | 68.377 | 68.377 | 68.377 | 68.377 | 68.377 | 44.3475 | 43.7445 | 43.3821 | 38.957 | 38.957 | 0 | 0 | 0 | 0 | 0 | 0 | 0 | 0 |  | 63 | 853.4454 | 119.0703 | = max. total avoided cost in portfolio
Annual Avoided Costs for Deferrals - Area 1 Proposal: (see note*) | Deferral Year |  |  | 2016 | 2017 | 2018 | 2019 | 2020 | 2021 | 2022 | 2023 | 2024 | 2025 | 2026 | 2027 | 2028 | 2029 | 2030 | 2031 | 2032 | 2033 | 2034 | 2035 | 2036 | 2037 | 2038 | 2039 | 2040 | 2041 | 2042 | 2043 | 2044 | 2045 | 2046 | 2047 | 2048 | 2049 | 2050 | 2051 | 2052 | 2053 | 2054 | 2055 | 2056 | 2057 | 2058 | 2059 | 2060 | 2061 | 2062 | 2063 | 2064 |  |  | Differential NPV $M |  | Differential NPV $M (adjusted for COD of Selected Project) | Differntial NPV $/MW | NPV of Transmission Avoided Costs for Selected Project
Area I Projects:
Amagansett Conversion 33 kV | 2030 |  |  | 0 | 0.97582 | 0.97582 | 0.97582 | 0.97582 | 0.97582 | 0.97582 | 0.97582 | 0.97582 | 0.97582 | 0.97582 | 0.97582 | 0.97582 | 0.97582 | -0.4572 | -0.4572 | -0.4572 | -0.4572 | -0.4572 | -0.4572 | -0.4572 | -0.4572 | -0.4572 | -0.4572 | -0.4572 | -0.4572 | -0.4572 | -0.4572 | -0.4572 | -0.4572 | -0.4572 | -0.4572 | -0.4572 | -0.4572 | -0.4572 | -0.4572 | -1.433 | -1.433 | -1.433 | -1.433 | -1.433 | -1.433 | -1.433 | -1.433 | -1.433 | -1.433 | -1.433 | -1.433 | -1.433 |  |  | 3.8129 |  | 3.8129 | 254193.5784 | 0
East Hampton Conversion 33 kV | 2030 |  |  | 0 | 0.39033 | 0.39033 | 0.39033 | 0.39033 | 0.39033 | 0.39033 | 0.39033 | 0.39033 | 0.39033 | 0.39033 | 0.39033 | 0.39033 | 0.39033 | -0.18288 | -0.18288 | -0.18288 | -0.18288 | -0.18288 | -0.18288 | -0.18288 | -0.18288 | -0.18288 | -0.18288 | -0.18288 | -0.18288 | -0.18288 | -0.18288 | -0.18288 | -0.18288 | -0.18288 | -0.18288 | -0.18288 | -0.18288 | -0.18288 | -0.18288 | -0.57321 | -0.57321 | -0.57321 | -0.57321 | -0.57321 | -0.57321 | -0.57321 | -0.57321 | -0.57321 | -0.57321 | -0.57321 | -0.57321 | -0.57321 |  |  | 1.5252 |  | 1.5252 | 101677.4314 | 0
Buell Conversion 33 kV | 2030 |  |  | 0 | 0.45131 | 0.45131 | 0.45131 | 0.45131 | 0.45131 | 0.45131 | 0.45131 | 0.45131 | 0.45131 | 0.45131 | 0.45131 | 0.45131 | 0.45131 | -0.21146 | -0.21146 | -0.21146 | -0.21146 | -0.21146 | -0.21146 | -0.21146 | -0.21146 | -0.21146 | -0.21146 | -0.21146 | -0.21146 | -0.21146 | -0.21146 | -0.21146 | -0.21146 | -0.21146 | -0.21146 | -0.21146 | -0.21146 | -0.21146 | -0.21146 | -0.66277 | -0.66277 | -0.66277 | -0.66277 | -0.66277 | -0.66277 | -0.66277 | -0.66277 | -0.66277 | -0.66277 | -0.66277 | -0.66277 | -0.66277 |  |  | 1.7635 |  | 1.7635 | 117564.53 | 0
Hither Hills Conversion to 33 kV | 2030 |  |  | 0 | 0 | 0.60305 | 0.60305 | 0.60305 | 0.60305 | 0.60305 | 0.60305 | 0.60305 | 0.60305 | 0.60305 | 0.60305 | 0.60305 | 0.60305 | -0.25676 | -0.25676 | -0.25676 | -0.25676 | -0.25676 | -0.25676 | -0.25676 | -0.25676 | -0.25676 | -0.25676 | -0.25676 | -0.25676 | -0.25676 | -0.25676 | -0.25676 | -0.25676 | -0.25676 | -0.25676 | -0.25676 | -0.25676 | -0.25676 | -0.25676 | -0.25676 | -0.85981 | -0.85981 | -0.85981 | -0.85981 | -0.85981 | -0.85981 | -0.85981 | -0.85981 | -0.85981 | -0.85981 | -0.85981 | -0.85981 |  |  | 2.0853 |  | 2.0853 | 139022.8879 | 0
Culloden Pt Conversion to 33 kV | 2030 |  |  | 0 | 0 | 0 | 0.36233 | 0.36233 | 0.36233 | 0.36233 | 0.36233 | 0.36233 | 0.36233 | 0.36233 | 0.36233 | 0.36233 | 0.36233 | -0.13922 | -0.13922 | -0.13922 | -0.13922 | -0.13922 | -0.13922 | -0.13922 | -0.13922 | -0.13922 | -0.13922 | -0.13922 | -0.13922 | -0.13922 | -0.13922 | -0.13922 | -0.13922 | -0.13922 | -0.13922 | -0.13922 | -0.13922 | -0.13922 | -0.13922 | -0.13922 | -0.13922 | -0.50156 | -0.50156 | -0.50156 | -0.50156 | -0.50156 | -0.50156 | -0.50156 | -0.50156 | -0.50156 | -0.50156 | -0.50156 |  |  | 1.1012 |  | 1.1012 | 73412.135 | 0
[59 empty] | 0 | =Area I Portion
Area II Projects: | [58 empty] | 0 | =Area I+II+III Portions
Bridgehampton - Buell New 69 kV UG Cable | 2026 |  |  | 0 | 0 | 0 | 0 | 4.4251 | 4.4251 | 4.4251 | 4.4251 | 4.4251 | 4.4251 | -0.85871 | -0.85871 | -0.85871 | -0.85871 | -0.85871 | -0.85871 | -0.85871 | -0.85871 | -0.85871 | -0.85871 | -0.85871 | -0.85871 | -0.85871 | -0.85871 | -0.85871 | -0.85871 | -0.85871 | -0.85871 | -0.85871 | -0.85871 | -0.85871 | -0.85871 | -0.85871 | -0.85871 | -0.85871 | -0.85871 | -0.85871 | -0.85871 | -0.85871 | -5.2839 | -5.2839 | -5.2839 | -5.2839 | -5.2839 | -5.2839 | 0 | 0 | 0 | 0 |  |  | 7.3678 |  | 7.3678 | 153495.4058 | 0
[59 empty] | 0 | =Area II Portion
Area III Projects: | [58 empty] | 0 | =Area II+III Portions
New Canal - Southampton Cable | 2023 |  |  | 0 | 4.5863 | 4.5863 | 4.5863 | 4.5863 | 4.5863 | 4.5863 | -0.88999 | -0.88999 | -0.88999 | -0.88999 | -0.88999 | -0.88999 | -0.88999 | -0.88999 | -0.88999 | -0.88999 | -0.88999 | -0.88999 | -0.88999 | -0.88999 | -0.88999 | -0.88999 | -0.88999 | -0.88999 | -0.88999 | -0.88999 | -0.88999 | -0.88999 | -0.88999 | -0.88999 | -0.88999 | -0.88999 | -0.88999 | -0.88999 | -0.88999 | -5.4763 | -5.4763 | -5.4763 | -5.4763 | -5.4763 | -5.4763 | 0 | 0 | 0 | 0 | 0 | 0 | 0 |  |  | 8.9667 |  | 8.9667 | 142328.3896 | 0
Upgrade Wildwood - Riverhead to 138 kV | 2022 |  |  | 0 | 0.93922 | 0.93922 | 0.93922 | 0.93922 | 0.93922 | -0.14959 | -0.14959 | -0.14959 | -0.14959 | -0.14959 | -0.14959 | -0.14959 | -0.14959 | -0.14959 | -0.14959 | -0.14959 | -0.14959 | -0.14959 | -0.14959 | -0.14959 | -0.14959 | -0.14959 | -0.14959 | -0.14959 | -0.14959 | -0.14959 | -0.14959 | -0.14959 | -0.14959 | -0.14959 | -0.14959 | -0.14959 | -0.14959 | -0.14959 | -0.14959 | -1.0888 | -1.0888 | -1.0888 | -1.0888 | -1.0888 | 0 | 0 | 0 | 0 | 0 | 0 | 0 | 0 |  |  | 1.5483 |  | 1.5483 | 24575.725 | 0
Riverhead Canal 2nd Line and Bank | 2023 |  |  | 0 | 16.6864 | 16.6864 | 16.6864 | 16.6864 | 16.6864 | 16.6864 | -3.238 | -3.238 | -3.238 | -3.238 | -3.238 | -3.238 | -3.238 | -3.238 | -3.238 | -3.238 | -3.238 | -3.238 | -3.238 | -3.238 | -3.238 | -3.238 | -3.238 | -3.238 | -3.238 | -3.238 | -3.238 | -3.238 | -3.238 | -3.238 | -3.238 | -3.238 | -3.238 | -3.238 | -3.238 | -19.9245 | -19.9245 | -19.9245 | -19.9245 | -19.9245 | -19.9245 | 0 | 0 | 0 | 0 | 0 | 0 | 0 |  |  | 32.6235 |  | 32.6235 | 517833.0769 | 0
Canal - Wainscott New 138 kV UG Cable | 2028 |  |  | 0 | 0 | 0 | 0 | 0 | 0 | 38.957 | 38.957 | 38.957 | 38.957 | 38.957 | 38.957 | -7.5597 | -7.5597 | -7.5597 | -7.5597 | -7.5597 | -7.5597 | -7.5597 | -7.5597 | -7.5597 | -7.5597 | -7.5597 | -7.5597 | -7.5597 | -7.5597 | -7.5597 | -7.5597 | -7.5597 | -7.5597 | -7.5597 | -7.5597 | -7.5597 | -7.5597 | -7.5597 | -7.5597 | -7.5597 | -7.5597 | -7.5597 | -7.5597 | -7.5597 | -46.5167 | -46.5167 | -46.5167 | -46.5167 | -46.5167 | -46.5167 | 0 | 0 |  |  | 58.276 |  | 58.276 | 925015.732 | 0
[59 empty] | 0 | =Area III Portion
Total - Area 1 Proposal, $Millions (unadjusted) |  |  |  | 0 | 24.0294 | 24.6325 | 24.9948 | 29.42 | 29.42 | 67.2881 | 41.8873 | 41.8873 | 41.8873 | 36.6035 | 36.6035 | -9.9132 | -9.9132 | -13.9435 | -13.9435 | -13.9435 | -13.9435 | -13.9435 | -13.9435 | -13.9435 | -13.9435 | -13.9435 | -13.9435 | -13.9435 | -13.9435 | -13.9435 | -13.9435 | -13.9435 | -13.9435 | -13.9435 | -13.9435 | -13.9435 | -13.9435 | -13.9435 | -13.9435 | -37.973 | -38.576 | -38.9384 | -43.3635 | -43.3635 | -81.2317 | -55.8309 | -55.8309 | -55.8309 | -50.547 | -50.547 | -4.0304 | -4.0304 |  |  | 119.0703 |  |  | 2449118.892 | 0
$/MW-yr |  |  |  | 0 | 473735.0447 | 513938.6308 | 538094.2855 | 630284.7729 | 630284.7729 | 1231366.793 | 828179.4687 | 828179.4687 | 828179.4687 | 718099.2055 | 718099.2055 | -20260.7179 | -20260.7179 | -288951.502 | -288951.502 | -288951.502 | -288951.502 | -288951.502 | -288951.502 | -288951.502 | -288951.502 | -288951.502 | -288951.502 | -288951.502 | -288951.502 | -288951.502 | -288951.502 | -288951.502 | -288951.502 | -288951.502 | -288951.502 | -288951.502 | -288951.502 | -288951.502 | -288951.502 | -762686.5467 | -802890.1328 | -827045.7875 | -919236.2749 | -919236.2749 | -1520318.295 | -1117130.9707 | -1117130.9707 | -1117130.9707 | -1007050.7076 | -1007050.7076 | -268690.7842 | -268690.7842
$Millions (adjusted) |  |  |  | 0 | 0 | 0 | 0 | 0 | 0 | 0 | 0 | 0 | 0 | 0 | 0 | 0 | 0 | 0 | 0 | 0 | 0 | 0 | 0 | 0 | 0 | 0 | 0 | 0 | 0 | 0 | 0 | 0 | 0 | 0 | 0 | 0 | 0 | 0 | 0 | 0 | 0 | 0 | 0 | 0 | 0 | 0 | 0 | 0 | 0 | 0 | 0 | 0 |  |  | 0
Annual Avoided Costs for Deferrals - Area 2 Proposal: (see note*) | Deferral Year |  |  | 2016 | 2017 | 2018 | 2019 | 2020 | 2021 | 2022 | 2023 | 2024 | 2025 | 2026 | 2027 | 2028 | 2029 | 2030 | 2031 | 2032 | 2033 | 2034 | 2035 | 2036 | 2037 | 2038 | 2039 | 2040 | 2041 | 2042 | 2043 | 2044 | 2045 | 2046 | 2047 | 2048 | 2049 | 2050 | 2051 | 2052 | 2053 | 2054 | 2055 | 2056 | 2057 | 2058 | 2059 | 2060 | 2061 | 2062 | 2063 | 2064 |  |  | Differential NPV $M |  | Differential NPV $M (adjusted for COD of Selected Project) | Differntial NPV $/MW | NPV of Transmission Avoided Costs for Selected Project
Area I Projects:
Amagansett Conversion 33 kV | 2030 |  |  | 0 | 0 | 0 | 0 | 0 | 0 | 0 | 0 | 0 | 0 | 0 | 0 | 0 | 0 | 0 | 0 | 0 | 0 | 0 | 0 | 0 | 0 | 0 | 0 | 0 | 0 | 0 | 0 | 0 | 0 | 0 | 0 | 0 | 0 | 0 | 0 | 0 | 0 | 0 | 0 | 0 | 0 | 0 | 0 | 0 | 0 | 0 | 0 | 0 |  |  | 0 |  | 0 | 0 | 0
East Hampton Conversion 33 kV | 2030 |  |  | 0 | 0 | 0 | 0 | 0 | 0 | 0 | 0 | 0 | 0 | 0 | 0 | 0 | 0 | 0 | 0 | 0 | 0 | 0 | 0 | 0 | 0 | 0 | 0 | 0 | 0 | 0 | 0 | 0 | 0 | 0 | 0 | 0 | 0 | 0 | 0 | 0 | 0 | 0 | 0 | 0 | 0 | 0 | 0 | 0 | 0 | 0 | 0 | 0 |  |  | 0 |  | 0 | 0 | 0
Buell Conversion 33 kV | 2030 |  |  | 0 | 0 | 0 | 0 | 0 | 0 | 0 | 0 | 0 | 0 | 0 | 0 | 0 | 0 | 0 | 0 | 0 | 0 | 0 | 0 | 0 | 0 | 0 | 0 | 0 | 0 | 0 | 0 | 0 | 0 | 0 | 0 | 0 | 0 | 0 | 0 | 0 | 0 | 0 | 0 | 0 | 0 | 0 | 0 | 0 | 0 | 0 | 0 | 0 |  |  | 0 |  | 0 | 0 | 0
Hither Hills Conversion to 33 kV | 2030 |  |  | 0 | 0 | 0 | 0 | 0 | 0 | 0 | 0 | 0 | 0 | 0 | 0 | 0 | 0 | 0 | 0 | 0 | 0 | 0 | 0 | 0 | 0 | 0 | 0 | 0 | 0 | 0 | 0 | 0 | 0 | 0 | 0 | 0 | 0 | 0 | 0 | 0 | 0 | 0 | 0 | 0 | 0 | 0 | 0 | 0 | 0 | 0 | 0 | 0 |  |  | 0 |  | 0 | 0 | 0
Culloden Pt Conversion to 33 kV | 2030 |  |  | 0 | 0 | 0 | 0 | 0 | 0 | 0 | 0 | 0 | 0 | 0 | 0 | 0 | 0 | 0 | 0 | 0 | 0 | 0 | 0 | 0 | 0 | 0 | 0 | 0 | 0 | 0 | 0 | 0 | 0 | 0 | 0 | 0 | 0 | 0 | 0 | 0 | 0 | 0 | 0 | 0 | 0 | 0 | 0 | 0 | 0 | 0 | 0 | 0 |  |  | 0 |  | 0 | 0 | 0
[59 empty] | 0 | =Area I Portion
Area II Projects: | [58 empty] | 0 | =Area I+II+III Portions
Bridgehampton - Buell New 69 kV UG Cable | 2026 |  |  | 0 | 0 | 0 | 0 | 4.4251 | 4.4251 | 4.4251 | 4.4251 | 4.4251 | 4.4251 | -0.85871 | -0.85871 | -0.85871 | -0.85871 | -0.85871 | -0.85871 | -0.85871 | -0.85871 | -0.85871 | -0.85871 | -0.85871 | -0.85871 | -0.85871 | -0.85871 | -0.85871 | -0.85871 | -0.85871 | -0.85871 | -0.85871 | -0.85871 | -0.85871 | -0.85871 | -0.85871 | -0.85871 | -0.85871 | -0.85871 | -0.85871 | -0.85871 | -0.85871 | -5.2839 | -5.2839 | -5.2839 | -5.2839 | -5.2839 | -5.2839 | 0 | 0 | 0 | 0 |  |  | 7.3678 |  | 7.3678 | 153495.4058 | 0
[59 empty] | 0 | =Area II Portion
Area III Projects: | [58 empty] | 0 | =Area II+III Portions
New Canal - Southampton Cable | 2023 |  |  | 0 | 4.5863 | 4.5863 | 4.5863 | 4.5863 | 4.5863 | 4.5863 | -0.88999 | -0.88999 | -0.88999 | -0.88999 | -0.88999 | -0.88999 | -0.88999 | -0.88999 | -0.88999 | -0.88999 | -0.88999 | -0.88999 | -0.88999 | -0.88999 | -0.88999 | -0.88999 | -0.88999 | -0.88999 | -0.88999 | -0.88999 | -0.88999 | -0.88999 | -0.88999 | -0.88999 | -0.88999 | -0.88999 | -0.88999 | -0.88999 | -0.88999 | -5.4763 | -5.4763 | -5.4763 | -5.4763 | -5.4763 | -5.4763 | 0 | 0 | 0 | 0 | 0 | 0 | 0 |  |  | 8.9667 |  | 8.9667 | 142328.3896 | 0
Upgrade Wildwood - Riverhead to 138 kV | 2022 |  |  | 0 | 0.93922 | 0.93922 | 0.93922 | 0.93922 | 0.93922 | -0.14959 | -0.14959 | -0.14959 | -0.14959 | -0.14959 | -0.14959 | -0.14959 | -0.14959 | -0.14959 | -0.14959 | -0.14959 | -0.14959 | -0.14959 | -0.14959 | -0.14959 | -0.14959 | -0.14959 | -0.14959 | -0.14959 | -0.14959 | -0.14959 | -0.14959 | -0.14959 | -0.14959 | -0.14959 | -0.14959 | -0.14959 | -0.14959 | -0.14959 | -0.14959 | -1.0888 | -1.0888 | -1.0888 | -1.0888 | -1.0888 | 0 | 0 | 0 | 0 | 0 | 0 | 0 | 0 |  |  | 1.5483 |  | 1.5483 | 24575.725 | 0
Riverhead Canal 2nd Line and Bank | 2023 |  |  | 0 | 16.6864 | 16.6864 | 16.6864 | 16.6864 | 16.6864 | 16.6864 | -3.238 | -3.238 | -3.238 | -3.238 | -3.238 | -3.238 | -3.238 | -3.238 | -3.238 | -3.238 | -3.238 | -3.238 | -3.238 | -3.238 | -3.238 | -3.238 | -3.238 | -3.238 | -3.238 | -3.238 | -3.238 | -3.238 | -3.238 | -3.238 | -3.238 | -3.238 | -3.238 | -3.238 | -3.238 | -19.9245 | -19.9245 | -19.9245 | -19.9245 | -19.9245 | -19.9245 | 0 | 0 | 0 | 0 | 0 | 0 | 0 |  |  | 32.6235 |  | 32.6235 | 517833.0769 | 0
Canal - Wainscott New 138 kV UG Cable | 2028 |  |  | 0 | 0 | 0 | 0 | 0 | 0 | 38.957 | 38.957 | 38.957 | 38.957 | 38.957 | 38.957 | -7.5597 | -7.5597 | -7.5597 | -7.5597 | -7.5597 | -7.5597 | -7.5597 | -7.5597 | -7.5597 | -7.5597 | -7.5597 | -7.5597 | -7.5597 | -7.5597 | -7.5597 | -7.5597 | -7.5597 | -7.5597 | -7.5597 | -7.5597 | -7.5597 | -7.5597 | -7.5597 | -7.5597 | -7.5597 | -7.5597 | -7.5597 | -7.5597 | -7.5597 | -46.5167 | -46.5167 | -46.5167 | -46.5167 | -46.5167 | -46.5167 | 0 | 0 |  |  | 58.276 |  | 58.276 | 925015.732 | 0
[59 empty] | 0 | =Area III Portion
Total - Area 2 Proposal, $Millions (unadjusted) |  |  |  | 0 | 22.212 | 22.212 | 22.212 | 26.6371 | 26.6371 | 64.5053 | 39.1045 | 39.1045 | 39.1045 | 33.8207 | 33.8207 | -12.696 | -12.696 | -12.696 | -12.696 | -12.696 | -12.696 | -12.696 | -12.696 | -12.696 | -12.696 | -12.696 | -12.696 | -12.696 | -12.696 | -12.696 | -12.696 | -12.696 | -12.696 | -12.696 | -12.696 | -12.696 | -12.696 | -12.696 | -12.696 | -34.908 | -34.908 | -34.908 | -39.3332 | -39.3332 | -77.2013 | -51.8005 | -51.8005 | -51.8005 | -46.5167 | -46.5167 | 0 | 0 |  |  | 108.7822 |  |  | 1763248.3293 | 0
$/MW-yr |  |  |  | 0 | 352571.3243 | 352571.3243 | 352571.3243 | 444761.8117 | 444761.8117 | 1045843.8318 | 642656.5076 | 642656.5076 | 642656.5076 | 532576.2444 | 532576.2444 | -205783.679 | -205783.679 | -205783.679 | -205783.679 | -205783.679 | -205783.679 | -205783.679 | -205783.679 | -205783.679 | -205783.679 | -205783.679 | -205783.679 | -205783.679 | -205783.679 | -205783.679 | -205783.679 | -205783.679 | -205783.679 | -205783.679 | -205783.679 | -205783.679 | -205783.679 | -205783.679 | -205783.679 | -558355.0033 | -558355.0033 | -558355.0033 | -650545.4907 | -650545.4907 | -1251627.5109 | -848440.1866 | -848440.1866 | -848440.1866 | -738359.9234 | -738359.9234 | 0 | 0
$Millions (adjusted) |  |  |  | 0 | 0 | 0 | 0 | 0 | 0 | 0 | 0 | 0 | 0 | 0 | 0 | 0 | 0 | 0 | 0 | 0 | 0 | 0 | 0 | 0 | 0 | 0 | 0 | 0 | 0 | 0 | 0 | 0 | 0 | 0 | 0 | 0 | 0 | 0 | 0 | 0 | 0 | 0 | 0 | 0 | 0 | 0 | 0 | 0 | 0 | 0 | 0 | 0 |  |  | 0
Annual Avoided Costs for Deferrals - Area 3 Proposal: (see note*) | Deferral Year |  |  | 2016 | 2017 | 2018 | 2019 | 2020 | 2021 | 2022 | 2023 | 2024 | 2025 | 2026 | 2027 | 2028 | 2029 | 2030 | 2031 | 2032 | 2033 | 2034 | 2035 | 2036 | 2037 | 2038 | 2039 | 2040 | 2041 | 2042 | 2043 | 2044 | 2045 | 2046 | 2047 | 2048 | 2049 | 2050 | 2051 | 2052 | 2053 | 2054 | 2055 | 2056 | 2057 | 2058 | 2059 | 2060 | 2061 | 2062 | 2063 | 2064 |  |  | Differential NPV $M |  | Differential NPV $M (adjusted for COD of Selected Project) | Differntial NPV $/MW | NPV of Transmission Avoided Costs for Selected Project
Area I Projects:
Amagansett Conversion 33 kV | 2030 |  |  | 0 | 0 | 0 | 0 | 0 | 0 | 0 | 0 | 0 | 0 | 0 | 0 | 0 | 0 | 0 | 0 | 0 | 0 | 0 | 0 | 0 | 0 | 0 | 0 | 0 | 0 | 0 | 0 | 0 | 0 | 0 | 0 | 0 | 0 | 0 | 0 | 0 | 0 | 0 | 0 | 0 | 0 | 0 | 0 | 0 | 0 | 0 | 0 | 0 |  |  | 0 |  | 0 | 0 | 0
East Hampton Conversion 33 kV | 2030 |  |  | 0 | 0 | 0 | 0 | 0 | 0 | 0 | 0 | 0 | 0 | 0 | 0 | 0 | 0 | 0 | 0 | 0 | 0 | 0 | 0 | 0 | 0 | 0 | 0 | 0 | 0 | 0 | 0 | 0 | 0 | 0 | 0 | 0 | 0 | 0 | 0 | 0 | 0 | 0 | 0 | 0 | 0 | 0 | 0 | 0 | 0 | 0 | 0 | 0 |  |  | 0 |  | 0 | 0 | 0
Buell Conversion 33 kV | 2030 |  |  | 0 | 0 | 0 | 0 | 0 | 0 | 0 | 0 | 0 | 0 | 0 | 0 | 0 | 0 | 0 | 0 | 0 | 0 | 0 | 0 | 0 | 0 | 0 | 0 | 0 | 0 | 0 | 0 | 0 | 0 | 0 | 0 | 0 | 0 | 0 | 0 | 0 | 0 | 0 | 0 | 0 | 0 | 0 | 0 | 0 | 0 | 0 | 0 | 0 |  |  | 0 |  | 0 | 0 | 0
Hither Hills Conversion to 33 kV | 2030 |  |  | 0 | 0 | 0 | 0 | 0 | 0 | 0 | 0 | 0 | 0 | 0 | 0 | 0 | 0 | 0 | 0 | 0 | 0 | 0 | 0 | 0 | 0 | 0 | 0 | 0 | 0 | 0 | 0 | 0 | 0 | 0 | 0 | 0 | 0 | 0 | 0 | 0 | 0 | 0 | 0 | 0 | 0 | 0 | 0 | 0 | 0 | 0 | 0 | 0 |  |  | 0 |  | 0 | 0 | 0
Culloden Pt Conversion to 33 kV | 2030 |  |  | 0 | 0 | 0 | 0 | 0 | 0 | 0 | 0 | 0 | 0 | 0 | 0 | 0 | 0 | 0 | 0 | 0 | 0 | 0 | 0 | 0 | 0 | 0 | 0 | 0 | 0 | 0 | 0 | 0 | 0 | 0 | 0 | 0 | 0 | 0 | 0 | 0 | 0 | 0 | 0 | 0 | 0 | 0 | 0 | 0 | 0 | 0 | 0 | 0 |  |  | 0 |  | 0 | 0 | 0
[59 empty] | 0 | =Area I Portion
Area II Projects: | [58 empty] | 4122255.2865 | =Area I+II+III Portions
Bridgehampton - Buell New 69 kV UG Cable | 2026 |  |  | 0 | 0 | 0 | 0 | 0 | 0 | 0 | 0 | 0 | 0 | 0 | 0 | 0 | 0 | 0 | 0 | 0 | 0 | 0 | 0 | 0 | 0 | 0 | 0 | 0 | 0 | 0 | 0 | 0 | 0 | 0 | 0 | 0 | 0 | 0 | 0 | 0 | 0 | 0 | 0 | 0 | 0 | 0 | 0 | 0 | 0 | 0 | 0 | 0 |  |  | 0 |  | 0 | 0 | 0
[59 empty] | 0 | =Area II Portion
Area III Projects: | [58 empty] | 4122255.2865 | =Area II+III Portions
New Canal - Southampton Cable | 2023 |  |  | 0 | 4.5863 | 4.5863 | 4.5863 | 4.5863 | 4.5863 | 4.5863 | -0.88999 | -0.88999 | -0.88999 | -0.88999 | -0.88999 | -0.88999 | -0.88999 | -0.88999 | -0.88999 | -0.88999 | -0.88999 | -0.88999 | -0.88999 | -0.88999 | -0.88999 | -0.88999 | -0.88999 | -0.88999 | -0.88999 | -0.88999 | -0.88999 | -0.88999 | -0.88999 | -0.88999 | -0.88999 | -0.88999 | -0.88999 | -0.88999 | -0.88999 | -5.4763 | -5.4763 | -5.4763 | -5.4763 | -5.4763 | -5.4763 | 0 | 0 | 0 | 0 | 0 | 0 | 0 |  |  | 8.9667 |  | 8.9667 | 142328.3896 | 364474.54
Upgrade Wildwood - Riverhead to 138 kV | 2022 |  |  | 0 | 0.93922 | 0.93922 | 0.93922 | 0.93922 | 0.93922 | -0.14959 | -0.14959 | -0.14959 | -0.14959 | -0.14959 | -0.14959 | -0.14959 | -0.14959 | -0.14959 | -0.14959 | -0.14959 | -0.14959 | -0.14959 | -0.14959 | -0.14959 | -0.14959 | -0.14959 | -0.14959 | -0.14959 | -0.14959 | -0.14959 | -0.14959 | -0.14959 | -0.14959 | -0.14959 | -0.14959 | -0.14959 | -0.14959 | -0.14959 | -0.14959 | -1.0888 | -1.0888 | -1.0888 | -1.0888 | -1.0888 | 0 | 0 | 0 | 0 | 0 | 0 | 0 | 0 |  |  | 1.5483 |  | 1.5483 | 24575.725 | 62933.5166
Riverhead Canal 2nd Line and Bank | 2023 |  |  | 0 | 16.6864 | 16.6864 | 16.6864 | 16.6864 | 16.6864 | 16.6864 | -3.238 | -3.238 | -3.238 | -3.238 | -3.238 | -3.238 | -3.238 | -3.238 | -3.238 | -3.238 | -3.238 | -3.238 | -3.238 | -3.238 | -3.238 | -3.238 | -3.238 | -3.238 | -3.238 | -3.238 | -3.238 | -3.238 | -3.238 | -3.238 | -3.238 | -3.238 | -3.238 | -3.238 | -3.238 | -19.9245 | -19.9245 | -19.9245 | -19.9245 | -19.9245 | -19.9245 | 0 | 0 | 0 | 0 | 0 | 0 | 0 |  |  | 32.6235 |  | 32.6235 | 517833.0769 | 1326066.9433
Canal - Wainscott New 138 kV UG Cable | 2028 |  |  | 0 | 0 | 0 | 0 | 0 | 0 | 38.957 | 38.957 | 38.957 | 38.957 | 38.957 | 38.957 | -7.5597 | -7.5597 | -7.5597 | -7.5597 | -7.5597 | -7.5597 | -7.5597 | -7.5597 | -7.5597 | -7.5597 | -7.5597 | -7.5597 | -7.5597 | -7.5597 | -7.5597 | -7.5597 | -7.5597 | -7.5597 | -7.5597 | -7.5597 | -7.5597 | -7.5597 | -7.5597 | -7.5597 | -7.5597 | -7.5597 | -7.5597 | -7.5597 | -7.5597 | -46.5167 | -46.5167 | -46.5167 | -46.5167 | -46.5167 | -46.5167 | 0 | 0 |  |  | 58.276 |  | 58.276 | 925015.732 | 2368780.2865
[59 empty] | 4122255.2865 | =Area III Portion
Total - Area 3 Proposal, $Millions (unadjusted) |  |  |  | 0 | 22.212 | 22.212 | 22.212 | 22.212 | 22.212 | 60.0802 | 34.6794 | 34.6794 | 34.6794 | 34.6794 | 34.6794 | -11.8373 | -11.8373 | -11.8373 | -11.8373 | -11.8373 | -11.8373 | -11.8373 | -11.8373 | -11.8373 | -11.8373 | -11.8373 | -11.8373 | -11.8373 | -11.8373 | -11.8373 | -11.8373 | -11.8373 | -11.8373 | -11.8373 | -11.8373 | -11.8373 | -11.8373 | -11.8373 | -11.8373 | -34.0493 | -34.0493 | -34.0493 | -34.0493 | -34.0493 | -71.9175 | -46.5167 | -46.5167 | -46.5167 | -46.5167 | -46.5167 | 0 | 0 |  |  | 101.4144 |  |  | 1609752.9235 | 4122255.2865
$/MW-yr |  |  |  | 0 | 352571.3243 | 352571.3243 | 352571.3243 | 352571.3243 | 352571.3243 | 953653.3444 | 550466.0202 | 550466.0202 | 550466.0202 | 550466.0202 | 550466.0202 | -187893.9032 | -187893.9032 | -187893.9032 | -187893.9032 | -187893.9032 | -187893.9032 | -187893.9032 | -187893.9032 | -187893.9032 | -187893.9032 | -187893.9032 | -187893.9032 | -187893.9032 | -187893.9032 | -187893.9032 | -187893.9032 | -187893.9032 | -187893.9032 | -187893.9032 | -187893.9032 | -187893.9032 | -187893.9032 | -187893.9032 | -187893.9032 | -540465.2275 | -540465.2275 | -540465.2275 | -540465.2275 | -540465.2275 | -1141547.2477 | -738359.9234 | -738359.9234 | -738359.9234 | -738359.9234 | -738359.9234 | 0 | 0
$Millions (adjusted) |  |  |  | 0 | 0.90286 | 0.90286 | 0.90286 | 0.90286 | 0.90286 | 2.4421 | 1.4096 | 1.4096 | 1.4096 | 1.4096 | 1.4096 | -0.48116 | -0.48116 | -0.48116 | -0.48116 | -0.48116 | -0.48116 | -0.48116 | -0.48116 | -0.48116 | -0.48116 | -0.48116 | -0.48116 | -0.48116 | -0.48116 | -0.48116 | -0.48116 | -0.48116 | -0.48116 | -0.48116 | -0.48116 | -0.48116 | -0.48116 | -0.48116 | -0.48116 | -1.384 | -1.384 | -1.384 | -1.384 | -1.384 | -2.9233 | -1.8908 | -1.8908 | -1.8908 | -1.8908 | -1.8908 | 0 | 0 |  |  | 4122.2553
Discount Factor (Relative to 1/1/2016) = |  |  |  | 0.94787 | 0.89845 | 0.85161 | 0.80722 | 0.76513 | 0.72525 | 0.68744 | 0.6516 | 0.61763 | 0.58543 | 0.55491 | 0.52598 | 0.49856 | 0.47257 | 0.44793 | 0.42458 | 0.40245 | 0.38147 | 0.36158 | 0.34273 | 0.32486 | 0.30793 | 0.29187 | 0.27666 | 0.26223 | 0.24856 | 0.2356 | 0.22332 | 0.21168 | 0.20064 | 0.19018 | 0.18027 | 0.17087 | 0.16196 | 0.15352 | 0.14552 | 0.13793 | 0.13074 | 0.12392 | 0.11746 | 0.11134 | 0.10554 | 0.10003 | 0.094818 | 0.089875 | 0.08519 | 0.080748 | 0.076539 | 0.072549
* Note: A positive (+) avoided cost in a given year represents a cost savings relative to not having a transmission project deferral.
Note on BH17: Todd Kantarek: Behind the meter system warrants T&D losses adjustment factor

## PhII (LAN100 AC-2018)
Version |  | Based on PSEGLI file: "East End Utility 2_0_Economics_2014_10_13_r28_Sargent_Lundy.xlsx"
Annual Revenue Requirements (Millions of $s)
1) Reference (Transmission only) Case
Project | I/S Year | Investor | Capital (2015$s) | 2016 | 2017 | 2018 | 2019 | 2020 | 2021 | 2022 | 2023 | 2024 | 2025 | 2026 | 2027 | 2028 | 2029 | 2030 | 2031 | 2032 | 2033 | 2034 | 2035 | 2036 | 2037 | 2038 | 2039 | 2040 | 2041 | 2042 | 2043 | 2044 | 2045 | 2046 | 2047 | 2048 | 2049 | 2050 | 2051 | 2052 | 2053 | 2054 | 2055 | 2056 | 2057 | 2058 | 2059 | 2060 | 2061 | 2062 | 2063 | 2064 |  | NPV |  | Proposal Number = | LAN100
Transmission Reinforcement I | 2017 | PSEGLI | 197 | 0 | 24.0294 | 24.0294 | 24.0294 | 24.0294 | 24.0294 | 24.0294 | 24.0294 | 24.0294 | 24.0294 | 24.0294 | 24.0294 | 24.0294 | 24.0294 | 24.0294 | 24.0294 | 24.0294 | 24.0294 | 24.0294 | 24.0294 | 24.0294 | 24.0294 | 24.0294 | 24.0294 | 24.0294 | 24.0294 | 24.0294 | 24.0294 | 24.0294 | 24.0294 | 24.0294 | 24.0294 | 24.0294 | 24.0294 | 24.0294 | 24.0294 | [13 empty] | 35 | 350.5464 |  | Proposer Name = | Landis + Gyr
Transmission Reinforcement II | 2018 | PSEGLI | 4.8 | 0 | 0 | 0.60305 | 0.60305 | 0.60305 | 0.60305 | 0.60305 | 0.60305 | 0.60305 | 0.60305 | 0.60305 | 0.60305 | 0.60305 | 0.60305 | 0.60305 | 0.60305 | 0.60305 | 0.60305 | 0.60305 | 0.60305 | 0.60305 | 0.60305 | 0.60305 | 0.60305 | 0.60305 | 0.60305 | 0.60305 | 0.60305 | 0.60305 | 0.60305 | 0.60305 | 0.60305 | 0.60305 | 0.60305 | 0.60305 | 0.60305 | 0.60305 | [12 empty] | 35 | 8.3388 |  | Proposal/Project = | South Fork Demand Management Phase I/II
Transmission Reinforcement III | 2019 | PSEGLI | 2.8 | 0 | 0 | 0 | 0.36233 | 0.36233 | 0.36233 | 0.36233 | 0.36233 | 0.36233 | 0.36233 | 0.36233 | 0.36233 | 0.36233 | 0.36233 | 0.36233 | 0.36233 | 0.36233 | 0.36233 | 0.36233 | 0.36233 | 0.36233 | 0.36233 | 0.36233 | 0.36233 | 0.36233 | 0.36233 | 0.36233 | 0.36233 | 0.36233 | 0.36233 | 0.36233 | 0.36233 | 0.36233 | 0.36233 | 0.36233 | 0.36233 | 0.36233 | 0.36233 | [11 empty] | 35 | 4.7491 |  | Option Number = | 1
Transmission Reinforcement IV | 2020 | PSEGLI | 33.2 | 0 | 0 | 0 | 0 | 4.4251 | 4.4251 | 4.4251 | 4.4251 | 4.4251 | 4.4251 | 4.4251 | 4.4251 | 4.4251 | 4.4251 | 4.4251 | 4.4251 | 4.4251 | 4.4251 | 4.4251 | 4.4251 | 4.4251 | 4.4251 | 4.4251 | 4.4251 | 4.4251 | 4.4251 | 4.4251 | 4.4251 | 4.4251 | 4.4251 | 4.4251 | 4.4251 | 4.4251 | 4.4251 | 4.4251 | 4.4251 | 4.4251 | 4.4251 | 4.4251 | [10 empty] | 35 | 54.9758 |  | Location = | All (unspecificed)
Transmission Reinforcement V | 2022 | PSEGLI | 275.5 | 0 | 0 | 0 | 0 | 0 | 0 | 38.957 | 38.957 | 38.957 | 38.957 | 38.957 | 38.957 | 38.957 | 38.957 | 38.957 | 38.957 | 38.957 | 38.957 | 38.957 | 38.957 | 38.957 | 38.957 | 38.957 | 38.957 | 38.957 | 38.957 | 38.957 | 38.957 | 38.957 | 38.957 | 38.957 | 38.957 | 38.957 | 38.957 | 38.957 | 38.957 | 38.957 | 38.957 | 38.957 | 38.957 | 38.957 | [8 empty] | 35 | 434.8353 |  | Technology = | Central A/C Devices
[56 empty] | Interconnection Points = | Behind the Meter
Total |  |  | 513.3 | 0 | 24.0294 | 24.6325 | 24.9948 | 29.42 | 29.42 | 68.377 | 68.377 | 68.377 | 68.377 | 68.377 | 68.377 | 68.377 | 68.377 | 68.377 | 68.377 | 68.377 | 68.377 | 68.377 | 68.377 | 68.377 | 68.377 | 68.377 | 68.377 | 68.377 | 68.377 | 68.377 | 68.377 | 68.377 | 68.377 | 68.377 | 68.377 | 68.377 | 68.377 | 68.377 | 68.377 | 44.3475 | 43.7445 | 43.3821 | 38.957 | 38.957 | 0 | 0 | 0 | 0 | 0 | 0 | 0 | 0 |  | 853.4454 |  | Other = | 1.067
2016 NPV @ 5.5%, thru 2035 |  |  |  | 2016: 582.1416
2016 NPV @ 5.5%, thru 2056 |  |  |  | 2016: 853.4454 |  |  |  | MW Required by 2022 (cap) = | 15 | 33 | 15 | Output: NPV of Transmission Avoided Costs for Selected Project (see note*)
[57 empty] | Selected Project Inputs - Area 1 Portion | Selected Project Inputs - Area 2 Portion | Selected Project Inputs - Area 3 Portion | Area 1 | Area 2 | Area 3 | Total | check
[56 empty] | Project kW = | 0 | 0 | 640.2
[55 empty] | Capped kW = | 640.2 | 0 | 0 | 640.2
[56 empty] | Project Area (1, 2, or 3) = | 1 | 2 | 3
[56 empty] | Proportion of Peak Hours Covered = | 100% | 100% | 100%
[55 empty] | Project COD = | 2018
[55 empty] | Effective kW = | 640.2 |  |  |  | 0 | 0 | 592195.0716 | 592195.0716
[60 empty] | check | check | check
| I/S Year |  | Capital (2015$s) | 2016 | 2017 | 2018 | 2019 | 2020 | 2021 | 2022 | 2023 | 2024 | 2025 | 2026 | 2027 | 2028 | 2029 | 2030 | 2031 | 2032 | 2033 | 2034 | 2035 | 2036 | 2037 | 2038 | 2039 | 2040 | 2041 | 2042 | 2043 | 2044 | 2045 | 2046 | 2047 | 2048 | 2049 | 2050 | 2051 | 2052 | 2053 | 2054 | 2055 | 2056 | 2057 | 2058 | 2059 | 2060 | 2061 | 2062 | 2063 | 2064 |  | MW Required by 2022 | NPV Base $M | Differential NPV $M | Differential NPV $M (adjusted for COD of Selected Project) | Differntial NPV $/MW | NPV of Transmission Avoided Costs for Selected Project
Area I Projects: | [53 empty] | 15
Amagansett Conversion 33 kV | 2017 |  | 8 | 0 | 0.97582 | 0.97582 | 0.97582 | 0.97582 | 0.97582 | 0.97582 | 0.97582 | 0.97582 | 0.97582 | 0.97582 | 0.97582 | 0.97582 | 0.97582 | 0.97582 | 0.97582 | 0.97582 | 0.97582 | 0.97582 | 0.97582 | 0.97582 | 0.97582 | 0.97582 | 0.97582 | 0.97582 | 0.97582 | 0.97582 | 0.97582 | 0.97582 | 0.97582 | 0.97582 | 0.97582 | 0.97582 | 0.97582 | 0.97582 | 0.97582 | [13 empty] | 35 |  | 14.2354
East Hampton Conversion 33 kV | 2017 |  | 3.2 | 0 | 0.39033 | 0.39033 | 0.39033 | 0.39033 | 0.39033 | 0.39033 | 0.39033 | 0.39033 | 0.39033 | 0.39033 | 0.39033 | 0.39033 | 0.39033 | 0.39033 | 0.39033 | 0.39033 | 0.39033 | 0.39033 | 0.39033 | 0.39033 | 0.39033 | 0.39033 | 0.39033 | 0.39033 | 0.39033 | 0.39033 | 0.39033 | 0.39033 | 0.39033 | 0.39033 | 0.39033 | 0.39033 | 0.39033 | 0.39033 | 0.39033 | [13 empty] | 35 |  | 5.6942
Buell Conversion 33 kV | 2017 |  | 3.7 | 0 | 0.45131 | 0.45131 | 0.45131 | 0.45131 | 0.45131 | 0.45131 | 0.45131 | 0.45131 | 0.45131 | 0.45131 | 0.45131 | 0.45131 | 0.45131 | 0.45131 | 0.45131 | 0.45131 | 0.45131 | 0.45131 | 0.45131 | 0.45131 | 0.45131 | 0.45131 | 0.45131 | 0.45131 | 0.45131 | 0.45131 | 0.45131 | 0.45131 | 0.45131 | 0.45131 | 0.45131 | 0.45131 | 0.45131 | 0.45131 | 0.45131 | [13 empty] | 35 |  | 6.5839
Hither Hills Conversion to 33 kV | 2018 |  | 4.8 | 0 | 0 | 0.60305 | 0.60305 | 0.60305 | 0.60305 | 0.60305 | 0.60305 | 0.60305 | 0.60305 | 0.60305 | 0.60305 | 0.60305 | 0.60305 | 0.60305 | 0.60305 | 0.60305 | 0.60305 | 0.60305 | 0.60305 | 0.60305 | 0.60305 | 0.60305 | 0.60305 | 0.60305 | 0.60305 | 0.60305 | 0.60305 | 0.60305 | 0.60305 | 0.60305 | 0.60305 | 0.60305 | 0.60305 | 0.60305 | 0.60305 | 0.60305 | [12 empty] | 35 |  | 8.3388
Culloden Pt Conversion to 33 kV | 2019 |  | 2.8 | 0 | 0 | 0 | 0.36233 | 0.36233 | 0.36233 | 0.36233 | 0.36233 | 0.36233 | 0.36233 | 0.36233 | 0.36233 | 0.36233 | 0.36233 | 0.36233 | 0.36233 | 0.36233 | 0.36233 | 0.36233 | 0.36233 | 0.36233 | 0.36233 | 0.36233 | 0.36233 | 0.36233 | 0.36233 | 0.36233 | 0.36233 | 0.36233 | 0.36233 | 0.36233 | 0.36233 | 0.36233 | 0.36233 | 0.36233 | 0.36233 | 0.36233 | 0.36233 | [11 empty] | 35 |  | 4.7491
No Deferral |  |  | 22.5 |  | 1.8175 | 2.4205 | 2.7828 | 2.7828 | 2.7828 | 2.7828 | 2.7828 | 2.7828 | 2.7828 | 2.7828 | 2.7828 | 2.7828 | 2.7828 | 2.7828 | 2.7828 | 2.7828 | 2.7828 | 2.7828 | 2.7828 | 2.7828 | 2.7828 | 2.7828 | 2.7828 | 2.7828 | 2.7828 | 2.7828 | 2.7828 | 2.7828 | 2.7828 | 2.7828 | 2.7828 | 2.7828 | 2.7828 | 2.7828 | 2.7828 | 0.96539 | 0.36233 | 0 | 0 | 0 | [10 empty] | 39.6013
Amagansett Conversion 33 kV | 2030 |  | 8 | [14 empty] | 1.433 | 1.433 | 1.433 | 1.433 | 1.433 | 1.433 | 1.433 | 1.433 | 1.433 | 1.433 | 1.433 | 1.433 | 1.433 | 1.433 | 1.433 | 1.433 | 1.433 | 1.433 | 1.433 | 1.433 | 1.433 | 1.433 | 1.433 | 1.433 | 1.433 | 1.433 | 1.433 | 1.433 | 1.433 | 1.433 | 1.433 | 1.433 | 1.433 | 1.433 | 1.433 | 35 |  | 10.4225 | 3.8129 | 0 | 0 | 0
East Hampton Conversion 33 kV | 2030 |  | 3.2 | [14 empty] | 0.57321 | 0.57321 | 0.57321 | 0.57321 | 0.57321 | 0.57321 | 0.57321 | 0.57321 | 0.57321 | 0.57321 | 0.57321 | 0.57321 | 0.57321 | 0.57321 | 0.57321 | 0.57321 | 0.57321 | 0.57321 | 0.57321 | 0.57321 | 0.57321 | 0.57321 | 0.57321 | 0.57321 | 0.57321 | 0.57321 | 0.57321 | 0.57321 | 0.57321 | 0.57321 | 0.57321 | 0.57321 | 0.57321 | 0.57321 | 0.57321 | 35 |  | 4.169 | 1.5252 | 0 | 0 | 0
Buell Conversion 33 kV | 2030 |  | 3.7 | [14 empty] | 0.66277 | 0.66277 | 0.66277 | 0.66277 | 0.66277 | 0.66277 | 0.66277 | 0.66277 | 0.66277 | 0.66277 | 0.66277 | 0.66277 | 0.66277 | 0.66277 | 0.66277 | 0.66277 | 0.66277 | 0.66277 | 0.66277 | 0.66277 | 0.66277 | 0.66277 | 0.66277 | 0.66277 | 0.66277 | 0.66277 | 0.66277 | 0.66277 | 0.66277 | 0.66277 | 0.66277 | 0.66277 | 0.66277 | 0.66277 | 0.66277 | 35 |  | 4.8204 | 1.7635 | 0 | 0 | 0
Hither Hills Conversion to 33 kV | 2030 |  | 4.8 | [14 empty] | 0.85981 | 0.85981 | 0.85981 | 0.85981 | 0.85981 | 0.85981 | 0.85981 | 0.85981 | 0.85981 | 0.85981 | 0.85981 | 0.85981 | 0.85981 | 0.85981 | 0.85981 | 0.85981 | 0.85981 | 0.85981 | 0.85981 | 0.85981 | 0.85981 | 0.85981 | 0.85981 | 0.85981 | 0.85981 | 0.85981 | 0.85981 | 0.85981 | 0.85981 | 0.85981 | 0.85981 | 0.85981 | 0.85981 | 0.85981 | 0.85981 | 35 |  | 6.2535 | 2.0853 | 2.0853 | 139022.8879 | 89002.4529
Culloden Pt Conversion to 33 kV | 2030 |  | 2.8 | [14 empty] | 0.50156 | 0.50156 | 0.50156 | 0.50156 | 0.50156 | 0.50156 | 0.50156 | 0.50156 | 0.50156 | 0.50156 | 0.50156 | 0.50156 | 0.50156 | 0.50156 | 0.50156 | 0.50156 | 0.50156 | 0.50156 | 0.50156 | 0.50156 | 0.50156 | 0.50156 | 0.50156 | 0.50156 | 0.50156 | 0.50156 | 0.50156 | 0.50156 | 0.50156 | 0.50156 | 0.50156 | 0.50156 | 0.50156 | 0.50156 | 0.50156 | 35 |  | 3.6479 | 1.1012 | 1.1012 | 73412.135 | 46998.4488
Deferral to Indicated Year |  |  | 22.5 | [6 empty] | 0 | 0 | 0 | 0 | 0 | 0 | 0 | 0 | 4.0304 | 4.0304 | 4.0304 | 4.0304 | 4.0304 | 4.0304 | 4.0304 | 4.0304 | 4.0304 | 4.0304 | 4.0304 | 4.0304 | 4.0304 | 4.0304 | 4.0304 | 4.0304 | 4.0304 | 4.0304 | 4.0304 | 4.0304 | 4.0304 | 4.0304 | 4.0304 | 4.0304 | 4.0304 | 4.0304 | 4.0304 | 4.0304 | 4.0304 | 4.0304 | 4.0304 | 4.0304 | 4.0304 | 4.0304 | 4.0304 | 35 |  | 29.3132 | 10.2881 | 3.1865 | 212435.0229 | 136000.9017 | =Area I Portion
[59 empty] | 826463.7321 | =Area I+II+III Portions
Annual Avoided Costs for Deferral to Indicated Year:
Amagansett Conversion 33 kV | 2030 |  |  | 0 | 0.97582 | 0.97582 | 0.97582 | 0.97582 | 0.97582 | 0.97582 | 0.97582 | 0.97582 | 0.97582 | 0.97582 | 0.97582 | 0.97582 | 0.97582 | -0.4572 | -0.4572 | -0.4572 | -0.4572 | -0.4572 | -0.4572 | -0.4572 | -0.4572 | -0.4572 | -0.4572 | -0.4572 | -0.4572 | -0.4572 | -0.4572 | -0.4572 | -0.4572 | -0.4572 | -0.4572 | -0.4572 | -0.4572 | -0.4572 | -0.4572 | -1.433 | -1.433 | -1.433 | -1.433 | -1.433 | -1.433 | -1.433 | -1.433 | -1.433 | -1.433 | -1.433 | -1.433 | -1.433 | 35 |  |  | 3.8129
East Hampton Conversion 33 kV | 2030 |  |  | 0 | 0.39033 | 0.39033 | 0.39033 | 0.39033 | 0.39033 | 0.39033 | 0.39033 | 0.39033 | 0.39033 | 0.39033 | 0.39033 | 0.39033 | 0.39033 | -0.18288 | -0.18288 | -0.18288 | -0.18288 | -0.18288 | -0.18288 | -0.18288 | -0.18288 | -0.18288 | -0.18288 | -0.18288 | -0.18288 | -0.18288 | -0.18288 | -0.18288 | -0.18288 | -0.18288 | -0.18288 | -0.18288 | -0.18288 | -0.18288 | -0.18288 | -0.57321 | -0.57321 | -0.57321 | -0.57321 | -0.57321 | -0.57321 | -0.57321 | -0.57321 | -0.57321 | -0.57321 | -0.57321 | -0.57321 | -0.57321 | 35 |  |  | 1.5252
Buell Conversion 33 kV | 2030 |  |  | 0 | 0.45131 | 0.45131 | 0.45131 | 0.45131 | 0.45131 | 0.45131 | 0.45131 | 0.45131 | 0.45131 | 0.45131 | 0.45131 | 0.45131 | 0.45131 | -0.21146 | -0.21146 | -0.21146 | -0.21146 | -0.21146 | -0.21146 | -0.21146 | -0.21146 | -0.21146 | -0.21146 | -0.21146 | -0.21146 | -0.21146 | -0.21146 | -0.21146 | -0.21146 | -0.21146 | -0.21146 | -0.21146 | -0.21146 | -0.21146 | -0.21146 | -0.66277 | -0.66277 | -0.66277 | -0.66277 | -0.66277 | -0.66277 | -0.66277 | -0.66277 | -0.66277 | -0.66277 | -0.66277 | -0.66277 | -0.66277 | 35 |  |  | 1.7635
Hither Hills Conversion to 33 kV | 2030 |  |  | 0 | 0 | 0.60305 | 0.60305 | 0.60305 | 0.60305 | 0.60305 | 0.60305 | 0.60305 | 0.60305 | 0.60305 | 0.60305 | 0.60305 | 0.60305 | -0.25676 | -0.25676 | -0.25676 | -0.25676 | -0.25676 | -0.25676 | -0.25676 | -0.25676 | -0.25676 | -0.25676 | -0.25676 | -0.25676 | -0.25676 | -0.25676 | -0.25676 | -0.25676 | -0.25676 | -0.25676 | -0.25676 | -0.25676 | -0.25676 | -0.25676 | -0.25676 | -0.85981 | -0.85981 | -0.85981 | -0.85981 | -0.85981 | -0.85981 | -0.85981 | -0.85981 | -0.85981 | -0.85981 | -0.85981 | -0.85981 | 35 |  |  | 2.0853
Culloden Pt Conversion to 33 kV | 2030 |  |  | 0 | 0 | 0 | 0.36233 | 0.36233 | 0.36233 | 0.36233 | 0.36233 | 0.36233 | 0.36233 | 0.36233 | 0.36233 | 0.36233 | 0.36233 | -0.13922 | -0.13922 | -0.13922 | -0.13922 | -0.13922 | -0.13922 | -0.13922 | -0.13922 | -0.13922 | -0.13922 | -0.13922 | -0.13922 | -0.13922 | -0.13922 | -0.13922 | -0.13922 | -0.13922 | -0.13922 | -0.13922 | -0.13922 | -0.13922 | -0.13922 | -0.13922 | -0.13922 | -0.50156 | -0.50156 | -0.50156 | -0.50156 | -0.50156 | -0.50156 | -0.50156 | -0.50156 | -0.50156 | -0.50156 | -0.50156 | 35 |  |  | 1.1012
Area II Projects: | [53 empty] | 33
Bridgehampton - Buell New 69 kV UG Cable | 2020 |  | 33.2 | 0 | 0 | 0 | 0 | 4.4251 | 4.4251 | 4.4251 | 4.4251 | 4.4251 | 4.4251 | 4.4251 | 4.4251 | 4.4251 | 4.4251 | 4.4251 | 4.4251 | 4.4251 | 4.4251 | 4.4251 | 4.4251 | 4.4251 | 4.4251 | 4.4251 | 4.4251 | 4.4251 | 4.4251 | 4.4251 | 4.4251 | 4.4251 | 4.4251 | 4.4251 | 4.4251 | 4.4251 | 4.4251 | 4.4251 | 4.4251 | 4.4251 | 4.4251 | 4.4251 | [10 empty] | 35 |  | 54.9758
No Deferral |  |  | 33.2 |  | 0 | 0 | 0 | 4.4251 | 4.4251 | 4.4251 | 4.4251 | 4.4251 | 4.4251 | 4.4251 | 4.4251 | 4.4251 | 4.4251 | 4.4251 | 4.4251 | 4.4251 | 4.4251 | 4.4251 | 4.4251 | 4.4251 | 4.4251 | 4.4251 | 4.4251 | 4.4251 | 4.4251 | 4.4251 | 4.4251 | 4.4251 | 4.4251 | 4.4251 | 4.4251 | 4.4251 | 4.4251 | 4.4251 | 4.4251 | 4.4251 | 4.4251 | 4.4251 | [10 empty] | 35 |  | 54.9758
Bridgehampton - Buell New 69 kV UG Cable | 2026 |  | 33.2 | [10 empty] | 5.2839 | 5.2839 | 5.2839 | 5.2839 | 5.2839 | 5.2839 | 5.2839 | 5.2839 | 5.2839 | 5.2839 | 5.2839 | 5.2839 | 5.2839 | 5.2839 | 5.2839 | 5.2839 | 5.2839 | 5.2839 | 5.2839 | 5.2839 | 5.2839 | 5.2839 | 5.2839 | 5.2839 | 5.2839 | 5.2839 | 5.2839 | 5.2839 | 5.2839 | 5.2839 | 5.2839 | 5.2839 | 5.2839 | 5.2839 | 5.2839 |  |  |  |  | 35 |  | 47.608 | 7.3678 | 7.3678 | 153495.4058 | 98267.7588
Deferral to Indicated Year |  |  | 33.2 | [6 empty] | 0 | 0 | 0 | 0 | 5.2839 | 5.2839 | 5.2839 | 5.2839 | 5.2839 | 5.2839 | 5.2839 | 5.2839 | 5.2839 | 5.2839 | 5.2839 | 5.2839 | 5.2839 | 5.2839 | 5.2839 | 5.2839 | 5.2839 | 5.2839 | 5.2839 | 5.2839 | 5.2839 | 5.2839 | 5.2839 | 5.2839 | 5.2839 | 5.2839 | 5.2839 | 5.2839 | 5.2839 | 5.2839 | 5.2839 | 5.2839 | 5.2839 | 5.2839 | 5.2839 |  |  |  |  | 35 |  | 47.608 | 7.3678 | 7.3678 | 153495.4058 | 98267.7588 | =Area II Portion
[59 empty] | 690462.8304 | =Area II+III Portions
Annual Avoided Costs for Deferral to Indicated Year:
Bridgehampton - Buell New 69 kV UG Cable | 2026 |  |  | 0 | 0 | 0 | 0 | 4.4251 | 4.4251 | 4.4251 | 4.4251 | 4.4251 | 4.4251 | -0.85871 | -0.85871 | -0.85871 | -0.85871 | -0.85871 | -0.85871 | -0.85871 | -0.85871 | -0.85871 | -0.85871 | -0.85871 | -0.85871 | -0.85871 | -0.85871 | -0.85871 | -0.85871 | -0.85871 | -0.85871 | -0.85871 | -0.85871 | -0.85871 | -0.85871 | -0.85871 | -0.85871 | -0.85871 | -0.85871 | -0.85871 | -0.85871 | -0.85871 | -5.2839 | -5.2839 | -5.2839 | -5.2839 | -5.2839 | -5.2839 |  |  |  |  | 35 |  |  | 7.3678
0
Area III Projects: | [52 empty] | 0 | 15
New Canal - Southampton Cable | 2017 |  | 37.6 | 0 | 4.5863 | 4.5863 | 4.5863 | 4.5863 | 4.5863 | 4.5863 | 4.5863 | 4.5863 | 4.5863 | 4.5863 | 4.5863 | 4.5863 | 4.5863 | 4.5863 | 4.5863 | 4.5863 | 4.5863 | 4.5863 | 4.5863 | 4.5863 | 4.5863 | 4.5863 | 4.5863 | 4.5863 | 4.5863 | 4.5863 | 4.5863 | 4.5863 | 4.5863 | 4.5863 | 4.5863 | 4.5863 | 4.5863 | 4.5863 | 4.5863 | [13 empty] | 35 |  | 66.9063
Upgrade Wildwood - Riverhead to 138 kV | 2017 |  | 7.7 | 0 | 0.93922 | 0.93922 | 0.93922 | 0.93922 | 0.93922 | 0.93922 | 0.93922 | 0.93922 | 0.93922 | 0.93922 | 0.93922 | 0.93922 | 0.93922 | 0.93922 | 0.93922 | 0.93922 | 0.93922 | 0.93922 | 0.93922 | 0.93922 | 0.93922 | 0.93922 | 0.93922 | 0.93922 | 0.93922 | 0.93922 | 0.93922 | 0.93922 | 0.93922 | 0.93922 | 0.93922 | 0.93922 | 0.93922 | 0.93922 | 0.93922 | [13 empty] | 35 |  | 13.7016
Riverhead Canal 2nd Line and Bank | 2017 |  | 136.8 | 0 | 16.6864 | 16.6864 | 16.6864 | 16.6864 | 16.6864 | 16.6864 | 16.6864 | 16.6864 | 16.6864 | 16.6864 | 16.6864 | 16.6864 | 16.6864 | 16.6864 | 16.6864 | 16.6864 | 16.6864 | 16.6864 | 16.6864 | 16.6864 | 16.6864 | 16.6864 | 16.6864 | 16.6864 | 16.6864 | 16.6864 | 16.6864 | 16.6864 | 16.6864 | 16.6864 | 16.6864 | 16.6864 | 16.6864 | 16.6864 | 16.6864 | [13 empty] | 35 |  | 243.4251
Canal - Wainscott New 138 kV UG Cable | 2022 |  | 275.5 | 0 | 0 | 0 | 0 | 0 | 0 | 38.957 | 38.957 | 38.957 | 38.957 | 38.957 | 38.957 | 38.957 | 38.957 | 38.957 | 38.957 | 38.957 | 38.957 | 38.957 | 38.957 | 38.957 | 38.957 | 38.957 | 38.957 | 38.957 | 38.957 | 38.957 | 38.957 | 38.957 | 38.957 | 38.957 | 38.957 | 38.957 | 38.957 | 38.957 | 38.957 | 38.957 | 38.957 | 38.957 | 38.957 | 38.957 | [8 empty] | 35 |  | 434.8353
No Deferral |  |  | 457.6 |  | 22.212 | 22.212 | 22.212 | 22.212 | 22.212 | 61.169 | 61.169 | 61.169 | 61.169 | 61.169 | 61.169 | 61.169 | 61.169 | 61.169 | 61.169 | 61.169 | 61.169 | 61.169 | 61.169 | 61.169 | 61.169 | 61.169 | 61.169 | 61.169 | 61.169 | 61.169 | 61.169 | 61.169 | 61.169 | 61.169 | 61.169 | 61.169 | 61.169 | 61.169 | 61.169 | 38.957 | 38.957 | 38.957 | 38.957 | 38.957 | [10 empty] | 758.8683
New Canal - Southampton Cable | 2023 |  | 37.6 | [7 empty] | 5.4763 | 5.4763 | 5.4763 | 5.4763 | 5.4763 | 5.4763 | 5.4763 | 5.4763 | 5.4763 | 5.4763 | 5.4763 | 5.4763 | 5.4763 | 5.4763 | 5.4763 | 5.4763 | 5.4763 | 5.4763 | 5.4763 | 5.4763 | 5.4763 | 5.4763 | 5.4763 | 5.4763 | 5.4763 | 5.4763 | 5.4763 | 5.4763 | 5.4763 | 5.4763 | 5.4763 | 5.4763 | 5.4763 | 5.4763 | 5.4763 | [7 empty] | 35 |  | 57.9396 | 8.9667 | 0 | 0 | 0
Upgrade Wildwood - Riverhead to 138 kV | 2022 |  | 7.7 | [6 empty] | 1.0888 | 1.0888 | 1.0888 | 1.0888 | 1.0888 | 1.0888 | 1.0888 | 1.0888 | 1.0888 | 1.0888 | 1.0888 | 1.0888 | 1.0888 | 1.0888 | 1.0888 | 1.0888 | 1.0888 | 1.0888 | 1.0888 | 1.0888 | 1.0888 | 1.0888 | 1.0888 | 1.0888 | 1.0888 | 1.0888 | 1.0888 | 1.0888 | 1.0888 | 1.0888 | 1.0888 | 1.0888 | 1.0888 | 1.0888 | 1.0888 | [8 empty] | 35 |  | 12.1533 | 1.5483 | 0 | 0 | 0
Riverhead Canal 2nd Line and Bank | 2023 |  | 136.8 | [7 empty] | 19.9245 | 19.9245 | 19.9245 | 19.9245 | 19.9245 | 19.9245 | 19.9245 | 19.9245 | 19.9245 | 19.9245 | 19.9245 | 19.9245 | 19.9245 | 19.9245 | 19.9245 | 19.9245 | 19.9245 | 19.9245 | 19.9245 | 19.9245 | 19.9245 | 19.9245 | 19.9245 | 19.9245 | 19.9245 | 19.9245 | 19.9245 | 19.9245 | 19.9245 | 19.9245 | 19.9245 | 19.9245 | 19.9245 | 19.9245 | 19.9245 | [7 empty] | 35 |  | 210.8017 | 32.6235 | 0 | 0 | 0
Canal - Wainscott New 138 kV UG Cable | 2028 |  | 275.5 | [12 empty] | 46.5167 | 46.5167 | 46.5167 | 46.5167 | 46.5167 | 46.5167 | 46.5167 | 46.5167 | 46.5167 | 46.5167 | 46.5167 | 46.5167 | 46.5167 | 46.5167 | 46.5167 | 46.5167 | 46.5167 | 46.5167 | 46.5167 | 46.5167 | 46.5167 | 46.5167 | 46.5167 | 46.5167 | 46.5167 | 46.5167 | 46.5167 | 46.5167 | 46.5167 | 46.5167 | 46.5167 | 46.5167 | 46.5167 | 46.5167 | 46.5167 |  |  | 35 |  | 376.5593 | 58.276 | 58.276 | 925015.732 | 592195.0716
Deferral to Indicated Year |  |  | 457.6 | [6 empty] | 1.0888 | 26.4896 | 26.4896 | 26.4896 | 26.4896 | 26.4896 | 73.0063 | 73.0063 | 73.0063 | 73.0063 | 73.0063 | 73.0063 | 73.0063 | 73.0063 | 73.0063 | 73.0063 | 73.0063 | 73.0063 | 73.0063 | 73.0063 | 73.0063 | 73.0063 | 73.0063 | 73.0063 | 73.0063 | 73.0063 | 73.0063 | 73.0063 | 73.0063 | 73.0063 | 73.0063 | 73.0063 | 73.0063 | 73.0063 | 73.0063 | 71.9175 | 46.5167 | 46.5167 | 46.5167 | 46.5167 | 46.5167 |  |  | 41 |  | 657.4539 | 101.4144 | 58.276 | 925015.732 | 592195.0716 | =Area III Portion
[59 empty] | 592195.0716 | =Area III Portion
Annual Avoided Costs for Deferral to Indicated Year:
New Canal - Southampton Cable | 2023 |  |  | 0 | 4.5863 | 4.5863 | 4.5863 | 4.5863 | 4.5863 | 4.5863 | -0.88999 | -0.88999 | -0.88999 | -0.88999 | -0.88999 | -0.88999 | -0.88999 | -0.88999 | -0.88999 | -0.88999 | -0.88999 | -0.88999 | -0.88999 | -0.88999 | -0.88999 | -0.88999 | -0.88999 | -0.88999 | -0.88999 | -0.88999 | -0.88999 | -0.88999 | -0.88999 | -0.88999 | -0.88999 | -0.88999 | -0.88999 | -0.88999 | -0.88999 | -5.4763 | -5.4763 | -5.4763 | -5.4763 | -5.4763 | -5.4763 | 0 | 0 | 0 | 0 | 0 |  |  | 35 |  |  | 8.9667
Upgrade Wildwood - Riverhead to 138 kV | 2022 |  |  | 0 | 0.93922 | 0.93922 | 0.93922 | 0.93922 | 0.93922 | -0.14959 | -0.14959 | -0.14959 | -0.14959 | -0.14959 | -0.14959 | -0.14959 | -0.14959 | -0.14959 | -0.14959 | -0.14959 | -0.14959 | -0.14959 | -0.14959 | -0.14959 | -0.14959 | -0.14959 | -0.14959 | -0.14959 | -0.14959 | -0.14959 | -0.14959 | -0.14959 | -0.14959 | -0.14959 | -0.14959 | -0.14959 | -0.14959 | -0.14959 | -0.14959 | -1.0888 | -1.0888 | -1.0888 | -1.0888 | -1.0888 | 0 | 0 | 0 | 0 | 0 | 0 |  |  | 35 |  |  | 1.5483
Riverhead Canal 2nd Line and Bank | 2023 |  |  | 0 | 16.6864 | 16.6864 | 16.6864 | 16.6864 | 16.6864 | 16.6864 | -3.238 | -3.238 | -3.238 | -3.238 | -3.238 | -3.238 | -3.238 | -3.238 | -3.238 | -3.238 | -3.238 | -3.238 | -3.238 | -3.238 | -3.238 | -3.238 | -3.238 | -3.238 | -3.238 | -3.238 | -3.238 | -3.238 | -3.238 | -3.238 | -3.238 | -3.238 | -3.238 | -3.238 | -3.238 | -19.9245 | -19.9245 | -19.9245 | -19.9245 | -19.9245 | -19.9245 | 0 | 0 | 0 | 0 | 0 |  |  | 35 |  |  | 32.6235
Canal - Wainscott New 138 kV UG Cable | 2028 |  |  | 0 | 0 | 0 | 0 | 0 | 0 | 38.957 | 38.957 | 38.957 | 38.957 | 38.957 | 38.957 | -7.5597 | -7.5597 | -7.5597 | -7.5597 | -7.5597 | -7.5597 | -7.5597 | -7.5597 | -7.5597 | -7.5597 | -7.5597 | -7.5597 | -7.5597 | -7.5597 | -7.5597 | -7.5597 | -7.5597 | -7.5597 | -7.5597 | -7.5597 | -7.5597 | -7.5597 | -7.5597 | -7.5597 | -7.5597 | -7.5597 | -7.5597 | -7.5597 | -7.5597 | -46.5167 | -46.5167 | -46.5167 | -46.5167 | -46.5167 | -46.5167 | [5 empty] | 58.276
Total - All Areas (No Deferrals,$Millions) |  |  | 513.3 |  | 24.0294 | 24.6325 | 24.9948 | 29.42 | 29.42 | 68.377 | 68.377 | 68.377 | 68.377 | 68.377 | 68.377 | 68.377 | 68.377 | 68.377 | 68.377 | 68.377 | 68.377 | 68.377 | 68.377 | 68.377 | 68.377 | 68.377 | 68.377 | 68.377 | 68.377 | 68.377 | 68.377 | 68.377 | 68.377 | 68.377 | 68.377 | 68.377 | 68.377 | 68.377 | 68.377 | 44.3475 | 43.7445 | 43.3821 | 38.957 | 38.957 | 0 | 0 | 0 | 0 | 0 | 0 | 0 | 0 |  | 63 | 853.4454 | 119.0703 | = max. total avoided cost in portfolio
Annual Avoided Costs for Deferrals - Area 1 Proposal: (see note*) | Deferral Year |  |  | 2016 | 2017 | 2018 | 2019 | 2020 | 2021 | 2022 | 2023 | 2024 | 2025 | 2026 | 2027 | 2028 | 2029 | 2030 | 2031 | 2032 | 2033 | 2034 | 2035 | 2036 | 2037 | 2038 | 2039 | 2040 | 2041 | 2042 | 2043 | 2044 | 2045 | 2046 | 2047 | 2048 | 2049 | 2050 | 2051 | 2052 | 2053 | 2054 | 2055 | 2056 | 2057 | 2058 | 2059 | 2060 | 2061 | 2062 | 2063 | 2064 |  |  | Differential NPV $M |  | Differential NPV $M (adjusted for COD of Selected Project) | Differntial NPV $/MW | NPV of Transmission Avoided Costs for Selected Project
Area I Projects:
Amagansett Conversion 33 kV | 2030 |  |  | 0 | 0.97582 | 0.97582 | 0.97582 | 0.97582 | 0.97582 | 0.97582 | 0.97582 | 0.97582 | 0.97582 | 0.97582 | 0.97582 | 0.97582 | 0.97582 | -0.4572 | -0.4572 | -0.4572 | -0.4572 | -0.4572 | -0.4572 | -0.4572 | -0.4572 | -0.4572 | -0.4572 | -0.4572 | -0.4572 | -0.4572 | -0.4572 | -0.4572 | -0.4572 | -0.4572 | -0.4572 | -0.4572 | -0.4572 | -0.4572 | -0.4572 | -1.433 | -1.433 | -1.433 | -1.433 | -1.433 | -1.433 | -1.433 | -1.433 | -1.433 | -1.433 | -1.433 | -1.433 | -1.433 |  |  | 3.8129 |  | 0 | 0 | 0
East Hampton Conversion 33 kV | 2030 |  |  | 0 | 0.39033 | 0.39033 | 0.39033 | 0.39033 | 0.39033 | 0.39033 | 0.39033 | 0.39033 | 0.39033 | 0.39033 | 0.39033 | 0.39033 | 0.39033 | -0.18288 | -0.18288 | -0.18288 | -0.18288 | -0.18288 | -0.18288 | -0.18288 | -0.18288 | -0.18288 | -0.18288 | -0.18288 | -0.18288 | -0.18288 | -0.18288 | -0.18288 | -0.18288 | -0.18288 | -0.18288 | -0.18288 | -0.18288 | -0.18288 | -0.18288 | -0.57321 | -0.57321 | -0.57321 | -0.57321 | -0.57321 | -0.57321 | -0.57321 | -0.57321 | -0.57321 | -0.57321 | -0.57321 | -0.57321 | -0.57321 |  |  | 1.5252 |  | 0 | 0 | 0
Buell Conversion 33 kV | 2030 |  |  | 0 | 0.45131 | 0.45131 | 0.45131 | 0.45131 | 0.45131 | 0.45131 | 0.45131 | 0.45131 | 0.45131 | 0.45131 | 0.45131 | 0.45131 | 0.45131 | -0.21146 | -0.21146 | -0.21146 | -0.21146 | -0.21146 | -0.21146 | -0.21146 | -0.21146 | -0.21146 | -0.21146 | -0.21146 | -0.21146 | -0.21146 | -0.21146 | -0.21146 | -0.21146 | -0.21146 | -0.21146 | -0.21146 | -0.21146 | -0.21146 | -0.21146 | -0.66277 | -0.66277 | -0.66277 | -0.66277 | -0.66277 | -0.66277 | -0.66277 | -0.66277 | -0.66277 | -0.66277 | -0.66277 | -0.66277 | -0.66277 |  |  | 1.7635 |  | 0 | 0 | 0
Hither Hills Conversion to 33 kV | 2030 |  |  | 0 | 0 | 0.60305 | 0.60305 | 0.60305 | 0.60305 | 0.60305 | 0.60305 | 0.60305 | 0.60305 | 0.60305 | 0.60305 | 0.60305 | 0.60305 | -0.25676 | -0.25676 | -0.25676 | -0.25676 | -0.25676 | -0.25676 | -0.25676 | -0.25676 | -0.25676 | -0.25676 | -0.25676 | -0.25676 | -0.25676 | -0.25676 | -0.25676 | -0.25676 | -0.25676 | -0.25676 | -0.25676 | -0.25676 | -0.25676 | -0.25676 | -0.25676 | -0.85981 | -0.85981 | -0.85981 | -0.85981 | -0.85981 | -0.85981 | -0.85981 | -0.85981 | -0.85981 | -0.85981 | -0.85981 | -0.85981 |  |  | 2.0853 |  | 2.0853 | 139022.8879 | 0
Culloden Pt Conversion to 33 kV | 2030 |  |  | 0 | 0 | 0 | 0.36233 | 0.36233 | 0.36233 | 0.36233 | 0.36233 | 0.36233 | 0.36233 | 0.36233 | 0.36233 | 0.36233 | 0.36233 | -0.13922 | -0.13922 | -0.13922 | -0.13922 | -0.13922 | -0.13922 | -0.13922 | -0.13922 | -0.13922 | -0.13922 | -0.13922 | -0.13922 | -0.13922 | -0.13922 | -0.13922 | -0.13922 | -0.13922 | -0.13922 | -0.13922 | -0.13922 | -0.13922 | -0.13922 | -0.13922 | -0.13922 | -0.50156 | -0.50156 | -0.50156 | -0.50156 | -0.50156 | -0.50156 | -0.50156 | -0.50156 | -0.50156 | -0.50156 | -0.50156 |  |  | 1.1012 |  | 1.1012 | 73412.135 | 0
[59 empty] | 0 | =Area I Portion
Area II Projects: | [58 empty] | 0 | =Area I+II+III Portions
Bridgehampton - Buell New 69 kV UG Cable | 2026 |  |  | 0 | 0 | 0 | 0 | 4.4251 | 4.4251 | 4.4251 | 4.4251 | 4.4251 | 4.4251 | -0.85871 | -0.85871 | -0.85871 | -0.85871 | -0.85871 | -0.85871 | -0.85871 | -0.85871 | -0.85871 | -0.85871 | -0.85871 | -0.85871 | -0.85871 | -0.85871 | -0.85871 | -0.85871 | -0.85871 | -0.85871 | -0.85871 | -0.85871 | -0.85871 | -0.85871 | -0.85871 | -0.85871 | -0.85871 | -0.85871 | -0.85871 | -0.85871 | -0.85871 | -5.2839 | -5.2839 | -5.2839 | -5.2839 | -5.2839 | -5.2839 | 0 | 0 | 0 | 0 |  |  | 7.3678 |  | 7.3678 | 153495.4058 | 0
[59 empty] | 0 | =Area II Portion
Area III Projects: | [58 empty] | 0 | =Area II+III Portions
New Canal - Southampton Cable | 2023 |  |  | 0 | 4.5863 | 4.5863 | 4.5863 | 4.5863 | 4.5863 | 4.5863 | -0.88999 | -0.88999 | -0.88999 | -0.88999 | -0.88999 | -0.88999 | -0.88999 | -0.88999 | -0.88999 | -0.88999 | -0.88999 | -0.88999 | -0.88999 | -0.88999 | -0.88999 | -0.88999 | -0.88999 | -0.88999 | -0.88999 | -0.88999 | -0.88999 | -0.88999 | -0.88999 | -0.88999 | -0.88999 | -0.88999 | -0.88999 | -0.88999 | -0.88999 | -5.4763 | -5.4763 | -5.4763 | -5.4763 | -5.4763 | -5.4763 | 0 | 0 | 0 | 0 | 0 | 0 | 0 |  |  | 8.9667 |  | 0 | 0 | 0
Upgrade Wildwood - Riverhead to 138 kV | 2022 |  |  | 0 | 0.93922 | 0.93922 | 0.93922 | 0.93922 | 0.93922 | -0.14959 | -0.14959 | -0.14959 | -0.14959 | -0.14959 | -0.14959 | -0.14959 | -0.14959 | -0.14959 | -0.14959 | -0.14959 | -0.14959 | -0.14959 | -0.14959 | -0.14959 | -0.14959 | -0.14959 | -0.14959 | -0.14959 | -0.14959 | -0.14959 | -0.14959 | -0.14959 | -0.14959 | -0.14959 | -0.14959 | -0.14959 | -0.14959 | -0.14959 | -0.14959 | -1.0888 | -1.0888 | -1.0888 | -1.0888 | -1.0888 | 0 | 0 | 0 | 0 | 0 | 0 | 0 | 0 |  |  | 1.5483 |  | 0 | 0 | 0
Riverhead Canal 2nd Line and Bank | 2023 |  |  | 0 | 16.6864 | 16.6864 | 16.6864 | 16.6864 | 16.6864 | 16.6864 | -3.238 | -3.238 | -3.238 | -3.238 | -3.238 | -3.238 | -3.238 | -3.238 | -3.238 | -3.238 | -3.238 | -3.238 | -3.238 | -3.238 | -3.238 | -3.238 | -3.238 | -3.238 | -3.238 | -3.238 | -3.238 | -3.238 | -3.238 | -3.238 | -3.238 | -3.238 | -3.238 | -3.238 | -3.238 | -19.9245 | -19.9245 | -19.9245 | -19.9245 | -19.9245 | -19.9245 | 0 | 0 | 0 | 0 | 0 | 0 | 0 |  |  | 32.6235 |  | 0 | 0 | 0
Canal - Wainscott New 138 kV UG Cable | 2028 |  |  | 0 | 0 | 0 | 0 | 0 | 0 | 38.957 | 38.957 | 38.957 | 38.957 | 38.957 | 38.957 | -7.5597 | -7.5597 | -7.5597 | -7.5597 | -7.5597 | -7.5597 | -7.5597 | -7.5597 | -7.5597 | -7.5597 | -7.5597 | -7.5597 | -7.5597 | -7.5597 | -7.5597 | -7.5597 | -7.5597 | -7.5597 | -7.5597 | -7.5597 | -7.5597 | -7.5597 | -7.5597 | -7.5597 | -7.5597 | -7.5597 | -7.5597 | -7.5597 | -7.5597 | -46.5167 | -46.5167 | -46.5167 | -46.5167 | -46.5167 | -46.5167 | 0 | 0 |  |  | 58.276 |  | 58.276 | 925015.732 | 0
[59 empty] | 0 | =Area III Portion
Total - Area 1 Proposal, $Millions (unadjusted) |  |  |  | 0 | 0 | 0.60305 | 0.96539 | 5.3905 | 5.3905 | 44.3475 | 44.3475 | 44.3475 | 44.3475 | 39.0637 | 39.0637 | -7.453 | -7.453 | -8.8144 | -8.8144 | -8.8144 | -8.8144 | -8.8144 | -8.8144 | -8.8144 | -8.8144 | -8.8144 | -8.8144 | -8.8144 | -8.8144 | -8.8144 | -8.8144 | -8.8144 | -8.8144 | -8.8144 | -8.8144 | -8.8144 | -8.8144 | -8.8144 | -8.8144 | -8.8144 | -9.4174 | -9.7798 | -14.2049 | -14.2049 | -53.1619 | -53.1619 | -53.1619 | -53.1619 | -47.878 | -47.878 | -1.3614 | -1.3614 |  |  | 68.8303 |  |  | 1290946.1608 | 0
$/MW-yr |  |  |  | 0 | 0 | 40203.5861 | 64359.2408 | 156549.7282 | 156549.7282 | 774914.5398 | 774914.5398 | 774914.5398 | 774914.5398 | 664834.2766 | 664834.2766 | -73525.6468 | -73525.6468 | -164283.4228 | -164283.4228 | -164283.4228 | -164283.4228 | -164283.4228 | -164283.4228 | -164283.4228 | -164283.4228 | -164283.4228 | -164283.4228 | -164283.4228 | -164283.4228 | -164283.4228 | -164283.4228 | -164283.4228 | -164283.4228 | -164283.4228 | -164283.4228 | -164283.4228 | -164283.4228 | -164283.4228 | -164283.4228 | -164283.4228 | -204487.0089 | -228642.6636 | -320833.151 | -320833.151 | -939197.9626 | -939197.9626 | -939197.9626 | -939197.9626 | -829117.6994 | -829117.6994 | -90757.776 | -90757.776
$Millions (adjusted) |  |  |  | 0 | 0 | 0 | 0 | 0 | 0 | 0 | 0 | 0 | 0 | 0 | 0 | 0 | 0 | 0 | 0 | 0 | 0 | 0 | 0 | 0 | 0 | 0 | 0 | 0 | 0 | 0 | 0 | 0 | 0 | 0 | 0 | 0 | 0 | 0 | 0 | 0 | 0 | 0 | 0 | 0 | 0 | 0 | 0 | 0 | 0 | 0 | 0 | 0 |  |  | 0
Annual Avoided Costs for Deferrals - Area 2 Proposal: (see note*) | Deferral Year |  |  | 2016 | 2017 | 2018 | 2019 | 2020 | 2021 | 2022 | 2023 | 2024 | 2025 | 2026 | 2027 | 2028 | 2029 | 2030 | 2031 | 2032 | 2033 | 2034 | 2035 | 2036 | 2037 | 2038 | 2039 | 2040 | 2041 | 2042 | 2043 | 2044 | 2045 | 2046 | 2047 | 2048 | 2049 | 2050 | 2051 | 2052 | 2053 | 2054 | 2055 | 2056 | 2057 | 2058 | 2059 | 2060 | 2061 | 2062 | 2063 | 2064 |  |  | Differential NPV $M |  | Differential NPV $M (adjusted for COD of Selected Project) | Differntial NPV $/MW | NPV of Transmission Avoided Costs for Selected Project
Area I Projects:
Amagansett Conversion 33 kV | 2030 |  |  | 0 | 0 | 0 | 0 | 0 | 0 | 0 | 0 | 0 | 0 | 0 | 0 | 0 | 0 | 0 | 0 | 0 | 0 | 0 | 0 | 0 | 0 | 0 | 0 | 0 | 0 | 0 | 0 | 0 | 0 | 0 | 0 | 0 | 0 | 0 | 0 | 0 | 0 | 0 | 0 | 0 | 0 | 0 | 0 | 0 | 0 | 0 | 0 | 0 |  |  | 0 |  | 0 | 0 | 0
East Hampton Conversion 33 kV | 2030 |  |  | 0 | 0 | 0 | 0 | 0 | 0 | 0 | 0 | 0 | 0 | 0 | 0 | 0 | 0 | 0 | 0 | 0 | 0 | 0 | 0 | 0 | 0 | 0 | 0 | 0 | 0 | 0 | 0 | 0 | 0 | 0 | 0 | 0 | 0 | 0 | 0 | 0 | 0 | 0 | 0 | 0 | 0 | 0 | 0 | 0 | 0 | 0 | 0 | 0 |  |  | 0 |  | 0 | 0 | 0
Buell Conversion 33 kV | 2030 |  |  | 0 | 0 | 0 | 0 | 0 | 0 | 0 | 0 | 0 | 0 | 0 | 0 | 0 | 0 | 0 | 0 | 0 | 0 | 0 | 0 | 0 | 0 | 0 | 0 | 0 | 0 | 0 | 0 | 0 | 0 | 0 | 0 | 0 | 0 | 0 | 0 | 0 | 0 | 0 | 0 | 0 | 0 | 0 | 0 | 0 | 0 | 0 | 0 | 0 |  |  | 0 |  | 0 | 0 | 0
Hither Hills Conversion to 33 kV | 2030 |  |  | 0 | 0 | 0 | 0 | 0 | 0 | 0 | 0 | 0 | 0 | 0 | 0 | 0 | 0 | 0 | 0 | 0 | 0 | 0 | 0 | 0 | 0 | 0 | 0 | 0 | 0 | 0 | 0 | 0 | 0 | 0 | 0 | 0 | 0 | 0 | 0 | 0 | 0 | 0 | 0 | 0 | 0 | 0 | 0 | 0 | 0 | 0 | 0 | 0 |  |  | 0 |  | 0 | 0 | 0
Culloden Pt Conversion to 33 kV | 2030 |  |  | 0 | 0 | 0 | 0 | 0 | 0 | 0 | 0 | 0 | 0 | 0 | 0 | 0 | 0 | 0 | 0 | 0 | 0 | 0 | 0 | 0 | 0 | 0 | 0 | 0 | 0 | 0 | 0 | 0 | 0 | 0 | 0 | 0 | 0 | 0 | 0 | 0 | 0 | 0 | 0 | 0 | 0 | 0 | 0 | 0 | 0 | 0 | 0 | 0 |  |  | 0 |  | 0 | 0 | 0
[59 empty] | 0 | =Area I Portion
Area II Projects: | [58 empty] | 0 | =Area I+II+III Portions
Bridgehampton - Buell New 69 kV UG Cable | 2026 |  |  | 0 | 0 | 0 | 0 | 4.4251 | 4.4251 | 4.4251 | 4.4251 | 4.4251 | 4.4251 | -0.85871 | -0.85871 | -0.85871 | -0.85871 | -0.85871 | -0.85871 | -0.85871 | -0.85871 | -0.85871 | -0.85871 | -0.85871 | -0.85871 | -0.85871 | -0.85871 | -0.85871 | -0.85871 | -0.85871 | -0.85871 | -0.85871 | -0.85871 | -0.85871 | -0.85871 | -0.85871 | -0.85871 | -0.85871 | -0.85871 | -0.85871 | -0.85871 | -0.85871 | -5.2839 | -5.2839 | -5.2839 | -5.2839 | -5.2839 | -5.2839 | 0 | 0 | 0 | 0 |  |  | 7.3678 |  | 7.3678 | 153495.4058 | 0
[59 empty] | 0 | =Area II Portion
Area III Projects: | [58 empty] | 0 | =Area II+III Portions
New Canal - Southampton Cable | 2023 |  |  | 0 | 4.5863 | 4.5863 | 4.5863 | 4.5863 | 4.5863 | 4.5863 | -0.88999 | -0.88999 | -0.88999 | -0.88999 | -0.88999 | -0.88999 | -0.88999 | -0.88999 | -0.88999 | -0.88999 | -0.88999 | -0.88999 | -0.88999 | -0.88999 | -0.88999 | -0.88999 | -0.88999 | -0.88999 | -0.88999 | -0.88999 | -0.88999 | -0.88999 | -0.88999 | -0.88999 | -0.88999 | -0.88999 | -0.88999 | -0.88999 | -0.88999 | -5.4763 | -5.4763 | -5.4763 | -5.4763 | -5.4763 | -5.4763 | 0 | 0 | 0 | 0 | 0 | 0 | 0 |  |  | 8.9667 |  | 0 | 0 | 0
Upgrade Wildwood - Riverhead to 138 kV | 2022 |  |  | 0 | 0.93922 | 0.93922 | 0.93922 | 0.93922 | 0.93922 | -0.14959 | -0.14959 | -0.14959 | -0.14959 | -0.14959 | -0.14959 | -0.14959 | -0.14959 | -0.14959 | -0.14959 | -0.14959 | -0.14959 | -0.14959 | -0.14959 | -0.14959 | -0.14959 | -0.14959 | -0.14959 | -0.14959 | -0.14959 | -0.14959 | -0.14959 | -0.14959 | -0.14959 | -0.14959 | -0.14959 | -0.14959 | -0.14959 | -0.14959 | -0.14959 | -1.0888 | -1.0888 | -1.0888 | -1.0888 | -1.0888 | 0 | 0 | 0 | 0 | 0 | 0 | 0 | 0 |  |  | 1.5483 |  | 0 | 0 | 0
Riverhead Canal 2nd Line and Bank | 2023 |  |  | 0 | 16.6864 | 16.6864 | 16.6864 | 16.6864 | 16.6864 | 16.6864 | -3.238 | -3.238 | -3.238 | -3.238 | -3.238 | -3.238 | -3.238 | -3.238 | -3.238 | -3.238 | -3.238 | -3.238 | -3.238 | -3.238 | -3.238 | -3.238 | -3.238 | -3.238 | -3.238 | -3.238 | -3.238 | -3.238 | -3.238 | -3.238 | -3.238 | -3.238 | -3.238 | -3.238 | -3.238 | -19.9245 | -19.9245 | -19.9245 | -19.9245 | -19.9245 | -19.9245 | 0 | 0 | 0 | 0 | 0 | 0 | 0 |  |  | 32.6235 |  | 0 | 0 | 0
Canal - Wainscott New 138 kV UG Cable | 2028 |  |  | 0 | 0 | 0 | 0 | 0 | 0 | 38.957 | 38.957 | 38.957 | 38.957 | 38.957 | 38.957 | -7.5597 | -7.5597 | -7.5597 | -7.5597 | -7.5597 | -7.5597 | -7.5597 | -7.5597 | -7.5597 | -7.5597 | -7.5597 | -7.5597 | -7.5597 | -7.5597 | -7.5597 | -7.5597 | -7.5597 | -7.5597 | -7.5597 | -7.5597 | -7.5597 | -7.5597 | -7.5597 | -7.5597 | -7.5597 | -7.5597 | -7.5597 | -7.5597 | -7.5597 | -46.5167 | -46.5167 | -46.5167 | -46.5167 | -46.5167 | -46.5167 | 0 | 0 |  |  | 58.276 |  | 58.276 | 925015.732 | 0
[59 empty] | 0 | =Area III Portion
Total - Area 2 Proposal, $Millions (unadjusted) |  |  |  | 0 | 0 | 0 | 0 | 4.4251 | 4.4251 | 43.3821 | 43.3821 | 43.3821 | 43.3821 | 38.0983 | 38.0983 | -8.4184 | -8.4184 | -8.4184 | -8.4184 | -8.4184 | -8.4184 | -8.4184 | -8.4184 | -8.4184 | -8.4184 | -8.4184 | -8.4184 | -8.4184 | -8.4184 | -8.4184 | -8.4184 | -8.4184 | -8.4184 | -8.4184 | -8.4184 | -8.4184 | -8.4184 | -8.4184 | -8.4184 | -8.4184 | -8.4184 | -8.4184 | -12.8435 | -12.8435 | -51.8005 | -51.8005 | -51.8005 | -51.8005 | -46.5167 | -46.5167 | 0 | 0 |  |  | 65.6438 |  |  | 1078511.1378 | 0
$/MW-yr |  |  |  | 0 | 0 | 0 | 0 | 92190.4874 | 92190.4874 | 710555.299 | 710555.299 | 710555.299 | 710555.299 | 600475.0358 | 600475.0358 | -137884.8876 | -137884.8876 | -137884.8876 | -137884.8876 | -137884.8876 | -137884.8876 | -137884.8876 | -137884.8876 | -137884.8876 | -137884.8876 | -137884.8876 | -137884.8876 | -137884.8876 | -137884.8876 | -137884.8876 | -137884.8876 | -137884.8876 | -137884.8876 | -137884.8876 | -137884.8876 | -137884.8876 | -137884.8876 | -137884.8876 | -137884.8876 | -137884.8876 | -137884.8876 | -137884.8876 | -230075.375 | -230075.375 | -848440.1866 | -848440.1866 | -848440.1866 | -848440.1866 | -738359.9234 | -738359.9234 | 0 | 0
$Millions (adjusted) |  |  |  | 0 | 0 | 0 | 0 | 0 | 0 | 0 | 0 | 0 | 0 | 0 | 0 | 0 | 0 | 0 | 0 | 0 | 0 | 0 | 0 | 0 | 0 | 0 | 0 | 0 | 0 | 0 | 0 | 0 | 0 | 0 | 0 | 0 | 0 | 0 | 0 | 0 | 0 | 0 | 0 | 0 | 0 | 0 | 0 | 0 | 0 | 0 | 0 | 0 |  |  | 0
Annual Avoided Costs for Deferrals - Area 3 Proposal: (see note*) | Deferral Year |  |  | 2016 | 2017 | 2018 | 2019 | 2020 | 2021 | 2022 | 2023 | 2024 | 2025 | 2026 | 2027 | 2028 | 2029 | 2030 | 2031 | 2032 | 2033 | 2034 | 2035 | 2036 | 2037 | 2038 | 2039 | 2040 | 2041 | 2042 | 2043 | 2044 | 2045 | 2046 | 2047 | 2048 | 2049 | 2050 | 2051 | 2052 | 2053 | 2054 | 2055 | 2056 | 2057 | 2058 | 2059 | 2060 | 2061 | 2062 | 2063 | 2064 |  |  | Differential NPV $M |  | Differential NPV $M (adjusted for COD of Selected Project) | Differntial NPV $/MW | NPV of Transmission Avoided Costs for Selected Project
Area I Projects:
Amagansett Conversion 33 kV | 2030 |  |  | 0 | 0 | 0 | 0 | 0 | 0 | 0 | 0 | 0 | 0 | 0 | 0 | 0 | 0 | 0 | 0 | 0 | 0 | 0 | 0 | 0 | 0 | 0 | 0 | 0 | 0 | 0 | 0 | 0 | 0 | 0 | 0 | 0 | 0 | 0 | 0 | 0 | 0 | 0 | 0 | 0 | 0 | 0 | 0 | 0 | 0 | 0 | 0 | 0 |  |  | 0 |  | 0 | 0 | 0
East Hampton Conversion 33 kV | 2030 |  |  | 0 | 0 | 0 | 0 | 0 | 0 | 0 | 0 | 0 | 0 | 0 | 0 | 0 | 0 | 0 | 0 | 0 | 0 | 0 | 0 | 0 | 0 | 0 | 0 | 0 | 0 | 0 | 0 | 0 | 0 | 0 | 0 | 0 | 0 | 0 | 0 | 0 | 0 | 0 | 0 | 0 | 0 | 0 | 0 | 0 | 0 | 0 | 0 | 0 |  |  | 0 |  | 0 | 0 | 0
Buell Conversion 33 kV | 2030 |  |  | 0 | 0 | 0 | 0 | 0 | 0 | 0 | 0 | 0 | 0 | 0 | 0 | 0 | 0 | 0 | 0 | 0 | 0 | 0 | 0 | 0 | 0 | 0 | 0 | 0 | 0 | 0 | 0 | 0 | 0 | 0 | 0 | 0 | 0 | 0 | 0 | 0 | 0 | 0 | 0 | 0 | 0 | 0 | 0 | 0 | 0 | 0 | 0 | 0 |  |  | 0 |  | 0 | 0 | 0
Hither Hills Conversion to 33 kV | 2030 |  |  | 0 | 0 | 0 | 0 | 0 | 0 | 0 | 0 | 0 | 0 | 0 | 0 | 0 | 0 | 0 | 0 | 0 | 0 | 0 | 0 | 0 | 0 | 0 | 0 | 0 | 0 | 0 | 0 | 0 | 0 | 0 | 0 | 0 | 0 | 0 | 0 | 0 | 0 | 0 | 0 | 0 | 0 | 0 | 0 | 0 | 0 | 0 | 0 | 0 |  |  | 0 |  | 0 | 0 | 0
Culloden Pt Conversion to 33 kV | 2030 |  |  | 0 | 0 | 0 | 0 | 0 | 0 | 0 | 0 | 0 | 0 | 0 | 0 | 0 | 0 | 0 | 0 | 0 | 0 | 0 | 0 | 0 | 0 | 0 | 0 | 0 | 0 | 0 | 0 | 0 | 0 | 0 | 0 | 0 | 0 | 0 | 0 | 0 | 0 | 0 | 0 | 0 | 0 | 0 | 0 | 0 | 0 | 0 | 0 | 0 |  |  | 0 |  | 0 | 0 | 0
[59 empty] | 0 | =Area I Portion
Area II Projects: | [58 empty] | 592195.0716 | =Area I+II+III Portions
Bridgehampton - Buell New 69 kV UG Cable | 2026 |  |  | 0 | 0 | 0 | 0 | 0 | 0 | 0 | 0 | 0 | 0 | 0 | 0 | 0 | 0 | 0 | 0 | 0 | 0 | 0 | 0 | 0 | 0 | 0 | 0 | 0 | 0 | 0 | 0 | 0 | 0 | 0 | 0 | 0 | 0 | 0 | 0 | 0 | 0 | 0 | 0 | 0 | 0 | 0 | 0 | 0 | 0 | 0 | 0 | 0 |  |  | 0 |  | 0 | 0 | 0
[59 empty] | 0 | =Area II Portion
Area III Projects: | [58 empty] | 592195.0716 | =Area II+III Portions
New Canal - Southampton Cable | 2023 |  |  | 0 | 4.5863 | 4.5863 | 4.5863 | 4.5863 | 4.5863 | 4.5863 | -0.88999 | -0.88999 | -0.88999 | -0.88999 | -0.88999 | -0.88999 | -0.88999 | -0.88999 | -0.88999 | -0.88999 | -0.88999 | -0.88999 | -0.88999 | -0.88999 | -0.88999 | -0.88999 | -0.88999 | -0.88999 | -0.88999 | -0.88999 | -0.88999 | -0.88999 | -0.88999 | -0.88999 | -0.88999 | -0.88999 | -0.88999 | -0.88999 | -0.88999 | -5.4763 | -5.4763 | -5.4763 | -5.4763 | -5.4763 | -5.4763 | 0 | 0 | 0 | 0 | 0 | 0 | 0 |  |  | 8.9667 |  | 0 | 0 | 0
Upgrade Wildwood - Riverhead to 138 kV | 2022 |  |  | 0 | 0.93922 | 0.93922 | 0.93922 | 0.93922 | 0.93922 | -0.14959 | -0.14959 | -0.14959 | -0.14959 | -0.14959 | -0.14959 | -0.14959 | -0.14959 | -0.14959 | -0.14959 | -0.14959 | -0.14959 | -0.14959 | -0.14959 | -0.14959 | -0.14959 | -0.14959 | -0.14959 | -0.14959 | -0.14959 | -0.14959 | -0.14959 | -0.14959 | -0.14959 | -0.14959 | -0.14959 | -0.14959 | -0.14959 | -0.14959 | -0.14959 | -1.0888 | -1.0888 | -1.0888 | -1.0888 | -1.0888 | 0 | 0 | 0 | 0 | 0 | 0 | 0 | 0 |  |  | 1.5483 |  | 0 | 0 | 0
Riverhead Canal 2nd Line and Bank | 2023 |  |  | 0 | 16.6864 | 16.6864 | 16.6864 | 16.6864 | 16.6864 | 16.6864 | -3.238 | -3.238 | -3.238 | -3.238 | -3.238 | -3.238 | -3.238 | -3.238 | -3.238 | -3.238 | -3.238 | -3.238 | -3.238 | -3.238 | -3.238 | -3.238 | -3.238 | -3.238 | -3.238 | -3.238 | -3.238 | -3.238 | -3.238 | -3.238 | -3.238 | -3.238 | -3.238 | -3.238 | -3.238 | -19.9245 | -19.9245 | -19.9245 | -19.9245 | -19.9245 | -19.9245 | 0 | 0 | 0 | 0 | 0 | 0 | 0 |  |  | 32.6235 |  | 0 | 0 | 0
Canal - Wainscott New 138 kV UG Cable | 2028 |  |  | 0 | 0 | 0 | 0 | 0 | 0 | 38.957 | 38.957 | 38.957 | 38.957 | 38.957 | 38.957 | -7.5597 | -7.5597 | -7.5597 | -7.5597 | -7.5597 | -7.5597 | -7.5597 | -7.5597 | -7.5597 | -7.5597 | -7.5597 | -7.5597 | -7.5597 | -7.5597 | -7.5597 | -7.5597 | -7.5597 | -7.5597 | -7.5597 | -7.5597 | -7.5597 | -7.5597 | -7.5597 | -7.5597 | -7.5597 | -7.5597 | -7.5597 | -7.5597 | -7.5597 | -46.5167 | -46.5167 | -46.5167 | -46.5167 | -46.5167 | -46.5167 | 0 | 0 |  |  | 58.276 |  | 58.276 | 925015.732 | 592195.0716
[59 empty] | 592195.0716 | =Area III Portion
Total - Area 3 Proposal, $Millions (unadjusted) |  |  |  | 0 | 22.212 | 22.212 | 22.212 | 22.212 | 22.212 | 60.0802 | 34.6794 | 34.6794 | 34.6794 | 34.6794 | 34.6794 | -11.8373 | -11.8373 | -11.8373 | -11.8373 | -11.8373 | -11.8373 | -11.8373 | -11.8373 | -11.8373 | -11.8373 | -11.8373 | -11.8373 | -11.8373 | -11.8373 | -11.8373 | -11.8373 | -11.8373 | -11.8373 | -11.8373 | -11.8373 | -11.8373 | -11.8373 | -11.8373 | -11.8373 | -34.0493 | -34.0493 | -34.0493 | -34.0493 | -34.0493 | -71.9175 | -46.5167 | -46.5167 | -46.5167 | -46.5167 | -46.5167 | 0 | 0 |  |  | 101.4144 |  |  | 925015.732 | 592195.0716
$/MW-yr |  |  |  | 0 | 0 | 0 | 0 | 0 | 0 | 618364.8116 | 618364.8116 | 618364.8116 | 618364.8116 | 618364.8116 | 618364.8116 | -119995.1118 | -119995.1118 | -119995.1118 | -119995.1118 | -119995.1118 | -119995.1118 | -119995.1118 | -119995.1118 | -119995.1118 | -119995.1118 | -119995.1118 | -119995.1118 | -119995.1118 | -119995.1118 | -119995.1118 | -119995.1118 | -119995.1118 | -119995.1118 | -119995.1118 | -119995.1118 | -119995.1118 | -119995.1118 | -119995.1118 | -119995.1118 | -119995.1118 | -119995.1118 | -119995.1118 | -119995.1118 | -119995.1118 | -738359.9234 | -738359.9234 | -738359.9234 | -738359.9234 | -738359.9234 | -738359.9234 | 0 | 0
$Millions (adjusted) |  |  |  | 0 | 0 | 0 | 0 | 0 | 0 | 0.39588 | 0.39588 | 0.39588 | 0.39588 | 0.39588 | 0.39588 | -0.076821 | -0.076821 | -0.076821 | -0.076821 | -0.076821 | -0.076821 | -0.076821 | -0.076821 | -0.076821 | -0.076821 | -0.076821 | -0.076821 | -0.076821 | -0.076821 | -0.076821 | -0.076821 | -0.076821 | -0.076821 | -0.076821 | -0.076821 | -0.076821 | -0.076821 | -0.076821 | -0.076821 | -0.076821 | -0.076821 | -0.076821 | -0.076821 | -0.076821 | -0.4727 | -0.4727 | -0.4727 | -0.4727 | -0.4727 | -0.4727 | 0 | 0 |  |  | 592.1951
Discount Factor (Relative to 1/1/2016) = |  |  |  | 0.94787 | 0.89845 | 0.85161 | 0.80722 | 0.76513 | 0.72525 | 0.68744 | 0.6516 | 0.61763 | 0.58543 | 0.55491 | 0.52598 | 0.49856 | 0.47257 | 0.44793 | 0.42458 | 0.40245 | 0.38147 | 0.36158 | 0.34273 | 0.32486 | 0.30793 | 0.29187 | 0.27666 | 0.26223 | 0.24856 | 0.2356 | 0.22332 | 0.21168 | 0.20064 | 0.19018 | 0.18027 | 0.17087 | 0.16196 | 0.15352 | 0.14552 | 0.13793 | 0.13074 | 0.12392 | 0.11746 | 0.11134 | 0.10554 | 0.10003 | 0.094818 | 0.089875 | 0.08519 | 0.080748 | 0.076539 | 0.072549
* Note: A positive (+) avoided cost in a given year represents a cost savings relative to not having a transmission project deferral.
Note on BH17: Todd Kantarek: Behind the meter system warrants T&D losses adjustment factor

## PhII (LAN100 AC-2019)
Version |  | Based on PSEGLI file: "East End Utility 2_0_Economics_2014_10_13_r28_Sargent_Lundy.xlsx"
Annual Revenue Requirements (Millions of $s)
1) Reference (Transmission only) Case
Project | I/S Year | Investor | Capital (2015$s) | 2016 | 2017 | 2018 | 2019 | 2020 | 2021 | 2022 | 2023 | 2024 | 2025 | 2026 | 2027 | 2028 | 2029 | 2030 | 2031 | 2032 | 2033 | 2034 | 2035 | 2036 | 2037 | 2038 | 2039 | 2040 | 2041 | 2042 | 2043 | 2044 | 2045 | 2046 | 2047 | 2048 | 2049 | 2050 | 2051 | 2052 | 2053 | 2054 | 2055 | 2056 | 2057 | 2058 | 2059 | 2060 | 2061 | 2062 | 2063 | 2064 |  | NPV |  | Proposal Number = | LAN100
Transmission Reinforcement I | 2017 | PSEGLI | 197 | 0 | 24.0294 | 24.0294 | 24.0294 | 24.0294 | 24.0294 | 24.0294 | 24.0294 | 24.0294 | 24.0294 | 24.0294 | 24.0294 | 24.0294 | 24.0294 | 24.0294 | 24.0294 | 24.0294 | 24.0294 | 24.0294 | 24.0294 | 24.0294 | 24.0294 | 24.0294 | 24.0294 | 24.0294 | 24.0294 | 24.0294 | 24.0294 | 24.0294 | 24.0294 | 24.0294 | 24.0294 | 24.0294 | 24.0294 | 24.0294 | 24.0294 | [13 empty] | 35 | 350.5464 |  | Proposer Name = | Landis + Gyr
Transmission Reinforcement II | 2018 | PSEGLI | 4.8 | 0 | 0 | 0.60305 | 0.60305 | 0.60305 | 0.60305 | 0.60305 | 0.60305 | 0.60305 | 0.60305 | 0.60305 | 0.60305 | 0.60305 | 0.60305 | 0.60305 | 0.60305 | 0.60305 | 0.60305 | 0.60305 | 0.60305 | 0.60305 | 0.60305 | 0.60305 | 0.60305 | 0.60305 | 0.60305 | 0.60305 | 0.60305 | 0.60305 | 0.60305 | 0.60305 | 0.60305 | 0.60305 | 0.60305 | 0.60305 | 0.60305 | 0.60305 | [12 empty] | 35 | 8.3388 |  | Proposal/Project = | South Fork Demand Management Phase I/II
Transmission Reinforcement III | 2019 | PSEGLI | 2.8 | 0 | 0 | 0 | 0.36233 | 0.36233 | 0.36233 | 0.36233 | 0.36233 | 0.36233 | 0.36233 | 0.36233 | 0.36233 | 0.36233 | 0.36233 | 0.36233 | 0.36233 | 0.36233 | 0.36233 | 0.36233 | 0.36233 | 0.36233 | 0.36233 | 0.36233 | 0.36233 | 0.36233 | 0.36233 | 0.36233 | 0.36233 | 0.36233 | 0.36233 | 0.36233 | 0.36233 | 0.36233 | 0.36233 | 0.36233 | 0.36233 | 0.36233 | 0.36233 | [11 empty] | 35 | 4.7491 |  | Option Number = | 1
Transmission Reinforcement IV | 2020 | PSEGLI | 33.2 | 0 | 0 | 0 | 0 | 4.4251 | 4.4251 | 4.4251 | 4.4251 | 4.4251 | 4.4251 | 4.4251 | 4.4251 | 4.4251 | 4.4251 | 4.4251 | 4.4251 | 4.4251 | 4.4251 | 4.4251 | 4.4251 | 4.4251 | 4.4251 | 4.4251 | 4.4251 | 4.4251 | 4.4251 | 4.4251 | 4.4251 | 4.4251 | 4.4251 | 4.4251 | 4.4251 | 4.4251 | 4.4251 | 4.4251 | 4.4251 | 4.4251 | 4.4251 | 4.4251 | [10 empty] | 35 | 54.9758 |  | Location = | All (unspecificed)
Transmission Reinforcement V | 2022 | PSEGLI | 275.5 | 0 | 0 | 0 | 0 | 0 | 0 | 38.957 | 38.957 | 38.957 | 38.957 | 38.957 | 38.957 | 38.957 | 38.957 | 38.957 | 38.957 | 38.957 | 38.957 | 38.957 | 38.957 | 38.957 | 38.957 | 38.957 | 38.957 | 38.957 | 38.957 | 38.957 | 38.957 | 38.957 | 38.957 | 38.957 | 38.957 | 38.957 | 38.957 | 38.957 | 38.957 | 38.957 | 38.957 | 38.957 | 38.957 | 38.957 | [8 empty] | 35 | 434.8353 |  | Technology = | Central A/C Devices
[56 empty] | Interconnection Points = | Behind the Meter
Total |  |  | 513.3 | 0 | 24.0294 | 24.6325 | 24.9948 | 29.42 | 29.42 | 68.377 | 68.377 | 68.377 | 68.377 | 68.377 | 68.377 | 68.377 | 68.377 | 68.377 | 68.377 | 68.377 | 68.377 | 68.377 | 68.377 | 68.377 | 68.377 | 68.377 | 68.377 | 68.377 | 68.377 | 68.377 | 68.377 | 68.377 | 68.377 | 68.377 | 68.377 | 68.377 | 68.377 | 68.377 | 68.377 | 44.3475 | 43.7445 | 43.3821 | 38.957 | 38.957 | 0 | 0 | 0 | 0 | 0 | 0 | 0 | 0 |  | 853.4454 |  | Loss Factor = | 1.067
2016 NPV @ 5.5%, thru 2035 |  |  |  | 2016: 582.1416
2016 NPV @ 5.5%, thru 2056 |  |  |  | 2016: 853.4454 |  |  |  | MW Required by 2022 (cap) = | 15 | 33 | 15 | Output: NPV of Transmission Avoided Costs for Selected Project (see note*)
[57 empty] | Selected Project Inputs - Area 1 Portion | Selected Project Inputs - Area 2 Portion | Selected Project Inputs - Area 3 Portion | Area 1 | Area 2 | Area 3 | Total | check
[56 empty] | Project kW = | 0 | 0 | 640.2
[55 empty] | Capped kW = | 640.2 | 0 | 0 | 640.2
[56 empty] | Project Area (1, 2, or 3) = | 1 | 2 | 3
[56 empty] | Proportion of Peak Hours Covered = | 100% | 100% | 100%
[55 empty] | Project COD = | 2019
[55 empty] | Effective kW = | 640.2 |  |  |  | 0 | 0 | 592195.0716 | 592195.0716
[60 empty] | check | check | check
| I/S Year |  | Capital (2015$s) | 2016 | 2017 | 2018 | 2019 | 2020 | 2021 | 2022 | 2023 | 2024 | 2025 | 2026 | 2027 | 2028 | 2029 | 2030 | 2031 | 2032 | 2033 | 2034 | 2035 | 2036 | 2037 | 2038 | 2039 | 2040 | 2041 | 2042 | 2043 | 2044 | 2045 | 2046 | 2047 | 2048 | 2049 | 2050 | 2051 | 2052 | 2053 | 2054 | 2055 | 2056 | 2057 | 2058 | 2059 | 2060 | 2061 | 2062 | 2063 | 2064 |  | MW Required by 2022 | NPV Base $M | Differential NPV $M | Differential NPV $M (adjusted for COD of Selected Project) | Differntial NPV $/MW | NPV of Transmission Avoided Costs for Selected Project
Area I Projects: | [53 empty] | 15
Amagansett Conversion 33 kV | 2017 |  | 8 | 0 | 0.97582 | 0.97582 | 0.97582 | 0.97582 | 0.97582 | 0.97582 | 0.97582 | 0.97582 | 0.97582 | 0.97582 | 0.97582 | 0.97582 | 0.97582 | 0.97582 | 0.97582 | 0.97582 | 0.97582 | 0.97582 | 0.97582 | 0.97582 | 0.97582 | 0.97582 | 0.97582 | 0.97582 | 0.97582 | 0.97582 | 0.97582 | 0.97582 | 0.97582 | 0.97582 | 0.97582 | 0.97582 | 0.97582 | 0.97582 | 0.97582 | [13 empty] | 35 |  | 14.2354
East Hampton Conversion 33 kV | 2017 |  | 3.2 | 0 | 0.39033 | 0.39033 | 0.39033 | 0.39033 | 0.39033 | 0.39033 | 0.39033 | 0.39033 | 0.39033 | 0.39033 | 0.39033 | 0.39033 | 0.39033 | 0.39033 | 0.39033 | 0.39033 | 0.39033 | 0.39033 | 0.39033 | 0.39033 | 0.39033 | 0.39033 | 0.39033 | 0.39033 | 0.39033 | 0.39033 | 0.39033 | 0.39033 | 0.39033 | 0.39033 | 0.39033 | 0.39033 | 0.39033 | 0.39033 | 0.39033 | [13 empty] | 35 |  | 5.6942
Buell Conversion 33 kV | 2017 |  | 3.7 | 0 | 0.45131 | 0.45131 | 0.45131 | 0.45131 | 0.45131 | 0.45131 | 0.45131 | 0.45131 | 0.45131 | 0.45131 | 0.45131 | 0.45131 | 0.45131 | 0.45131 | 0.45131 | 0.45131 | 0.45131 | 0.45131 | 0.45131 | 0.45131 | 0.45131 | 0.45131 | 0.45131 | 0.45131 | 0.45131 | 0.45131 | 0.45131 | 0.45131 | 0.45131 | 0.45131 | 0.45131 | 0.45131 | 0.45131 | 0.45131 | 0.45131 | [13 empty] | 35 |  | 6.5839
Hither Hills Conversion to 33 kV | 2018 |  | 4.8 | 0 | 0 | 0.60305 | 0.60305 | 0.60305 | 0.60305 | 0.60305 | 0.60305 | 0.60305 | 0.60305 | 0.60305 | 0.60305 | 0.60305 | 0.60305 | 0.60305 | 0.60305 | 0.60305 | 0.60305 | 0.60305 | 0.60305 | 0.60305 | 0.60305 | 0.60305 | 0.60305 | 0.60305 | 0.60305 | 0.60305 | 0.60305 | 0.60305 | 0.60305 | 0.60305 | 0.60305 | 0.60305 | 0.60305 | 0.60305 | 0.60305 | 0.60305 | [12 empty] | 35 |  | 8.3388
Culloden Pt Conversion to 33 kV | 2019 |  | 2.8 | 0 | 0 | 0 | 0.36233 | 0.36233 | 0.36233 | 0.36233 | 0.36233 | 0.36233 | 0.36233 | 0.36233 | 0.36233 | 0.36233 | 0.36233 | 0.36233 | 0.36233 | 0.36233 | 0.36233 | 0.36233 | 0.36233 | 0.36233 | 0.36233 | 0.36233 | 0.36233 | 0.36233 | 0.36233 | 0.36233 | 0.36233 | 0.36233 | 0.36233 | 0.36233 | 0.36233 | 0.36233 | 0.36233 | 0.36233 | 0.36233 | 0.36233 | 0.36233 | [11 empty] | 35 |  | 4.7491
No Deferral |  |  | 22.5 |  | 1.8175 | 2.4205 | 2.7828 | 2.7828 | 2.7828 | 2.7828 | 2.7828 | 2.7828 | 2.7828 | 2.7828 | 2.7828 | 2.7828 | 2.7828 | 2.7828 | 2.7828 | 2.7828 | 2.7828 | 2.7828 | 2.7828 | 2.7828 | 2.7828 | 2.7828 | 2.7828 | 2.7828 | 2.7828 | 2.7828 | 2.7828 | 2.7828 | 2.7828 | 2.7828 | 2.7828 | 2.7828 | 2.7828 | 2.7828 | 2.7828 | 0.96539 | 0.36233 | 0 | 0 | 0 | [10 empty] | 39.6013
Amagansett Conversion 33 kV | 2030 |  | 8 | [14 empty] | 1.433 | 1.433 | 1.433 | 1.433 | 1.433 | 1.433 | 1.433 | 1.433 | 1.433 | 1.433 | 1.433 | 1.433 | 1.433 | 1.433 | 1.433 | 1.433 | 1.433 | 1.433 | 1.433 | 1.433 | 1.433 | 1.433 | 1.433 | 1.433 | 1.433 | 1.433 | 1.433 | 1.433 | 1.433 | 1.433 | 1.433 | 1.433 | 1.433 | 1.433 | 1.433 | 35 |  | 10.4225 | 3.8129 | 0 | 0 | 0
East Hampton Conversion 33 kV | 2030 |  | 3.2 | [14 empty] | 0.57321 | 0.57321 | 0.57321 | 0.57321 | 0.57321 | 0.57321 | 0.57321 | 0.57321 | 0.57321 | 0.57321 | 0.57321 | 0.57321 | 0.57321 | 0.57321 | 0.57321 | 0.57321 | 0.57321 | 0.57321 | 0.57321 | 0.57321 | 0.57321 | 0.57321 | 0.57321 | 0.57321 | 0.57321 | 0.57321 | 0.57321 | 0.57321 | 0.57321 | 0.57321 | 0.57321 | 0.57321 | 0.57321 | 0.57321 | 0.57321 | 35 |  | 4.169 | 1.5252 | 0 | 0 | 0
Buell Conversion 33 kV | 2030 |  | 3.7 | [14 empty] | 0.66277 | 0.66277 | 0.66277 | 0.66277 | 0.66277 | 0.66277 | 0.66277 | 0.66277 | 0.66277 | 0.66277 | 0.66277 | 0.66277 | 0.66277 | 0.66277 | 0.66277 | 0.66277 | 0.66277 | 0.66277 | 0.66277 | 0.66277 | 0.66277 | 0.66277 | 0.66277 | 0.66277 | 0.66277 | 0.66277 | 0.66277 | 0.66277 | 0.66277 | 0.66277 | 0.66277 | 0.66277 | 0.66277 | 0.66277 | 0.66277 | 35 |  | 4.8204 | 1.7635 | 0 | 0 | 0
Hither Hills Conversion to 33 kV | 2030 |  | 4.8 | [14 empty] | 0.85981 | 0.85981 | 0.85981 | 0.85981 | 0.85981 | 0.85981 | 0.85981 | 0.85981 | 0.85981 | 0.85981 | 0.85981 | 0.85981 | 0.85981 | 0.85981 | 0.85981 | 0.85981 | 0.85981 | 0.85981 | 0.85981 | 0.85981 | 0.85981 | 0.85981 | 0.85981 | 0.85981 | 0.85981 | 0.85981 | 0.85981 | 0.85981 | 0.85981 | 0.85981 | 0.85981 | 0.85981 | 0.85981 | 0.85981 | 0.85981 | 35 |  | 6.2535 | 2.0853 | 0 | 0 | 0
Culloden Pt Conversion to 33 kV | 2030 |  | 2.8 | [14 empty] | 0.50156 | 0.50156 | 0.50156 | 0.50156 | 0.50156 | 0.50156 | 0.50156 | 0.50156 | 0.50156 | 0.50156 | 0.50156 | 0.50156 | 0.50156 | 0.50156 | 0.50156 | 0.50156 | 0.50156 | 0.50156 | 0.50156 | 0.50156 | 0.50156 | 0.50156 | 0.50156 | 0.50156 | 0.50156 | 0.50156 | 0.50156 | 0.50156 | 0.50156 | 0.50156 | 0.50156 | 0.50156 | 0.50156 | 0.50156 | 0.50156 | 35 |  | 3.6479 | 1.1012 | 1.1012 | 73412.135 | 46998.4488
Deferral to Indicated Year |  |  | 22.5 | [6 empty] | 0 | 0 | 0 | 0 | 0 | 0 | 0 | 0 | 4.0304 | 4.0304 | 4.0304 | 4.0304 | 4.0304 | 4.0304 | 4.0304 | 4.0304 | 4.0304 | 4.0304 | 4.0304 | 4.0304 | 4.0304 | 4.0304 | 4.0304 | 4.0304 | 4.0304 | 4.0304 | 4.0304 | 4.0304 | 4.0304 | 4.0304 | 4.0304 | 4.0304 | 4.0304 | 4.0304 | 4.0304 | 4.0304 | 4.0304 | 4.0304 | 4.0304 | 4.0304 | 4.0304 | 4.0304 | 4.0304 | 35 |  | 29.3132 | 10.2881 | 1.1012 | 73412.135 | 46998.4488 | =Area I Portion
[59 empty] | 737461.2793 | =Area I+II+III Portions
Annual Avoided Costs for Deferral to Indicated Year:
Amagansett Conversion 33 kV | 2030 |  |  | 0 | 0.97582 | 0.97582 | 0.97582 | 0.97582 | 0.97582 | 0.97582 | 0.97582 | 0.97582 | 0.97582 | 0.97582 | 0.97582 | 0.97582 | 0.97582 | -0.4572 | -0.4572 | -0.4572 | -0.4572 | -0.4572 | -0.4572 | -0.4572 | -0.4572 | -0.4572 | -0.4572 | -0.4572 | -0.4572 | -0.4572 | -0.4572 | -0.4572 | -0.4572 | -0.4572 | -0.4572 | -0.4572 | -0.4572 | -0.4572 | -0.4572 | -1.433 | -1.433 | -1.433 | -1.433 | -1.433 | -1.433 | -1.433 | -1.433 | -1.433 | -1.433 | -1.433 | -1.433 | -1.433 | 35 |  |  | 3.8129
East Hampton Conversion 33 kV | 2030 |  |  | 0 | 0.39033 | 0.39033 | 0.39033 | 0.39033 | 0.39033 | 0.39033 | 0.39033 | 0.39033 | 0.39033 | 0.39033 | 0.39033 | 0.39033 | 0.39033 | -0.18288 | -0.18288 | -0.18288 | -0.18288 | -0.18288 | -0.18288 | -0.18288 | -0.18288 | -0.18288 | -0.18288 | -0.18288 | -0.18288 | -0.18288 | -0.18288 | -0.18288 | -0.18288 | -0.18288 | -0.18288 | -0.18288 | -0.18288 | -0.18288 | -0.18288 | -0.57321 | -0.57321 | -0.57321 | -0.57321 | -0.57321 | -0.57321 | -0.57321 | -0.57321 | -0.57321 | -0.57321 | -0.57321 | -0.57321 | -0.57321 | 35 |  |  | 1.5252
Buell Conversion 33 kV | 2030 |  |  | 0 | 0.45131 | 0.45131 | 0.45131 | 0.45131 | 0.45131 | 0.45131 | 0.45131 | 0.45131 | 0.45131 | 0.45131 | 0.45131 | 0.45131 | 0.45131 | -0.21146 | -0.21146 | -0.21146 | -0.21146 | -0.21146 | -0.21146 | -0.21146 | -0.21146 | -0.21146 | -0.21146 | -0.21146 | -0.21146 | -0.21146 | -0.21146 | -0.21146 | -0.21146 | -0.21146 | -0.21146 | -0.21146 | -0.21146 | -0.21146 | -0.21146 | -0.66277 | -0.66277 | -0.66277 | -0.66277 | -0.66277 | -0.66277 | -0.66277 | -0.66277 | -0.66277 | -0.66277 | -0.66277 | -0.66277 | -0.66277 | 35 |  |  | 1.7635
Hither Hills Conversion to 33 kV | 2030 |  |  | 0 | 0 | 0.60305 | 0.60305 | 0.60305 | 0.60305 | 0.60305 | 0.60305 | 0.60305 | 0.60305 | 0.60305 | 0.60305 | 0.60305 | 0.60305 | -0.25676 | -0.25676 | -0.25676 | -0.25676 | -0.25676 | -0.25676 | -0.25676 | -0.25676 | -0.25676 | -0.25676 | -0.25676 | -0.25676 | -0.25676 | -0.25676 | -0.25676 | -0.25676 | -0.25676 | -0.25676 | -0.25676 | -0.25676 | -0.25676 | -0.25676 | -0.25676 | -0.85981 | -0.85981 | -0.85981 | -0.85981 | -0.85981 | -0.85981 | -0.85981 | -0.85981 | -0.85981 | -0.85981 | -0.85981 | -0.85981 | 35 |  |  | 2.0853
Culloden Pt Conversion to 33 kV | 2030 |  |  | 0 | 0 | 0 | 0.36233 | 0.36233 | 0.36233 | 0.36233 | 0.36233 | 0.36233 | 0.36233 | 0.36233 | 0.36233 | 0.36233 | 0.36233 | -0.13922 | -0.13922 | -0.13922 | -0.13922 | -0.13922 | -0.13922 | -0.13922 | -0.13922 | -0.13922 | -0.13922 | -0.13922 | -0.13922 | -0.13922 | -0.13922 | -0.13922 | -0.13922 | -0.13922 | -0.13922 | -0.13922 | -0.13922 | -0.13922 | -0.13922 | -0.13922 | -0.13922 | -0.50156 | -0.50156 | -0.50156 | -0.50156 | -0.50156 | -0.50156 | -0.50156 | -0.50156 | -0.50156 | -0.50156 | -0.50156 | 35 |  |  | 1.1012
Area II Projects: | [53 empty] | 33
Bridgehampton - Buell New 69 kV UG Cable | 2020 |  | 33.2 | 0 | 0 | 0 | 0 | 4.4251 | 4.4251 | 4.4251 | 4.4251 | 4.4251 | 4.4251 | 4.4251 | 4.4251 | 4.4251 | 4.4251 | 4.4251 | 4.4251 | 4.4251 | 4.4251 | 4.4251 | 4.4251 | 4.4251 | 4.4251 | 4.4251 | 4.4251 | 4.4251 | 4.4251 | 4.4251 | 4.4251 | 4.4251 | 4.4251 | 4.4251 | 4.4251 | 4.4251 | 4.4251 | 4.4251 | 4.4251 | 4.4251 | 4.4251 | 4.4251 | [10 empty] | 35 |  | 54.9758
No Deferral |  |  | 33.2 |  | 0 | 0 | 0 | 4.4251 | 4.4251 | 4.4251 | 4.4251 | 4.4251 | 4.4251 | 4.4251 | 4.4251 | 4.4251 | 4.4251 | 4.4251 | 4.4251 | 4.4251 | 4.4251 | 4.4251 | 4.4251 | 4.4251 | 4.4251 | 4.4251 | 4.4251 | 4.4251 | 4.4251 | 4.4251 | 4.4251 | 4.4251 | 4.4251 | 4.4251 | 4.4251 | 4.4251 | 4.4251 | 4.4251 | 4.4251 | 4.4251 | 4.4251 | 4.4251 | [10 empty] | 35 |  | 54.9758
Bridgehampton - Buell New 69 kV UG Cable | 2026 |  | 33.2 | [10 empty] | 5.2839 | 5.2839 | 5.2839 | 5.2839 | 5.2839 | 5.2839 | 5.2839 | 5.2839 | 5.2839 | 5.2839 | 5.2839 | 5.2839 | 5.2839 | 5.2839 | 5.2839 | 5.2839 | 5.2839 | 5.2839 | 5.2839 | 5.2839 | 5.2839 | 5.2839 | 5.2839 | 5.2839 | 5.2839 | 5.2839 | 5.2839 | 5.2839 | 5.2839 | 5.2839 | 5.2839 | 5.2839 | 5.2839 | 5.2839 | 5.2839 |  |  |  |  | 35 |  | 47.608 | 7.3678 | 7.3678 | 153495.4058 | 98267.7588
Deferral to Indicated Year |  |  | 33.2 | [6 empty] | 0 | 0 | 0 | 0 | 5.2839 | 5.2839 | 5.2839 | 5.2839 | 5.2839 | 5.2839 | 5.2839 | 5.2839 | 5.2839 | 5.2839 | 5.2839 | 5.2839 | 5.2839 | 5.2839 | 5.2839 | 5.2839 | 5.2839 | 5.2839 | 5.2839 | 5.2839 | 5.2839 | 5.2839 | 5.2839 | 5.2839 | 5.2839 | 5.2839 | 5.2839 | 5.2839 | 5.2839 | 5.2839 | 5.2839 | 5.2839 | 5.2839 | 5.2839 | 5.2839 |  |  |  |  | 35 |  | 47.608 | 7.3678 | 7.3678 | 153495.4058 | 98267.7588 | =Area II Portion
[59 empty] | 690462.8304 | =Area II+III Portions
Annual Avoided Costs for Deferral to Indicated Year:
Bridgehampton - Buell New 69 kV UG Cable | 2026 |  |  | 0 | 0 | 0 | 0 | 4.4251 | 4.4251 | 4.4251 | 4.4251 | 4.4251 | 4.4251 | -0.85871 | -0.85871 | -0.85871 | -0.85871 | -0.85871 | -0.85871 | -0.85871 | -0.85871 | -0.85871 | -0.85871 | -0.85871 | -0.85871 | -0.85871 | -0.85871 | -0.85871 | -0.85871 | -0.85871 | -0.85871 | -0.85871 | -0.85871 | -0.85871 | -0.85871 | -0.85871 | -0.85871 | -0.85871 | -0.85871 | -0.85871 | -0.85871 | -0.85871 | -5.2839 | -5.2839 | -5.2839 | -5.2839 | -5.2839 | -5.2839 |  |  |  |  | 35 |  |  | 7.3678
0
Area III Projects: | [52 empty] | 0 | 15
New Canal - Southampton Cable | 2017 |  | 37.6 | 0 | 4.5863 | 4.5863 | 4.5863 | 4.5863 | 4.5863 | 4.5863 | 4.5863 | 4.5863 | 4.5863 | 4.5863 | 4.5863 | 4.5863 | 4.5863 | 4.5863 | 4.5863 | 4.5863 | 4.5863 | 4.5863 | 4.5863 | 4.5863 | 4.5863 | 4.5863 | 4.5863 | 4.5863 | 4.5863 | 4.5863 | 4.5863 | 4.5863 | 4.5863 | 4.5863 | 4.5863 | 4.5863 | 4.5863 | 4.5863 | 4.5863 | [13 empty] | 35 |  | 66.9063
Upgrade Wildwood - Riverhead to 138 kV | 2017 |  | 7.7 | 0 | 0.93922 | 0.93922 | 0.93922 | 0.93922 | 0.93922 | 0.93922 | 0.93922 | 0.93922 | 0.93922 | 0.93922 | 0.93922 | 0.93922 | 0.93922 | 0.93922 | 0.93922 | 0.93922 | 0.93922 | 0.93922 | 0.93922 | 0.93922 | 0.93922 | 0.93922 | 0.93922 | 0.93922 | 0.93922 | 0.93922 | 0.93922 | 0.93922 | 0.93922 | 0.93922 | 0.93922 | 0.93922 | 0.93922 | 0.93922 | 0.93922 | [13 empty] | 35 |  | 13.7016
Riverhead Canal 2nd Line and Bank | 2017 |  | 136.8 | 0 | 16.6864 | 16.6864 | 16.6864 | 16.6864 | 16.6864 | 16.6864 | 16.6864 | 16.6864 | 16.6864 | 16.6864 | 16.6864 | 16.6864 | 16.6864 | 16.6864 | 16.6864 | 16.6864 | 16.6864 | 16.6864 | 16.6864 | 16.6864 | 16.6864 | 16.6864 | 16.6864 | 16.6864 | 16.6864 | 16.6864 | 16.6864 | 16.6864 | 16.6864 | 16.6864 | 16.6864 | 16.6864 | 16.6864 | 16.6864 | 16.6864 | [13 empty] | 35 |  | 243.4251
Canal - Wainscott New 138 kV UG Cable | 2022 |  | 275.5 | 0 | 0 | 0 | 0 | 0 | 0 | 38.957 | 38.957 | 38.957 | 38.957 | 38.957 | 38.957 | 38.957 | 38.957 | 38.957 | 38.957 | 38.957 | 38.957 | 38.957 | 38.957 | 38.957 | 38.957 | 38.957 | 38.957 | 38.957 | 38.957 | 38.957 | 38.957 | 38.957 | 38.957 | 38.957 | 38.957 | 38.957 | 38.957 | 38.957 | 38.957 | 38.957 | 38.957 | 38.957 | 38.957 | 38.957 | [8 empty] | 35 |  | 434.8353
No Deferral |  |  | 457.6 |  | 22.212 | 22.212 | 22.212 | 22.212 | 22.212 | 61.169 | 61.169 | 61.169 | 61.169 | 61.169 | 61.169 | 61.169 | 61.169 | 61.169 | 61.169 | 61.169 | 61.169 | 61.169 | 61.169 | 61.169 | 61.169 | 61.169 | 61.169 | 61.169 | 61.169 | 61.169 | 61.169 | 61.169 | 61.169 | 61.169 | 61.169 | 61.169 | 61.169 | 61.169 | 61.169 | 38.957 | 38.957 | 38.957 | 38.957 | 38.957 | [10 empty] | 758.8683
New Canal - Southampton Cable | 2023 |  | 37.6 | [7 empty] | 5.4763 | 5.4763 | 5.4763 | 5.4763 | 5.4763 | 5.4763 | 5.4763 | 5.4763 | 5.4763 | 5.4763 | 5.4763 | 5.4763 | 5.4763 | 5.4763 | 5.4763 | 5.4763 | 5.4763 | 5.4763 | 5.4763 | 5.4763 | 5.4763 | 5.4763 | 5.4763 | 5.4763 | 5.4763 | 5.4763 | 5.4763 | 5.4763 | 5.4763 | 5.4763 | 5.4763 | 5.4763 | 5.4763 | 5.4763 | 5.4763 | [7 empty] | 35 |  | 57.9396 | 8.9667 | 0 | 0 | 0
Upgrade Wildwood - Riverhead to 138 kV | 2022 |  | 7.7 | [6 empty] | 1.0888 | 1.0888 | 1.0888 | 1.0888 | 1.0888 | 1.0888 | 1.0888 | 1.0888 | 1.0888 | 1.0888 | 1.0888 | 1.0888 | 1.0888 | 1.0888 | 1.0888 | 1.0888 | 1.0888 | 1.0888 | 1.0888 | 1.0888 | 1.0888 | 1.0888 | 1.0888 | 1.0888 | 1.0888 | 1.0888 | 1.0888 | 1.0888 | 1.0888 | 1.0888 | 1.0888 | 1.0888 | 1.0888 | 1.0888 | 1.0888 | [8 empty] | 35 |  | 12.1533 | 1.5483 | 0 | 0 | 0
Riverhead Canal 2nd Line and Bank | 2023 |  | 136.8 | [7 empty] | 19.9245 | 19.9245 | 19.9245 | 19.9245 | 19.9245 | 19.9245 | 19.9245 | 19.9245 | 19.9245 | 19.9245 | 19.9245 | 19.9245 | 19.9245 | 19.9245 | 19.9245 | 19.9245 | 19.9245 | 19.9245 | 19.9245 | 19.9245 | 19.9245 | 19.9245 | 19.9245 | 19.9245 | 19.9245 | 19.9245 | 19.9245 | 19.9245 | 19.9245 | 19.9245 | 19.9245 | 19.9245 | 19.9245 | 19.9245 | 19.9245 | [7 empty] | 35 |  | 210.8017 | 32.6235 | 0 | 0 | 0
Canal - Wainscott New 138 kV UG Cable | 2028 |  | 275.5 | [12 empty] | 46.5167 | 46.5167 | 46.5167 | 46.5167 | 46.5167 | 46.5167 | 46.5167 | 46.5167 | 46.5167 | 46.5167 | 46.5167 | 46.5167 | 46.5167 | 46.5167 | 46.5167 | 46.5167 | 46.5167 | 46.5167 | 46.5167 | 46.5167 | 46.5167 | 46.5167 | 46.5167 | 46.5167 | 46.5167 | 46.5167 | 46.5167 | 46.5167 | 46.5167 | 46.5167 | 46.5167 | 46.5167 | 46.5167 | 46.5167 | 46.5167 |  |  | 35 |  | 376.5593 | 58.276 | 58.276 | 925015.732 | 592195.0716
Deferral to Indicated Year |  |  | 457.6 | [6 empty] | 1.0888 | 26.4896 | 26.4896 | 26.4896 | 26.4896 | 26.4896 | 73.0063 | 73.0063 | 73.0063 | 73.0063 | 73.0063 | 73.0063 | 73.0063 | 73.0063 | 73.0063 | 73.0063 | 73.0063 | 73.0063 | 73.0063 | 73.0063 | 73.0063 | 73.0063 | 73.0063 | 73.0063 | 73.0063 | 73.0063 | 73.0063 | 73.0063 | 73.0063 | 73.0063 | 73.0063 | 73.0063 | 73.0063 | 73.0063 | 73.0063 | 71.9175 | 46.5167 | 46.5167 | 46.5167 | 46.5167 | 46.5167 |  |  | 41 |  | 657.4539 | 101.4144 | 58.276 | 925015.732 | 592195.0716 | =Area III Portion
[59 empty] | 592195.0716 | =Area III Portion
Annual Avoided Costs for Deferral to Indicated Year:
New Canal - Southampton Cable | 2023 |  |  | 0 | 4.5863 | 4.5863 | 4.5863 | 4.5863 | 4.5863 | 4.5863 | -0.88999 | -0.88999 | -0.88999 | -0.88999 | -0.88999 | -0.88999 | -0.88999 | -0.88999 | -0.88999 | -0.88999 | -0.88999 | -0.88999 | -0.88999 | -0.88999 | -0.88999 | -0.88999 | -0.88999 | -0.88999 | -0.88999 | -0.88999 | -0.88999 | -0.88999 | -0.88999 | -0.88999 | -0.88999 | -0.88999 | -0.88999 | -0.88999 | -0.88999 | -5.4763 | -5.4763 | -5.4763 | -5.4763 | -5.4763 | -5.4763 | 0 | 0 | 0 | 0 | 0 |  |  | 35 |  |  | 8.9667
Upgrade Wildwood - Riverhead to 138 kV | 2022 |  |  | 0 | 0.93922 | 0.93922 | 0.93922 | 0.93922 | 0.93922 | -0.14959 | -0.14959 | -0.14959 | -0.14959 | -0.14959 | -0.14959 | -0.14959 | -0.14959 | -0.14959 | -0.14959 | -0.14959 | -0.14959 | -0.14959 | -0.14959 | -0.14959 | -0.14959 | -0.14959 | -0.14959 | -0.14959 | -0.14959 | -0.14959 | -0.14959 | -0.14959 | -0.14959 | -0.14959 | -0.14959 | -0.14959 | -0.14959 | -0.14959 | -0.14959 | -1.0888 | -1.0888 | -1.0888 | -1.0888 | -1.0888 | 0 | 0 | 0 | 0 | 0 | 0 |  |  | 35 |  |  | 1.5483
Riverhead Canal 2nd Line and Bank | 2023 |  |  | 0 | 16.6864 | 16.6864 | 16.6864 | 16.6864 | 16.6864 | 16.6864 | -3.238 | -3.238 | -3.238 | -3.238 | -3.238 | -3.238 | -3.238 | -3.238 | -3.238 | -3.238 | -3.238 | -3.238 | -3.238 | -3.238 | -3.238 | -3.238 | -3.238 | -3.238 | -3.238 | -3.238 | -3.238 | -3.238 | -3.238 | -3.238 | -3.238 | -3.238 | -3.238 | -3.238 | -3.238 | -19.9245 | -19.9245 | -19.9245 | -19.9245 | -19.9245 | -19.9245 | 0 | 0 | 0 | 0 | 0 |  |  | 35 |  |  | 32.6235
Canal - Wainscott New 138 kV UG Cable | 2028 |  |  | 0 | 0 | 0 | 0 | 0 | 0 | 38.957 | 38.957 | 38.957 | 38.957 | 38.957 | 38.957 | -7.5597 | -7.5597 | -7.5597 | -7.5597 | -7.5597 | -7.5597 | -7.5597 | -7.5597 | -7.5597 | -7.5597 | -7.5597 | -7.5597 | -7.5597 | -7.5597 | -7.5597 | -7.5597 | -7.5597 | -7.5597 | -7.5597 | -7.5597 | -7.5597 | -7.5597 | -7.5597 | -7.5597 | -7.5597 | -7.5597 | -7.5597 | -7.5597 | -7.5597 | -46.5167 | -46.5167 | -46.5167 | -46.5167 | -46.5167 | -46.5167 | [5 empty] | 58.276
Total - All Areas (No Deferrals,$Millions) |  |  | 513.3 |  | 24.0294 | 24.6325 | 24.9948 | 29.42 | 29.42 | 68.377 | 68.377 | 68.377 | 68.377 | 68.377 | 68.377 | 68.377 | 68.377 | 68.377 | 68.377 | 68.377 | 68.377 | 68.377 | 68.377 | 68.377 | 68.377 | 68.377 | 68.377 | 68.377 | 68.377 | 68.377 | 68.377 | 68.377 | 68.377 | 68.377 | 68.377 | 68.377 | 68.377 | 68.377 | 68.377 | 44.3475 | 43.7445 | 43.3821 | 38.957 | 38.957 | 0 | 0 | 0 | 0 | 0 | 0 | 0 | 0 |  | 63 | 853.4454 | 119.0703 | = max. total avoided cost in portfolio
Annual Avoided Costs for Deferrals - Area 1 Proposal: (see note*) | Deferral Year |  |  | 2016 | 2017 | 2018 | 2019 | 2020 | 2021 | 2022 | 2023 | 2024 | 2025 | 2026 | 2027 | 2028 | 2029 | 2030 | 2031 | 2032 | 2033 | 2034 | 2035 | 2036 | 2037 | 2038 | 2039 | 2040 | 2041 | 2042 | 2043 | 2044 | 2045 | 2046 | 2047 | 2048 | 2049 | 2050 | 2051 | 2052 | 2053 | 2054 | 2055 | 2056 | 2057 | 2058 | 2059 | 2060 | 2061 | 2062 | 2063 | 2064 |  |  | Differential NPV $M |  | Differential NPV $M (adjusted for COD of Selected Project) | Differntial NPV $/MW | NPV of Transmission Avoided Costs for Selected Project
Area I Projects:
Amagansett Conversion 33 kV | 2030 |  |  | 0 | 0.97582 | 0.97582 | 0.97582 | 0.97582 | 0.97582 | 0.97582 | 0.97582 | 0.97582 | 0.97582 | 0.97582 | 0.97582 | 0.97582 | 0.97582 | -0.4572 | -0.4572 | -0.4572 | -0.4572 | -0.4572 | -0.4572 | -0.4572 | -0.4572 | -0.4572 | -0.4572 | -0.4572 | -0.4572 | -0.4572 | -0.4572 | -0.4572 | -0.4572 | -0.4572 | -0.4572 | -0.4572 | -0.4572 | -0.4572 | -0.4572 | -1.433 | -1.433 | -1.433 | -1.433 | -1.433 | -1.433 | -1.433 | -1.433 | -1.433 | -1.433 | -1.433 | -1.433 | -1.433 |  |  | 3.8129 |  | 0 | 0 | 0
East Hampton Conversion 33 kV | 2030 |  |  | 0 | 0.39033 | 0.39033 | 0.39033 | 0.39033 | 0.39033 | 0.39033 | 0.39033 | 0.39033 | 0.39033 | 0.39033 | 0.39033 | 0.39033 | 0.39033 | -0.18288 | -0.18288 | -0.18288 | -0.18288 | -0.18288 | -0.18288 | -0.18288 | -0.18288 | -0.18288 | -0.18288 | -0.18288 | -0.18288 | -0.18288 | -0.18288 | -0.18288 | -0.18288 | -0.18288 | -0.18288 | -0.18288 | -0.18288 | -0.18288 | -0.18288 | -0.57321 | -0.57321 | -0.57321 | -0.57321 | -0.57321 | -0.57321 | -0.57321 | -0.57321 | -0.57321 | -0.57321 | -0.57321 | -0.57321 | -0.57321 |  |  | 1.5252 |  | 0 | 0 | 0
Buell Conversion 33 kV | 2030 |  |  | 0 | 0.45131 | 0.45131 | 0.45131 | 0.45131 | 0.45131 | 0.45131 | 0.45131 | 0.45131 | 0.45131 | 0.45131 | 0.45131 | 0.45131 | 0.45131 | -0.21146 | -0.21146 | -0.21146 | -0.21146 | -0.21146 | -0.21146 | -0.21146 | -0.21146 | -0.21146 | -0.21146 | -0.21146 | -0.21146 | -0.21146 | -0.21146 | -0.21146 | -0.21146 | -0.21146 | -0.21146 | -0.21146 | -0.21146 | -0.21146 | -0.21146 | -0.66277 | -0.66277 | -0.66277 | -0.66277 | -0.66277 | -0.66277 | -0.66277 | -0.66277 | -0.66277 | -0.66277 | -0.66277 | -0.66277 | -0.66277 |  |  | 1.7635 |  | 0 | 0 | 0
Hither Hills Conversion to 33 kV | 2030 |  |  | 0 | 0 | 0.60305 | 0.60305 | 0.60305 | 0.60305 | 0.60305 | 0.60305 | 0.60305 | 0.60305 | 0.60305 | 0.60305 | 0.60305 | 0.60305 | -0.25676 | -0.25676 | -0.25676 | -0.25676 | -0.25676 | -0.25676 | -0.25676 | -0.25676 | -0.25676 | -0.25676 | -0.25676 | -0.25676 | -0.25676 | -0.25676 | -0.25676 | -0.25676 | -0.25676 | -0.25676 | -0.25676 | -0.25676 | -0.25676 | -0.25676 | -0.25676 | -0.85981 | -0.85981 | -0.85981 | -0.85981 | -0.85981 | -0.85981 | -0.85981 | -0.85981 | -0.85981 | -0.85981 | -0.85981 | -0.85981 |  |  | 2.0853 |  | 0 | 0 | 0
Culloden Pt Conversion to 33 kV | 2030 |  |  | 0 | 0 | 0 | 0.36233 | 0.36233 | 0.36233 | 0.36233 | 0.36233 | 0.36233 | 0.36233 | 0.36233 | 0.36233 | 0.36233 | 0.36233 | -0.13922 | -0.13922 | -0.13922 | -0.13922 | -0.13922 | -0.13922 | -0.13922 | -0.13922 | -0.13922 | -0.13922 | -0.13922 | -0.13922 | -0.13922 | -0.13922 | -0.13922 | -0.13922 | -0.13922 | -0.13922 | -0.13922 | -0.13922 | -0.13922 | -0.13922 | -0.13922 | -0.13922 | -0.50156 | -0.50156 | -0.50156 | -0.50156 | -0.50156 | -0.50156 | -0.50156 | -0.50156 | -0.50156 | -0.50156 | -0.50156 |  |  | 1.1012 |  | 1.1012 | 73412.135 | 0
[59 empty] | 0 | =Area I Portion
Area II Projects: | [58 empty] | 0 | =Area I+II+III Portions
Bridgehampton - Buell New 69 kV UG Cable | 2026 |  |  | 0 | 0 | 0 | 0 | 4.4251 | 4.4251 | 4.4251 | 4.4251 | 4.4251 | 4.4251 | -0.85871 | -0.85871 | -0.85871 | -0.85871 | -0.85871 | -0.85871 | -0.85871 | -0.85871 | -0.85871 | -0.85871 | -0.85871 | -0.85871 | -0.85871 | -0.85871 | -0.85871 | -0.85871 | -0.85871 | -0.85871 | -0.85871 | -0.85871 | -0.85871 | -0.85871 | -0.85871 | -0.85871 | -0.85871 | -0.85871 | -0.85871 | -0.85871 | -0.85871 | -5.2839 | -5.2839 | -5.2839 | -5.2839 | -5.2839 | -5.2839 | 0 | 0 | 0 | 0 |  |  | 7.3678 |  | 7.3678 | 153495.4058 | 0
[59 empty] | 0 | =Area II Portion
Area III Projects: | [58 empty] | 0 | =Area II+III Portions
New Canal - Southampton Cable | 2023 |  |  | 0 | 4.5863 | 4.5863 | 4.5863 | 4.5863 | 4.5863 | 4.5863 | -0.88999 | -0.88999 | -0.88999 | -0.88999 | -0.88999 | -0.88999 | -0.88999 | -0.88999 | -0.88999 | -0.88999 | -0.88999 | -0.88999 | -0.88999 | -0.88999 | -0.88999 | -0.88999 | -0.88999 | -0.88999 | -0.88999 | -0.88999 | -0.88999 | -0.88999 | -0.88999 | -0.88999 | -0.88999 | -0.88999 | -0.88999 | -0.88999 | -0.88999 | -5.4763 | -5.4763 | -5.4763 | -5.4763 | -5.4763 | -5.4763 | 0 | 0 | 0 | 0 | 0 | 0 | 0 |  |  | 8.9667 |  | 0 | 0 | 0
Upgrade Wildwood - Riverhead to 138 kV | 2022 |  |  | 0 | 0.93922 | 0.93922 | 0.93922 | 0.93922 | 0.93922 | -0.14959 | -0.14959 | -0.14959 | -0.14959 | -0.14959 | -0.14959 | -0.14959 | -0.14959 | -0.14959 | -0.14959 | -0.14959 | -0.14959 | -0.14959 | -0.14959 | -0.14959 | -0.14959 | -0.14959 | -0.14959 | -0.14959 | -0.14959 | -0.14959 | -0.14959 | -0.14959 | -0.14959 | -0.14959 | -0.14959 | -0.14959 | -0.14959 | -0.14959 | -0.14959 | -1.0888 | -1.0888 | -1.0888 | -1.0888 | -1.0888 | 0 | 0 | 0 | 0 | 0 | 0 | 0 | 0 |  |  | 1.5483 |  | 0 | 0 | 0
Riverhead Canal 2nd Line and Bank | 2023 |  |  | 0 | 16.6864 | 16.6864 | 16.6864 | 16.6864 | 16.6864 | 16.6864 | -3.238 | -3.238 | -3.238 | -3.238 | -3.238 | -3.238 | -3.238 | -3.238 | -3.238 | -3.238 | -3.238 | -3.238 | -3.238 | -3.238 | -3.238 | -3.238 | -3.238 | -3.238 | -3.238 | -3.238 | -3.238 | -3.238 | -3.238 | -3.238 | -3.238 | -3.238 | -3.238 | -3.238 | -3.238 | -19.9245 | -19.9245 | -19.9245 | -19.9245 | -19.9245 | -19.9245 | 0 | 0 | 0 | 0 | 0 | 0 | 0 |  |  | 32.6235 |  | 0 | 0 | 0
Canal - Wainscott New 138 kV UG Cable | 2028 |  |  | 0 | 0 | 0 | 0 | 0 | 0 | 38.957 | 38.957 | 38.957 | 38.957 | 38.957 | 38.957 | -7.5597 | -7.5597 | -7.5597 | -7.5597 | -7.5597 | -7.5597 | -7.5597 | -7.5597 | -7.5597 | -7.5597 | -7.5597 | -7.5597 | -7.5597 | -7.5597 | -7.5597 | -7.5597 | -7.5597 | -7.5597 | -7.5597 | -7.5597 | -7.5597 | -7.5597 | -7.5597 | -7.5597 | -7.5597 | -7.5597 | -7.5597 | -7.5597 | -7.5597 | -46.5167 | -46.5167 | -46.5167 | -46.5167 | -46.5167 | -46.5167 | 0 | 0 |  |  | 58.276 |  | 58.276 | 925015.732 | 0
[59 empty] | 0 | =Area III Portion
Total - Area 1 Proposal, $Millions (unadjusted) |  |  |  | 0 | 0 | 0 | 0.36233 | 4.7875 | 4.7875 | 43.7445 | 43.7445 | 43.7445 | 43.7445 | 38.4606 | 38.4606 | -8.0561 | -8.0561 | -8.5576 | -8.5576 | -8.5576 | -8.5576 | -8.5576 | -8.5576 | -8.5576 | -8.5576 | -8.5576 | -8.5576 | -8.5576 | -8.5576 | -8.5576 | -8.5576 | -8.5576 | -8.5576 | -8.5576 | -8.5576 | -8.5576 | -8.5576 | -8.5576 | -8.5576 | -8.5576 | -8.5576 | -8.92 | -13.3451 | -13.3451 | -52.3021 | -52.3021 | -52.3021 | -52.3021 | -47.0182 | -47.0182 | -0.50156 | -0.50156 |  |  | 66.745 |  |  | 1151923.2728 | 0
$/MW-yr |  |  |  | 0 | 0 | 0 | 24155.6547 | 116346.1421 | 116346.1421 | 734710.9537 | 734710.9537 | 734710.9537 | 734710.9537 | 624630.6905 | 624630.6905 | -113729.2329 | -113729.2329 | -147166.3083 | -147166.3083 | -147166.3083 | -147166.3083 | -147166.3083 | -147166.3083 | -147166.3083 | -147166.3083 | -147166.3083 | -147166.3083 | -147166.3083 | -147166.3083 | -147166.3083 | -147166.3083 | -147166.3083 | -147166.3083 | -147166.3083 | -147166.3083 | -147166.3083 | -147166.3083 | -147166.3083 | -147166.3083 | -147166.3083 | -147166.3083 | -171321.9629 | -263512.4503 | -263512.4503 | -881877.2619 | -881877.2619 | -881877.2619 | -881877.2619 | -771796.9988 | -771796.9988 | -33437.0754 | -33437.0754
$Millions (adjusted) |  |  |  | 0 | 0 | 0 | 0 | 0 | 0 | 0 | 0 | 0 | 0 | 0 | 0 | 0 | 0 | 0 | 0 | 0 | 0 | 0 | 0 | 0 | 0 | 0 | 0 | 0 | 0 | 0 | 0 | 0 | 0 | 0 | 0 | 0 | 0 | 0 | 0 | 0 | 0 | 0 | 0 | 0 | 0 | 0 | 0 | 0 | 0 | 0 | 0 | 0 |  |  | 0
Annual Avoided Costs for Deferrals - Area 2 Proposal: (see note*) | Deferral Year |  |  | 2016 | 2017 | 2018 | 2019 | 2020 | 2021 | 2022 | 2023 | 2024 | 2025 | 2026 | 2027 | 2028 | 2029 | 2030 | 2031 | 2032 | 2033 | 2034 | 2035 | 2036 | 2037 | 2038 | 2039 | 2040 | 2041 | 2042 | 2043 | 2044 | 2045 | 2046 | 2047 | 2048 | 2049 | 2050 | 2051 | 2052 | 2053 | 2054 | 2055 | 2056 | 2057 | 2058 | 2059 | 2060 | 2061 | 2062 | 2063 | 2064 |  |  | Differential NPV $M |  | Differential NPV $M (adjusted for COD of Selected Project) | Differntial NPV $/MW | NPV of Transmission Avoided Costs for Selected Project
Area I Projects:
Amagansett Conversion 33 kV | 2030 |  |  | 0 | 0 | 0 | 0 | 0 | 0 | 0 | 0 | 0 | 0 | 0 | 0 | 0 | 0 | 0 | 0 | 0 | 0 | 0 | 0 | 0 | 0 | 0 | 0 | 0 | 0 | 0 | 0 | 0 | 0 | 0 | 0 | 0 | 0 | 0 | 0 | 0 | 0 | 0 | 0 | 0 | 0 | 0 | 0 | 0 | 0 | 0 | 0 | 0 |  |  | 0 |  | 0 | 0 | 0
East Hampton Conversion 33 kV | 2030 |  |  | 0 | 0 | 0 | 0 | 0 | 0 | 0 | 0 | 0 | 0 | 0 | 0 | 0 | 0 | 0 | 0 | 0 | 0 | 0 | 0 | 0 | 0 | 0 | 0 | 0 | 0 | 0 | 0 | 0 | 0 | 0 | 0 | 0 | 0 | 0 | 0 | 0 | 0 | 0 | 0 | 0 | 0 | 0 | 0 | 0 | 0 | 0 | 0 | 0 |  |  | 0 |  | 0 | 0 | 0
Buell Conversion 33 kV | 2030 |  |  | 0 | 0 | 0 | 0 | 0 | 0 | 0 | 0 | 0 | 0 | 0 | 0 | 0 | 0 | 0 | 0 | 0 | 0 | 0 | 0 | 0 | 0 | 0 | 0 | 0 | 0 | 0 | 0 | 0 | 0 | 0 | 0 | 0 | 0 | 0 | 0 | 0 | 0 | 0 | 0 | 0 | 0 | 0 | 0 | 0 | 0 | 0 | 0 | 0 |  |  | 0 |  | 0 | 0 | 0
Hither Hills Conversion to 33 kV | 2030 |  |  | 0 | 0 | 0 | 0 | 0 | 0 | 0 | 0 | 0 | 0 | 0 | 0 | 0 | 0 | 0 | 0 | 0 | 0 | 0 | 0 | 0 | 0 | 0 | 0 | 0 | 0 | 0 | 0 | 0 | 0 | 0 | 0 | 0 | 0 | 0 | 0 | 0 | 0 | 0 | 0 | 0 | 0 | 0 | 0 | 0 | 0 | 0 | 0 | 0 |  |  | 0 |  | 0 | 0 | 0
Culloden Pt Conversion to 33 kV | 2030 |  |  | 0 | 0 | 0 | 0 | 0 | 0 | 0 | 0 | 0 | 0 | 0 | 0 | 0 | 0 | 0 | 0 | 0 | 0 | 0 | 0 | 0 | 0 | 0 | 0 | 0 | 0 | 0 | 0 | 0 | 0 | 0 | 0 | 0 | 0 | 0 | 0 | 0 | 0 | 0 | 0 | 0 | 0 | 0 | 0 | 0 | 0 | 0 | 0 | 0 |  |  | 0 |  | 0 | 0 | 0
[59 empty] | 0 | =Area I Portion
Area II Projects: | [58 empty] | 0 | =Area I+II+III Portions
Bridgehampton - Buell New 69 kV UG Cable | 2026 |  |  | 0 | 0 | 0 | 0 | 4.4251 | 4.4251 | 4.4251 | 4.4251 | 4.4251 | 4.4251 | -0.85871 | -0.85871 | -0.85871 | -0.85871 | -0.85871 | -0.85871 | -0.85871 | -0.85871 | -0.85871 | -0.85871 | -0.85871 | -0.85871 | -0.85871 | -0.85871 | -0.85871 | -0.85871 | -0.85871 | -0.85871 | -0.85871 | -0.85871 | -0.85871 | -0.85871 | -0.85871 | -0.85871 | -0.85871 | -0.85871 | -0.85871 | -0.85871 | -0.85871 | -5.2839 | -5.2839 | -5.2839 | -5.2839 | -5.2839 | -5.2839 | 0 | 0 | 0 | 0 |  |  | 7.3678 |  | 7.3678 | 153495.4058 | 0
[59 empty] | 0 | =Area II Portion
Area III Projects: | [58 empty] | 0 | =Area II+III Portions
New Canal - Southampton Cable | 2023 |  |  | 0 | 4.5863 | 4.5863 | 4.5863 | 4.5863 | 4.5863 | 4.5863 | -0.88999 | -0.88999 | -0.88999 | -0.88999 | -0.88999 | -0.88999 | -0.88999 | -0.88999 | -0.88999 | -0.88999 | -0.88999 | -0.88999 | -0.88999 | -0.88999 | -0.88999 | -0.88999 | -0.88999 | -0.88999 | -0.88999 | -0.88999 | -0.88999 | -0.88999 | -0.88999 | -0.88999 | -0.88999 | -0.88999 | -0.88999 | -0.88999 | -0.88999 | -5.4763 | -5.4763 | -5.4763 | -5.4763 | -5.4763 | -5.4763 | 0 | 0 | 0 | 0 | 0 | 0 | 0 |  |  | 8.9667 |  | 0 | 0 | 0
Upgrade Wildwood - Riverhead to 138 kV | 2022 |  |  | 0 | 0.93922 | 0.93922 | 0.93922 | 0.93922 | 0.93922 | -0.14959 | -0.14959 | -0.14959 | -0.14959 | -0.14959 | -0.14959 | -0.14959 | -0.14959 | -0.14959 | -0.14959 | -0.14959 | -0.14959 | -0.14959 | -0.14959 | -0.14959 | -0.14959 | -0.14959 | -0.14959 | -0.14959 | -0.14959 | -0.14959 | -0.14959 | -0.14959 | -0.14959 | -0.14959 | -0.14959 | -0.14959 | -0.14959 | -0.14959 | -0.14959 | -1.0888 | -1.0888 | -1.0888 | -1.0888 | -1.0888 | 0 | 0 | 0 | 0 | 0 | 0 | 0 | 0 |  |  | 1.5483 |  | 0 | 0 | 0
Riverhead Canal 2nd Line and Bank | 2023 |  |  | 0 | 16.6864 | 16.6864 | 16.6864 | 16.6864 | 16.6864 | 16.6864 | -3.238 | -3.238 | -3.238 | -3.238 | -3.238 | -3.238 | -3.238 | -3.238 | -3.238 | -3.238 | -3.238 | -3.238 | -3.238 | -3.238 | -3.238 | -3.238 | -3.238 | -3.238 | -3.238 | -3.238 | -3.238 | -3.238 | -3.238 | -3.238 | -3.238 | -3.238 | -3.238 | -3.238 | -3.238 | -19.9245 | -19.9245 | -19.9245 | -19.9245 | -19.9245 | -19.9245 | 0 | 0 | 0 | 0 | 0 | 0 | 0 |  |  | 32.6235 |  | 0 | 0 | 0
Canal - Wainscott New 138 kV UG Cable | 2028 |  |  | 0 | 0 | 0 | 0 | 0 | 0 | 38.957 | 38.957 | 38.957 | 38.957 | 38.957 | 38.957 | -7.5597 | -7.5597 | -7.5597 | -7.5597 | -7.5597 | -7.5597 | -7.5597 | -7.5597 | -7.5597 | -7.5597 | -7.5597 | -7.5597 | -7.5597 | -7.5597 | -7.5597 | -7.5597 | -7.5597 | -7.5597 | -7.5597 | -7.5597 | -7.5597 | -7.5597 | -7.5597 | -7.5597 | -7.5597 | -7.5597 | -7.5597 | -7.5597 | -7.5597 | -46.5167 | -46.5167 | -46.5167 | -46.5167 | -46.5167 | -46.5167 | 0 | 0 |  |  | 58.276 |  | 58.276 | 925015.732 | 0
[59 empty] | 0 | =Area III Portion
Total - Area 2 Proposal, $Millions (unadjusted) |  |  |  | 0 | 0 | 0 | 0 | 4.4251 | 4.4251 | 43.3821 | 43.3821 | 43.3821 | 43.3821 | 38.0983 | 38.0983 | -8.4184 | -8.4184 | -8.4184 | -8.4184 | -8.4184 | -8.4184 | -8.4184 | -8.4184 | -8.4184 | -8.4184 | -8.4184 | -8.4184 | -8.4184 | -8.4184 | -8.4184 | -8.4184 | -8.4184 | -8.4184 | -8.4184 | -8.4184 | -8.4184 | -8.4184 | -8.4184 | -8.4184 | -8.4184 | -8.4184 | -8.4184 | -12.8435 | -12.8435 | -51.8005 | -51.8005 | -51.8005 | -51.8005 | -46.5167 | -46.5167 | 0 | 0 |  |  | 65.6438 |  |  | 1078511.1378 | 0
$/MW-yr |  |  |  | 0 | 0 | 0 | 0 | 92190.4874 | 92190.4874 | 710555.299 | 710555.299 | 710555.299 | 710555.299 | 600475.0358 | 600475.0358 | -137884.8876 | -137884.8876 | -137884.8876 | -137884.8876 | -137884.8876 | -137884.8876 | -137884.8876 | -137884.8876 | -137884.8876 | -137884.8876 | -137884.8876 | -137884.8876 | -137884.8876 | -137884.8876 | -137884.8876 | -137884.8876 | -137884.8876 | -137884.8876 | -137884.8876 | -137884.8876 | -137884.8876 | -137884.8876 | -137884.8876 | -137884.8876 | -137884.8876 | -137884.8876 | -137884.8876 | -230075.375 | -230075.375 | -848440.1866 | -848440.1866 | -848440.1866 | -848440.1866 | -738359.9234 | -738359.9234 | 0 | 0
$Millions (adjusted) |  |  |  | 0 | 0 | 0 | 0 | 0 | 0 | 0 | 0 | 0 | 0 | 0 | 0 | 0 | 0 | 0 | 0 | 0 | 0 | 0 | 0 | 0 | 0 | 0 | 0 | 0 | 0 | 0 | 0 | 0 | 0 | 0 | 0 | 0 | 0 | 0 | 0 | 0 | 0 | 0 | 0 | 0 | 0 | 0 | 0 | 0 | 0 | 0 | 0 | 0 |  |  | 0
Annual Avoided Costs for Deferrals - Area 3 Proposal: (see note*) | Deferral Year |  |  | 2016 | 2017 | 2018 | 2019 | 2020 | 2021 | 2022 | 2023 | 2024 | 2025 | 2026 | 2027 | 2028 | 2029 | 2030 | 2031 | 2032 | 2033 | 2034 | 2035 | 2036 | 2037 | 2038 | 2039 | 2040 | 2041 | 2042 | 2043 | 2044 | 2045 | 2046 | 2047 | 2048 | 2049 | 2050 | 2051 | 2052 | 2053 | 2054 | 2055 | 2056 | 2057 | 2058 | 2059 | 2060 | 2061 | 2062 | 2063 | 2064 |  |  | Differential NPV $M |  | Differential NPV $M (adjusted for COD of Selected Project) | Differntial NPV $/MW | NPV of Transmission Avoided Costs for Selected Project
Area I Projects:
Amagansett Conversion 33 kV | 2030 |  |  | 0 | 0 | 0 | 0 | 0 | 0 | 0 | 0 | 0 | 0 | 0 | 0 | 0 | 0 | 0 | 0 | 0 | 0 | 0 | 0 | 0 | 0 | 0 | 0 | 0 | 0 | 0 | 0 | 0 | 0 | 0 | 0 | 0 | 0 | 0 | 0 | 0 | 0 | 0 | 0 | 0 | 0 | 0 | 0 | 0 | 0 | 0 | 0 | 0 |  |  | 0 |  | 0 | 0 | 0
East Hampton Conversion 33 kV | 2030 |  |  | 0 | 0 | 0 | 0 | 0 | 0 | 0 | 0 | 0 | 0 | 0 | 0 | 0 | 0 | 0 | 0 | 0 | 0 | 0 | 0 | 0 | 0 | 0 | 0 | 0 | 0 | 0 | 0 | 0 | 0 | 0 | 0 | 0 | 0 | 0 | 0 | 0 | 0 | 0 | 0 | 0 | 0 | 0 | 0 | 0 | 0 | 0 | 0 | 0 |  |  | 0 |  | 0 | 0 | 0
Buell Conversion 33 kV | 2030 |  |  | 0 | 0 | 0 | 0 | 0 | 0 | 0 | 0 | 0 | 0 | 0 | 0 | 0 | 0 | 0 | 0 | 0 | 0 | 0 | 0 | 0 | 0 | 0 | 0 | 0 | 0 | 0 | 0 | 0 | 0 | 0 | 0 | 0 | 0 | 0 | 0 | 0 | 0 | 0 | 0 | 0 | 0 | 0 | 0 | 0 | 0 | 0 | 0 | 0 |  |  | 0 |  | 0 | 0 | 0
Hither Hills Conversion to 33 kV | 2030 |  |  | 0 | 0 | 0 | 0 | 0 | 0 | 0 | 0 | 0 | 0 | 0 | 0 | 0 | 0 | 0 | 0 | 0 | 0 | 0 | 0 | 0 | 0 | 0 | 0 | 0 | 0 | 0 | 0 | 0 | 0 | 0 | 0 | 0 | 0 | 0 | 0 | 0 | 0 | 0 | 0 | 0 | 0 | 0 | 0 | 0 | 0 | 0 | 0 | 0 |  |  | 0 |  | 0 | 0 | 0
Culloden Pt Conversion to 33 kV | 2030 |  |  | 0 | 0 | 0 | 0 | 0 | 0 | 0 | 0 | 0 | 0 | 0 | 0 | 0 | 0 | 0 | 0 | 0 | 0 | 0 | 0 | 0 | 0 | 0 | 0 | 0 | 0 | 0 | 0 | 0 | 0 | 0 | 0 | 0 | 0 | 0 | 0 | 0 | 0 | 0 | 0 | 0 | 0 | 0 | 0 | 0 | 0 | 0 | 0 | 0 |  |  | 0 |  | 0 | 0 | 0
[59 empty] | 0 | =Area I Portion
Area II Projects: | [58 empty] | 592195.0716 | =Area I+II+III Portions
Bridgehampton - Buell New 69 kV UG Cable | 2026 |  |  | 0 | 0 | 0 | 0 | 0 | 0 | 0 | 0 | 0 | 0 | 0 | 0 | 0 | 0 | 0 | 0 | 0 | 0 | 0 | 0 | 0 | 0 | 0 | 0 | 0 | 0 | 0 | 0 | 0 | 0 | 0 | 0 | 0 | 0 | 0 | 0 | 0 | 0 | 0 | 0 | 0 | 0 | 0 | 0 | 0 | 0 | 0 | 0 | 0 |  |  | 0 |  | 0 | 0 | 0
[59 empty] | 0 | =Area II Portion
Area III Projects: | [58 empty] | 592195.0716 | =Area II+III Portions
New Canal - Southampton Cable | 2023 |  |  | 0 | 4.5863 | 4.5863 | 4.5863 | 4.5863 | 4.5863 | 4.5863 | -0.88999 | -0.88999 | -0.88999 | -0.88999 | -0.88999 | -0.88999 | -0.88999 | -0.88999 | -0.88999 | -0.88999 | -0.88999 | -0.88999 | -0.88999 | -0.88999 | -0.88999 | -0.88999 | -0.88999 | -0.88999 | -0.88999 | -0.88999 | -0.88999 | -0.88999 | -0.88999 | -0.88999 | -0.88999 | -0.88999 | -0.88999 | -0.88999 | -0.88999 | -5.4763 | -5.4763 | -5.4763 | -5.4763 | -5.4763 | -5.4763 | 0 | 0 | 0 | 0 | 0 | 0 | 0 |  |  | 8.9667 |  | 0 | 0 | 0
Upgrade Wildwood - Riverhead to 138 kV | 2022 |  |  | 0 | 0.93922 | 0.93922 | 0.93922 | 0.93922 | 0.93922 | -0.14959 | -0.14959 | -0.14959 | -0.14959 | -0.14959 | -0.14959 | -0.14959 | -0.14959 | -0.14959 | -0.14959 | -0.14959 | -0.14959 | -0.14959 | -0.14959 | -0.14959 | -0.14959 | -0.14959 | -0.14959 | -0.14959 | -0.14959 | -0.14959 | -0.14959 | -0.14959 | -0.14959 | -0.14959 | -0.14959 | -0.14959 | -0.14959 | -0.14959 | -0.14959 | -1.0888 | -1.0888 | -1.0888 | -1.0888 | -1.0888 | 0 | 0 | 0 | 0 | 0 | 0 | 0 | 0 |  |  | 1.5483 |  | 0 | 0 | 0
Riverhead Canal 2nd Line and Bank | 2023 |  |  | 0 | 16.6864 | 16.6864 | 16.6864 | 16.6864 | 16.6864 | 16.6864 | -3.238 | -3.238 | -3.238 | -3.238 | -3.238 | -3.238 | -3.238 | -3.238 | -3.238 | -3.238 | -3.238 | -3.238 | -3.238 | -3.238 | -3.238 | -3.238 | -3.238 | -3.238 | -3.238 | -3.238 | -3.238 | -3.238 | -3.238 | -3.238 | -3.238 | -3.238 | -3.238 | -3.238 | -3.238 | -19.9245 | -19.9245 | -19.9245 | -19.9245 | -19.9245 | -19.9245 | 0 | 0 | 0 | 0 | 0 | 0 | 0 |  |  | 32.6235 |  | 0 | 0 | 0
Canal - Wainscott New 138 kV UG Cable | 2028 |  |  | 0 | 0 | 0 | 0 | 0 | 0 | 38.957 | 38.957 | 38.957 | 38.957 | 38.957 | 38.957 | -7.5597 | -7.5597 | -7.5597 | -7.5597 | -7.5597 | -7.5597 | -7.5597 | -7.5597 | -7.5597 | -7.5597 | -7.5597 | -7.5597 | -7.5597 | -7.5597 | -7.5597 | -7.5597 | -7.5597 | -7.5597 | -7.5597 | -7.5597 | -7.5597 | -7.5597 | -7.5597 | -7.5597 | -7.5597 | -7.5597 | -7.5597 | -7.5597 | -7.5597 | -46.5167 | -46.5167 | -46.5167 | -46.5167 | -46.5167 | -46.5167 | 0 | 0 |  |  | 58.276 |  | 58.276 | 925015.732 | 592195.0716
[59 empty] | 592195.0716 | =Area III Portion
Total - Area 3 Proposal, $Millions (unadjusted) |  |  |  | 0 | 22.212 | 22.212 | 22.212 | 22.212 | 22.212 | 60.0802 | 34.6794 | 34.6794 | 34.6794 | 34.6794 | 34.6794 | -11.8373 | -11.8373 | -11.8373 | -11.8373 | -11.8373 | -11.8373 | -11.8373 | -11.8373 | -11.8373 | -11.8373 | -11.8373 | -11.8373 | -11.8373 | -11.8373 | -11.8373 | -11.8373 | -11.8373 | -11.8373 | -11.8373 | -11.8373 | -11.8373 | -11.8373 | -11.8373 | -11.8373 | -34.0493 | -34.0493 | -34.0493 | -34.0493 | -34.0493 | -71.9175 | -46.5167 | -46.5167 | -46.5167 | -46.5167 | -46.5167 | 0 | 0 |  |  | 101.4144 |  |  | 925015.732 | 592195.0716
$/MW-yr |  |  |  | 0 | 0 | 0 | 0 | 0 | 0 | 618364.8116 | 618364.8116 | 618364.8116 | 618364.8116 | 618364.8116 | 618364.8116 | -119995.1118 | -119995.1118 | -119995.1118 | -119995.1118 | -119995.1118 | -119995.1118 | -119995.1118 | -119995.1118 | -119995.1118 | -119995.1118 | -119995.1118 | -119995.1118 | -119995.1118 | -119995.1118 | -119995.1118 | -119995.1118 | -119995.1118 | -119995.1118 | -119995.1118 | -119995.1118 | -119995.1118 | -119995.1118 | -119995.1118 | -119995.1118 | -119995.1118 | -119995.1118 | -119995.1118 | -119995.1118 | -119995.1118 | -738359.9234 | -738359.9234 | -738359.9234 | -738359.9234 | -738359.9234 | -738359.9234 | 0 | 0
$Millions (adjusted) |  |  |  | 0 | 0 | 0 | 0 | 0 | 0 | 0.39588 | 0.39588 | 0.39588 | 0.39588 | 0.39588 | 0.39588 | -0.076821 | -0.076821 | -0.076821 | -0.076821 | -0.076821 | -0.076821 | -0.076821 | -0.076821 | -0.076821 | -0.076821 | -0.076821 | -0.076821 | -0.076821 | -0.076821 | -0.076821 | -0.076821 | -0.076821 | -0.076821 | -0.076821 | -0.076821 | -0.076821 | -0.076821 | -0.076821 | -0.076821 | -0.076821 | -0.076821 | -0.076821 | -0.076821 | -0.076821 | -0.4727 | -0.4727 | -0.4727 | -0.4727 | -0.4727 | -0.4727 | 0 | 0 |  |  | 592.1951
Discount Factor (Relative to 1/1/2016) = |  |  |  | 0.94787 | 0.89845 | 0.85161 | 0.80722 | 0.76513 | 0.72525 | 0.68744 | 0.6516 | 0.61763 | 0.58543 | 0.55491 | 0.52598 | 0.49856 | 0.47257 | 0.44793 | 0.42458 | 0.40245 | 0.38147 | 0.36158 | 0.34273 | 0.32486 | 0.30793 | 0.29187 | 0.27666 | 0.26223 | 0.24856 | 0.2356 | 0.22332 | 0.21168 | 0.20064 | 0.19018 | 0.18027 | 0.17087 | 0.16196 | 0.15352 | 0.14552 | 0.13793 | 0.13074 | 0.12392 | 0.11746 | 0.11134 | 0.10554 | 0.10003 | 0.094818 | 0.089875 | 0.08519 | 0.080748 | 0.076539 | 0.072549
* Note: A positive (+) avoided cost in a given year represents a cost savings relative to not having a transmission project deferral.
Note on BH17: Todd Kantarek: Behind the meter system warrants T&D losses adjustment factor

## PhII (LAN100 VVO-2019)
Version |  | Based on PSEGLI file: "East End Utility 2_0_Economics_2014_10_13_r28_Sargent_Lundy.xlsx"
Annual Revenue Requirements (Millions of $s)
1) Reference (Transmission only) Case
Project | I/S Year | Investor | Capital (2015$s) | 2016 | 2017 | 2018 | 2019 | 2020 | 2021 | 2022 | 2023 | 2024 | 2025 | 2026 | 2027 | 2028 | 2029 | 2030 | 2031 | 2032 | 2033 | 2034 | 2035 | 2036 | 2037 | 2038 | 2039 | 2040 | 2041 | 2042 | 2043 | 2044 | 2045 | 2046 | 2047 | 2048 | 2049 | 2050 | 2051 | 2052 | 2053 | 2054 | 2055 | 2056 | 2057 | 2058 | 2059 | 2060 | 2061 | 2062 | 2063 | 2064 |  | NPV |  | Proposal Number = | LAN100
Transmission Reinforcement I | 2017 | PSEGLI | 197 | 0 | 24.0294 | 24.0294 | 24.0294 | 24.0294 | 24.0294 | 24.0294 | 24.0294 | 24.0294 | 24.0294 | 24.0294 | 24.0294 | 24.0294 | 24.0294 | 24.0294 | 24.0294 | 24.0294 | 24.0294 | 24.0294 | 24.0294 | 24.0294 | 24.0294 | 24.0294 | 24.0294 | 24.0294 | 24.0294 | 24.0294 | 24.0294 | 24.0294 | 24.0294 | 24.0294 | 24.0294 | 24.0294 | 24.0294 | 24.0294 | 24.0294 | [13 empty] | 35 | 350.5464 |  | Proposer Name = | Landis + Gyr
Transmission Reinforcement II | 2018 | PSEGLI | 4.8 | 0 | 0 | 0.60305 | 0.60305 | 0.60305 | 0.60305 | 0.60305 | 0.60305 | 0.60305 | 0.60305 | 0.60305 | 0.60305 | 0.60305 | 0.60305 | 0.60305 | 0.60305 | 0.60305 | 0.60305 | 0.60305 | 0.60305 | 0.60305 | 0.60305 | 0.60305 | 0.60305 | 0.60305 | 0.60305 | 0.60305 | 0.60305 | 0.60305 | 0.60305 | 0.60305 | 0.60305 | 0.60305 | 0.60305 | 0.60305 | 0.60305 | 0.60305 | [12 empty] | 35 | 8.3388 |  | Proposal/Project = | South Fork Demand Management Phase I/II
Transmission Reinforcement III | 2019 | PSEGLI | 2.8 | 0 | 0 | 0 | 0.36233 | 0.36233 | 0.36233 | 0.36233 | 0.36233 | 0.36233 | 0.36233 | 0.36233 | 0.36233 | 0.36233 | 0.36233 | 0.36233 | 0.36233 | 0.36233 | 0.36233 | 0.36233 | 0.36233 | 0.36233 | 0.36233 | 0.36233 | 0.36233 | 0.36233 | 0.36233 | 0.36233 | 0.36233 | 0.36233 | 0.36233 | 0.36233 | 0.36233 | 0.36233 | 0.36233 | 0.36233 | 0.36233 | 0.36233 | 0.36233 | [11 empty] | 35 | 4.7491 |  | Option Number = | 1
Transmission Reinforcement IV | 2020 | PSEGLI | 33.2 | 0 | 0 | 0 | 0 | 4.4251 | 4.4251 | 4.4251 | 4.4251 | 4.4251 | 4.4251 | 4.4251 | 4.4251 | 4.4251 | 4.4251 | 4.4251 | 4.4251 | 4.4251 | 4.4251 | 4.4251 | 4.4251 | 4.4251 | 4.4251 | 4.4251 | 4.4251 | 4.4251 | 4.4251 | 4.4251 | 4.4251 | 4.4251 | 4.4251 | 4.4251 | 4.4251 | 4.4251 | 4.4251 | 4.4251 | 4.4251 | 4.4251 | 4.4251 | 4.4251 | [10 empty] | 35 | 54.9758 |  | Location = | 1, 2, and 3
Transmission Reinforcement V | 2022 | PSEGLI | 275.5 | 0 | 0 | 0 | 0 | 0 | 0 | 38.957 | 38.957 | 38.957 | 38.957 | 38.957 | 38.957 | 38.957 | 38.957 | 38.957 | 38.957 | 38.957 | 38.957 | 38.957 | 38.957 | 38.957 | 38.957 | 38.957 | 38.957 | 38.957 | 38.957 | 38.957 | 38.957 | 38.957 | 38.957 | 38.957 | 38.957 | 38.957 | 38.957 | 38.957 | 38.957 | 38.957 | 38.957 | 38.957 | 38.957 | 38.957 | [8 empty] | 35 | 434.8353 |  | Technology = | Volt Var Optimization
[56 empty] | Interconnection Points = | Dist'n Grid
Total |  |  | 513.3 | 0 | 24.0294 | 24.6325 | 24.9948 | 29.42 | 29.42 | 68.377 | 68.377 | 68.377 | 68.377 | 68.377 | 68.377 | 68.377 | 68.377 | 68.377 | 68.377 | 68.377 | 68.377 | 68.377 | 68.377 | 68.377 | 68.377 | 68.377 | 68.377 | 68.377 | 68.377 | 68.377 | 68.377 | 68.377 | 68.377 | 68.377 | 68.377 | 68.377 | 68.377 | 68.377 | 68.377 | 44.3475 | 43.7445 | 43.3821 | 38.957 | 38.957 | 0 | 0 | 0 | 0 | 0 | 0 | 0 | 0 |  | 853.4454 |  | Loss Factor = | 1.026
2016 NPV @ 5.5%, thru 2035 |  |  |  | 2016: 582.1416
2016 NPV @ 5.5%, thru 2056 |  |  |  | 2016: 853.4454 |  |  |  | MW Required by 2022 (cap) = | 15 | 33 | 15 | Output: NPV of Transmission Avoided Costs for Selected Project (see note*)
[57 empty] | Selected Project Inputs - Area 1 Portion | Selected Project Inputs - Area 2 Portion | Selected Project Inputs - Area 3 Portion | Area 1 | Area 2 | Area 3 | Total | check
[56 empty] | Project kW = | 1027.264 | 2780.3943 | 4564.5016
[55 empty] | Capped kW = | 8372.16 | 1027.264 | 2780.3943 | 4564.5016
[56 empty] | Project Area (1, 2, or 3) = | 1 | 2 | 3
[56 empty] | Proportion of Peak Hours Covered = | 100% | 100% | 100%
[55 empty] | Project COD = | 2019
[55 empty] | Effective kW = | 8372.16 |  |  |  | 1183329.3458 | 2998686.2589 | 4222235.8184 | 8404251.4231
[60 empty] | check | check | check
| I/S Year |  | Capital (2015$s) | 2016 | 2017 | 2018 | 2019 | 2020 | 2021 | 2022 | 2023 | 2024 | 2025 | 2026 | 2027 | 2028 | 2029 | 2030 | 2031 | 2032 | 2033 | 2034 | 2035 | 2036 | 2037 | 2038 | 2039 | 2040 | 2041 | 2042 | 2043 | 2044 | 2045 | 2046 | 2047 | 2048 | 2049 | 2050 | 2051 | 2052 | 2053 | 2054 | 2055 | 2056 | 2057 | 2058 | 2059 | 2060 | 2061 | 2062 | 2063 | 2064 |  | MW Required by 2022 | NPV Base $M | Differential NPV $M | Differential NPV $M (adjusted for COD of Selected Project) | Differntial NPV $/MW | NPV of Transmission Avoided Costs for Selected Project
Area I Projects: | [53 empty] | 15
Amagansett Conversion 33 kV | 2017 |  | 8 | 0 | 0.97582 | 0.97582 | 0.97582 | 0.97582 | 0.97582 | 0.97582 | 0.97582 | 0.97582 | 0.97582 | 0.97582 | 0.97582 | 0.97582 | 0.97582 | 0.97582 | 0.97582 | 0.97582 | 0.97582 | 0.97582 | 0.97582 | 0.97582 | 0.97582 | 0.97582 | 0.97582 | 0.97582 | 0.97582 | 0.97582 | 0.97582 | 0.97582 | 0.97582 | 0.97582 | 0.97582 | 0.97582 | 0.97582 | 0.97582 | 0.97582 | [13 empty] | 35 |  | 14.2354
East Hampton Conversion 33 kV | 2017 |  | 3.2 | 0 | 0.39033 | 0.39033 | 0.39033 | 0.39033 | 0.39033 | 0.39033 | 0.39033 | 0.39033 | 0.39033 | 0.39033 | 0.39033 | 0.39033 | 0.39033 | 0.39033 | 0.39033 | 0.39033 | 0.39033 | 0.39033 | 0.39033 | 0.39033 | 0.39033 | 0.39033 | 0.39033 | 0.39033 | 0.39033 | 0.39033 | 0.39033 | 0.39033 | 0.39033 | 0.39033 | 0.39033 | 0.39033 | 0.39033 | 0.39033 | 0.39033 | [13 empty] | 35 |  | 5.6942
Buell Conversion 33 kV | 2017 |  | 3.7 | 0 | 0.45131 | 0.45131 | 0.45131 | 0.45131 | 0.45131 | 0.45131 | 0.45131 | 0.45131 | 0.45131 | 0.45131 | 0.45131 | 0.45131 | 0.45131 | 0.45131 | 0.45131 | 0.45131 | 0.45131 | 0.45131 | 0.45131 | 0.45131 | 0.45131 | 0.45131 | 0.45131 | 0.45131 | 0.45131 | 0.45131 | 0.45131 | 0.45131 | 0.45131 | 0.45131 | 0.45131 | 0.45131 | 0.45131 | 0.45131 | 0.45131 | [13 empty] | 35 |  | 6.5839
Hither Hills Conversion to 33 kV | 2018 |  | 4.8 | 0 | 0 | 0.60305 | 0.60305 | 0.60305 | 0.60305 | 0.60305 | 0.60305 | 0.60305 | 0.60305 | 0.60305 | 0.60305 | 0.60305 | 0.60305 | 0.60305 | 0.60305 | 0.60305 | 0.60305 | 0.60305 | 0.60305 | 0.60305 | 0.60305 | 0.60305 | 0.60305 | 0.60305 | 0.60305 | 0.60305 | 0.60305 | 0.60305 | 0.60305 | 0.60305 | 0.60305 | 0.60305 | 0.60305 | 0.60305 | 0.60305 | 0.60305 | [12 empty] | 35 |  | 8.3388
Culloden Pt Conversion to 33 kV | 2019 |  | 2.8 | 0 | 0 | 0 | 0.36233 | 0.36233 | 0.36233 | 0.36233 | 0.36233 | 0.36233 | 0.36233 | 0.36233 | 0.36233 | 0.36233 | 0.36233 | 0.36233 | 0.36233 | 0.36233 | 0.36233 | 0.36233 | 0.36233 | 0.36233 | 0.36233 | 0.36233 | 0.36233 | 0.36233 | 0.36233 | 0.36233 | 0.36233 | 0.36233 | 0.36233 | 0.36233 | 0.36233 | 0.36233 | 0.36233 | 0.36233 | 0.36233 | 0.36233 | 0.36233 | [11 empty] | 35 |  | 4.7491
No Deferral |  |  | 22.5 |  | 1.8175 | 2.4205 | 2.7828 | 2.7828 | 2.7828 | 2.7828 | 2.7828 | 2.7828 | 2.7828 | 2.7828 | 2.7828 | 2.7828 | 2.7828 | 2.7828 | 2.7828 | 2.7828 | 2.7828 | 2.7828 | 2.7828 | 2.7828 | 2.7828 | 2.7828 | 2.7828 | 2.7828 | 2.7828 | 2.7828 | 2.7828 | 2.7828 | 2.7828 | 2.7828 | 2.7828 | 2.7828 | 2.7828 | 2.7828 | 2.7828 | 0.96539 | 0.36233 | 0 | 0 | 0 | [10 empty] | 39.6013
Amagansett Conversion 33 kV | 2030 |  | 8 | [14 empty] | 1.433 | 1.433 | 1.433 | 1.433 | 1.433 | 1.433 | 1.433 | 1.433 | 1.433 | 1.433 | 1.433 | 1.433 | 1.433 | 1.433 | 1.433 | 1.433 | 1.433 | 1.433 | 1.433 | 1.433 | 1.433 | 1.433 | 1.433 | 1.433 | 1.433 | 1.433 | 1.433 | 1.433 | 1.433 | 1.433 | 1.433 | 1.433 | 1.433 | 1.433 | 1.433 | 35 |  | 10.4225 | 3.8129 | 0 | 0 | 0
East Hampton Conversion 33 kV | 2030 |  | 3.2 | [14 empty] | 0.57321 | 0.57321 | 0.57321 | 0.57321 | 0.57321 | 0.57321 | 0.57321 | 0.57321 | 0.57321 | 0.57321 | 0.57321 | 0.57321 | 0.57321 | 0.57321 | 0.57321 | 0.57321 | 0.57321 | 0.57321 | 0.57321 | 0.57321 | 0.57321 | 0.57321 | 0.57321 | 0.57321 | 0.57321 | 0.57321 | 0.57321 | 0.57321 | 0.57321 | 0.57321 | 0.57321 | 0.57321 | 0.57321 | 0.57321 | 0.57321 | 35 |  | 4.169 | 1.5252 | 0 | 0 | 0
Buell Conversion 33 kV | 2030 |  | 3.7 | [14 empty] | 0.66277 | 0.66277 | 0.66277 | 0.66277 | 0.66277 | 0.66277 | 0.66277 | 0.66277 | 0.66277 | 0.66277 | 0.66277 | 0.66277 | 0.66277 | 0.66277 | 0.66277 | 0.66277 | 0.66277 | 0.66277 | 0.66277 | 0.66277 | 0.66277 | 0.66277 | 0.66277 | 0.66277 | 0.66277 | 0.66277 | 0.66277 | 0.66277 | 0.66277 | 0.66277 | 0.66277 | 0.66277 | 0.66277 | 0.66277 | 0.66277 | 35 |  | 4.8204 | 1.7635 | 0 | 0 | 0
Hither Hills Conversion to 33 kV | 2030 |  | 4.8 | [14 empty] | 0.85981 | 0.85981 | 0.85981 | 0.85981 | 0.85981 | 0.85981 | 0.85981 | 0.85981 | 0.85981 | 0.85981 | 0.85981 | 0.85981 | 0.85981 | 0.85981 | 0.85981 | 0.85981 | 0.85981 | 0.85981 | 0.85981 | 0.85981 | 0.85981 | 0.85981 | 0.85981 | 0.85981 | 0.85981 | 0.85981 | 0.85981 | 0.85981 | 0.85981 | 0.85981 | 0.85981 | 0.85981 | 0.85981 | 0.85981 | 0.85981 | 35 |  | 6.2535 | 2.0853 | 0 | 0 | 0
Culloden Pt Conversion to 33 kV | 2030 |  | 2.8 | [14 empty] | 0.50156 | 0.50156 | 0.50156 | 0.50156 | 0.50156 | 0.50156 | 0.50156 | 0.50156 | 0.50156 | 0.50156 | 0.50156 | 0.50156 | 0.50156 | 0.50156 | 0.50156 | 0.50156 | 0.50156 | 0.50156 | 0.50156 | 0.50156 | 0.50156 | 0.50156 | 0.50156 | 0.50156 | 0.50156 | 0.50156 | 0.50156 | 0.50156 | 0.50156 | 0.50156 | 0.50156 | 0.50156 | 0.50156 | 0.50156 | 0.50156 | 35 |  | 3.6479 | 1.1012 | 1.1012 | 73412.135 | 614618.1402
Deferral to Indicated Year |  |  | 22.5 | [6 empty] | 0 | 0 | 0 | 0 | 0 | 0 | 0 | 0 | 4.0304 | 4.0304 | 4.0304 | 4.0304 | 4.0304 | 4.0304 | 4.0304 | 4.0304 | 4.0304 | 4.0304 | 4.0304 | 4.0304 | 4.0304 | 4.0304 | 4.0304 | 4.0304 | 4.0304 | 4.0304 | 4.0304 | 4.0304 | 4.0304 | 4.0304 | 4.0304 | 4.0304 | 4.0304 | 4.0304 | 4.0304 | 4.0304 | 4.0304 | 4.0304 | 4.0304 | 4.0304 | 4.0304 | 4.0304 | 4.0304 | 35 |  | 29.3132 | 10.2881 | 1.1012 | 73412.135 | 614618.1402 | =Area I Portion
[59 empty] | 9644085.9479 | =Area I+II+III Portions
Annual Avoided Costs for Deferral to Indicated Year:
Amagansett Conversion 33 kV | 2030 |  |  | 0 | 0.97582 | 0.97582 | 0.97582 | 0.97582 | 0.97582 | 0.97582 | 0.97582 | 0.97582 | 0.97582 | 0.97582 | 0.97582 | 0.97582 | 0.97582 | -0.4572 | -0.4572 | -0.4572 | -0.4572 | -0.4572 | -0.4572 | -0.4572 | -0.4572 | -0.4572 | -0.4572 | -0.4572 | -0.4572 | -0.4572 | -0.4572 | -0.4572 | -0.4572 | -0.4572 | -0.4572 | -0.4572 | -0.4572 | -0.4572 | -0.4572 | -1.433 | -1.433 | -1.433 | -1.433 | -1.433 | -1.433 | -1.433 | -1.433 | -1.433 | -1.433 | -1.433 | -1.433 | -1.433 | 35 |  |  | 3.8129
East Hampton Conversion 33 kV | 2030 |  |  | 0 | 0.39033 | 0.39033 | 0.39033 | 0.39033 | 0.39033 | 0.39033 | 0.39033 | 0.39033 | 0.39033 | 0.39033 | 0.39033 | 0.39033 | 0.39033 | -0.18288 | -0.18288 | -0.18288 | -0.18288 | -0.18288 | -0.18288 | -0.18288 | -0.18288 | -0.18288 | -0.18288 | -0.18288 | -0.18288 | -0.18288 | -0.18288 | -0.18288 | -0.18288 | -0.18288 | -0.18288 | -0.18288 | -0.18288 | -0.18288 | -0.18288 | -0.57321 | -0.57321 | -0.57321 | -0.57321 | -0.57321 | -0.57321 | -0.57321 | -0.57321 | -0.57321 | -0.57321 | -0.57321 | -0.57321 | -0.57321 | 35 |  |  | 1.5252
Buell Conversion 33 kV | 2030 |  |  | 0 | 0.45131 | 0.45131 | 0.45131 | 0.45131 | 0.45131 | 0.45131 | 0.45131 | 0.45131 | 0.45131 | 0.45131 | 0.45131 | 0.45131 | 0.45131 | -0.21146 | -0.21146 | -0.21146 | -0.21146 | -0.21146 | -0.21146 | -0.21146 | -0.21146 | -0.21146 | -0.21146 | -0.21146 | -0.21146 | -0.21146 | -0.21146 | -0.21146 | -0.21146 | -0.21146 | -0.21146 | -0.21146 | -0.21146 | -0.21146 | -0.21146 | -0.66277 | -0.66277 | -0.66277 | -0.66277 | -0.66277 | -0.66277 | -0.66277 | -0.66277 | -0.66277 | -0.66277 | -0.66277 | -0.66277 | -0.66277 | 35 |  |  | 1.7635
Hither Hills Conversion to 33 kV | 2030 |  |  | 0 | 0 | 0.60305 | 0.60305 | 0.60305 | 0.60305 | 0.60305 | 0.60305 | 0.60305 | 0.60305 | 0.60305 | 0.60305 | 0.60305 | 0.60305 | -0.25676 | -0.25676 | -0.25676 | -0.25676 | -0.25676 | -0.25676 | -0.25676 | -0.25676 | -0.25676 | -0.25676 | -0.25676 | -0.25676 | -0.25676 | -0.25676 | -0.25676 | -0.25676 | -0.25676 | -0.25676 | -0.25676 | -0.25676 | -0.25676 | -0.25676 | -0.25676 | -0.85981 | -0.85981 | -0.85981 | -0.85981 | -0.85981 | -0.85981 | -0.85981 | -0.85981 | -0.85981 | -0.85981 | -0.85981 | -0.85981 | 35 |  |  | 2.0853
Culloden Pt Conversion to 33 kV | 2030 |  |  | 0 | 0 | 0 | 0.36233 | 0.36233 | 0.36233 | 0.36233 | 0.36233 | 0.36233 | 0.36233 | 0.36233 | 0.36233 | 0.36233 | 0.36233 | -0.13922 | -0.13922 | -0.13922 | -0.13922 | -0.13922 | -0.13922 | -0.13922 | -0.13922 | -0.13922 | -0.13922 | -0.13922 | -0.13922 | -0.13922 | -0.13922 | -0.13922 | -0.13922 | -0.13922 | -0.13922 | -0.13922 | -0.13922 | -0.13922 | -0.13922 | -0.13922 | -0.13922 | -0.50156 | -0.50156 | -0.50156 | -0.50156 | -0.50156 | -0.50156 | -0.50156 | -0.50156 | -0.50156 | -0.50156 | -0.50156 | 35 |  |  | 1.1012
Area II Projects: | [53 empty] | 33
Bridgehampton - Buell New 69 kV UG Cable | 2020 |  | 33.2 | 0 | 0 | 0 | 0 | 4.4251 | 4.4251 | 4.4251 | 4.4251 | 4.4251 | 4.4251 | 4.4251 | 4.4251 | 4.4251 | 4.4251 | 4.4251 | 4.4251 | 4.4251 | 4.4251 | 4.4251 | 4.4251 | 4.4251 | 4.4251 | 4.4251 | 4.4251 | 4.4251 | 4.4251 | 4.4251 | 4.4251 | 4.4251 | 4.4251 | 4.4251 | 4.4251 | 4.4251 | 4.4251 | 4.4251 | 4.4251 | 4.4251 | 4.4251 | 4.4251 | [10 empty] | 35 |  | 54.9758
No Deferral |  |  | 33.2 |  | 0 | 0 | 0 | 4.4251 | 4.4251 | 4.4251 | 4.4251 | 4.4251 | 4.4251 | 4.4251 | 4.4251 | 4.4251 | 4.4251 | 4.4251 | 4.4251 | 4.4251 | 4.4251 | 4.4251 | 4.4251 | 4.4251 | 4.4251 | 4.4251 | 4.4251 | 4.4251 | 4.4251 | 4.4251 | 4.4251 | 4.4251 | 4.4251 | 4.4251 | 4.4251 | 4.4251 | 4.4251 | 4.4251 | 4.4251 | 4.4251 | 4.4251 | 4.4251 | [10 empty] | 35 |  | 54.9758
Bridgehampton - Buell New 69 kV UG Cable | 2026 |  | 33.2 | [10 empty] | 5.2839 | 5.2839 | 5.2839 | 5.2839 | 5.2839 | 5.2839 | 5.2839 | 5.2839 | 5.2839 | 5.2839 | 5.2839 | 5.2839 | 5.2839 | 5.2839 | 5.2839 | 5.2839 | 5.2839 | 5.2839 | 5.2839 | 5.2839 | 5.2839 | 5.2839 | 5.2839 | 5.2839 | 5.2839 | 5.2839 | 5.2839 | 5.2839 | 5.2839 | 5.2839 | 5.2839 | 5.2839 | 5.2839 | 5.2839 | 5.2839 |  |  |  |  | 35 |  | 47.608 | 7.3678 | 7.3678 | 153495.4058 | 1285088.0969
Deferral to Indicated Year |  |  | 33.2 | [6 empty] | 0 | 0 | 0 | 0 | 5.2839 | 5.2839 | 5.2839 | 5.2839 | 5.2839 | 5.2839 | 5.2839 | 5.2839 | 5.2839 | 5.2839 | 5.2839 | 5.2839 | 5.2839 | 5.2839 | 5.2839 | 5.2839 | 5.2839 | 5.2839 | 5.2839 | 5.2839 | 5.2839 | 5.2839 | 5.2839 | 5.2839 | 5.2839 | 5.2839 | 5.2839 | 5.2839 | 5.2839 | 5.2839 | 5.2839 | 5.2839 | 5.2839 | 5.2839 | 5.2839 |  |  |  |  | 35 |  | 47.608 | 7.3678 | 7.3678 | 153495.4058 | 1285088.0969 | =Area II Portion
[59 empty] | 9029467.8077 | =Area II+III Portions
Annual Avoided Costs for Deferral to Indicated Year:
Bridgehampton - Buell New 69 kV UG Cable | 2026 |  |  | 0 | 0 | 0 | 0 | 4.4251 | 4.4251 | 4.4251 | 4.4251 | 4.4251 | 4.4251 | -0.85871 | -0.85871 | -0.85871 | -0.85871 | -0.85871 | -0.85871 | -0.85871 | -0.85871 | -0.85871 | -0.85871 | -0.85871 | -0.85871 | -0.85871 | -0.85871 | -0.85871 | -0.85871 | -0.85871 | -0.85871 | -0.85871 | -0.85871 | -0.85871 | -0.85871 | -0.85871 | -0.85871 | -0.85871 | -0.85871 | -0.85871 | -0.85871 | -0.85871 | -5.2839 | -5.2839 | -5.2839 | -5.2839 | -5.2839 | -5.2839 |  |  |  |  | 35 |  |  | 7.3678
0
Area III Projects: | [52 empty] | 0 | 15
New Canal - Southampton Cable | 2017 |  | 37.6 | 0 | 4.5863 | 4.5863 | 4.5863 | 4.5863 | 4.5863 | 4.5863 | 4.5863 | 4.5863 | 4.5863 | 4.5863 | 4.5863 | 4.5863 | 4.5863 | 4.5863 | 4.5863 | 4.5863 | 4.5863 | 4.5863 | 4.5863 | 4.5863 | 4.5863 | 4.5863 | 4.5863 | 4.5863 | 4.5863 | 4.5863 | 4.5863 | 4.5863 | 4.5863 | 4.5863 | 4.5863 | 4.5863 | 4.5863 | 4.5863 | 4.5863 | [13 empty] | 35 |  | 66.9063
Upgrade Wildwood - Riverhead to 138 kV | 2017 |  | 7.7 | 0 | 0.93922 | 0.93922 | 0.93922 | 0.93922 | 0.93922 | 0.93922 | 0.93922 | 0.93922 | 0.93922 | 0.93922 | 0.93922 | 0.93922 | 0.93922 | 0.93922 | 0.93922 | 0.93922 | 0.93922 | 0.93922 | 0.93922 | 0.93922 | 0.93922 | 0.93922 | 0.93922 | 0.93922 | 0.93922 | 0.93922 | 0.93922 | 0.93922 | 0.93922 | 0.93922 | 0.93922 | 0.93922 | 0.93922 | 0.93922 | 0.93922 | [13 empty] | 35 |  | 13.7016
Riverhead Canal 2nd Line and Bank | 2017 |  | 136.8 | 0 | 16.6864 | 16.6864 | 16.6864 | 16.6864 | 16.6864 | 16.6864 | 16.6864 | 16.6864 | 16.6864 | 16.6864 | 16.6864 | 16.6864 | 16.6864 | 16.6864 | 16.6864 | 16.6864 | 16.6864 | 16.6864 | 16.6864 | 16.6864 | 16.6864 | 16.6864 | 16.6864 | 16.6864 | 16.6864 | 16.6864 | 16.6864 | 16.6864 | 16.6864 | 16.6864 | 16.6864 | 16.6864 | 16.6864 | 16.6864 | 16.6864 | [13 empty] | 35 |  | 243.4251
Canal - Wainscott New 138 kV UG Cable | 2022 |  | 275.5 | 0 | 0 | 0 | 0 | 0 | 0 | 38.957 | 38.957 | 38.957 | 38.957 | 38.957 | 38.957 | 38.957 | 38.957 | 38.957 | 38.957 | 38.957 | 38.957 | 38.957 | 38.957 | 38.957 | 38.957 | 38.957 | 38.957 | 38.957 | 38.957 | 38.957 | 38.957 | 38.957 | 38.957 | 38.957 | 38.957 | 38.957 | 38.957 | 38.957 | 38.957 | 38.957 | 38.957 | 38.957 | 38.957 | 38.957 | [8 empty] | 35 |  | 434.8353
No Deferral |  |  | 457.6 |  | 22.212 | 22.212 | 22.212 | 22.212 | 22.212 | 61.169 | 61.169 | 61.169 | 61.169 | 61.169 | 61.169 | 61.169 | 61.169 | 61.169 | 61.169 | 61.169 | 61.169 | 61.169 | 61.169 | 61.169 | 61.169 | 61.169 | 61.169 | 61.169 | 61.169 | 61.169 | 61.169 | 61.169 | 61.169 | 61.169 | 61.169 | 61.169 | 61.169 | 61.169 | 61.169 | 38.957 | 38.957 | 38.957 | 38.957 | 38.957 | [10 empty] | 758.8683
New Canal - Southampton Cable | 2023 |  | 37.6 | [7 empty] | 5.4763 | 5.4763 | 5.4763 | 5.4763 | 5.4763 | 5.4763 | 5.4763 | 5.4763 | 5.4763 | 5.4763 | 5.4763 | 5.4763 | 5.4763 | 5.4763 | 5.4763 | 5.4763 | 5.4763 | 5.4763 | 5.4763 | 5.4763 | 5.4763 | 5.4763 | 5.4763 | 5.4763 | 5.4763 | 5.4763 | 5.4763 | 5.4763 | 5.4763 | 5.4763 | 5.4763 | 5.4763 | 5.4763 | 5.4763 | 5.4763 | [7 empty] | 35 |  | 57.9396 | 8.9667 | 0 | 0 | 0
Upgrade Wildwood - Riverhead to 138 kV | 2022 |  | 7.7 | [6 empty] | 1.0888 | 1.0888 | 1.0888 | 1.0888 | 1.0888 | 1.0888 | 1.0888 | 1.0888 | 1.0888 | 1.0888 | 1.0888 | 1.0888 | 1.0888 | 1.0888 | 1.0888 | 1.0888 | 1.0888 | 1.0888 | 1.0888 | 1.0888 | 1.0888 | 1.0888 | 1.0888 | 1.0888 | 1.0888 | 1.0888 | 1.0888 | 1.0888 | 1.0888 | 1.0888 | 1.0888 | 1.0888 | 1.0888 | 1.0888 | 1.0888 | [8 empty] | 35 |  | 12.1533 | 1.5483 | 0 | 0 | 0
Riverhead Canal 2nd Line and Bank | 2023 |  | 136.8 | [7 empty] | 19.9245 | 19.9245 | 19.9245 | 19.9245 | 19.9245 | 19.9245 | 19.9245 | 19.9245 | 19.9245 | 19.9245 | 19.9245 | 19.9245 | 19.9245 | 19.9245 | 19.9245 | 19.9245 | 19.9245 | 19.9245 | 19.9245 | 19.9245 | 19.9245 | 19.9245 | 19.9245 | 19.9245 | 19.9245 | 19.9245 | 19.9245 | 19.9245 | 19.9245 | 19.9245 | 19.9245 | 19.9245 | 19.9245 | 19.9245 | 19.9245 | [7 empty] | 35 |  | 210.8017 | 32.6235 | 0 | 0 | 0
Canal - Wainscott New 138 kV UG Cable | 2028 |  | 275.5 | [12 empty] | 46.5167 | 46.5167 | 46.5167 | 46.5167 | 46.5167 | 46.5167 | 46.5167 | 46.5167 | 46.5167 | 46.5167 | 46.5167 | 46.5167 | 46.5167 | 46.5167 | 46.5167 | 46.5167 | 46.5167 | 46.5167 | 46.5167 | 46.5167 | 46.5167 | 46.5167 | 46.5167 | 46.5167 | 46.5167 | 46.5167 | 46.5167 | 46.5167 | 46.5167 | 46.5167 | 46.5167 | 46.5167 | 46.5167 | 46.5167 | 46.5167 |  |  | 35 |  | 376.5593 | 58.276 | 58.276 | 925015.732 | 7744379.7108
Deferral to Indicated Year |  |  | 457.6 | [6 empty] | 1.0888 | 26.4896 | 26.4896 | 26.4896 | 26.4896 | 26.4896 | 73.0063 | 73.0063 | 73.0063 | 73.0063 | 73.0063 | 73.0063 | 73.0063 | 73.0063 | 73.0063 | 73.0063 | 73.0063 | 73.0063 | 73.0063 | 73.0063 | 73.0063 | 73.0063 | 73.0063 | 73.0063 | 73.0063 | 73.0063 | 73.0063 | 73.0063 | 73.0063 | 73.0063 | 73.0063 | 73.0063 | 73.0063 | 73.0063 | 73.0063 | 71.9175 | 46.5167 | 46.5167 | 46.5167 | 46.5167 | 46.5167 |  |  | 41 |  | 657.4539 | 101.4144 | 58.276 | 925015.732 | 7744379.7108 | =Area III Portion
[59 empty] | 7744379.7108 | =Area III Portion
Annual Avoided Costs for Deferral to Indicated Year:
New Canal - Southampton Cable | 2023 |  |  | 0 | 4.5863 | 4.5863 | 4.5863 | 4.5863 | 4.5863 | 4.5863 | -0.88999 | -0.88999 | -0.88999 | -0.88999 | -0.88999 | -0.88999 | -0.88999 | -0.88999 | -0.88999 | -0.88999 | -0.88999 | -0.88999 | -0.88999 | -0.88999 | -0.88999 | -0.88999 | -0.88999 | -0.88999 | -0.88999 | -0.88999 | -0.88999 | -0.88999 | -0.88999 | -0.88999 | -0.88999 | -0.88999 | -0.88999 | -0.88999 | -0.88999 | -5.4763 | -5.4763 | -5.4763 | -5.4763 | -5.4763 | -5.4763 | 0 | 0 | 0 | 0 | 0 |  |  | 35 |  |  | 8.9667
Upgrade Wildwood - Riverhead to 138 kV | 2022 |  |  | 0 | 0.93922 | 0.93922 | 0.93922 | 0.93922 | 0.93922 | -0.14959 | -0.14959 | -0.14959 | -0.14959 | -0.14959 | -0.14959 | -0.14959 | -0.14959 | -0.14959 | -0.14959 | -0.14959 | -0.14959 | -0.14959 | -0.14959 | -0.14959 | -0.14959 | -0.14959 | -0.14959 | -0.14959 | -0.14959 | -0.14959 | -0.14959 | -0.14959 | -0.14959 | -0.14959 | -0.14959 | -0.14959 | -0.14959 | -0.14959 | -0.14959 | -1.0888 | -1.0888 | -1.0888 | -1.0888 | -1.0888 | 0 | 0 | 0 | 0 | 0 | 0 |  |  | 35 |  |  | 1.5483
Riverhead Canal 2nd Line and Bank | 2023 |  |  | 0 | 16.6864 | 16.6864 | 16.6864 | 16.6864 | 16.6864 | 16.6864 | -3.238 | -3.238 | -3.238 | -3.238 | -3.238 | -3.238 | -3.238 | -3.238 | -3.238 | -3.238 | -3.238 | -3.238 | -3.238 | -3.238 | -3.238 | -3.238 | -3.238 | -3.238 | -3.238 | -3.238 | -3.238 | -3.238 | -3.238 | -3.238 | -3.238 | -3.238 | -3.238 | -3.238 | -3.238 | -19.9245 | -19.9245 | -19.9245 | -19.9245 | -19.9245 | -19.9245 | 0 | 0 | 0 | 0 | 0 |  |  | 35 |  |  | 32.6235
Canal - Wainscott New 138 kV UG Cable | 2028 |  |  | 0 | 0 | 0 | 0 | 0 | 0 | 38.957 | 38.957 | 38.957 | 38.957 | 38.957 | 38.957 | -7.5597 | -7.5597 | -7.5597 | -7.5597 | -7.5597 | -7.5597 | -7.5597 | -7.5597 | -7.5597 | -7.5597 | -7.5597 | -7.5597 | -7.5597 | -7.5597 | -7.5597 | -7.5597 | -7.5597 | -7.5597 | -7.5597 | -7.5597 | -7.5597 | -7.5597 | -7.5597 | -7.5597 | -7.5597 | -7.5597 | -7.5597 | -7.5597 | -7.5597 | -46.5167 | -46.5167 | -46.5167 | -46.5167 | -46.5167 | -46.5167 | [5 empty] | 58.276
Total - All Areas (No Deferrals,$Millions) |  |  | 513.3 |  | 24.0294 | 24.6325 | 24.9948 | 29.42 | 29.42 | 68.377 | 68.377 | 68.377 | 68.377 | 68.377 | 68.377 | 68.377 | 68.377 | 68.377 | 68.377 | 68.377 | 68.377 | 68.377 | 68.377 | 68.377 | 68.377 | 68.377 | 68.377 | 68.377 | 68.377 | 68.377 | 68.377 | 68.377 | 68.377 | 68.377 | 68.377 | 68.377 | 68.377 | 68.377 | 68.377 | 44.3475 | 43.7445 | 43.3821 | 38.957 | 38.957 | 0 | 0 | 0 | 0 | 0 | 0 | 0 | 0 |  | 63 | 853.4454 | 119.0703 | = max. total avoided cost in portfolio
Annual Avoided Costs for Deferrals - Area 1 Proposal: (see note*) | Deferral Year |  |  | 2016 | 2017 | 2018 | 2019 | 2020 | 2021 | 2022 | 2023 | 2024 | 2025 | 2026 | 2027 | 2028 | 2029 | 2030 | 2031 | 2032 | 2033 | 2034 | 2035 | 2036 | 2037 | 2038 | 2039 | 2040 | 2041 | 2042 | 2043 | 2044 | 2045 | 2046 | 2047 | 2048 | 2049 | 2050 | 2051 | 2052 | 2053 | 2054 | 2055 | 2056 | 2057 | 2058 | 2059 | 2060 | 2061 | 2062 | 2063 | 2064 |  |  | Differential NPV $M |  | Differential NPV $M (adjusted for COD of Selected Project) | Differntial NPV $/MW | NPV of Transmission Avoided Costs for Selected Project
Area I Projects:
Amagansett Conversion 33 kV | 2030 |  |  | 0 | 0.97582 | 0.97582 | 0.97582 | 0.97582 | 0.97582 | 0.97582 | 0.97582 | 0.97582 | 0.97582 | 0.97582 | 0.97582 | 0.97582 | 0.97582 | -0.4572 | -0.4572 | -0.4572 | -0.4572 | -0.4572 | -0.4572 | -0.4572 | -0.4572 | -0.4572 | -0.4572 | -0.4572 | -0.4572 | -0.4572 | -0.4572 | -0.4572 | -0.4572 | -0.4572 | -0.4572 | -0.4572 | -0.4572 | -0.4572 | -0.4572 | -1.433 | -1.433 | -1.433 | -1.433 | -1.433 | -1.433 | -1.433 | -1.433 | -1.433 | -1.433 | -1.433 | -1.433 | -1.433 |  |  | 3.8129 |  | 0 | 0 | 0
East Hampton Conversion 33 kV | 2030 |  |  | 0 | 0.39033 | 0.39033 | 0.39033 | 0.39033 | 0.39033 | 0.39033 | 0.39033 | 0.39033 | 0.39033 | 0.39033 | 0.39033 | 0.39033 | 0.39033 | -0.18288 | -0.18288 | -0.18288 | -0.18288 | -0.18288 | -0.18288 | -0.18288 | -0.18288 | -0.18288 | -0.18288 | -0.18288 | -0.18288 | -0.18288 | -0.18288 | -0.18288 | -0.18288 | -0.18288 | -0.18288 | -0.18288 | -0.18288 | -0.18288 | -0.18288 | -0.57321 | -0.57321 | -0.57321 | -0.57321 | -0.57321 | -0.57321 | -0.57321 | -0.57321 | -0.57321 | -0.57321 | -0.57321 | -0.57321 | -0.57321 |  |  | 1.5252 |  | 0 | 0 | 0
Buell Conversion 33 kV | 2030 |  |  | 0 | 0.45131 | 0.45131 | 0.45131 | 0.45131 | 0.45131 | 0.45131 | 0.45131 | 0.45131 | 0.45131 | 0.45131 | 0.45131 | 0.45131 | 0.45131 | -0.21146 | -0.21146 | -0.21146 | -0.21146 | -0.21146 | -0.21146 | -0.21146 | -0.21146 | -0.21146 | -0.21146 | -0.21146 | -0.21146 | -0.21146 | -0.21146 | -0.21146 | -0.21146 | -0.21146 | -0.21146 | -0.21146 | -0.21146 | -0.21146 | -0.21146 | -0.66277 | -0.66277 | -0.66277 | -0.66277 | -0.66277 | -0.66277 | -0.66277 | -0.66277 | -0.66277 | -0.66277 | -0.66277 | -0.66277 | -0.66277 |  |  | 1.7635 |  | 0 | 0 | 0
Hither Hills Conversion to 33 kV | 2030 |  |  | 0 | 0 | 0.60305 | 0.60305 | 0.60305 | 0.60305 | 0.60305 | 0.60305 | 0.60305 | 0.60305 | 0.60305 | 0.60305 | 0.60305 | 0.60305 | -0.25676 | -0.25676 | -0.25676 | -0.25676 | -0.25676 | -0.25676 | -0.25676 | -0.25676 | -0.25676 | -0.25676 | -0.25676 | -0.25676 | -0.25676 | -0.25676 | -0.25676 | -0.25676 | -0.25676 | -0.25676 | -0.25676 | -0.25676 | -0.25676 | -0.25676 | -0.25676 | -0.85981 | -0.85981 | -0.85981 | -0.85981 | -0.85981 | -0.85981 | -0.85981 | -0.85981 | -0.85981 | -0.85981 | -0.85981 | -0.85981 |  |  | 2.0853 |  | 0 | 0 | 0
Culloden Pt Conversion to 33 kV | 2030 |  |  | 0 | 0 | 0 | 0.36233 | 0.36233 | 0.36233 | 0.36233 | 0.36233 | 0.36233 | 0.36233 | 0.36233 | 0.36233 | 0.36233 | 0.36233 | -0.13922 | -0.13922 | -0.13922 | -0.13922 | -0.13922 | -0.13922 | -0.13922 | -0.13922 | -0.13922 | -0.13922 | -0.13922 | -0.13922 | -0.13922 | -0.13922 | -0.13922 | -0.13922 | -0.13922 | -0.13922 | -0.13922 | -0.13922 | -0.13922 | -0.13922 | -0.13922 | -0.13922 | -0.50156 | -0.50156 | -0.50156 | -0.50156 | -0.50156 | -0.50156 | -0.50156 | -0.50156 | -0.50156 | -0.50156 | -0.50156 |  |  | 1.1012 |  | 1.1012 | 73412.135 | 75413.6458
[59 empty] | 75413.6458 | =Area I Portion
Area II Projects: | [58 empty] | 1183329.3458 | =Area I+II+III Portions
Bridgehampton - Buell New 69 kV UG Cable | 2026 |  |  | 0 | 0 | 0 | 0 | 4.4251 | 4.4251 | 4.4251 | 4.4251 | 4.4251 | 4.4251 | -0.85871 | -0.85871 | -0.85871 | -0.85871 | -0.85871 | -0.85871 | -0.85871 | -0.85871 | -0.85871 | -0.85871 | -0.85871 | -0.85871 | -0.85871 | -0.85871 | -0.85871 | -0.85871 | -0.85871 | -0.85871 | -0.85871 | -0.85871 | -0.85871 | -0.85871 | -0.85871 | -0.85871 | -0.85871 | -0.85871 | -0.85871 | -0.85871 | -0.85871 | -5.2839 | -5.2839 | -5.2839 | -5.2839 | -5.2839 | -5.2839 | 0 | 0 | 0 | 0 |  |  | 7.3678 |  | 7.3678 | 153495.4058 | 157680.3095
[59 empty] | 157680.3095 | =Area II Portion
Area III Projects: | [58 empty] | 1107915.7 | =Area II+III Portions
New Canal - Southampton Cable | 2023 |  |  | 0 | 4.5863 | 4.5863 | 4.5863 | 4.5863 | 4.5863 | 4.5863 | -0.88999 | -0.88999 | -0.88999 | -0.88999 | -0.88999 | -0.88999 | -0.88999 | -0.88999 | -0.88999 | -0.88999 | -0.88999 | -0.88999 | -0.88999 | -0.88999 | -0.88999 | -0.88999 | -0.88999 | -0.88999 | -0.88999 | -0.88999 | -0.88999 | -0.88999 | -0.88999 | -0.88999 | -0.88999 | -0.88999 | -0.88999 | -0.88999 | -0.88999 | -5.4763 | -5.4763 | -5.4763 | -5.4763 | -5.4763 | -5.4763 | 0 | 0 | 0 | 0 | 0 | 0 | 0 |  |  | 8.9667 |  | 0 | 0 | 0
Upgrade Wildwood - Riverhead to 138 kV | 2022 |  |  | 0 | 0.93922 | 0.93922 | 0.93922 | 0.93922 | 0.93922 | -0.14959 | -0.14959 | -0.14959 | -0.14959 | -0.14959 | -0.14959 | -0.14959 | -0.14959 | -0.14959 | -0.14959 | -0.14959 | -0.14959 | -0.14959 | -0.14959 | -0.14959 | -0.14959 | -0.14959 | -0.14959 | -0.14959 | -0.14959 | -0.14959 | -0.14959 | -0.14959 | -0.14959 | -0.14959 | -0.14959 | -0.14959 | -0.14959 | -0.14959 | -0.14959 | -1.0888 | -1.0888 | -1.0888 | -1.0888 | -1.0888 | 0 | 0 | 0 | 0 | 0 | 0 | 0 | 0 |  |  | 1.5483 |  | 0 | 0 | 0
Riverhead Canal 2nd Line and Bank | 2023 |  |  | 0 | 16.6864 | 16.6864 | 16.6864 | 16.6864 | 16.6864 | 16.6864 | -3.238 | -3.238 | -3.238 | -3.238 | -3.238 | -3.238 | -3.238 | -3.238 | -3.238 | -3.238 | -3.238 | -3.238 | -3.238 | -3.238 | -3.238 | -3.238 | -3.238 | -3.238 | -3.238 | -3.238 | -3.238 | -3.238 | -3.238 | -3.238 | -3.238 | -3.238 | -3.238 | -3.238 | -3.238 | -19.9245 | -19.9245 | -19.9245 | -19.9245 | -19.9245 | -19.9245 | 0 | 0 | 0 | 0 | 0 | 0 | 0 |  |  | 32.6235 |  | 0 | 0 | 0
Canal - Wainscott New 138 kV UG Cable | 2028 |  |  | 0 | 0 | 0 | 0 | 0 | 0 | 38.957 | 38.957 | 38.957 | 38.957 | 38.957 | 38.957 | -7.5597 | -7.5597 | -7.5597 | -7.5597 | -7.5597 | -7.5597 | -7.5597 | -7.5597 | -7.5597 | -7.5597 | -7.5597 | -7.5597 | -7.5597 | -7.5597 | -7.5597 | -7.5597 | -7.5597 | -7.5597 | -7.5597 | -7.5597 | -7.5597 | -7.5597 | -7.5597 | -7.5597 | -7.5597 | -7.5597 | -7.5597 | -7.5597 | -7.5597 | -46.5167 | -46.5167 | -46.5167 | -46.5167 | -46.5167 | -46.5167 | 0 | 0 |  |  | 58.276 |  | 58.276 | 925015.732 | 950235.3905
[59 empty] | 950235.3905 | =Area III Portion
Total - Area 1 Proposal, $Millions (unadjusted) |  |  |  | 0 | 0 | 0 | 0.36233 | 4.7875 | 4.7875 | 43.7445 | 43.7445 | 43.7445 | 43.7445 | 38.4606 | 38.4606 | -8.0561 | -8.0561 | -8.5576 | -8.5576 | -8.5576 | -8.5576 | -8.5576 | -8.5576 | -8.5576 | -8.5576 | -8.5576 | -8.5576 | -8.5576 | -8.5576 | -8.5576 | -8.5576 | -8.5576 | -8.5576 | -8.5576 | -8.5576 | -8.5576 | -8.5576 | -8.5576 | -8.5576 | -8.5576 | -8.5576 | -8.92 | -13.3451 | -13.3451 | -52.3021 | -52.3021 | -52.3021 | -52.3021 | -47.0182 | -47.0182 | -0.50156 | -0.50156 |  |  | 66.745 |  |  | 1151923.2728 | 1183329.3458
$/MW-yr |  |  |  | 0 | 0 | 0 | 24155.6547 | 116346.1421 | 116346.1421 | 734710.9537 | 734710.9537 | 734710.9537 | 734710.9537 | 624630.6905 | 624630.6905 | -113729.2329 | -113729.2329 | -147166.3083 | -147166.3083 | -147166.3083 | -147166.3083 | -147166.3083 | -147166.3083 | -147166.3083 | -147166.3083 | -147166.3083 | -147166.3083 | -147166.3083 | -147166.3083 | -147166.3083 | -147166.3083 | -147166.3083 | -147166.3083 | -147166.3083 | -147166.3083 | -147166.3083 | -147166.3083 | -147166.3083 | -147166.3083 | -147166.3083 | -147166.3083 | -171321.9629 | -263512.4503 | -263512.4503 | -881877.2619 | -881877.2619 | -881877.2619 | -881877.2619 | -771796.9988 | -771796.9988 | -33437.0754 | -33437.0754
$Millions (adjusted) |  |  |  | 0 | 0 | 0 | 0.024814 | 0.11952 | 0.11952 | 0.75474 | 0.75474 | 0.75474 | 0.75474 | 0.64166 | 0.64166 | -0.11683 | -0.11683 | -0.15118 | -0.15118 | -0.15118 | -0.15118 | -0.15118 | -0.15118 | -0.15118 | -0.15118 | -0.15118 | -0.15118 | -0.15118 | -0.15118 | -0.15118 | -0.15118 | -0.15118 | -0.15118 | -0.15118 | -0.15118 | -0.15118 | -0.15118 | -0.15118 | -0.15118 | -0.15118 | -0.15118 | -0.17599 | -0.2707 | -0.2707 | -0.90592 | -0.90592 | -0.90592 | -0.90592 | -0.79284 | -0.79284 | -0.034349 | -0.034349 |  |  | 1183.3293
Annual Avoided Costs for Deferrals - Area 2 Proposal: (see note*) | Deferral Year |  |  | 2016 | 2017 | 2018 | 2019 | 2020 | 2021 | 2022 | 2023 | 2024 | 2025 | 2026 | 2027 | 2028 | 2029 | 2030 | 2031 | 2032 | 2033 | 2034 | 2035 | 2036 | 2037 | 2038 | 2039 | 2040 | 2041 | 2042 | 2043 | 2044 | 2045 | 2046 | 2047 | 2048 | 2049 | 2050 | 2051 | 2052 | 2053 | 2054 | 2055 | 2056 | 2057 | 2058 | 2059 | 2060 | 2061 | 2062 | 2063 | 2064 |  |  | Differential NPV $M |  | Differential NPV $M (adjusted for COD of Selected Project) | Differntial NPV $/MW | NPV of Transmission Avoided Costs for Selected Project
Area I Projects:
Amagansett Conversion 33 kV | 2030 |  |  | 0 | 0 | 0 | 0 | 0 | 0 | 0 | 0 | 0 | 0 | 0 | 0 | 0 | 0 | 0 | 0 | 0 | 0 | 0 | 0 | 0 | 0 | 0 | 0 | 0 | 0 | 0 | 0 | 0 | 0 | 0 | 0 | 0 | 0 | 0 | 0 | 0 | 0 | 0 | 0 | 0 | 0 | 0 | 0 | 0 | 0 | 0 | 0 | 0 |  |  | 0 |  | 0 | 0 | 0
East Hampton Conversion 33 kV | 2030 |  |  | 0 | 0 | 0 | 0 | 0 | 0 | 0 | 0 | 0 | 0 | 0 | 0 | 0 | 0 | 0 | 0 | 0 | 0 | 0 | 0 | 0 | 0 | 0 | 0 | 0 | 0 | 0 | 0 | 0 | 0 | 0 | 0 | 0 | 0 | 0 | 0 | 0 | 0 | 0 | 0 | 0 | 0 | 0 | 0 | 0 | 0 | 0 | 0 | 0 |  |  | 0 |  | 0 | 0 | 0
Buell Conversion 33 kV | 2030 |  |  | 0 | 0 | 0 | 0 | 0 | 0 | 0 | 0 | 0 | 0 | 0 | 0 | 0 | 0 | 0 | 0 | 0 | 0 | 0 | 0 | 0 | 0 | 0 | 0 | 0 | 0 | 0 | 0 | 0 | 0 | 0 | 0 | 0 | 0 | 0 | 0 | 0 | 0 | 0 | 0 | 0 | 0 | 0 | 0 | 0 | 0 | 0 | 0 | 0 |  |  | 0 |  | 0 | 0 | 0
Hither Hills Conversion to 33 kV | 2030 |  |  | 0 | 0 | 0 | 0 | 0 | 0 | 0 | 0 | 0 | 0 | 0 | 0 | 0 | 0 | 0 | 0 | 0 | 0 | 0 | 0 | 0 | 0 | 0 | 0 | 0 | 0 | 0 | 0 | 0 | 0 | 0 | 0 | 0 | 0 | 0 | 0 | 0 | 0 | 0 | 0 | 0 | 0 | 0 | 0 | 0 | 0 | 0 | 0 | 0 |  |  | 0 |  | 0 | 0 | 0
Culloden Pt Conversion to 33 kV | 2030 |  |  | 0 | 0 | 0 | 0 | 0 | 0 | 0 | 0 | 0 | 0 | 0 | 0 | 0 | 0 | 0 | 0 | 0 | 0 | 0 | 0 | 0 | 0 | 0 | 0 | 0 | 0 | 0 | 0 | 0 | 0 | 0 | 0 | 0 | 0 | 0 | 0 | 0 | 0 | 0 | 0 | 0 | 0 | 0 | 0 | 0 | 0 | 0 | 0 | 0 |  |  | 0 |  | 0 | 0 | 0
[59 empty] | 0 | =Area I Portion
Area II Projects: | [58 empty] | 2998686.2589 | =Area I+II+III Portions
Bridgehampton - Buell New 69 kV UG Cable | 2026 |  |  | 0 | 0 | 0 | 0 | 4.4251 | 4.4251 | 4.4251 | 4.4251 | 4.4251 | 4.4251 | -0.85871 | -0.85871 | -0.85871 | -0.85871 | -0.85871 | -0.85871 | -0.85871 | -0.85871 | -0.85871 | -0.85871 | -0.85871 | -0.85871 | -0.85871 | -0.85871 | -0.85871 | -0.85871 | -0.85871 | -0.85871 | -0.85871 | -0.85871 | -0.85871 | -0.85871 | -0.85871 | -0.85871 | -0.85871 | -0.85871 | -0.85871 | -0.85871 | -0.85871 | -5.2839 | -5.2839 | -5.2839 | -5.2839 | -5.2839 | -5.2839 | 0 | 0 | 0 | 0 |  |  | 7.3678 |  | 7.3678 | 153495.4058 | 426777.757
[59 empty] | 426777.757 | =Area II Portion
Area III Projects: | [58 empty] | 2998686.2589 | =Area II+III Portions
New Canal - Southampton Cable | 2023 |  |  | 0 | 4.5863 | 4.5863 | 4.5863 | 4.5863 | 4.5863 | 4.5863 | -0.88999 | -0.88999 | -0.88999 | -0.88999 | -0.88999 | -0.88999 | -0.88999 | -0.88999 | -0.88999 | -0.88999 | -0.88999 | -0.88999 | -0.88999 | -0.88999 | -0.88999 | -0.88999 | -0.88999 | -0.88999 | -0.88999 | -0.88999 | -0.88999 | -0.88999 | -0.88999 | -0.88999 | -0.88999 | -0.88999 | -0.88999 | -0.88999 | -0.88999 | -5.4763 | -5.4763 | -5.4763 | -5.4763 | -5.4763 | -5.4763 | 0 | 0 | 0 | 0 | 0 | 0 | 0 |  |  | 8.9667 |  | 0 | 0 | 0
Upgrade Wildwood - Riverhead to 138 kV | 2022 |  |  | 0 | 0.93922 | 0.93922 | 0.93922 | 0.93922 | 0.93922 | -0.14959 | -0.14959 | -0.14959 | -0.14959 | -0.14959 | -0.14959 | -0.14959 | -0.14959 | -0.14959 | -0.14959 | -0.14959 | -0.14959 | -0.14959 | -0.14959 | -0.14959 | -0.14959 | -0.14959 | -0.14959 | -0.14959 | -0.14959 | -0.14959 | -0.14959 | -0.14959 | -0.14959 | -0.14959 | -0.14959 | -0.14959 | -0.14959 | -0.14959 | -0.14959 | -1.0888 | -1.0888 | -1.0888 | -1.0888 | -1.0888 | 0 | 0 | 0 | 0 | 0 | 0 | 0 | 0 |  |  | 1.5483 |  | 0 | 0 | 0
Riverhead Canal 2nd Line and Bank | 2023 |  |  | 0 | 16.6864 | 16.6864 | 16.6864 | 16.6864 | 16.6864 | 16.6864 | -3.238 | -3.238 | -3.238 | -3.238 | -3.238 | -3.238 | -3.238 | -3.238 | -3.238 | -3.238 | -3.238 | -3.238 | -3.238 | -3.238 | -3.238 | -3.238 | -3.238 | -3.238 | -3.238 | -3.238 | -3.238 | -3.238 | -3.238 | -3.238 | -3.238 | -3.238 | -3.238 | -3.238 | -3.238 | -19.9245 | -19.9245 | -19.9245 | -19.9245 | -19.9245 | -19.9245 | 0 | 0 | 0 | 0 | 0 | 0 | 0 |  |  | 32.6235 |  | 0 | 0 | 0
Canal - Wainscott New 138 kV UG Cable | 2028 |  |  | 0 | 0 | 0 | 0 | 0 | 0 | 38.957 | 38.957 | 38.957 | 38.957 | 38.957 | 38.957 | -7.5597 | -7.5597 | -7.5597 | -7.5597 | -7.5597 | -7.5597 | -7.5597 | -7.5597 | -7.5597 | -7.5597 | -7.5597 | -7.5597 | -7.5597 | -7.5597 | -7.5597 | -7.5597 | -7.5597 | -7.5597 | -7.5597 | -7.5597 | -7.5597 | -7.5597 | -7.5597 | -7.5597 | -7.5597 | -7.5597 | -7.5597 | -7.5597 | -7.5597 | -46.5167 | -46.5167 | -46.5167 | -46.5167 | -46.5167 | -46.5167 | 0 | 0 |  |  | 58.276 |  | 58.276 | 925015.732 | 2571908.502
[59 empty] | 2571908.502 | =Area III Portion
Total - Area 2 Proposal, $Millions (unadjusted) |  |  |  | 0 | 0 | 0 | 0 | 4.4251 | 4.4251 | 43.3821 | 43.3821 | 43.3821 | 43.3821 | 38.0983 | 38.0983 | -8.4184 | -8.4184 | -8.4184 | -8.4184 | -8.4184 | -8.4184 | -8.4184 | -8.4184 | -8.4184 | -8.4184 | -8.4184 | -8.4184 | -8.4184 | -8.4184 | -8.4184 | -8.4184 | -8.4184 | -8.4184 | -8.4184 | -8.4184 | -8.4184 | -8.4184 | -8.4184 | -8.4184 | -8.4184 | -8.4184 | -8.4184 | -12.8435 | -12.8435 | -51.8005 | -51.8005 | -51.8005 | -51.8005 | -46.5167 | -46.5167 | 0 | 0 |  |  | 65.6438 |  |  | 1078511.1378 | 2998686.2589
$/MW-yr |  |  |  | 0 | 0 | 0 | 0 | 92190.4874 | 92190.4874 | 710555.299 | 710555.299 | 710555.299 | 710555.299 | 600475.0358 | 600475.0358 | -137884.8876 | -137884.8876 | -137884.8876 | -137884.8876 | -137884.8876 | -137884.8876 | -137884.8876 | -137884.8876 | -137884.8876 | -137884.8876 | -137884.8876 | -137884.8876 | -137884.8876 | -137884.8876 | -137884.8876 | -137884.8876 | -137884.8876 | -137884.8876 | -137884.8876 | -137884.8876 | -137884.8876 | -137884.8876 | -137884.8876 | -137884.8876 | -137884.8876 | -137884.8876 | -137884.8876 | -230075.375 | -230075.375 | -848440.1866 | -848440.1866 | -848440.1866 | -848440.1866 | -738359.9234 | -738359.9234 | 0 | 0
$Millions (adjusted) |  |  |  | 0 | 0 | 0 | 0 | 0.25633 | 0.25633 | 1.9756 | 1.9756 | 1.9756 | 1.9756 | 1.6696 | 1.6696 | -0.38337 | -0.38337 | -0.38337 | -0.38337 | -0.38337 | -0.38337 | -0.38337 | -0.38337 | -0.38337 | -0.38337 | -0.38337 | -0.38337 | -0.38337 | -0.38337 | -0.38337 | -0.38337 | -0.38337 | -0.38337 | -0.38337 | -0.38337 | -0.38337 | -0.38337 | -0.38337 | -0.38337 | -0.38337 | -0.38337 | -0.38337 | -0.6397 | -0.6397 | -2.359 | -2.359 | -2.359 | -2.359 | -2.0529 | -2.0529 | 0 | 0 |  |  | 2998.6863
Annual Avoided Costs for Deferrals - Area 3 Proposal: (see note*) | Deferral Year |  |  | 2016 | 2017 | 2018 | 2019 | 2020 | 2021 | 2022 | 2023 | 2024 | 2025 | 2026 | 2027 | 2028 | 2029 | 2030 | 2031 | 2032 | 2033 | 2034 | 2035 | 2036 | 2037 | 2038 | 2039 | 2040 | 2041 | 2042 | 2043 | 2044 | 2045 | 2046 | 2047 | 2048 | 2049 | 2050 | 2051 | 2052 | 2053 | 2054 | 2055 | 2056 | 2057 | 2058 | 2059 | 2060 | 2061 | 2062 | 2063 | 2064 |  |  | Differential NPV $M |  | Differential NPV $M (adjusted for COD of Selected Project) | Differntial NPV $/MW | NPV of Transmission Avoided Costs for Selected Project
Area I Projects:
Amagansett Conversion 33 kV | 2030 |  |  | 0 | 0 | 0 | 0 | 0 | 0 | 0 | 0 | 0 | 0 | 0 | 0 | 0 | 0 | 0 | 0 | 0 | 0 | 0 | 0 | 0 | 0 | 0 | 0 | 0 | 0 | 0 | 0 | 0 | 0 | 0 | 0 | 0 | 0 | 0 | 0 | 0 | 0 | 0 | 0 | 0 | 0 | 0 | 0 | 0 | 0 | 0 | 0 | 0 |  |  | 0 |  | 0 | 0 | 0
East Hampton Conversion 33 kV | 2030 |  |  | 0 | 0 | 0 | 0 | 0 | 0 | 0 | 0 | 0 | 0 | 0 | 0 | 0 | 0 | 0 | 0 | 0 | 0 | 0 | 0 | 0 | 0 | 0 | 0 | 0 | 0 | 0 | 0 | 0 | 0 | 0 | 0 | 0 | 0 | 0 | 0 | 0 | 0 | 0 | 0 | 0 | 0 | 0 | 0 | 0 | 0 | 0 | 0 | 0 |  |  | 0 |  | 0 | 0 | 0
Buell Conversion 33 kV | 2030 |  |  | 0 | 0 | 0 | 0 | 0 | 0 | 0 | 0 | 0 | 0 | 0 | 0 | 0 | 0 | 0 | 0 | 0 | 0 | 0 | 0 | 0 | 0 | 0 | 0 | 0 | 0 | 0 | 0 | 0 | 0 | 0 | 0 | 0 | 0 | 0 | 0 | 0 | 0 | 0 | 0 | 0 | 0 | 0 | 0 | 0 | 0 | 0 | 0 | 0 |  |  | 0 |  | 0 | 0 | 0
Hither Hills Conversion to 33 kV | 2030 |  |  | 0 | 0 | 0 | 0 | 0 | 0 | 0 | 0 | 0 | 0 | 0 | 0 | 0 | 0 | 0 | 0 | 0 | 0 | 0 | 0 | 0 | 0 | 0 | 0 | 0 | 0 | 0 | 0 | 0 | 0 | 0 | 0 | 0 | 0 | 0 | 0 | 0 | 0 | 0 | 0 | 0 | 0 | 0 | 0 | 0 | 0 | 0 | 0 | 0 |  |  | 0 |  | 0 | 0 | 0
Culloden Pt Conversion to 33 kV | 2030 |  |  | 0 | 0 | 0 | 0 | 0 | 0 | 0 | 0 | 0 | 0 | 0 | 0 | 0 | 0 | 0 | 0 | 0 | 0 | 0 | 0 | 0 | 0 | 0 | 0 | 0 | 0 | 0 | 0 | 0 | 0 | 0 | 0 | 0 | 0 | 0 | 0 | 0 | 0 | 0 | 0 | 0 | 0 | 0 | 0 | 0 | 0 | 0 | 0 | 0 |  |  | 0 |  | 0 | 0 | 0
[59 empty] | 0 | =Area I Portion
Area II Projects: | [58 empty] | 4222235.8184 | =Area I+II+III Portions
Bridgehampton - Buell New 69 kV UG Cable | 2026 |  |  | 0 | 0 | 0 | 0 | 0 | 0 | 0 | 0 | 0 | 0 | 0 | 0 | 0 | 0 | 0 | 0 | 0 | 0 | 0 | 0 | 0 | 0 | 0 | 0 | 0 | 0 | 0 | 0 | 0 | 0 | 0 | 0 | 0 | 0 | 0 | 0 | 0 | 0 | 0 | 0 | 0 | 0 | 0 | 0 | 0 | 0 | 0 | 0 | 0 |  |  | 0 |  | 0 | 0 | 0
[59 empty] | 0 | =Area II Portion
Area III Projects: | [58 empty] | 4222235.8184 | =Area II+III Portions
New Canal - Southampton Cable | 2023 |  |  | 0 | 4.5863 | 4.5863 | 4.5863 | 4.5863 | 4.5863 | 4.5863 | -0.88999 | -0.88999 | -0.88999 | -0.88999 | -0.88999 | -0.88999 | -0.88999 | -0.88999 | -0.88999 | -0.88999 | -0.88999 | -0.88999 | -0.88999 | -0.88999 | -0.88999 | -0.88999 | -0.88999 | -0.88999 | -0.88999 | -0.88999 | -0.88999 | -0.88999 | -0.88999 | -0.88999 | -0.88999 | -0.88999 | -0.88999 | -0.88999 | -0.88999 | -5.4763 | -5.4763 | -5.4763 | -5.4763 | -5.4763 | -5.4763 | 0 | 0 | 0 | 0 | 0 | 0 | 0 |  |  | 8.9667 |  | 0 | 0 | 0
Upgrade Wildwood - Riverhead to 138 kV | 2022 |  |  | 0 | 0.93922 | 0.93922 | 0.93922 | 0.93922 | 0.93922 | -0.14959 | -0.14959 | -0.14959 | -0.14959 | -0.14959 | -0.14959 | -0.14959 | -0.14959 | -0.14959 | -0.14959 | -0.14959 | -0.14959 | -0.14959 | -0.14959 | -0.14959 | -0.14959 | -0.14959 | -0.14959 | -0.14959 | -0.14959 | -0.14959 | -0.14959 | -0.14959 | -0.14959 | -0.14959 | -0.14959 | -0.14959 | -0.14959 | -0.14959 | -0.14959 | -1.0888 | -1.0888 | -1.0888 | -1.0888 | -1.0888 | 0 | 0 | 0 | 0 | 0 | 0 | 0 | 0 |  |  | 1.5483 |  | 0 | 0 | 0
Riverhead Canal 2nd Line and Bank | 2023 |  |  | 0 | 16.6864 | 16.6864 | 16.6864 | 16.6864 | 16.6864 | 16.6864 | -3.238 | -3.238 | -3.238 | -3.238 | -3.238 | -3.238 | -3.238 | -3.238 | -3.238 | -3.238 | -3.238 | -3.238 | -3.238 | -3.238 | -3.238 | -3.238 | -3.238 | -3.238 | -3.238 | -3.238 | -3.238 | -3.238 | -3.238 | -3.238 | -3.238 | -3.238 | -3.238 | -3.238 | -3.238 | -19.9245 | -19.9245 | -19.9245 | -19.9245 | -19.9245 | -19.9245 | 0 | 0 | 0 | 0 | 0 | 0 | 0 |  |  | 32.6235 |  | 0 | 0 | 0
Canal - Wainscott New 138 kV UG Cable | 2028 |  |  | 0 | 0 | 0 | 0 | 0 | 0 | 38.957 | 38.957 | 38.957 | 38.957 | 38.957 | 38.957 | -7.5597 | -7.5597 | -7.5597 | -7.5597 | -7.5597 | -7.5597 | -7.5597 | -7.5597 | -7.5597 | -7.5597 | -7.5597 | -7.5597 | -7.5597 | -7.5597 | -7.5597 | -7.5597 | -7.5597 | -7.5597 | -7.5597 | -7.5597 | -7.5597 | -7.5597 | -7.5597 | -7.5597 | -7.5597 | -7.5597 | -7.5597 | -7.5597 | -7.5597 | -46.5167 | -46.5167 | -46.5167 | -46.5167 | -46.5167 | -46.5167 | 0 | 0 |  |  | 58.276 |  | 58.276 | 925015.732 | 4222235.8184
[59 empty] | 4222235.8184 | =Area III Portion
Total - Area 3 Proposal, $Millions (unadjusted) |  |  |  | 0 | 22.212 | 22.212 | 22.212 | 22.212 | 22.212 | 60.0802 | 34.6794 | 34.6794 | 34.6794 | 34.6794 | 34.6794 | -11.8373 | -11.8373 | -11.8373 | -11.8373 | -11.8373 | -11.8373 | -11.8373 | -11.8373 | -11.8373 | -11.8373 | -11.8373 | -11.8373 | -11.8373 | -11.8373 | -11.8373 | -11.8373 | -11.8373 | -11.8373 | -11.8373 | -11.8373 | -11.8373 | -11.8373 | -11.8373 | -11.8373 | -34.0493 | -34.0493 | -34.0493 | -34.0493 | -34.0493 | -71.9175 | -46.5167 | -46.5167 | -46.5167 | -46.5167 | -46.5167 | 0 | 0 |  |  | 101.4144 |  |  | 925015.732 | 4222235.8184
$/MW-yr |  |  |  | 0 | 0 | 0 | 0 | 0 | 0 | 618364.8116 | 618364.8116 | 618364.8116 | 618364.8116 | 618364.8116 | 618364.8116 | -119995.1118 | -119995.1118 | -119995.1118 | -119995.1118 | -119995.1118 | -119995.1118 | -119995.1118 | -119995.1118 | -119995.1118 | -119995.1118 | -119995.1118 | -119995.1118 | -119995.1118 | -119995.1118 | -119995.1118 | -119995.1118 | -119995.1118 | -119995.1118 | -119995.1118 | -119995.1118 | -119995.1118 | -119995.1118 | -119995.1118 | -119995.1118 | -119995.1118 | -119995.1118 | -119995.1118 | -119995.1118 | -119995.1118 | -738359.9234 | -738359.9234 | -738359.9234 | -738359.9234 | -738359.9234 | -738359.9234 | 0 | 0
$Millions (adjusted) |  |  |  | 0 | 0 | 0 | 0 | 0 | 0 | 2.8225 | 2.8225 | 2.8225 | 2.8225 | 2.8225 | 2.8225 | -0.54772 | -0.54772 | -0.54772 | -0.54772 | -0.54772 | -0.54772 | -0.54772 | -0.54772 | -0.54772 | -0.54772 | -0.54772 | -0.54772 | -0.54772 | -0.54772 | -0.54772 | -0.54772 | -0.54772 | -0.54772 | -0.54772 | -0.54772 | -0.54772 | -0.54772 | -0.54772 | -0.54772 | -0.54772 | -0.54772 | -0.54772 | -0.54772 | -0.54772 | -3.3702 | -3.3702 | -3.3702 | -3.3702 | -3.3702 | -3.3702 | 0 | 0 |  |  | 4222.2358
Discount Factor (Relative to 1/1/2016) = |  |  |  | 0.94787 | 0.89845 | 0.85161 | 0.80722 | 0.76513 | 0.72525 | 0.68744 | 0.6516 | 0.61763 | 0.58543 | 0.55491 | 0.52598 | 0.49856 | 0.47257 | 0.44793 | 0.42458 | 0.40245 | 0.38147 | 0.36158 | 0.34273 | 0.32486 | 0.30793 | 0.29187 | 0.27666 | 0.26223 | 0.24856 | 0.2356 | 0.22332 | 0.21168 | 0.20064 | 0.19018 | 0.18027 | 0.17087 | 0.16196 | 0.15352 | 0.14552 | 0.13793 | 0.13074 | 0.12392 | 0.11746 | 0.11134 | 0.10554 | 0.10003 | 0.094818 | 0.089875 | 0.08519 | 0.080748 | 0.076539 | 0.072549
* Note: A positive (+) avoided cost in a given year represents a cost savings relative to not having a transmission project deferral.
Note on BF17: Todd Kantarek: Applied to distribution system, so 2.6% transmission loss factor used. Breakdown provided by area via 2014 load duration curve. 8.16 MW total per response to CQ12 on 2/15/16

## LAN100 Summary
|  | 2016 | 2017 | 2018 | 2019 | 2020 | 2021 | 2022 | 2023 | 2024 | 2025 | 2026 | 2027 | 2028 | 2029 | 2030 | 2031 | 2032 | 2033 | 2034 | 2035 | 2036 | 2037 | 2038 | 2039 | 2040 | 2041 | 2042 | 2043 | 2044 | 2045 | 2046 | 2047 | 2048 | 2049 | 2050 | 2051 | 2052 | 2053 | 2054 | 2055 | 2056 | 2057 | 2058 | 2059 | 2060 | 2061 | 2062 | 2063 | 2064 | NPV Base $M
Central A/C Devices - 2,400 kW (2,561 kW effective) Implemented in 2017 | $/MW-yr | 0 | 352571.3243 | 352571.3243 | 352571.3243 | 352571.3243 | 352571.3243 | 953653.3444 | 550466.0202 | 550466.0202 | 550466.0202 | 550466.0202 | 550466.0202 | -187893.9032 | -187893.9032 | -187893.9032 | -187893.9032 | -187893.9032 | -187893.9032 | -187893.9032 | -187893.9032 | -187893.9032 | -187893.9032 | -187893.9032 | -187893.9032 | -187893.9032 | -187893.9032 | -187893.9032 | -187893.9032 | -187893.9032 | -187893.9032 | -187893.9032 | -187893.9032 | -187893.9032 | -187893.9032 | -187893.9032 | -187893.9032 | -540465.2275 | -540465.2275 | -540465.2275 | -540465.2275 | -540465.2275 | -1141547.2477 | -738359.9234 | -738359.9234 | -738359.9234 | -738359.9234 | -738359.9234 | 0 | 0
| $Millions (adjusted) | 0 | 0.90286 | 0.90286 | 0.90286 | 0.90286 | 0.90286 | 2.4421 | 1.4096 | 1.4096 | 1.4096 | 1.4096 | 1.4096 | -0.48116 | -0.48116 | -0.48116 | -0.48116 | -0.48116 | -0.48116 | -0.48116 | -0.48116 | -0.48116 | -0.48116 | -0.48116 | -0.48116 | -0.48116 | -0.48116 | -0.48116 | -0.48116 | -0.48116 | -0.48116 | -0.48116 | -0.48116 | -0.48116 | -0.48116 | -0.48116 | -0.48116 | -1.384 | -1.384 | -1.384 | -1.384 | -1.384 | -2.9233 | -1.8908 | -1.8908 | -1.8908 | -1.8908 | -1.8908 | 0 | 0 | 4122.2553 | 4122255.2865
Central A/C Devices - 600 kW (640 kW effective) Implemented in 2018 | $/MW-yr | 0 | 0 | 0 | 0 | 0 | 0 | 618364.8116 | 618364.8116 | 618364.8116 | 618364.8116 | 618364.8116 | 618364.8116 | -119995.1118 | -119995.1118 | -119995.1118 | -119995.1118 | -119995.1118 | -119995.1118 | -119995.1118 | -119995.1118 | -119995.1118 | -119995.1118 | -119995.1118 | -119995.1118 | -119995.1118 | -119995.1118 | -119995.1118 | -119995.1118 | -119995.1118 | -119995.1118 | -119995.1118 | -119995.1118 | -119995.1118 | -119995.1118 | -119995.1118 | -119995.1118 | -119995.1118 | -119995.1118 | -119995.1118 | -119995.1118 | -119995.1118 | -738359.9234 | -738359.9234 | -738359.9234 | -738359.9234 | -738359.9234 | -738359.9234 | 0 | 0
| $Millions (adjusted) | 0 | 0 | 0 | 0 | 0 | 0 | 0.39588 | 0.39588 | 0.39588 | 0.39588 | 0.39588 | 0.39588 | -0.076821 | -0.076821 | -0.076821 | -0.076821 | -0.076821 | -0.076821 | -0.076821 | -0.076821 | -0.076821 | -0.076821 | -0.076821 | -0.076821 | -0.076821 | -0.076821 | -0.076821 | -0.076821 | -0.076821 | -0.076821 | -0.076821 | -0.076821 | -0.076821 | -0.076821 | -0.076821 | -0.076821 | -0.076821 | -0.076821 | -0.076821 | -0.076821 | -0.076821 | -0.4727 | -0.4727 | -0.4727 | -0.4727 | -0.4727 | -0.4727 | 0 | 0 | 592.1951 | 592195.0716
Central A/C Devices - 600 kW (640 kW effective) Implemented in 2019 | $/MW-yr | 0 | 0 | 0 | 0 | 0 | 0 | 618364.8116 | 618364.8116 | 618364.8116 | 618364.8116 | 618364.8116 | 618364.8116 | -119995.1118 | -119995.1118 | -119995.1118 | -119995.1118 | -119995.1118 | -119995.1118 | -119995.1118 | -119995.1118 | -119995.1118 | -119995.1118 | -119995.1118 | -119995.1118 | -119995.1118 | -119995.1118 | -119995.1118 | -119995.1118 | -119995.1118 | -119995.1118 | -119995.1118 | -119995.1118 | -119995.1118 | -119995.1118 | -119995.1118 | -119995.1118 | -119995.1118 | -119995.1118 | -119995.1118 | -119995.1118 | -119995.1118 | -738359.9234 | -738359.9234 | -738359.9234 | -738359.9234 | -738359.9234 | -738359.9234 | 0 | 0
| $Millions (adjusted) | 0 | 0 | 0 | 0 | 0 | 0 | 0.39588 | 0.39588 | 0.39588 | 0.39588 | 0.39588 | 0.39588 | -0.076821 | -0.076821 | -0.076821 | -0.076821 | -0.076821 | -0.076821 | -0.076821 | -0.076821 | -0.076821 | -0.076821 | -0.076821 | -0.076821 | -0.076821 | -0.076821 | -0.076821 | -0.076821 | -0.076821 | -0.076821 | -0.076821 | -0.076821 | -0.076821 | -0.076821 | -0.076821 | -0.076821 | -0.076821 | -0.076821 | -0.076821 | -0.076821 | -0.076821 | -0.4727 | -0.4727 | -0.4727 | -0.4727 | -0.4727 | -0.4727 | 0 | 0 | 592.1951 | 592195.0716
Central A/C Devices - 3,600 kW (3,841 kW effective) Composite | $/MW-yr | 0 | 352571.3243 | 282074.6836 | 235072.0286 | 235072.0286 | 235072.0286 | 841890.5002 | 573098.9507 | 573098.9507 | 573098.9507 | 573098.9507 | 573098.9507 | -165260.9727 | -165260.9727 | -165260.9727 | -165260.9727 | -165260.9727 | -165260.9727 | -165260.9727 | -165260.9727 | -165260.9727 | -165260.9727 | -165260.9727 | -165260.9727 | -165260.9727 | -165260.9727 | -165260.9727 | -165260.9727 | -165260.9727 | -165260.9727 | -165260.9727 | -165260.9727 | -165260.9727 | -165260.9727 | -165260.9727 | -165260.9727 | -400308.5223 | -400308.5223 | -400308.5223 | -400308.5223 | -400308.5223 | -1007151.4729 | -738359.9234 | -738359.9234 | -738359.9234 | -738359.9234 | -738359.9234 | 0 | 0
| $Millions (adjusted) | 0 | 0.90286 | 0.90286 | 0.90286 | 0.90286 | 0.90286 | 3.2339 | 2.2014 | 2.2014 | 2.2014 | 2.2014 | 2.2014 | -0.6348 | -0.6348 | -0.6348 | -0.6348 | -0.6348 | -0.6348 | -0.6348 | -0.6348 | -0.6348 | -0.6348 | -0.6348 | -0.6348 | -0.6348 | -0.6348 | -0.6348 | -0.6348 | -0.6348 | -0.6348 | -0.6348 | -0.6348 | -0.6348 | -0.6348 | -0.6348 | -0.6348 | -1.5377 | -1.5377 | -1.5377 | -1.5377 | -1.5377 | -3.8687 | -2.8362 | -2.8362 | -2.8362 | -2.8362 | -2.8362 | 0 | 0 | 5306.6454 | 5306645.4297
Volt Var Optimization - 1,001 kW (1,027 kW effective) Implemented in 2019 - Area 1 | $/MW-yr | 0 | 0 | 0 | 24155.6547 | 116346.1421 | 116346.1421 | 734710.9537 | 734710.9537 | 734710.9537 | 734710.9537 | 624630.6905 | 624630.6905 | -113729.2329 | -113729.2329 | -147166.3083 | -147166.3083 | -147166.3083 | -147166.3083 | -147166.3083 | -147166.3083 | -147166.3083 | -147166.3083 | -147166.3083 | -147166.3083 | -147166.3083 | -147166.3083 | -147166.3083 | -147166.3083 | -147166.3083 | -147166.3083 | -147166.3083 | -147166.3083 | -147166.3083 | -147166.3083 | -147166.3083 | -147166.3083 | -147166.3083 | -147166.3083 | -171321.9629 | -263512.4503 | -263512.4503 | -881877.2619 | -881877.2619 | -881877.2619 | -881877.2619 | -771796.9988 | -771796.9988 | -33437.0754 | -33437.0754
| $Millions (adjusted) | 0 | 0 | 0 | 0.024814 | 0.11952 | 0.11952 | 0.75474 | 0.75474 | 0.75474 | 0.75474 | 0.64166 | 0.64166 | -0.11683 | -0.11683 | -0.15118 | -0.15118 | -0.15118 | -0.15118 | -0.15118 | -0.15118 | -0.15118 | -0.15118 | -0.15118 | -0.15118 | -0.15118 | -0.15118 | -0.15118 | -0.15118 | -0.15118 | -0.15118 | -0.15118 | -0.15118 | -0.15118 | -0.15118 | -0.15118 | -0.15118 | -0.15118 | -0.15118 | -0.17599 | -0.2707 | -0.2707 | -0.90592 | -0.90592 | -0.90592 | -0.90592 | -0.79284 | -0.79284 | -0.034349 | -0.034349 | 1183.3293 | 1183329.3458
Volt Var Optimization - 2,710 kW (2,780 kW effective) Implemented in 2019 - Area 2 | $/MW-yr | 0 | 0 | 0 | 0 | 92190.4874 | 92190.4874 | 710555.299 | 710555.299 | 710555.299 | 710555.299 | 600475.0358 | 600475.0358 | -137884.8876 | -137884.8876 | -137884.8876 | -137884.8876 | -137884.8876 | -137884.8876 | -137884.8876 | -137884.8876 | -137884.8876 | -137884.8876 | -137884.8876 | -137884.8876 | -137884.8876 | -137884.8876 | -137884.8876 | -137884.8876 | -137884.8876 | -137884.8876 | -137884.8876 | -137884.8876 | -137884.8876 | -137884.8876 | -137884.8876 | -137884.8876 | -137884.8876 | -137884.8876 | -137884.8876 | -230075.375 | -230075.375 | -848440.1866 | -848440.1866 | -848440.1866 | -848440.1866 | -738359.9234 | -738359.9234 | 0 | 0
| $Millions (adjusted) | 0 | 0 | 0 | 0 | 0.25633 | 0.25633 | 1.9756 | 1.9756 | 1.9756 | 1.9756 | 1.6696 | 1.6696 | -0.38337 | -0.38337 | -0.38337 | -0.38337 | -0.38337 | -0.38337 | -0.38337 | -0.38337 | -0.38337 | -0.38337 | -0.38337 | -0.38337 | -0.38337 | -0.38337 | -0.38337 | -0.38337 | -0.38337 | -0.38337 | -0.38337 | -0.38337 | -0.38337 | -0.38337 | -0.38337 | -0.38337 | -0.38337 | -0.38337 | -0.38337 | -0.6397 | -0.6397 | -2.359 | -2.359 | -2.359 | -2.359 | -2.0529 | -2.0529 | 0 | 0 | 2998.6863 | 2998686.2589
Volt Var Optimization - 4,449 kW (4,565 kW effective) Implemented in 2019 - Area 3 | $/MW-yr | 0 | 0 | 0 | 0 | 0 | 0 | 618364.8116 | 618364.8116 | 618364.8116 | 618364.8116 | 618364.8116 | 618364.8116 | -119995.1118 | -119995.1118 | -119995.1118 | -119995.1118 | -119995.1118 | -119995.1118 | -119995.1118 | -119995.1118 | -119995.1118 | -119995.1118 | -119995.1118 | -119995.1118 | -119995.1118 | -119995.1118 | -119995.1118 | -119995.1118 | -119995.1118 | -119995.1118 | -119995.1118 | -119995.1118 | -119995.1118 | -119995.1118 | -119995.1118 | -119995.1118 | -119995.1118 | -119995.1118 | -119995.1118 | -119995.1118 | -119995.1118 | -738359.9234 | -738359.9234 | -738359.9234 | -738359.9234 | -738359.9234 | -738359.9234 | 0 | 0
| $Millions (adjusted) | 0 | 0 | 0 | 0 | 0 | 0 | 2.8225 | 2.8225 | 2.8225 | 2.8225 | 2.8225 | 2.8225 | -0.54772 | -0.54772 | -0.54772 | -0.54772 | -0.54772 | -0.54772 | -0.54772 | -0.54772 | -0.54772 | -0.54772 | -0.54772 | -0.54772 | -0.54772 | -0.54772 | -0.54772 | -0.54772 | -0.54772 | -0.54772 | -0.54772 | -0.54772 | -0.54772 | -0.54772 | -0.54772 | -0.54772 | -0.54772 | -0.54772 | -0.54772 | -0.54772 | -0.54772 | -3.3702 | -3.3702 | -3.3702 | -3.3702 | -3.3702 | -3.3702 | 0 | 0 | 4222.2358 | 4222235.8184
Volt Var Optimization - 8,160 kW (8,372 kW effective) Composite | $/MW-yr | 0 | 0 | 0 | 2773.0781 | 43048.7714 | 43048.7714 | 663256.9441 | 663256.9441 | 663256.9441 | 663256.9441 | 613192.4404 | 613192.4404 | -125167.483 | -125167.483 | -129270.2121 | -129270.2121 | -129270.2121 | -129270.2121 | -129270.2121 | -129270.2121 | -129270.2121 | -129270.2121 | -129270.2121 | -129270.2121 | -129270.2121 | -129270.2121 | -129270.2121 | -129270.2121 | -129270.2121 | -129270.2121 | -129270.2121 | -129270.2121 | -129270.2121 | -129270.2121 | -129270.2121 | -129270.2121 | -129270.2121 | -129270.2121 | -132234.111 | -174162.3446 | -174162.3446 | -792527.1562 | -792527.1562 | -792527.1562 | -792527.1562 | -742462.6525 | -742462.6525 | -33437.0754 | -33437.0754
| $Millions (adjusted) | 0 | 0 | 0 | 0.024814 | 0.37584 | 0.37584 | 5.5529 | 5.5529 | 5.5529 | 5.5529 | 5.1337 | 5.1337 | -1.0479 | -1.0479 | -1.0823 | -1.0823 | -1.0823 | -1.0823 | -1.0823 | -1.0823 | -1.0823 | -1.0823 | -1.0823 | -1.0823 | -1.0823 | -1.0823 | -1.0823 | -1.0823 | -1.0823 | -1.0823 | -1.0823 | -1.0823 | -1.0823 | -1.0823 | -1.0823 | -1.0823 | -1.0823 | -1.0823 | -1.1071 | -1.4581 | -1.4581 | -6.6352 | -6.6352 | -6.6352 | -6.6352 | -6.216 | -6.216 | -0.034349 | -0.034349 | 8404.2514 | 8404251.4231
All Options Combined - 11,760 kW (12,213 kW effective) | $/MW-yr | 0 | 352571.3243 | 282074.6836 | 70596.6164 | 71818.6085 | 71818.6085 | 495882.9496 | 411345.8443 | 411345.8443 | 411345.8443 | 411345.8443 | 411345.8443 | -96821.7044 | -96821.7044 | -96821.7044 | -96821.7044 | -96821.7044 | -96821.7044 | -96821.7044 | -96821.7044 | -96821.7044 | -96821.7044 | -96821.7044 | -96821.7044 | -96821.7044 | -96821.7044 | -96821.7044 | -96821.7044 | -96821.7044 | -96821.7044 | -96821.7044 | -96821.7044 | -96821.7044 | -96821.7044 | -96821.7044 | -96821.7044 | -170746.0502 | -170746.0502 | -170746.0502 | -170746.0502 | -170746.0502 | -592704.654 | -508167.5487 | -508167.5487 | -508167.5487 | -508167.5487 | -508167.5487 | 0 | 0
| $Millions (adjusted) | 0 | 0.90286 | 0.90286 | 0.90286 | 0.90286 | 0.90286 | 6.0564 | 5.0239 | 5.0239 | 5.0239 | 5.0239 | 5.0239 | -1.1825 | -1.1825 | -1.1825 | -1.1825 | -1.1825 | -1.1825 | -1.1825 | -1.1825 | -1.1825 | -1.1825 | -1.1825 | -1.1825 | -1.1825 | -1.1825 | -1.1825 | -1.1825 | -1.1825 | -1.1825 | -1.1825 | -1.1825 | -1.1825 | -1.1825 | -1.1825 | -1.1825 | -2.0854 | -2.0854 | -2.0854 | -2.0854 | -2.0854 | -7.2389 | -6.2064 | -6.2064 | -6.2064 | -6.2064 | -6.2064 | 0 | 0 | 9528.8812 | 9528881.2481
Discount Factor (Relative to 1/1/2016) = |  | 0.94787 | 0.89845 | 0.85161 | 0.80722 | 0.76513 | 0.72525 | 0.68744 | 0.6516 | 0.61763 | 0.58543 | 0.55491 | 0.52598 | 0.49856 | 0.47257 | 0.44793 | 0.42458 | 0.40245 | 0.38147 | 0.36158 | 0.34273 | 0.32486 | 0.30793 | 0.29187 | 0.27666 | 0.26223 | 0.24856 | 0.2356 | 0.22332 | 0.21168 | 0.20064 | 0.19018 | 0.18027 | 0.17087 | 0.16196 | 0.15352 | 0.14552 | 0.13793 | 0.13074 | 0.12392 | 0.11746 | 0.11134 | 0.10554 | 0.10003 | 0.094818 | 0.089875 | 0.08519 | 0.080748 | 0.076539 | 0.072549
* Note: A positive (+) avoided cost in a given year represents a cost savings relative to not having a transmission project deferral.
Phased in effective kW (including losses) - 2017 portion implemented |  | 0 | 2560.8 | 2560.8 | 2560.8 | 2560.8 | 2560.8 | 2560.8 | 2560.8 | 2560.8 | 2560.8 | 2560.8 | 2560.8 | 2560.8 | 2560.8 | 2560.8 | 2560.8 | 2560.8 | 2560.8 | 2560.8 | 2560.8 | 2560.8 | 2560.8 | 2560.8 | 2560.8 | 2560.8 | 2560.8 | 2560.8 | 2560.8 | 2560.8 | 2560.8 | 2560.8 | 2560.8 | 2560.8 | 2560.8 | 2560.8 | 2560.8 | 2560.8 | 2560.8 | 2560.8 | 2560.8 | 2560.8 | 2560.8 | 2560.8 | 2560.8 | 2560.8 | 2560.8 | 2560.8 | 0 | 0
Phased in effective kW (including losses) - 2018 portion implemented |  | 0 | 0 | 640 | 640 | 640 | 640 | 640.2 | 640.2 | 640.2 | 640.2 | 640.2 | 640.2 | 640.2 | 640.2 | 640.2 | 640.2 | 640.2 | 640.2 | 640.2 | 640.2 | 640.2 | 640.2 | 640.2 | 640.2 | 640.2 | 640.2 | 640.2 | 640.2 | 640.2 | 640.2 | 640.2 | 640.2 | 640.2 | 640.2 | 640.2 | 640.2 | 640.2 | 640.2 | 640.2 | 640.2 | 640.2 | 640.2 | 640.2 | 640.2 | 640.2 | 640.2 | 640.2 | 0 | 0
Phased in effective kW (including losses) - 2019 portion implemented |  | 0 | 0 | 0 | 640 | 640 | 640 | 640.2 | 640.2 | 640.2 | 640.2 | 640.2 | 640.2 | 640.2 | 640.2 | 640.2 | 640.2 | 640.2 | 640.2 | 640.2 | 640.2 | 640.2 | 640.2 | 640.2 | 640.2 | 640.2 | 640.2 | 640.2 | 640.2 | 640.2 | 640.2 | 640.2 | 640.2 | 640.2 | 640.2 | 640.2 | 640.2 | 640.2 | 640.2 | 640.2 | 640.2 | 640.2 | 640.2 | 640.2 | 640.2 | 640.2 | 640.2 | 640.2 | 0 | 0
Phased in effective kW (including losses) - composite CAC implementation |  | 0 | 2560.8 | 3200.8 | 3840.8 | 3840.8 | 3840.8 | 3841.2 | 3841.2 | 3841.2 | 3841.2 | 3841.2 | 3841.2 | 3841.2 | 3841.2 | 3841.2 | 3841.2 | 3841.2 | 3841.2 | 3841.2 | 3841.2 | 3841.2 | 3841.2 | 3841.2 | 3841.2 | 3841.2 | 3841.2 | 3841.2 | 3841.2 | 3841.2 | 3841.2 | 3841.2 | 3841.2 | 3841.2 | 3841.2 | 3841.2 | 3841.2 | 3841.2 | 3841.2 | 3841.2 | 3841.2 | 3841.2 | 3841.2 | 3841.2 | 3841.2 | 3841.2 | 3841.2 | 3841.2 | 0 | 0
Phased in effective kW (including losses) - VVO - Area 1 |  | 0 | 0 | 0 | 1027.264 | 1027.264 | 1027.264 | 1027.264 | 1027.264 | 1027.264 | 1027.264 | 1027.264 | 1027.264 | 1027.264 | 1027.264 | 1027.264 | 1027.264 | 1027.264 | 1027.264 | 1027.264 | 1027.264 | 1027.264 | 1027.264 | 1027.264 | 1027.264 | 1027.264 | 1027.264 | 1027.264 | 1027.264 | 1027.264 | 1027.264 | 1027.264 | 1027.264 | 1027.264 | 1027.264 | 1027.264 | 1027.264 | 1027.264 | 1027.264 | 1027.264 | 1027.264 | 1027.264 | 1027.264 | 1027.264 | 1027.264 | 1027.264 | 1027.264 | 1027.264 | 1027.264 | 1027.264
Phased in effective kW (including losses) - VVO - Area 2 |  | 0 | 0 | 0 | 2998 | 2780.3943 | 2780.3943 | 2780.3943 | 2780.3943 | 2780.3943 | 2780.3943 | 2780.3943 | 2780.3943 | 2780.3943 | 2780.3943 | 2780.3943 | 2780.3943 | 2780.3943 | 2780.3943 | 2780.3943 | 2780.3943 | 2780.3943 | 2780.3943 | 2780.3943 | 2780.3943 | 2780.3943 | 2780.3943 | 2780.3943 | 2780.3943 | 2780.3943 | 2780.3943 | 2780.3943 | 2780.3943 | 2780.3943 | 2780.3943 | 2780.3943 | 2780.3943 | 2780.3943 | 2780.3943 | 2780.3943 | 2780.3943 | 2780.3943 | 2780.3943 | 2780.3943 | 2780.3943 | 2780.3943 | 2780.3943 | 2780.3943 | 0 | 0
Phased in effective kW (including losses) - VVO - Area 3 |  | 0 | 0 | 0 | 4923 | 4923 | 4923 | 4564.5016 | 4564.5016 | 4564.5016 | 4564.5016 | 4564.5016 | 4564.5016 | 4564.5016 | 4564.5016 | 4564.5016 | 4564.5016 | 4564.5016 | 4564.5016 | 4564.5016 | 4564.5016 | 4564.5016 | 4564.5016 | 4564.5016 | 4564.5016 | 4564.5016 | 4564.5016 | 4564.5016 | 4564.5016 | 4564.5016 | 4564.5016 | 4564.5016 | 4564.5016 | 4564.5016 | 4564.5016 | 4564.5016 | 4564.5016 | 4564.5016 | 4564.5016 | 4564.5016 | 4564.5016 | 4564.5016 | 4564.5016 | 4564.5016 | 4564.5016 | 4564.5016 | 4564.5016 | 4564.5016 | 0 | 0
Phased in effective kW (including losses) - composite VVO implementation |  | 0 | 0 | 0 | 8948.264 | 8730.6584 | 8730.6584 | 8372.16 | 8372.16 | 8372.16 | 8372.16 | 8372.16 | 8372.16 | 8372.16 | 8372.16 | 8372.16 | 8372.16 | 8372.16 | 8372.16 | 8372.16 | 8372.16 | 8372.16 | 8372.16 | 8372.16 | 8372.16 | 8372.16 | 8372.16 | 8372.16 | 8372.16 | 8372.16 | 8372.16 | 8372.16 | 8372.16 | 8372.16 | 8372.16 | 8372.16 | 8372.16 | 8372.16 | 8372.16 | 8372.16 | 8372.16 | 8372.16 | 8372.16 | 8372.16 | 8372.16 | 8372.16 | 8372.16 | 8372.16 | 1027.264 | 1027.264
Phased in effective kW (including losses) - Entire Program |  | 0 | 2560.8 | 3200.8 | 12789.064 | 12571.4584 | 12571.4584 | 12213.36 | 12213.36 | 12213.36 | 12213.36 | 12213.36 | 12213.36 | 12213.36 | 12213.36 | 12213.36 | 12213.36 | 12213.36 | 12213.36 | 12213.36 | 12213.36 | 12213.36 | 12213.36 | 12213.36 | 12213.36 | 12213.36 | 12213.36 | 12213.36 | 12213.36 | 12213.36 | 12213.36 | 12213.36 | 12213.36 | 12213.36 | 12213.36 | 12213.36 | 12213.36 | 12213.36 | 12213.36 | 12213.36 | 12213.36 | 12213.36 | 12213.36 | 12213.36 | 12213.36 | 12213.36 | 12213.36 | 12213.36 | 1027.264 | 1027.264

## PhII (LIE100-2MW)
Version |  | Based on PSEGLI file: "East End Utility 2_0_Economics_2014_10_13_r28_Sargent_Lundy.xlsx"
Annual Revenue Requirements (Millions of $s)
1) Reference (Transmission only) Case
Project | I/S Year | Investor | Capital (2015$s) | 2016 | 2017 | 2018 | 2019 | 2020 | 2021 | 2022 | 2023 | 2024 | 2025 | 2026 | 2027 | 2028 | 2029 | 2030 | 2031 | 2032 | 2033 | 2034 | 2035 | 2036 | 2037 | 2038 | 2039 | 2040 | 2041 | 2042 | 2043 | 2044 | 2045 | 2046 | 2047 | 2048 | 2049 | 2050 | 2051 | 2052 | 2053 | 2054 | 2055 | 2056 | 2057 | 2058 | 2059 | 2060 | 2061 | 2062 | 2063 | 2064 |  | NPV |  | Proposal Number = | LIE100
Transmission Reinforcement I | 2017 | PSEGLI | 197 | 0 | 24.0294 | 24.0294 | 24.0294 | 24.0294 | 24.0294 | 24.0294 | 24.0294 | 24.0294 | 24.0294 | 24.0294 | 24.0294 | 24.0294 | 24.0294 | 24.0294 | 24.0294 | 24.0294 | 24.0294 | 24.0294 | 24.0294 | 24.0294 | 24.0294 | 24.0294 | 24.0294 | 24.0294 | 24.0294 | 24.0294 | 24.0294 | 24.0294 | 24.0294 | 24.0294 | 24.0294 | 24.0294 | 24.0294 | 24.0294 | 24.0294 | [13 empty] | 35 | 350.5464 |  | Proposer Name = | LI Energy Storage System LLC
Transmission Reinforcement II | 2018 | PSEGLI | 4.8 | 0 | 0 | 0.60305 | 0.60305 | 0.60305 | 0.60305 | 0.60305 | 0.60305 | 0.60305 | 0.60305 | 0.60305 | 0.60305 | 0.60305 | 0.60305 | 0.60305 | 0.60305 | 0.60305 | 0.60305 | 0.60305 | 0.60305 | 0.60305 | 0.60305 | 0.60305 | 0.60305 | 0.60305 | 0.60305 | 0.60305 | 0.60305 | 0.60305 | 0.60305 | 0.60305 | 0.60305 | 0.60305 | 0.60305 | 0.60305 | 0.60305 | 0.60305 | [12 empty] | 35 | 8.3388 |  | Proposal/Project = | Montauk Energy Storage System
Transmission Reinforcement III | 2019 | PSEGLI | 2.8 | 0 | 0 | 0 | 0.36233 | 0.36233 | 0.36233 | 0.36233 | 0.36233 | 0.36233 | 0.36233 | 0.36233 | 0.36233 | 0.36233 | 0.36233 | 0.36233 | 0.36233 | 0.36233 | 0.36233 | 0.36233 | 0.36233 | 0.36233 | 0.36233 | 0.36233 | 0.36233 | 0.36233 | 0.36233 | 0.36233 | 0.36233 | 0.36233 | 0.36233 | 0.36233 | 0.36233 | 0.36233 | 0.36233 | 0.36233 | 0.36233 | 0.36233 | 0.36233 | [11 empty] | 35 | 4.7491 |  | Option Number = | 1
Transmission Reinforcement IV | 2020 | PSEGLI | 33.2 | 0 | 0 | 0 | 0 | 4.4251 | 4.4251 | 4.4251 | 4.4251 | 4.4251 | 4.4251 | 4.4251 | 4.4251 | 4.4251 | 4.4251 | 4.4251 | 4.4251 | 4.4251 | 4.4251 | 4.4251 | 4.4251 | 4.4251 | 4.4251 | 4.4251 | 4.4251 | 4.4251 | 4.4251 | 4.4251 | 4.4251 | 4.4251 | 4.4251 | 4.4251 | 4.4251 | 4.4251 | 4.4251 | 4.4251 | 4.4251 | 4.4251 | 4.4251 | 4.4251 | [10 empty] | 35 | 54.9758 |  | Location = | 1
Transmission Reinforcement V | 2022 | PSEGLI | 275.5 | 0 | 0 | 0 | 0 | 0 | 0 | 38.957 | 38.957 | 38.957 | 38.957 | 38.957 | 38.957 | 38.957 | 38.957 | 38.957 | 38.957 | 38.957 | 38.957 | 38.957 | 38.957 | 38.957 | 38.957 | 38.957 | 38.957 | 38.957 | 38.957 | 38.957 | 38.957 | 38.957 | 38.957 | 38.957 | 38.957 | 38.957 | 38.957 | 38.957 | 38.957 | 38.957 | 38.957 | 38.957 | 38.957 | 38.957 | [8 empty] | 35 | 434.8353 |  | Technology = | Battery Storage
[56 empty] | Interconnection Points = | 4 kV then 13 kV Montauk - dist'n side
Total |  |  | 513.3 | 0 | 24.0294 | 24.6325 | 24.9948 | 29.42 | 29.42 | 68.377 | 68.377 | 68.377 | 68.377 | 68.377 | 68.377 | 68.377 | 68.377 | 68.377 | 68.377 | 68.377 | 68.377 | 68.377 | 68.377 | 68.377 | 68.377 | 68.377 | 68.377 | 68.377 | 68.377 | 68.377 | 68.377 | 68.377 | 68.377 | 68.377 | 68.377 | 68.377 | 68.377 | 68.377 | 68.377 | 44.3475 | 43.7445 | 43.3821 | 38.957 | 38.957 | 0 | 0 | 0 | 0 | 0 | 0 | 0 | 0 |  | 853.4454 |  | Loss Factor = | 1.026
2016 NPV @ 5.5%, thru 2035 |  |  |  | 2016: 582.1416
2016 NPV @ 5.5%, thru 2056 |  |  |  | 2016: 853.4454 |  |  |  | MW Required by 2022 (cap) = | 15 | 33 | 15 | Output: NPV of Transmission Avoided Costs for Selected Project (see note*)
[57 empty] | Selected Project Inputs - Area 1 Portion | Selected Project Inputs - Area 2 Portion | Selected Project Inputs - Area 3 Portion | Area 1 | Area 2 | Area 3 | Total | check
[56 empty] | Project kW = | 2052 | 0 | 0
[55 empty] | Capped kW = | 2052 | 2052 | 0 | 0
[56 empty] | Project Area (1, 2, or 3) = | 1 | 2 | 3
[56 empty] | Proportion of Peak Hours Covered = | 100% | 100% | 100%
[55 empty] | Project COD = | 2018
[55 empty] | Effective kW = | 2052 |  |  |  | 2649021.5219 | 0 | 0 | 2649021.5219
[60 empty] | check | check | check
| I/S Year |  | Capital (2015$s) | 2016 | 2017 | 2018 | 2019 | 2020 | 2021 | 2022 | 2023 | 2024 | 2025 | 2026 | 2027 | 2028 | 2029 | 2030 | 2031 | 2032 | 2033 | 2034 | 2035 | 2036 | 2037 | 2038 | 2039 | 2040 | 2041 | 2042 | 2043 | 2044 | 2045 | 2046 | 2047 | 2048 | 2049 | 2050 | 2051 | 2052 | 2053 | 2054 | 2055 | 2056 | 2057 | 2058 | 2059 | 2060 | 2061 | 2062 | 2063 | 2064 |  | MW Required by 2022 | NPV Base $M | Differential NPV $M | Differential NPV $M (adjusted for COD of Selected Project) | Differntial NPV $/MW | NPV of Transmission Avoided Costs for Selected Project
Area I Projects: | [53 empty] | 15
Amagansett Conversion 33 kV | 2017 |  | 8 | 0 | 0.97582 | 0.97582 | 0.97582 | 0.97582 | 0.97582 | 0.97582 | 0.97582 | 0.97582 | 0.97582 | 0.97582 | 0.97582 | 0.97582 | 0.97582 | 0.97582 | 0.97582 | 0.97582 | 0.97582 | 0.97582 | 0.97582 | 0.97582 | 0.97582 | 0.97582 | 0.97582 | 0.97582 | 0.97582 | 0.97582 | 0.97582 | 0.97582 | 0.97582 | 0.97582 | 0.97582 | 0.97582 | 0.97582 | 0.97582 | 0.97582 | [13 empty] | 35 |  | 14.2354
East Hampton Conversion 33 kV | 2017 |  | 3.2 | 0 | 0.39033 | 0.39033 | 0.39033 | 0.39033 | 0.39033 | 0.39033 | 0.39033 | 0.39033 | 0.39033 | 0.39033 | 0.39033 | 0.39033 | 0.39033 | 0.39033 | 0.39033 | 0.39033 | 0.39033 | 0.39033 | 0.39033 | 0.39033 | 0.39033 | 0.39033 | 0.39033 | 0.39033 | 0.39033 | 0.39033 | 0.39033 | 0.39033 | 0.39033 | 0.39033 | 0.39033 | 0.39033 | 0.39033 | 0.39033 | 0.39033 | [13 empty] | 35 |  | 5.6942
Buell Conversion 33 kV | 2017 |  | 3.7 | 0 | 0.45131 | 0.45131 | 0.45131 | 0.45131 | 0.45131 | 0.45131 | 0.45131 | 0.45131 | 0.45131 | 0.45131 | 0.45131 | 0.45131 | 0.45131 | 0.45131 | 0.45131 | 0.45131 | 0.45131 | 0.45131 | 0.45131 | 0.45131 | 0.45131 | 0.45131 | 0.45131 | 0.45131 | 0.45131 | 0.45131 | 0.45131 | 0.45131 | 0.45131 | 0.45131 | 0.45131 | 0.45131 | 0.45131 | 0.45131 | 0.45131 | [13 empty] | 35 |  | 6.5839
Hither Hills Conversion to 33 kV | 2018 |  | 4.8 | 0 | 0 | 0.60305 | 0.60305 | 0.60305 | 0.60305 | 0.60305 | 0.60305 | 0.60305 | 0.60305 | 0.60305 | 0.60305 | 0.60305 | 0.60305 | 0.60305 | 0.60305 | 0.60305 | 0.60305 | 0.60305 | 0.60305 | 0.60305 | 0.60305 | 0.60305 | 0.60305 | 0.60305 | 0.60305 | 0.60305 | 0.60305 | 0.60305 | 0.60305 | 0.60305 | 0.60305 | 0.60305 | 0.60305 | 0.60305 | 0.60305 | 0.60305 | [12 empty] | 35 |  | 8.3388
Culloden Pt Conversion to 33 kV | 2019 |  | 2.8 | 0 | 0 | 0 | 0.36233 | 0.36233 | 0.36233 | 0.36233 | 0.36233 | 0.36233 | 0.36233 | 0.36233 | 0.36233 | 0.36233 | 0.36233 | 0.36233 | 0.36233 | 0.36233 | 0.36233 | 0.36233 | 0.36233 | 0.36233 | 0.36233 | 0.36233 | 0.36233 | 0.36233 | 0.36233 | 0.36233 | 0.36233 | 0.36233 | 0.36233 | 0.36233 | 0.36233 | 0.36233 | 0.36233 | 0.36233 | 0.36233 | 0.36233 | 0.36233 | [11 empty] | 35 |  | 4.7491
No Deferral |  |  | 22.5 |  | 1.8175 | 2.4205 | 2.7828 | 2.7828 | 2.7828 | 2.7828 | 2.7828 | 2.7828 | 2.7828 | 2.7828 | 2.7828 | 2.7828 | 2.7828 | 2.7828 | 2.7828 | 2.7828 | 2.7828 | 2.7828 | 2.7828 | 2.7828 | 2.7828 | 2.7828 | 2.7828 | 2.7828 | 2.7828 | 2.7828 | 2.7828 | 2.7828 | 2.7828 | 2.7828 | 2.7828 | 2.7828 | 2.7828 | 2.7828 | 2.7828 | 0.96539 | 0.36233 | 0 | 0 | 0 | [10 empty] | 39.6013
Amagansett Conversion 33 kV | 2030 |  | 8 | [14 empty] | 1.433 | 1.433 | 1.433 | 1.433 | 1.433 | 1.433 | 1.433 | 1.433 | 1.433 | 1.433 | 1.433 | 1.433 | 1.433 | 1.433 | 1.433 | 1.433 | 1.433 | 1.433 | 1.433 | 1.433 | 1.433 | 1.433 | 1.433 | 1.433 | 1.433 | 1.433 | 1.433 | 1.433 | 1.433 | 1.433 | 1.433 | 1.433 | 1.433 | 1.433 | 1.433 | 35 |  | 10.4225 | 3.8129 | 0 | 0 | 0
East Hampton Conversion 33 kV | 2030 |  | 3.2 | [14 empty] | 0.57321 | 0.57321 | 0.57321 | 0.57321 | 0.57321 | 0.57321 | 0.57321 | 0.57321 | 0.57321 | 0.57321 | 0.57321 | 0.57321 | 0.57321 | 0.57321 | 0.57321 | 0.57321 | 0.57321 | 0.57321 | 0.57321 | 0.57321 | 0.57321 | 0.57321 | 0.57321 | 0.57321 | 0.57321 | 0.57321 | 0.57321 | 0.57321 | 0.57321 | 0.57321 | 0.57321 | 0.57321 | 0.57321 | 0.57321 | 0.57321 | 35 |  | 4.169 | 1.5252 | 0 | 0 | 0
Buell Conversion 33 kV | 2030 |  | 3.7 | [14 empty] | 0.66277 | 0.66277 | 0.66277 | 0.66277 | 0.66277 | 0.66277 | 0.66277 | 0.66277 | 0.66277 | 0.66277 | 0.66277 | 0.66277 | 0.66277 | 0.66277 | 0.66277 | 0.66277 | 0.66277 | 0.66277 | 0.66277 | 0.66277 | 0.66277 | 0.66277 | 0.66277 | 0.66277 | 0.66277 | 0.66277 | 0.66277 | 0.66277 | 0.66277 | 0.66277 | 0.66277 | 0.66277 | 0.66277 | 0.66277 | 0.66277 | 35 |  | 4.8204 | 1.7635 | 0 | 0 | 0
Hither Hills Conversion to 33 kV | 2030 |  | 4.8 | [14 empty] | 0.85981 | 0.85981 | 0.85981 | 0.85981 | 0.85981 | 0.85981 | 0.85981 | 0.85981 | 0.85981 | 0.85981 | 0.85981 | 0.85981 | 0.85981 | 0.85981 | 0.85981 | 0.85981 | 0.85981 | 0.85981 | 0.85981 | 0.85981 | 0.85981 | 0.85981 | 0.85981 | 0.85981 | 0.85981 | 0.85981 | 0.85981 | 0.85981 | 0.85981 | 0.85981 | 0.85981 | 0.85981 | 0.85981 | 0.85981 | 0.85981 | 35 |  | 6.2535 | 2.0853 | 2.0853 | 139022.8879 | 285274.966
Culloden Pt Conversion to 33 kV | 2030 |  | 2.8 | [14 empty] | 0.50156 | 0.50156 | 0.50156 | 0.50156 | 0.50156 | 0.50156 | 0.50156 | 0.50156 | 0.50156 | 0.50156 | 0.50156 | 0.50156 | 0.50156 | 0.50156 | 0.50156 | 0.50156 | 0.50156 | 0.50156 | 0.50156 | 0.50156 | 0.50156 | 0.50156 | 0.50156 | 0.50156 | 0.50156 | 0.50156 | 0.50156 | 0.50156 | 0.50156 | 0.50156 | 0.50156 | 0.50156 | 0.50156 | 0.50156 | 0.50156 | 35 |  | 3.6479 | 1.1012 | 1.1012 | 73412.135 | 150641.701
Deferral to Indicated Year |  |  | 22.5 | [6 empty] | 0 | 0 | 0 | 0 | 0 | 0 | 0 | 0 | 4.0304 | 4.0304 | 4.0304 | 4.0304 | 4.0304 | 4.0304 | 4.0304 | 4.0304 | 4.0304 | 4.0304 | 4.0304 | 4.0304 | 4.0304 | 4.0304 | 4.0304 | 4.0304 | 4.0304 | 4.0304 | 4.0304 | 4.0304 | 4.0304 | 4.0304 | 4.0304 | 4.0304 | 4.0304 | 4.0304 | 4.0304 | 4.0304 | 4.0304 | 4.0304 | 4.0304 | 4.0304 | 4.0304 | 4.0304 | 4.0304 | 35 |  | 29.3132 | 10.2881 | 3.1865 | 212435.0229 | 435916.6671 | =Area I Portion
[59 empty] | 2649021.5219 | =Area I+II+III Portions
Annual Avoided Costs for Deferral to Indicated Year:
Amagansett Conversion 33 kV | 2030 |  |  | 0 | 0.97582 | 0.97582 | 0.97582 | 0.97582 | 0.97582 | 0.97582 | 0.97582 | 0.97582 | 0.97582 | 0.97582 | 0.97582 | 0.97582 | 0.97582 | -0.4572 | -0.4572 | -0.4572 | -0.4572 | -0.4572 | -0.4572 | -0.4572 | -0.4572 | -0.4572 | -0.4572 | -0.4572 | -0.4572 | -0.4572 | -0.4572 | -0.4572 | -0.4572 | -0.4572 | -0.4572 | -0.4572 | -0.4572 | -0.4572 | -0.4572 | -1.433 | -1.433 | -1.433 | -1.433 | -1.433 | -1.433 | -1.433 | -1.433 | -1.433 | -1.433 | -1.433 | -1.433 | -1.433 | 35 |  |  | 3.8129
East Hampton Conversion 33 kV | 2030 |  |  | 0 | 0.39033 | 0.39033 | 0.39033 | 0.39033 | 0.39033 | 0.39033 | 0.39033 | 0.39033 | 0.39033 | 0.39033 | 0.39033 | 0.39033 | 0.39033 | -0.18288 | -0.18288 | -0.18288 | -0.18288 | -0.18288 | -0.18288 | -0.18288 | -0.18288 | -0.18288 | -0.18288 | -0.18288 | -0.18288 | -0.18288 | -0.18288 | -0.18288 | -0.18288 | -0.18288 | -0.18288 | -0.18288 | -0.18288 | -0.18288 | -0.18288 | -0.57321 | -0.57321 | -0.57321 | -0.57321 | -0.57321 | -0.57321 | -0.57321 | -0.57321 | -0.57321 | -0.57321 | -0.57321 | -0.57321 | -0.57321 | 35 |  |  | 1.5252
Buell Conversion 33 kV | 2030 |  |  | 0 | 0.45131 | 0.45131 | 0.45131 | 0.45131 | 0.45131 | 0.45131 | 0.45131 | 0.45131 | 0.45131 | 0.45131 | 0.45131 | 0.45131 | 0.45131 | -0.21146 | -0.21146 | -0.21146 | -0.21146 | -0.21146 | -0.21146 | -0.21146 | -0.21146 | -0.21146 | -0.21146 | -0.21146 | -0.21146 | -0.21146 | -0.21146 | -0.21146 | -0.21146 | -0.21146 | -0.21146 | -0.21146 | -0.21146 | -0.21146 | -0.21146 | -0.66277 | -0.66277 | -0.66277 | -0.66277 | -0.66277 | -0.66277 | -0.66277 | -0.66277 | -0.66277 | -0.66277 | -0.66277 | -0.66277 | -0.66277 | 35 |  |  | 1.7635
Hither Hills Conversion to 33 kV | 2030 |  |  | 0 | 0 | 0.60305 | 0.60305 | 0.60305 | 0.60305 | 0.60305 | 0.60305 | 0.60305 | 0.60305 | 0.60305 | 0.60305 | 0.60305 | 0.60305 | -0.25676 | -0.25676 | -0.25676 | -0.25676 | -0.25676 | -0.25676 | -0.25676 | -0.25676 | -0.25676 | -0.25676 | -0.25676 | -0.25676 | -0.25676 | -0.25676 | -0.25676 | -0.25676 | -0.25676 | -0.25676 | -0.25676 | -0.25676 | -0.25676 | -0.25676 | -0.25676 | -0.85981 | -0.85981 | -0.85981 | -0.85981 | -0.85981 | -0.85981 | -0.85981 | -0.85981 | -0.85981 | -0.85981 | -0.85981 | -0.85981 | 35 |  |  | 2.0853
Culloden Pt Conversion to 33 kV | 2030 |  |  | 0 | 0 | 0 | 0.36233 | 0.36233 | 0.36233 | 0.36233 | 0.36233 | 0.36233 | 0.36233 | 0.36233 | 0.36233 | 0.36233 | 0.36233 | -0.13922 | -0.13922 | -0.13922 | -0.13922 | -0.13922 | -0.13922 | -0.13922 | -0.13922 | -0.13922 | -0.13922 | -0.13922 | -0.13922 | -0.13922 | -0.13922 | -0.13922 | -0.13922 | -0.13922 | -0.13922 | -0.13922 | -0.13922 | -0.13922 | -0.13922 | -0.13922 | -0.13922 | -0.50156 | -0.50156 | -0.50156 | -0.50156 | -0.50156 | -0.50156 | -0.50156 | -0.50156 | -0.50156 | -0.50156 | -0.50156 | 35 |  |  | 1.1012
Area II Projects: | [53 empty] | 33
Bridgehampton - Buell New 69 kV UG Cable | 2020 |  | 33.2 | 0 | 0 | 0 | 0 | 4.4251 | 4.4251 | 4.4251 | 4.4251 | 4.4251 | 4.4251 | 4.4251 | 4.4251 | 4.4251 | 4.4251 | 4.4251 | 4.4251 | 4.4251 | 4.4251 | 4.4251 | 4.4251 | 4.4251 | 4.4251 | 4.4251 | 4.4251 | 4.4251 | 4.4251 | 4.4251 | 4.4251 | 4.4251 | 4.4251 | 4.4251 | 4.4251 | 4.4251 | 4.4251 | 4.4251 | 4.4251 | 4.4251 | 4.4251 | 4.4251 | [10 empty] | 35 |  | 54.9758
No Deferral |  |  | 33.2 |  | 0 | 0 | 0 | 4.4251 | 4.4251 | 4.4251 | 4.4251 | 4.4251 | 4.4251 | 4.4251 | 4.4251 | 4.4251 | 4.4251 | 4.4251 | 4.4251 | 4.4251 | 4.4251 | 4.4251 | 4.4251 | 4.4251 | 4.4251 | 4.4251 | 4.4251 | 4.4251 | 4.4251 | 4.4251 | 4.4251 | 4.4251 | 4.4251 | 4.4251 | 4.4251 | 4.4251 | 4.4251 | 4.4251 | 4.4251 | 4.4251 | 4.4251 | 4.4251 | [10 empty] | 35 |  | 54.9758
Bridgehampton - Buell New 69 kV UG Cable | 2026 |  | 33.2 | [10 empty] | 5.2839 | 5.2839 | 5.2839 | 5.2839 | 5.2839 | 5.2839 | 5.2839 | 5.2839 | 5.2839 | 5.2839 | 5.2839 | 5.2839 | 5.2839 | 5.2839 | 5.2839 | 5.2839 | 5.2839 | 5.2839 | 5.2839 | 5.2839 | 5.2839 | 5.2839 | 5.2839 | 5.2839 | 5.2839 | 5.2839 | 5.2839 | 5.2839 | 5.2839 | 5.2839 | 5.2839 | 5.2839 | 5.2839 | 5.2839 | 5.2839 |  |  |  |  | 35 |  | 47.608 | 7.3678 | 7.3678 | 153495.4058 | 314972.5728
Deferral to Indicated Year |  |  | 33.2 | [6 empty] | 0 | 0 | 0 | 0 | 5.2839 | 5.2839 | 5.2839 | 5.2839 | 5.2839 | 5.2839 | 5.2839 | 5.2839 | 5.2839 | 5.2839 | 5.2839 | 5.2839 | 5.2839 | 5.2839 | 5.2839 | 5.2839 | 5.2839 | 5.2839 | 5.2839 | 5.2839 | 5.2839 | 5.2839 | 5.2839 | 5.2839 | 5.2839 | 5.2839 | 5.2839 | 5.2839 | 5.2839 | 5.2839 | 5.2839 | 5.2839 | 5.2839 | 5.2839 | 5.2839 |  |  |  |  | 35 |  | 47.608 | 7.3678 | 7.3678 | 153495.4058 | 314972.5728 | =Area II Portion
[59 empty] | 2213104.8548 | =Area II+III Portions
Annual Avoided Costs for Deferral to Indicated Year:
Bridgehampton - Buell New 69 kV UG Cable | 2026 |  |  | 0 | 0 | 0 | 0 | 4.4251 | 4.4251 | 4.4251 | 4.4251 | 4.4251 | 4.4251 | -0.85871 | -0.85871 | -0.85871 | -0.85871 | -0.85871 | -0.85871 | -0.85871 | -0.85871 | -0.85871 | -0.85871 | -0.85871 | -0.85871 | -0.85871 | -0.85871 | -0.85871 | -0.85871 | -0.85871 | -0.85871 | -0.85871 | -0.85871 | -0.85871 | -0.85871 | -0.85871 | -0.85871 | -0.85871 | -0.85871 | -0.85871 | -0.85871 | -0.85871 | -5.2839 | -5.2839 | -5.2839 | -5.2839 | -5.2839 | -5.2839 |  |  |  |  | 35 |  |  | 7.3678
0
Area III Projects: | [52 empty] | 0 | 15
New Canal - Southampton Cable | 2017 |  | 37.6 | 0 | 4.5863 | 4.5863 | 4.5863 | 4.5863 | 4.5863 | 4.5863 | 4.5863 | 4.5863 | 4.5863 | 4.5863 | 4.5863 | 4.5863 | 4.5863 | 4.5863 | 4.5863 | 4.5863 | 4.5863 | 4.5863 | 4.5863 | 4.5863 | 4.5863 | 4.5863 | 4.5863 | 4.5863 | 4.5863 | 4.5863 | 4.5863 | 4.5863 | 4.5863 | 4.5863 | 4.5863 | 4.5863 | 4.5863 | 4.5863 | 4.5863 | [13 empty] | 35 |  | 66.9063
Upgrade Wildwood - Riverhead to 138 kV | 2017 |  | 7.7 | 0 | 0.93922 | 0.93922 | 0.93922 | 0.93922 | 0.93922 | 0.93922 | 0.93922 | 0.93922 | 0.93922 | 0.93922 | 0.93922 | 0.93922 | 0.93922 | 0.93922 | 0.93922 | 0.93922 | 0.93922 | 0.93922 | 0.93922 | 0.93922 | 0.93922 | 0.93922 | 0.93922 | 0.93922 | 0.93922 | 0.93922 | 0.93922 | 0.93922 | 0.93922 | 0.93922 | 0.93922 | 0.93922 | 0.93922 | 0.93922 | 0.93922 | [13 empty] | 35 |  | 13.7016
Riverhead Canal 2nd Line and Bank | 2017 |  | 136.8 | 0 | 16.6864 | 16.6864 | 16.6864 | 16.6864 | 16.6864 | 16.6864 | 16.6864 | 16.6864 | 16.6864 | 16.6864 | 16.6864 | 16.6864 | 16.6864 | 16.6864 | 16.6864 | 16.6864 | 16.6864 | 16.6864 | 16.6864 | 16.6864 | 16.6864 | 16.6864 | 16.6864 | 16.6864 | 16.6864 | 16.6864 | 16.6864 | 16.6864 | 16.6864 | 16.6864 | 16.6864 | 16.6864 | 16.6864 | 16.6864 | 16.6864 | [13 empty] | 35 |  | 243.4251
Canal - Wainscott New 138 kV UG Cable | 2022 |  | 275.5 | 0 | 0 | 0 | 0 | 0 | 0 | 38.957 | 38.957 | 38.957 | 38.957 | 38.957 | 38.957 | 38.957 | 38.957 | 38.957 | 38.957 | 38.957 | 38.957 | 38.957 | 38.957 | 38.957 | 38.957 | 38.957 | 38.957 | 38.957 | 38.957 | 38.957 | 38.957 | 38.957 | 38.957 | 38.957 | 38.957 | 38.957 | 38.957 | 38.957 | 38.957 | 38.957 | 38.957 | 38.957 | 38.957 | 38.957 | [8 empty] | 35 |  | 434.8353
No Deferral |  |  | 457.6 |  | 22.212 | 22.212 | 22.212 | 22.212 | 22.212 | 61.169 | 61.169 | 61.169 | 61.169 | 61.169 | 61.169 | 61.169 | 61.169 | 61.169 | 61.169 | 61.169 | 61.169 | 61.169 | 61.169 | 61.169 | 61.169 | 61.169 | 61.169 | 61.169 | 61.169 | 61.169 | 61.169 | 61.169 | 61.169 | 61.169 | 61.169 | 61.169 | 61.169 | 61.169 | 61.169 | 38.957 | 38.957 | 38.957 | 38.957 | 38.957 | [10 empty] | 758.8683
New Canal - Southampton Cable | 2023 |  | 37.6 | [7 empty] | 5.4763 | 5.4763 | 5.4763 | 5.4763 | 5.4763 | 5.4763 | 5.4763 | 5.4763 | 5.4763 | 5.4763 | 5.4763 | 5.4763 | 5.4763 | 5.4763 | 5.4763 | 5.4763 | 5.4763 | 5.4763 | 5.4763 | 5.4763 | 5.4763 | 5.4763 | 5.4763 | 5.4763 | 5.4763 | 5.4763 | 5.4763 | 5.4763 | 5.4763 | 5.4763 | 5.4763 | 5.4763 | 5.4763 | 5.4763 | 5.4763 | [7 empty] | 35 |  | 57.9396 | 8.9667 | 0 | 0 | 0
Upgrade Wildwood - Riverhead to 138 kV | 2022 |  | 7.7 | [6 empty] | 1.0888 | 1.0888 | 1.0888 | 1.0888 | 1.0888 | 1.0888 | 1.0888 | 1.0888 | 1.0888 | 1.0888 | 1.0888 | 1.0888 | 1.0888 | 1.0888 | 1.0888 | 1.0888 | 1.0888 | 1.0888 | 1.0888 | 1.0888 | 1.0888 | 1.0888 | 1.0888 | 1.0888 | 1.0888 | 1.0888 | 1.0888 | 1.0888 | 1.0888 | 1.0888 | 1.0888 | 1.0888 | 1.0888 | 1.0888 | 1.0888 | [8 empty] | 35 |  | 12.1533 | 1.5483 | 0 | 0 | 0
Riverhead Canal 2nd Line and Bank | 2023 |  | 136.8 | [7 empty] | 19.9245 | 19.9245 | 19.9245 | 19.9245 | 19.9245 | 19.9245 | 19.9245 | 19.9245 | 19.9245 | 19.9245 | 19.9245 | 19.9245 | 19.9245 | 19.9245 | 19.9245 | 19.9245 | 19.9245 | 19.9245 | 19.9245 | 19.9245 | 19.9245 | 19.9245 | 19.9245 | 19.9245 | 19.9245 | 19.9245 | 19.9245 | 19.9245 | 19.9245 | 19.9245 | 19.9245 | 19.9245 | 19.9245 | 19.9245 | 19.9245 | [7 empty] | 35 |  | 210.8017 | 32.6235 | 0 | 0 | 0
Canal - Wainscott New 138 kV UG Cable | 2028 |  | 275.5 | [12 empty] | 46.5167 | 46.5167 | 46.5167 | 46.5167 | 46.5167 | 46.5167 | 46.5167 | 46.5167 | 46.5167 | 46.5167 | 46.5167 | 46.5167 | 46.5167 | 46.5167 | 46.5167 | 46.5167 | 46.5167 | 46.5167 | 46.5167 | 46.5167 | 46.5167 | 46.5167 | 46.5167 | 46.5167 | 46.5167 | 46.5167 | 46.5167 | 46.5167 | 46.5167 | 46.5167 | 46.5167 | 46.5167 | 46.5167 | 46.5167 | 46.5167 |  |  | 35 |  | 376.5593 | 58.276 | 58.276 | 925015.732 | 1898132.2821
Deferral to Indicated Year |  |  | 457.6 | [6 empty] | 1.0888 | 26.4896 | 26.4896 | 26.4896 | 26.4896 | 26.4896 | 73.0063 | 73.0063 | 73.0063 | 73.0063 | 73.0063 | 73.0063 | 73.0063 | 73.0063 | 73.0063 | 73.0063 | 73.0063 | 73.0063 | 73.0063 | 73.0063 | 73.0063 | 73.0063 | 73.0063 | 73.0063 | 73.0063 | 73.0063 | 73.0063 | 73.0063 | 73.0063 | 73.0063 | 73.0063 | 73.0063 | 73.0063 | 73.0063 | 73.0063 | 71.9175 | 46.5167 | 46.5167 | 46.5167 | 46.5167 | 46.5167 |  |  | 41 |  | 657.4539 | 101.4144 | 58.276 | 925015.732 | 1898132.2821 | =Area III Portion
[59 empty] | 1898132.2821 | =Area III Portion
Annual Avoided Costs for Deferral to Indicated Year:
New Canal - Southampton Cable | 2023 |  |  | 0 | 4.5863 | 4.5863 | 4.5863 | 4.5863 | 4.5863 | 4.5863 | -0.88999 | -0.88999 | -0.88999 | -0.88999 | -0.88999 | -0.88999 | -0.88999 | -0.88999 | -0.88999 | -0.88999 | -0.88999 | -0.88999 | -0.88999 | -0.88999 | -0.88999 | -0.88999 | -0.88999 | -0.88999 | -0.88999 | -0.88999 | -0.88999 | -0.88999 | -0.88999 | -0.88999 | -0.88999 | -0.88999 | -0.88999 | -0.88999 | -0.88999 | -5.4763 | -5.4763 | -5.4763 | -5.4763 | -5.4763 | -5.4763 | 0 | 0 | 0 | 0 | 0 |  |  | 35 |  |  | 8.9667
Upgrade Wildwood - Riverhead to 138 kV | 2022 |  |  | 0 | 0.93922 | 0.93922 | 0.93922 | 0.93922 | 0.93922 | -0.14959 | -0.14959 | -0.14959 | -0.14959 | -0.14959 | -0.14959 | -0.14959 | -0.14959 | -0.14959 | -0.14959 | -0.14959 | -0.14959 | -0.14959 | -0.14959 | -0.14959 | -0.14959 | -0.14959 | -0.14959 | -0.14959 | -0.14959 | -0.14959 | -0.14959 | -0.14959 | -0.14959 | -0.14959 | -0.14959 | -0.14959 | -0.14959 | -0.14959 | -0.14959 | -1.0888 | -1.0888 | -1.0888 | -1.0888 | -1.0888 | 0 | 0 | 0 | 0 | 0 | 0 |  |  | 35 |  |  | 1.5483
Riverhead Canal 2nd Line and Bank | 2023 |  |  | 0 | 16.6864 | 16.6864 | 16.6864 | 16.6864 | 16.6864 | 16.6864 | -3.238 | -3.238 | -3.238 | -3.238 | -3.238 | -3.238 | -3.238 | -3.238 | -3.238 | -3.238 | -3.238 | -3.238 | -3.238 | -3.238 | -3.238 | -3.238 | -3.238 | -3.238 | -3.238 | -3.238 | -3.238 | -3.238 | -3.238 | -3.238 | -3.238 | -3.238 | -3.238 | -3.238 | -3.238 | -19.9245 | -19.9245 | -19.9245 | -19.9245 | -19.9245 | -19.9245 | 0 | 0 | 0 | 0 | 0 |  |  | 35 |  |  | 32.6235
Canal - Wainscott New 138 kV UG Cable | 2028 |  |  | 0 | 0 | 0 | 0 | 0 | 0 | 38.957 | 38.957 | 38.957 | 38.957 | 38.957 | 38.957 | -7.5597 | -7.5597 | -7.5597 | -7.5597 | -7.5597 | -7.5597 | -7.5597 | -7.5597 | -7.5597 | -7.5597 | -7.5597 | -7.5597 | -7.5597 | -7.5597 | -7.5597 | -7.5597 | -7.5597 | -7.5597 | -7.5597 | -7.5597 | -7.5597 | -7.5597 | -7.5597 | -7.5597 | -7.5597 | -7.5597 | -7.5597 | -7.5597 | -7.5597 | -46.5167 | -46.5167 | -46.5167 | -46.5167 | -46.5167 | -46.5167 | [5 empty] | 58.276
Total - All Areas (No Deferrals,$Millions) |  |  | 513.3 |  | 24.0294 | 24.6325 | 24.9948 | 29.42 | 29.42 | 68.377 | 68.377 | 68.377 | 68.377 | 68.377 | 68.377 | 68.377 | 68.377 | 68.377 | 68.377 | 68.377 | 68.377 | 68.377 | 68.377 | 68.377 | 68.377 | 68.377 | 68.377 | 68.377 | 68.377 | 68.377 | 68.377 | 68.377 | 68.377 | 68.377 | 68.377 | 68.377 | 68.377 | 68.377 | 68.377 | 44.3475 | 43.7445 | 43.3821 | 38.957 | 38.957 | 0 | 0 | 0 | 0 | 0 | 0 | 0 | 0 |  | 63 | 853.4454 | 119.0703 | = max. total avoided cost in portfolio
Annual Avoided Costs for Deferrals - Area 1 Proposal: (see note*) | Deferral Year |  |  | 2016 | 2017 | 2018 | 2019 | 2020 | 2021 | 2022 | 2023 | 2024 | 2025 | 2026 | 2027 | 2028 | 2029 | 2030 | 2031 | 2032 | 2033 | 2034 | 2035 | 2036 | 2037 | 2038 | 2039 | 2040 | 2041 | 2042 | 2043 | 2044 | 2045 | 2046 | 2047 | 2048 | 2049 | 2050 | 2051 | 2052 | 2053 | 2054 | 2055 | 2056 | 2057 | 2058 | 2059 | 2060 | 2061 | 2062 | 2063 | 2064 |  |  | Differential NPV $M |  | Differential NPV $M (adjusted for COD of Selected Project) | Differntial NPV $/MW | NPV of Transmission Avoided Costs for Selected Project
Area I Projects:
Amagansett Conversion 33 kV | 2030 |  |  | 0 | 0.97582 | 0.97582 | 0.97582 | 0.97582 | 0.97582 | 0.97582 | 0.97582 | 0.97582 | 0.97582 | 0.97582 | 0.97582 | 0.97582 | 0.97582 | -0.4572 | -0.4572 | -0.4572 | -0.4572 | -0.4572 | -0.4572 | -0.4572 | -0.4572 | -0.4572 | -0.4572 | -0.4572 | -0.4572 | -0.4572 | -0.4572 | -0.4572 | -0.4572 | -0.4572 | -0.4572 | -0.4572 | -0.4572 | -0.4572 | -0.4572 | -1.433 | -1.433 | -1.433 | -1.433 | -1.433 | -1.433 | -1.433 | -1.433 | -1.433 | -1.433 | -1.433 | -1.433 | -1.433 |  |  | 3.8129 |  | 0 | 0 | 0
East Hampton Conversion 33 kV | 2030 |  |  | 0 | 0.39033 | 0.39033 | 0.39033 | 0.39033 | 0.39033 | 0.39033 | 0.39033 | 0.39033 | 0.39033 | 0.39033 | 0.39033 | 0.39033 | 0.39033 | -0.18288 | -0.18288 | -0.18288 | -0.18288 | -0.18288 | -0.18288 | -0.18288 | -0.18288 | -0.18288 | -0.18288 | -0.18288 | -0.18288 | -0.18288 | -0.18288 | -0.18288 | -0.18288 | -0.18288 | -0.18288 | -0.18288 | -0.18288 | -0.18288 | -0.18288 | -0.57321 | -0.57321 | -0.57321 | -0.57321 | -0.57321 | -0.57321 | -0.57321 | -0.57321 | -0.57321 | -0.57321 | -0.57321 | -0.57321 | -0.57321 |  |  | 1.5252 |  | 0 | 0 | 0
Buell Conversion 33 kV | 2030 |  |  | 0 | 0.45131 | 0.45131 | 0.45131 | 0.45131 | 0.45131 | 0.45131 | 0.45131 | 0.45131 | 0.45131 | 0.45131 | 0.45131 | 0.45131 | 0.45131 | -0.21146 | -0.21146 | -0.21146 | -0.21146 | -0.21146 | -0.21146 | -0.21146 | -0.21146 | -0.21146 | -0.21146 | -0.21146 | -0.21146 | -0.21146 | -0.21146 | -0.21146 | -0.21146 | -0.21146 | -0.21146 | -0.21146 | -0.21146 | -0.21146 | -0.21146 | -0.66277 | -0.66277 | -0.66277 | -0.66277 | -0.66277 | -0.66277 | -0.66277 | -0.66277 | -0.66277 | -0.66277 | -0.66277 | -0.66277 | -0.66277 |  |  | 1.7635 |  | 0 | 0 | 0
Hither Hills Conversion to 33 kV | 2030 |  |  | 0 | 0 | 0.60305 | 0.60305 | 0.60305 | 0.60305 | 0.60305 | 0.60305 | 0.60305 | 0.60305 | 0.60305 | 0.60305 | 0.60305 | 0.60305 | -0.25676 | -0.25676 | -0.25676 | -0.25676 | -0.25676 | -0.25676 | -0.25676 | -0.25676 | -0.25676 | -0.25676 | -0.25676 | -0.25676 | -0.25676 | -0.25676 | -0.25676 | -0.25676 | -0.25676 | -0.25676 | -0.25676 | -0.25676 | -0.25676 | -0.25676 | -0.25676 | -0.85981 | -0.85981 | -0.85981 | -0.85981 | -0.85981 | -0.85981 | -0.85981 | -0.85981 | -0.85981 | -0.85981 | -0.85981 | -0.85981 |  |  | 2.0853 |  | 2.0853 | 139022.8879 | 285274.966
Culloden Pt Conversion to 33 kV | 2030 |  |  | 0 | 0 | 0 | 0.36233 | 0.36233 | 0.36233 | 0.36233 | 0.36233 | 0.36233 | 0.36233 | 0.36233 | 0.36233 | 0.36233 | 0.36233 | -0.13922 | -0.13922 | -0.13922 | -0.13922 | -0.13922 | -0.13922 | -0.13922 | -0.13922 | -0.13922 | -0.13922 | -0.13922 | -0.13922 | -0.13922 | -0.13922 | -0.13922 | -0.13922 | -0.13922 | -0.13922 | -0.13922 | -0.13922 | -0.13922 | -0.13922 | -0.13922 | -0.13922 | -0.50156 | -0.50156 | -0.50156 | -0.50156 | -0.50156 | -0.50156 | -0.50156 | -0.50156 | -0.50156 | -0.50156 | -0.50156 |  |  | 1.1012 |  | 1.1012 | 73412.135 | 150641.701
[59 empty] | 435916.6671 | =Area I Portion
Area II Projects: | [58 empty] | 2649021.5219 | =Area I+II+III Portions
Bridgehampton - Buell New 69 kV UG Cable | 2026 |  |  | 0 | 0 | 0 | 0 | 4.4251 | 4.4251 | 4.4251 | 4.4251 | 4.4251 | 4.4251 | -0.85871 | -0.85871 | -0.85871 | -0.85871 | -0.85871 | -0.85871 | -0.85871 | -0.85871 | -0.85871 | -0.85871 | -0.85871 | -0.85871 | -0.85871 | -0.85871 | -0.85871 | -0.85871 | -0.85871 | -0.85871 | -0.85871 | -0.85871 | -0.85871 | -0.85871 | -0.85871 | -0.85871 | -0.85871 | -0.85871 | -0.85871 | -0.85871 | -0.85871 | -5.2839 | -5.2839 | -5.2839 | -5.2839 | -5.2839 | -5.2839 | 0 | 0 | 0 | 0 |  |  | 7.3678 |  | 7.3678 | 153495.4058 | 314972.5728
[59 empty] | 314972.5728 | =Area II Portion
Area III Projects: | [58 empty] | 2213104.8548 | =Area II+III Portions
New Canal - Southampton Cable | 2023 |  |  | 0 | 4.5863 | 4.5863 | 4.5863 | 4.5863 | 4.5863 | 4.5863 | -0.88999 | -0.88999 | -0.88999 | -0.88999 | -0.88999 | -0.88999 | -0.88999 | -0.88999 | -0.88999 | -0.88999 | -0.88999 | -0.88999 | -0.88999 | -0.88999 | -0.88999 | -0.88999 | -0.88999 | -0.88999 | -0.88999 | -0.88999 | -0.88999 | -0.88999 | -0.88999 | -0.88999 | -0.88999 | -0.88999 | -0.88999 | -0.88999 | -0.88999 | -5.4763 | -5.4763 | -5.4763 | -5.4763 | -5.4763 | -5.4763 | 0 | 0 | 0 | 0 | 0 | 0 | 0 |  |  | 8.9667 |  | 0 | 0 | 0
Upgrade Wildwood - Riverhead to 138 kV | 2022 |  |  | 0 | 0.93922 | 0.93922 | 0.93922 | 0.93922 | 0.93922 | -0.14959 | -0.14959 | -0.14959 | -0.14959 | -0.14959 | -0.14959 | -0.14959 | -0.14959 | -0.14959 | -0.14959 | -0.14959 | -0.14959 | -0.14959 | -0.14959 | -0.14959 | -0.14959 | -0.14959 | -0.14959 | -0.14959 | -0.14959 | -0.14959 | -0.14959 | -0.14959 | -0.14959 | -0.14959 | -0.14959 | -0.14959 | -0.14959 | -0.14959 | -0.14959 | -1.0888 | -1.0888 | -1.0888 | -1.0888 | -1.0888 | 0 | 0 | 0 | 0 | 0 | 0 | 0 | 0 |  |  | 1.5483 |  | 0 | 0 | 0
Riverhead Canal 2nd Line and Bank | 2023 |  |  | 0 | 16.6864 | 16.6864 | 16.6864 | 16.6864 | 16.6864 | 16.6864 | -3.238 | -3.238 | -3.238 | -3.238 | -3.238 | -3.238 | -3.238 | -3.238 | -3.238 | -3.238 | -3.238 | -3.238 | -3.238 | -3.238 | -3.238 | -3.238 | -3.238 | -3.238 | -3.238 | -3.238 | -3.238 | -3.238 | -3.238 | -3.238 | -3.238 | -3.238 | -3.238 | -3.238 | -3.238 | -19.9245 | -19.9245 | -19.9245 | -19.9245 | -19.9245 | -19.9245 | 0 | 0 | 0 | 0 | 0 | 0 | 0 |  |  | 32.6235 |  | 0 | 0 | 0
Canal - Wainscott New 138 kV UG Cable | 2028 |  |  | 0 | 0 | 0 | 0 | 0 | 0 | 38.957 | 38.957 | 38.957 | 38.957 | 38.957 | 38.957 | -7.5597 | -7.5597 | -7.5597 | -7.5597 | -7.5597 | -7.5597 | -7.5597 | -7.5597 | -7.5597 | -7.5597 | -7.5597 | -7.5597 | -7.5597 | -7.5597 | -7.5597 | -7.5597 | -7.5597 | -7.5597 | -7.5597 | -7.5597 | -7.5597 | -7.5597 | -7.5597 | -7.5597 | -7.5597 | -7.5597 | -7.5597 | -7.5597 | -7.5597 | -46.5167 | -46.5167 | -46.5167 | -46.5167 | -46.5167 | -46.5167 | 0 | 0 |  |  | 58.276 |  | 58.276 | 925015.732 | 1898132.2821
[59 empty] | 1898132.2821 | =Area III Portion
Total - Area 1 Proposal, $Millions (unadjusted) |  |  |  | 0 | 0 | 0.60305 | 0.96539 | 5.3905 | 5.3905 | 44.3475 | 44.3475 | 44.3475 | 44.3475 | 39.0637 | 39.0637 | -7.453 | -7.453 | -8.8144 | -8.8144 | -8.8144 | -8.8144 | -8.8144 | -8.8144 | -8.8144 | -8.8144 | -8.8144 | -8.8144 | -8.8144 | -8.8144 | -8.8144 | -8.8144 | -8.8144 | -8.8144 | -8.8144 | -8.8144 | -8.8144 | -8.8144 | -8.8144 | -8.8144 | -8.8144 | -9.4174 | -9.7798 | -14.2049 | -14.2049 | -53.1619 | -53.1619 | -53.1619 | -53.1619 | -47.878 | -47.878 | -1.3614 | -1.3614 |  |  | 68.8303 |  |  | 1290946.1608 | 2649021.5219
$/MW-yr |  |  |  | 0 | 0 | 40203.5861 | 64359.2408 | 156549.7282 | 156549.7282 | 774914.5398 | 774914.5398 | 774914.5398 | 774914.5398 | 664834.2766 | 664834.2766 | -73525.6468 | -73525.6468 | -164283.4228 | -164283.4228 | -164283.4228 | -164283.4228 | -164283.4228 | -164283.4228 | -164283.4228 | -164283.4228 | -164283.4228 | -164283.4228 | -164283.4228 | -164283.4228 | -164283.4228 | -164283.4228 | -164283.4228 | -164283.4228 | -164283.4228 | -164283.4228 | -164283.4228 | -164283.4228 | -164283.4228 | -164283.4228 | -164283.4228 | -204487.0089 | -228642.6636 | -320833.151 | -320833.151 | -939197.9626 | -939197.9626 | -939197.9626 | -939197.9626 | -829117.6994 | -829117.6994 | -90757.776 | -90757.776
$Millions (adjusted) |  |  |  | 0 | 0 | 0.082498 | 0.13207 | 0.32124 | 0.32124 | 1.5901 | 1.5901 | 1.5901 | 1.5901 | 1.3642 | 1.3642 | -0.15087 | -0.15087 | -0.33711 | -0.33711 | -0.33711 | -0.33711 | -0.33711 | -0.33711 | -0.33711 | -0.33711 | -0.33711 | -0.33711 | -0.33711 | -0.33711 | -0.33711 | -0.33711 | -0.33711 | -0.33711 | -0.33711 | -0.33711 | -0.33711 | -0.33711 | -0.33711 | -0.33711 | -0.33711 | -0.41961 | -0.46917 | -0.65835 | -0.65835 | -1.9272 | -1.9272 | -1.9272 | -1.9272 | -1.7013 | -1.7013 | -0.18623 | -0.18623 |  |  | 2649.0215
Annual Avoided Costs for Deferrals - Area 2 Proposal: (see note*) | Deferral Year |  |  | 2016 | 2017 | 2018 | 2019 | 2020 | 2021 | 2022 | 2023 | 2024 | 2025 | 2026 | 2027 | 2028 | 2029 | 2030 | 2031 | 2032 | 2033 | 2034 | 2035 | 2036 | 2037 | 2038 | 2039 | 2040 | 2041 | 2042 | 2043 | 2044 | 2045 | 2046 | 2047 | 2048 | 2049 | 2050 | 2051 | 2052 | 2053 | 2054 | 2055 | 2056 | 2057 | 2058 | 2059 | 2060 | 2061 | 2062 | 2063 | 2064 |  |  | Differential NPV $M |  | Differential NPV $M (adjusted for COD of Selected Project) | Differntial NPV $/MW | NPV of Transmission Avoided Costs for Selected Project
Area I Projects:
Amagansett Conversion 33 kV | 2030 |  |  | 0 | 0 | 0 | 0 | 0 | 0 | 0 | 0 | 0 | 0 | 0 | 0 | 0 | 0 | 0 | 0 | 0 | 0 | 0 | 0 | 0 | 0 | 0 | 0 | 0 | 0 | 0 | 0 | 0 | 0 | 0 | 0 | 0 | 0 | 0 | 0 | 0 | 0 | 0 | 0 | 0 | 0 | 0 | 0 | 0 | 0 | 0 | 0 | 0 |  |  | 0 |  | 0 | 0 | 0
East Hampton Conversion 33 kV | 2030 |  |  | 0 | 0 | 0 | 0 | 0 | 0 | 0 | 0 | 0 | 0 | 0 | 0 | 0 | 0 | 0 | 0 | 0 | 0 | 0 | 0 | 0 | 0 | 0 | 0 | 0 | 0 | 0 | 0 | 0 | 0 | 0 | 0 | 0 | 0 | 0 | 0 | 0 | 0 | 0 | 0 | 0 | 0 | 0 | 0 | 0 | 0 | 0 | 0 | 0 |  |  | 0 |  | 0 | 0 | 0
Buell Conversion 33 kV | 2030 |  |  | 0 | 0 | 0 | 0 | 0 | 0 | 0 | 0 | 0 | 0 | 0 | 0 | 0 | 0 | 0 | 0 | 0 | 0 | 0 | 0 | 0 | 0 | 0 | 0 | 0 | 0 | 0 | 0 | 0 | 0 | 0 | 0 | 0 | 0 | 0 | 0 | 0 | 0 | 0 | 0 | 0 | 0 | 0 | 0 | 0 | 0 | 0 | 0 | 0 |  |  | 0 |  | 0 | 0 | 0
Hither Hills Conversion to 33 kV | 2030 |  |  | 0 | 0 | 0 | 0 | 0 | 0 | 0 | 0 | 0 | 0 | 0 | 0 | 0 | 0 | 0 | 0 | 0 | 0 | 0 | 0 | 0 | 0 | 0 | 0 | 0 | 0 | 0 | 0 | 0 | 0 | 0 | 0 | 0 | 0 | 0 | 0 | 0 | 0 | 0 | 0 | 0 | 0 | 0 | 0 | 0 | 0 | 0 | 0 | 0 |  |  | 0 |  | 0 | 0 | 0
Culloden Pt Conversion to 33 kV | 2030 |  |  | 0 | 0 | 0 | 0 | 0 | 0 | 0 | 0 | 0 | 0 | 0 | 0 | 0 | 0 | 0 | 0 | 0 | 0 | 0 | 0 | 0 | 0 | 0 | 0 | 0 | 0 | 0 | 0 | 0 | 0 | 0 | 0 | 0 | 0 | 0 | 0 | 0 | 0 | 0 | 0 | 0 | 0 | 0 | 0 | 0 | 0 | 0 | 0 | 0 |  |  | 0 |  | 0 | 0 | 0
[59 empty] | 0 | =Area I Portion
Area II Projects: | [58 empty] | 0 | =Area I+II+III Portions
Bridgehampton - Buell New 69 kV UG Cable | 2026 |  |  | 0 | 0 | 0 | 0 | 4.4251 | 4.4251 | 4.4251 | 4.4251 | 4.4251 | 4.4251 | -0.85871 | -0.85871 | -0.85871 | -0.85871 | -0.85871 | -0.85871 | -0.85871 | -0.85871 | -0.85871 | -0.85871 | -0.85871 | -0.85871 | -0.85871 | -0.85871 | -0.85871 | -0.85871 | -0.85871 | -0.85871 | -0.85871 | -0.85871 | -0.85871 | -0.85871 | -0.85871 | -0.85871 | -0.85871 | -0.85871 | -0.85871 | -0.85871 | -0.85871 | -5.2839 | -5.2839 | -5.2839 | -5.2839 | -5.2839 | -5.2839 | 0 | 0 | 0 | 0 |  |  | 7.3678 |  | 7.3678 | 153495.4058 | 0
[59 empty] | 0 | =Area II Portion
Area III Projects: | [58 empty] | 0 | =Area II+III Portions
New Canal - Southampton Cable | 2023 |  |  | 0 | 4.5863 | 4.5863 | 4.5863 | 4.5863 | 4.5863 | 4.5863 | -0.88999 | -0.88999 | -0.88999 | -0.88999 | -0.88999 | -0.88999 | -0.88999 | -0.88999 | -0.88999 | -0.88999 | -0.88999 | -0.88999 | -0.88999 | -0.88999 | -0.88999 | -0.88999 | -0.88999 | -0.88999 | -0.88999 | -0.88999 | -0.88999 | -0.88999 | -0.88999 | -0.88999 | -0.88999 | -0.88999 | -0.88999 | -0.88999 | -0.88999 | -5.4763 | -5.4763 | -5.4763 | -5.4763 | -5.4763 | -5.4763 | 0 | 0 | 0 | 0 | 0 | 0 | 0 |  |  | 8.9667 |  | 0 | 0 | 0
Upgrade Wildwood - Riverhead to 138 kV | 2022 |  |  | 0 | 0.93922 | 0.93922 | 0.93922 | 0.93922 | 0.93922 | -0.14959 | -0.14959 | -0.14959 | -0.14959 | -0.14959 | -0.14959 | -0.14959 | -0.14959 | -0.14959 | -0.14959 | -0.14959 | -0.14959 | -0.14959 | -0.14959 | -0.14959 | -0.14959 | -0.14959 | -0.14959 | -0.14959 | -0.14959 | -0.14959 | -0.14959 | -0.14959 | -0.14959 | -0.14959 | -0.14959 | -0.14959 | -0.14959 | -0.14959 | -0.14959 | -1.0888 | -1.0888 | -1.0888 | -1.0888 | -1.0888 | 0 | 0 | 0 | 0 | 0 | 0 | 0 | 0 |  |  | 1.5483 |  | 0 | 0 | 0
Riverhead Canal 2nd Line and Bank | 2023 |  |  | 0 | 16.6864 | 16.6864 | 16.6864 | 16.6864 | 16.6864 | 16.6864 | -3.238 | -3.238 | -3.238 | -3.238 | -3.238 | -3.238 | -3.238 | -3.238 | -3.238 | -3.238 | -3.238 | -3.238 | -3.238 | -3.238 | -3.238 | -3.238 | -3.238 | -3.238 | -3.238 | -3.238 | -3.238 | -3.238 | -3.238 | -3.238 | -3.238 | -3.238 | -3.238 | -3.238 | -3.238 | -19.9245 | -19.9245 | -19.9245 | -19.9245 | -19.9245 | -19.9245 | 0 | 0 | 0 | 0 | 0 | 0 | 0 |  |  | 32.6235 |  | 0 | 0 | 0
Canal - Wainscott New 138 kV UG Cable | 2028 |  |  | 0 | 0 | 0 | 0 | 0 | 0 | 38.957 | 38.957 | 38.957 | 38.957 | 38.957 | 38.957 | -7.5597 | -7.5597 | -7.5597 | -7.5597 | -7.5597 | -7.5597 | -7.5597 | -7.5597 | -7.5597 | -7.5597 | -7.5597 | -7.5597 | -7.5597 | -7.5597 | -7.5597 | -7.5597 | -7.5597 | -7.5597 | -7.5597 | -7.5597 | -7.5597 | -7.5597 | -7.5597 | -7.5597 | -7.5597 | -7.5597 | -7.5597 | -7.5597 | -7.5597 | -46.5167 | -46.5167 | -46.5167 | -46.5167 | -46.5167 | -46.5167 | 0 | 0 |  |  | 58.276 |  | 58.276 | 925015.732 | 0
[59 empty] | 0 | =Area III Portion
Total - Area 2 Proposal, $Millions (unadjusted) |  |  |  | 0 | 0 | 0 | 0 | 4.4251 | 4.4251 | 43.3821 | 43.3821 | 43.3821 | 43.3821 | 38.0983 | 38.0983 | -8.4184 | -8.4184 | -8.4184 | -8.4184 | -8.4184 | -8.4184 | -8.4184 | -8.4184 | -8.4184 | -8.4184 | -8.4184 | -8.4184 | -8.4184 | -8.4184 | -8.4184 | -8.4184 | -8.4184 | -8.4184 | -8.4184 | -8.4184 | -8.4184 | -8.4184 | -8.4184 | -8.4184 | -8.4184 | -8.4184 | -8.4184 | -12.8435 | -12.8435 | -51.8005 | -51.8005 | -51.8005 | -51.8005 | -46.5167 | -46.5167 | 0 | 0 |  |  | 65.6438 |  |  | 1078511.1378 | 0
$/MW-yr |  |  |  | 0 | 0 | 0 | 0 | 92190.4874 | 92190.4874 | 710555.299 | 710555.299 | 710555.299 | 710555.299 | 600475.0358 | 600475.0358 | -137884.8876 | -137884.8876 | -137884.8876 | -137884.8876 | -137884.8876 | -137884.8876 | -137884.8876 | -137884.8876 | -137884.8876 | -137884.8876 | -137884.8876 | -137884.8876 | -137884.8876 | -137884.8876 | -137884.8876 | -137884.8876 | -137884.8876 | -137884.8876 | -137884.8876 | -137884.8876 | -137884.8876 | -137884.8876 | -137884.8876 | -137884.8876 | -137884.8876 | -137884.8876 | -137884.8876 | -230075.375 | -230075.375 | -848440.1866 | -848440.1866 | -848440.1866 | -848440.1866 | -738359.9234 | -738359.9234 | 0 | 0
$Millions (adjusted) |  |  |  | 0 | 0 | 0 | 0 | 0 | 0 | 0 | 0 | 0 | 0 | 0 | 0 | 0 | 0 | 0 | 0 | 0 | 0 | 0 | 0 | 0 | 0 | 0 | 0 | 0 | 0 | 0 | 0 | 0 | 0 | 0 | 0 | 0 | 0 | 0 | 0 | 0 | 0 | 0 | 0 | 0 | 0 | 0 | 0 | 0 | 0 | 0 | 0 | 0 |  |  | 0
Annual Avoided Costs for Deferrals - Area 3 Proposal: (see note*) | Deferral Year |  |  | 2016 | 2017 | 2018 | 2019 | 2020 | 2021 | 2022 | 2023 | 2024 | 2025 | 2026 | 2027 | 2028 | 2029 | 2030 | 2031 | 2032 | 2033 | 2034 | 2035 | 2036 | 2037 | 2038 | 2039 | 2040 | 2041 | 2042 | 2043 | 2044 | 2045 | 2046 | 2047 | 2048 | 2049 | 2050 | 2051 | 2052 | 2053 | 2054 | 2055 | 2056 | 2057 | 2058 | 2059 | 2060 | 2061 | 2062 | 2063 | 2064 |  |  | Differential NPV $M |  | Differential NPV $M (adjusted for COD of Selected Project) | Differntial NPV $/MW | NPV of Transmission Avoided Costs for Selected Project
Area I Projects:
Amagansett Conversion 33 kV | 2030 |  |  | 0 | 0 | 0 | 0 | 0 | 0 | 0 | 0 | 0 | 0 | 0 | 0 | 0 | 0 | 0 | 0 | 0 | 0 | 0 | 0 | 0 | 0 | 0 | 0 | 0 | 0 | 0 | 0 | 0 | 0 | 0 | 0 | 0 | 0 | 0 | 0 | 0 | 0 | 0 | 0 | 0 | 0 | 0 | 0 | 0 | 0 | 0 | 0 | 0 |  |  | 0 |  | 0 | 0 | 0
East Hampton Conversion 33 kV | 2030 |  |  | 0 | 0 | 0 | 0 | 0 | 0 | 0 | 0 | 0 | 0 | 0 | 0 | 0 | 0 | 0 | 0 | 0 | 0 | 0 | 0 | 0 | 0 | 0 | 0 | 0 | 0 | 0 | 0 | 0 | 0 | 0 | 0 | 0 | 0 | 0 | 0 | 0 | 0 | 0 | 0 | 0 | 0 | 0 | 0 | 0 | 0 | 0 | 0 | 0 |  |  | 0 |  | 0 | 0 | 0
Buell Conversion 33 kV | 2030 |  |  | 0 | 0 | 0 | 0 | 0 | 0 | 0 | 0 | 0 | 0 | 0 | 0 | 0 | 0 | 0 | 0 | 0 | 0 | 0 | 0 | 0 | 0 | 0 | 0 | 0 | 0 | 0 | 0 | 0 | 0 | 0 | 0 | 0 | 0 | 0 | 0 | 0 | 0 | 0 | 0 | 0 | 0 | 0 | 0 | 0 | 0 | 0 | 0 | 0 |  |  | 0 |  | 0 | 0 | 0
Hither Hills Conversion to 33 kV | 2030 |  |  | 0 | 0 | 0 | 0 | 0 | 0 | 0 | 0 | 0 | 0 | 0 | 0 | 0 | 0 | 0 | 0 | 0 | 0 | 0 | 0 | 0 | 0 | 0 | 0 | 0 | 0 | 0 | 0 | 0 | 0 | 0 | 0 | 0 | 0 | 0 | 0 | 0 | 0 | 0 | 0 | 0 | 0 | 0 | 0 | 0 | 0 | 0 | 0 | 0 |  |  | 0 |  | 0 | 0 | 0
Culloden Pt Conversion to 33 kV | 2030 |  |  | 0 | 0 | 0 | 0 | 0 | 0 | 0 | 0 | 0 | 0 | 0 | 0 | 0 | 0 | 0 | 0 | 0 | 0 | 0 | 0 | 0 | 0 | 0 | 0 | 0 | 0 | 0 | 0 | 0 | 0 | 0 | 0 | 0 | 0 | 0 | 0 | 0 | 0 | 0 | 0 | 0 | 0 | 0 | 0 | 0 | 0 | 0 | 0 | 0 |  |  | 0 |  | 0 | 0 | 0
[59 empty] | 0 | =Area I Portion
Area II Projects: | [58 empty] | 0 | =Area I+II+III Portions
Bridgehampton - Buell New 69 kV UG Cable | 2026 |  |  | 0 | 0 | 0 | 0 | 0 | 0 | 0 | 0 | 0 | 0 | 0 | 0 | 0 | 0 | 0 | 0 | 0 | 0 | 0 | 0 | 0 | 0 | 0 | 0 | 0 | 0 | 0 | 0 | 0 | 0 | 0 | 0 | 0 | 0 | 0 | 0 | 0 | 0 | 0 | 0 | 0 | 0 | 0 | 0 | 0 | 0 | 0 | 0 | 0 |  |  | 0 |  | 0 | 0 | 0
[59 empty] | 0 | =Area II Portion
Area III Projects: | [58 empty] | 0 | =Area II+III Portions
New Canal - Southampton Cable | 2023 |  |  | 0 | 4.5863 | 4.5863 | 4.5863 | 4.5863 | 4.5863 | 4.5863 | -0.88999 | -0.88999 | -0.88999 | -0.88999 | -0.88999 | -0.88999 | -0.88999 | -0.88999 | -0.88999 | -0.88999 | -0.88999 | -0.88999 | -0.88999 | -0.88999 | -0.88999 | -0.88999 | -0.88999 | -0.88999 | -0.88999 | -0.88999 | -0.88999 | -0.88999 | -0.88999 | -0.88999 | -0.88999 | -0.88999 | -0.88999 | -0.88999 | -0.88999 | -5.4763 | -5.4763 | -5.4763 | -5.4763 | -5.4763 | -5.4763 | 0 | 0 | 0 | 0 | 0 | 0 | 0 |  |  | 8.9667 |  | 0 | 0 | 0
Upgrade Wildwood - Riverhead to 138 kV | 2022 |  |  | 0 | 0.93922 | 0.93922 | 0.93922 | 0.93922 | 0.93922 | -0.14959 | -0.14959 | -0.14959 | -0.14959 | -0.14959 | -0.14959 | -0.14959 | -0.14959 | -0.14959 | -0.14959 | -0.14959 | -0.14959 | -0.14959 | -0.14959 | -0.14959 | -0.14959 | -0.14959 | -0.14959 | -0.14959 | -0.14959 | -0.14959 | -0.14959 | -0.14959 | -0.14959 | -0.14959 | -0.14959 | -0.14959 | -0.14959 | -0.14959 | -0.14959 | -1.0888 | -1.0888 | -1.0888 | -1.0888 | -1.0888 | 0 | 0 | 0 | 0 | 0 | 0 | 0 | 0 |  |  | 1.5483 |  | 0 | 0 | 0
Riverhead Canal 2nd Line and Bank | 2023 |  |  | 0 | 16.6864 | 16.6864 | 16.6864 | 16.6864 | 16.6864 | 16.6864 | -3.238 | -3.238 | -3.238 | -3.238 | -3.238 | -3.238 | -3.238 | -3.238 | -3.238 | -3.238 | -3.238 | -3.238 | -3.238 | -3.238 | -3.238 | -3.238 | -3.238 | -3.238 | -3.238 | -3.238 | -3.238 | -3.238 | -3.238 | -3.238 | -3.238 | -3.238 | -3.238 | -3.238 | -3.238 | -19.9245 | -19.9245 | -19.9245 | -19.9245 | -19.9245 | -19.9245 | 0 | 0 | 0 | 0 | 0 | 0 | 0 |  |  | 32.6235 |  | 0 | 0 | 0
Canal - Wainscott New 138 kV UG Cable | 2028 |  |  | 0 | 0 | 0 | 0 | 0 | 0 | 38.957 | 38.957 | 38.957 | 38.957 | 38.957 | 38.957 | -7.5597 | -7.5597 | -7.5597 | -7.5597 | -7.5597 | -7.5597 | -7.5597 | -7.5597 | -7.5597 | -7.5597 | -7.5597 | -7.5597 | -7.5597 | -7.5597 | -7.5597 | -7.5597 | -7.5597 | -7.5597 | -7.5597 | -7.5597 | -7.5597 | -7.5597 | -7.5597 | -7.5597 | -7.5597 | -7.5597 | -7.5597 | -7.5597 | -7.5597 | -46.5167 | -46.5167 | -46.5167 | -46.5167 | -46.5167 | -46.5167 | 0 | 0 |  |  | 58.276 |  | 58.276 | 925015.732 | 0
[59 empty] | 0 | =Area III Portion
Total - Area 3 Proposal, $Millions (unadjusted) |  |  |  | 0 | 22.212 | 22.212 | 22.212 | 22.212 | 22.212 | 60.0802 | 34.6794 | 34.6794 | 34.6794 | 34.6794 | 34.6794 | -11.8373 | -11.8373 | -11.8373 | -11.8373 | -11.8373 | -11.8373 | -11.8373 | -11.8373 | -11.8373 | -11.8373 | -11.8373 | -11.8373 | -11.8373 | -11.8373 | -11.8373 | -11.8373 | -11.8373 | -11.8373 | -11.8373 | -11.8373 | -11.8373 | -11.8373 | -11.8373 | -11.8373 | -34.0493 | -34.0493 | -34.0493 | -34.0493 | -34.0493 | -71.9175 | -46.5167 | -46.5167 | -46.5167 | -46.5167 | -46.5167 | 0 | 0 |  |  | 101.4144 |  |  | 925015.732 | 0
$/MW-yr |  |  |  | 0 | 0 | 0 | 0 | 0 | 0 | 618364.8116 | 618364.8116 | 618364.8116 | 618364.8116 | 618364.8116 | 618364.8116 | -119995.1118 | -119995.1118 | -119995.1118 | -119995.1118 | -119995.1118 | -119995.1118 | -119995.1118 | -119995.1118 | -119995.1118 | -119995.1118 | -119995.1118 | -119995.1118 | -119995.1118 | -119995.1118 | -119995.1118 | -119995.1118 | -119995.1118 | -119995.1118 | -119995.1118 | -119995.1118 | -119995.1118 | -119995.1118 | -119995.1118 | -119995.1118 | -119995.1118 | -119995.1118 | -119995.1118 | -119995.1118 | -119995.1118 | -738359.9234 | -738359.9234 | -738359.9234 | -738359.9234 | -738359.9234 | -738359.9234 | 0 | 0
$Millions (adjusted) |  |  |  | 0 | 0 | 0 | 0 | 0 | 0 | 0 | 0 | 0 | 0 | 0 | 0 | 0 | 0 | 0 | 0 | 0 | 0 | 0 | 0 | 0 | 0 | 0 | 0 | 0 | 0 | 0 | 0 | 0 | 0 | 0 | 0 | 0 | 0 | 0 | 0 | 0 | 0 | 0 | 0 | 0 | 0 | 0 | 0 | 0 | 0 | 0 | 0 | 0 |  |  | 0
Discount Factor (Relative to 1/1/2016) = |  |  |  | 0.94787 | 0.89845 | 0.85161 | 0.80722 | 0.76513 | 0.72525 | 0.68744 | 0.6516 | 0.61763 | 0.58543 | 0.55491 | 0.52598 | 0.49856 | 0.47257 | 0.44793 | 0.42458 | 0.40245 | 0.38147 | 0.36158 | 0.34273 | 0.32486 | 0.30793 | 0.29187 | 0.27666 | 0.26223 | 0.24856 | 0.2356 | 0.22332 | 0.21168 | 0.20064 | 0.19018 | 0.18027 | 0.17087 | 0.16196 | 0.15352 | 0.14552 | 0.13793 | 0.13074 | 0.12392 | 0.11746 | 0.11134 | 0.10554 | 0.10003 | 0.094818 | 0.089875 | 0.08519 | 0.080748 | 0.076539 | 0.072549
* Note: A positive (+) avoided cost in a given year represents a cost savings relative to not having a transmission project deferral.
Note on BF17: Todd Kantarek: Interconnection at Montauk Sub. Added 2.6% transmission loss factor.

## PhII (LIE100-5MW)
Version |  | Based on PSEGLI file: "East End Utility 2_0_Economics_2014_10_13_r28_Sargent_Lundy.xlsx"
Annual Revenue Requirements (Millions of $s)
1) Reference (Transmission only) Case
Project | I/S Year | Investor | Capital (2015$s) | 2016 | 2017 | 2018 | 2019 | 2020 | 2021 | 2022 | 2023 | 2024 | 2025 | 2026 | 2027 | 2028 | 2029 | 2030 | 2031 | 2032 | 2033 | 2034 | 2035 | 2036 | 2037 | 2038 | 2039 | 2040 | 2041 | 2042 | 2043 | 2044 | 2045 | 2046 | 2047 | 2048 | 2049 | 2050 | 2051 | 2052 | 2053 | 2054 | 2055 | 2056 | 2057 | 2058 | 2059 | 2060 | 2061 | 2062 | 2063 | 2064 |  | NPV |  | Proposal Number = | LIE100
Transmission Reinforcement I | 2017 | PSEGLI | 197 | 0 | 24.0294 | 24.0294 | 24.0294 | 24.0294 | 24.0294 | 24.0294 | 24.0294 | 24.0294 | 24.0294 | 24.0294 | 24.0294 | 24.0294 | 24.0294 | 24.0294 | 24.0294 | 24.0294 | 24.0294 | 24.0294 | 24.0294 | 24.0294 | 24.0294 | 24.0294 | 24.0294 | 24.0294 | 24.0294 | 24.0294 | 24.0294 | 24.0294 | 24.0294 | 24.0294 | 24.0294 | 24.0294 | 24.0294 | 24.0294 | 24.0294 | [13 empty] | 35 | 350.5464 |  | Proposer Name = | LI Energy Storage System LLC
Transmission Reinforcement II | 2018 | PSEGLI | 4.8 | 0 | 0 | 0.60305 | 0.60305 | 0.60305 | 0.60305 | 0.60305 | 0.60305 | 0.60305 | 0.60305 | 0.60305 | 0.60305 | 0.60305 | 0.60305 | 0.60305 | 0.60305 | 0.60305 | 0.60305 | 0.60305 | 0.60305 | 0.60305 | 0.60305 | 0.60305 | 0.60305 | 0.60305 | 0.60305 | 0.60305 | 0.60305 | 0.60305 | 0.60305 | 0.60305 | 0.60305 | 0.60305 | 0.60305 | 0.60305 | 0.60305 | 0.60305 | [12 empty] | 35 | 8.3388 |  | Proposal/Project = | Montauk Energy Storage System
Transmission Reinforcement III | 2019 | PSEGLI | 2.8 | 0 | 0 | 0 | 0.36233 | 0.36233 | 0.36233 | 0.36233 | 0.36233 | 0.36233 | 0.36233 | 0.36233 | 0.36233 | 0.36233 | 0.36233 | 0.36233 | 0.36233 | 0.36233 | 0.36233 | 0.36233 | 0.36233 | 0.36233 | 0.36233 | 0.36233 | 0.36233 | 0.36233 | 0.36233 | 0.36233 | 0.36233 | 0.36233 | 0.36233 | 0.36233 | 0.36233 | 0.36233 | 0.36233 | 0.36233 | 0.36233 | 0.36233 | 0.36233 | [11 empty] | 35 | 4.7491 |  | Option Number = | 2
Transmission Reinforcement IV | 2020 | PSEGLI | 33.2 | 0 | 0 | 0 | 0 | 4.4251 | 4.4251 | 4.4251 | 4.4251 | 4.4251 | 4.4251 | 4.4251 | 4.4251 | 4.4251 | 4.4251 | 4.4251 | 4.4251 | 4.4251 | 4.4251 | 4.4251 | 4.4251 | 4.4251 | 4.4251 | 4.4251 | 4.4251 | 4.4251 | 4.4251 | 4.4251 | 4.4251 | 4.4251 | 4.4251 | 4.4251 | 4.4251 | 4.4251 | 4.4251 | 4.4251 | 4.4251 | 4.4251 | 4.4251 | 4.4251 | [10 empty] | 35 | 54.9758 |  | Location = | 1
Transmission Reinforcement V | 2022 | PSEGLI | 275.5 | 0 | 0 | 0 | 0 | 0 | 0 | 38.957 | 38.957 | 38.957 | 38.957 | 38.957 | 38.957 | 38.957 | 38.957 | 38.957 | 38.957 | 38.957 | 38.957 | 38.957 | 38.957 | 38.957 | 38.957 | 38.957 | 38.957 | 38.957 | 38.957 | 38.957 | 38.957 | 38.957 | 38.957 | 38.957 | 38.957 | 38.957 | 38.957 | 38.957 | 38.957 | 38.957 | 38.957 | 38.957 | 38.957 | 38.957 | [8 empty] | 35 | 434.8353 |  | Technology = | Battery Storage
[56 empty] | Interconnection Points = | 4 kV then 13 kV Montauk - dist'n side
Total |  |  | 513.3 | 0 | 24.0294 | 24.6325 | 24.9948 | 29.42 | 29.42 | 68.377 | 68.377 | 68.377 | 68.377 | 68.377 | 68.377 | 68.377 | 68.377 | 68.377 | 68.377 | 68.377 | 68.377 | 68.377 | 68.377 | 68.377 | 68.377 | 68.377 | 68.377 | 68.377 | 68.377 | 68.377 | 68.377 | 68.377 | 68.377 | 68.377 | 68.377 | 68.377 | 68.377 | 68.377 | 68.377 | 44.3475 | 43.7445 | 43.3821 | 38.957 | 38.957 | 0 | 0 | 0 | 0 | 0 | 0 | 0 | 0 |  | 853.4454 |  | Loss Factor = | 1.026
2016 NPV @ 5.5%, thru 2035 |  |  |  | 2016: 582.1416
2016 NPV @ 5.5%, thru 2056 |  |  |  | 2016: 853.4454 |  |  |  | MW Required by 2022 (cap) = | 15 | 33 | 15 | Output: NPV of Transmission Avoided Costs for Selected Project (see note*)
[57 empty] | Selected Project Inputs - Area 1 Portion | Selected Project Inputs - Area 2 Portion | Selected Project Inputs - Area 3 Portion | Area 1 | Area 2 | Area 3 | Total | check
[56 empty] | Project kW = | 5130 | 0 | 0
[55 empty] | Capped kW = | 5130 | 5130 | 0 | 0
[56 empty] | Project Area (1, 2, or 3) = | 1 | 2 | 3
[56 empty] | Proportion of Peak Hours Covered = | 100% | 100% | 100%
[55 empty] | Project COD = | 2018
[55 empty] | Effective kW = | 5130 |  |  |  | 6622553.8047 | 0 | 0 | 6622553.8047
[60 empty] | check | check | check
| I/S Year |  | Capital (2015$s) | 2016 | 2017 | 2018 | 2019 | 2020 | 2021 | 2022 | 2023 | 2024 | 2025 | 2026 | 2027 | 2028 | 2029 | 2030 | 2031 | 2032 | 2033 | 2034 | 2035 | 2036 | 2037 | 2038 | 2039 | 2040 | 2041 | 2042 | 2043 | 2044 | 2045 | 2046 | 2047 | 2048 | 2049 | 2050 | 2051 | 2052 | 2053 | 2054 | 2055 | 2056 | 2057 | 2058 | 2059 | 2060 | 2061 | 2062 | 2063 | 2064 |  | MW Required by 2022 | NPV Base $M | Differential NPV $M | Differential NPV $M (adjusted for COD of Selected Project) | Differntial NPV $/MW | NPV of Transmission Avoided Costs for Selected Project
Area I Projects: | [53 empty] | 15
Amagansett Conversion 33 kV | 2017 |  | 8 | 0 | 0.97582 | 0.97582 | 0.97582 | 0.97582 | 0.97582 | 0.97582 | 0.97582 | 0.97582 | 0.97582 | 0.97582 | 0.97582 | 0.97582 | 0.97582 | 0.97582 | 0.97582 | 0.97582 | 0.97582 | 0.97582 | 0.97582 | 0.97582 | 0.97582 | 0.97582 | 0.97582 | 0.97582 | 0.97582 | 0.97582 | 0.97582 | 0.97582 | 0.97582 | 0.97582 | 0.97582 | 0.97582 | 0.97582 | 0.97582 | 0.97582 | [13 empty] | 35 |  | 14.2354
East Hampton Conversion 33 kV | 2017 |  | 3.2 | 0 | 0.39033 | 0.39033 | 0.39033 | 0.39033 | 0.39033 | 0.39033 | 0.39033 | 0.39033 | 0.39033 | 0.39033 | 0.39033 | 0.39033 | 0.39033 | 0.39033 | 0.39033 | 0.39033 | 0.39033 | 0.39033 | 0.39033 | 0.39033 | 0.39033 | 0.39033 | 0.39033 | 0.39033 | 0.39033 | 0.39033 | 0.39033 | 0.39033 | 0.39033 | 0.39033 | 0.39033 | 0.39033 | 0.39033 | 0.39033 | 0.39033 | [13 empty] | 35 |  | 5.6942
Buell Conversion 33 kV | 2017 |  | 3.7 | 0 | 0.45131 | 0.45131 | 0.45131 | 0.45131 | 0.45131 | 0.45131 | 0.45131 | 0.45131 | 0.45131 | 0.45131 | 0.45131 | 0.45131 | 0.45131 | 0.45131 | 0.45131 | 0.45131 | 0.45131 | 0.45131 | 0.45131 | 0.45131 | 0.45131 | 0.45131 | 0.45131 | 0.45131 | 0.45131 | 0.45131 | 0.45131 | 0.45131 | 0.45131 | 0.45131 | 0.45131 | 0.45131 | 0.45131 | 0.45131 | 0.45131 | [13 empty] | 35 |  | 6.5839
Hither Hills Conversion to 33 kV | 2018 |  | 4.8 | 0 | 0 | 0.60305 | 0.60305 | 0.60305 | 0.60305 | 0.60305 | 0.60305 | 0.60305 | 0.60305 | 0.60305 | 0.60305 | 0.60305 | 0.60305 | 0.60305 | 0.60305 | 0.60305 | 0.60305 | 0.60305 | 0.60305 | 0.60305 | 0.60305 | 0.60305 | 0.60305 | 0.60305 | 0.60305 | 0.60305 | 0.60305 | 0.60305 | 0.60305 | 0.60305 | 0.60305 | 0.60305 | 0.60305 | 0.60305 | 0.60305 | 0.60305 | [12 empty] | 35 |  | 8.3388
Culloden Pt Conversion to 33 kV | 2019 |  | 2.8 | 0 | 0 | 0 | 0.36233 | 0.36233 | 0.36233 | 0.36233 | 0.36233 | 0.36233 | 0.36233 | 0.36233 | 0.36233 | 0.36233 | 0.36233 | 0.36233 | 0.36233 | 0.36233 | 0.36233 | 0.36233 | 0.36233 | 0.36233 | 0.36233 | 0.36233 | 0.36233 | 0.36233 | 0.36233 | 0.36233 | 0.36233 | 0.36233 | 0.36233 | 0.36233 | 0.36233 | 0.36233 | 0.36233 | 0.36233 | 0.36233 | 0.36233 | 0.36233 | [11 empty] | 35 |  | 4.7491
No Deferral |  |  | 22.5 |  | 1.8175 | 2.4205 | 2.7828 | 2.7828 | 2.7828 | 2.7828 | 2.7828 | 2.7828 | 2.7828 | 2.7828 | 2.7828 | 2.7828 | 2.7828 | 2.7828 | 2.7828 | 2.7828 | 2.7828 | 2.7828 | 2.7828 | 2.7828 | 2.7828 | 2.7828 | 2.7828 | 2.7828 | 2.7828 | 2.7828 | 2.7828 | 2.7828 | 2.7828 | 2.7828 | 2.7828 | 2.7828 | 2.7828 | 2.7828 | 2.7828 | 0.96539 | 0.36233 | 0 | 0 | 0 | [10 empty] | 39.6013
Amagansett Conversion 33 kV | 2030 |  | 8 | [14 empty] | 1.433 | 1.433 | 1.433 | 1.433 | 1.433 | 1.433 | 1.433 | 1.433 | 1.433 | 1.433 | 1.433 | 1.433 | 1.433 | 1.433 | 1.433 | 1.433 | 1.433 | 1.433 | 1.433 | 1.433 | 1.433 | 1.433 | 1.433 | 1.433 | 1.433 | 1.433 | 1.433 | 1.433 | 1.433 | 1.433 | 1.433 | 1.433 | 1.433 | 1.433 | 1.433 | 35 |  | 10.4225 | 3.8129 | 0 | 0 | 0
East Hampton Conversion 33 kV | 2030 |  | 3.2 | [14 empty] | 0.57321 | 0.57321 | 0.57321 | 0.57321 | 0.57321 | 0.57321 | 0.57321 | 0.57321 | 0.57321 | 0.57321 | 0.57321 | 0.57321 | 0.57321 | 0.57321 | 0.57321 | 0.57321 | 0.57321 | 0.57321 | 0.57321 | 0.57321 | 0.57321 | 0.57321 | 0.57321 | 0.57321 | 0.57321 | 0.57321 | 0.57321 | 0.57321 | 0.57321 | 0.57321 | 0.57321 | 0.57321 | 0.57321 | 0.57321 | 0.57321 | 35 |  | 4.169 | 1.5252 | 0 | 0 | 0
Buell Conversion 33 kV | 2030 |  | 3.7 | [14 empty] | 0.66277 | 0.66277 | 0.66277 | 0.66277 | 0.66277 | 0.66277 | 0.66277 | 0.66277 | 0.66277 | 0.66277 | 0.66277 | 0.66277 | 0.66277 | 0.66277 | 0.66277 | 0.66277 | 0.66277 | 0.66277 | 0.66277 | 0.66277 | 0.66277 | 0.66277 | 0.66277 | 0.66277 | 0.66277 | 0.66277 | 0.66277 | 0.66277 | 0.66277 | 0.66277 | 0.66277 | 0.66277 | 0.66277 | 0.66277 | 0.66277 | 35 |  | 4.8204 | 1.7635 | 0 | 0 | 0
Hither Hills Conversion to 33 kV | 2030 |  | 4.8 | [14 empty] | 0.85981 | 0.85981 | 0.85981 | 0.85981 | 0.85981 | 0.85981 | 0.85981 | 0.85981 | 0.85981 | 0.85981 | 0.85981 | 0.85981 | 0.85981 | 0.85981 | 0.85981 | 0.85981 | 0.85981 | 0.85981 | 0.85981 | 0.85981 | 0.85981 | 0.85981 | 0.85981 | 0.85981 | 0.85981 | 0.85981 | 0.85981 | 0.85981 | 0.85981 | 0.85981 | 0.85981 | 0.85981 | 0.85981 | 0.85981 | 0.85981 | 35 |  | 6.2535 | 2.0853 | 2.0853 | 139022.8879 | 713187.4151
Culloden Pt Conversion to 33 kV | 2030 |  | 2.8 | [14 empty] | 0.50156 | 0.50156 | 0.50156 | 0.50156 | 0.50156 | 0.50156 | 0.50156 | 0.50156 | 0.50156 | 0.50156 | 0.50156 | 0.50156 | 0.50156 | 0.50156 | 0.50156 | 0.50156 | 0.50156 | 0.50156 | 0.50156 | 0.50156 | 0.50156 | 0.50156 | 0.50156 | 0.50156 | 0.50156 | 0.50156 | 0.50156 | 0.50156 | 0.50156 | 0.50156 | 0.50156 | 0.50156 | 0.50156 | 0.50156 | 0.50156 | 35 |  | 3.6479 | 1.1012 | 1.1012 | 73412.135 | 376604.2526
Deferral to Indicated Year |  |  | 22.5 | [6 empty] | 0 | 0 | 0 | 0 | 0 | 0 | 0 | 0 | 4.0304 | 4.0304 | 4.0304 | 4.0304 | 4.0304 | 4.0304 | 4.0304 | 4.0304 | 4.0304 | 4.0304 | 4.0304 | 4.0304 | 4.0304 | 4.0304 | 4.0304 | 4.0304 | 4.0304 | 4.0304 | 4.0304 | 4.0304 | 4.0304 | 4.0304 | 4.0304 | 4.0304 | 4.0304 | 4.0304 | 4.0304 | 4.0304 | 4.0304 | 4.0304 | 4.0304 | 4.0304 | 4.0304 | 4.0304 | 4.0304 | 35 |  | 29.3132 | 10.2881 | 3.1865 | 212435.0229 | 1089791.6676 | =Area I Portion
[59 empty] | 6622553.8047 | =Area I+II+III Portions
Annual Avoided Costs for Deferral to Indicated Year:
Amagansett Conversion 33 kV | 2030 |  |  | 0 | 0.97582 | 0.97582 | 0.97582 | 0.97582 | 0.97582 | 0.97582 | 0.97582 | 0.97582 | 0.97582 | 0.97582 | 0.97582 | 0.97582 | 0.97582 | -0.4572 | -0.4572 | -0.4572 | -0.4572 | -0.4572 | -0.4572 | -0.4572 | -0.4572 | -0.4572 | -0.4572 | -0.4572 | -0.4572 | -0.4572 | -0.4572 | -0.4572 | -0.4572 | -0.4572 | -0.4572 | -0.4572 | -0.4572 | -0.4572 | -0.4572 | -1.433 | -1.433 | -1.433 | -1.433 | -1.433 | -1.433 | -1.433 | -1.433 | -1.433 | -1.433 | -1.433 | -1.433 | -1.433 | 35 |  |  | 3.8129
East Hampton Conversion 33 kV | 2030 |  |  | 0 | 0.39033 | 0.39033 | 0.39033 | 0.39033 | 0.39033 | 0.39033 | 0.39033 | 0.39033 | 0.39033 | 0.39033 | 0.39033 | 0.39033 | 0.39033 | -0.18288 | -0.18288 | -0.18288 | -0.18288 | -0.18288 | -0.18288 | -0.18288 | -0.18288 | -0.18288 | -0.18288 | -0.18288 | -0.18288 | -0.18288 | -0.18288 | -0.18288 | -0.18288 | -0.18288 | -0.18288 | -0.18288 | -0.18288 | -0.18288 | -0.18288 | -0.57321 | -0.57321 | -0.57321 | -0.57321 | -0.57321 | -0.57321 | -0.57321 | -0.57321 | -0.57321 | -0.57321 | -0.57321 | -0.57321 | -0.57321 | 35 |  |  | 1.5252
Buell Conversion 33 kV | 2030 |  |  | 0 | 0.45131 | 0.45131 | 0.45131 | 0.45131 | 0.45131 | 0.45131 | 0.45131 | 0.45131 | 0.45131 | 0.45131 | 0.45131 | 0.45131 | 0.45131 | -0.21146 | -0.21146 | -0.21146 | -0.21146 | -0.21146 | -0.21146 | -0.21146 | -0.21146 | -0.21146 | -0.21146 | -0.21146 | -0.21146 | -0.21146 | -0.21146 | -0.21146 | -0.21146 | -0.21146 | -0.21146 | -0.21146 | -0.21146 | -0.21146 | -0.21146 | -0.66277 | -0.66277 | -0.66277 | -0.66277 | -0.66277 | -0.66277 | -0.66277 | -0.66277 | -0.66277 | -0.66277 | -0.66277 | -0.66277 | -0.66277 | 35 |  |  | 1.7635
Hither Hills Conversion to 33 kV | 2030 |  |  | 0 | 0 | 0.60305 | 0.60305 | 0.60305 | 0.60305 | 0.60305 | 0.60305 | 0.60305 | 0.60305 | 0.60305 | 0.60305 | 0.60305 | 0.60305 | -0.25676 | -0.25676 | -0.25676 | -0.25676 | -0.25676 | -0.25676 | -0.25676 | -0.25676 | -0.25676 | -0.25676 | -0.25676 | -0.25676 | -0.25676 | -0.25676 | -0.25676 | -0.25676 | -0.25676 | -0.25676 | -0.25676 | -0.25676 | -0.25676 | -0.25676 | -0.25676 | -0.85981 | -0.85981 | -0.85981 | -0.85981 | -0.85981 | -0.85981 | -0.85981 | -0.85981 | -0.85981 | -0.85981 | -0.85981 | -0.85981 | 35 |  |  | 2.0853
Culloden Pt Conversion to 33 kV | 2030 |  |  | 0 | 0 | 0 | 0.36233 | 0.36233 | 0.36233 | 0.36233 | 0.36233 | 0.36233 | 0.36233 | 0.36233 | 0.36233 | 0.36233 | 0.36233 | -0.13922 | -0.13922 | -0.13922 | -0.13922 | -0.13922 | -0.13922 | -0.13922 | -0.13922 | -0.13922 | -0.13922 | -0.13922 | -0.13922 | -0.13922 | -0.13922 | -0.13922 | -0.13922 | -0.13922 | -0.13922 | -0.13922 | -0.13922 | -0.13922 | -0.13922 | -0.13922 | -0.13922 | -0.50156 | -0.50156 | -0.50156 | -0.50156 | -0.50156 | -0.50156 | -0.50156 | -0.50156 | -0.50156 | -0.50156 | -0.50156 | 35 |  |  | 1.1012
Area II Projects: | [53 empty] | 33
Bridgehampton - Buell New 69 kV UG Cable | 2020 |  | 33.2 | 0 | 0 | 0 | 0 | 4.4251 | 4.4251 | 4.4251 | 4.4251 | 4.4251 | 4.4251 | 4.4251 | 4.4251 | 4.4251 | 4.4251 | 4.4251 | 4.4251 | 4.4251 | 4.4251 | 4.4251 | 4.4251 | 4.4251 | 4.4251 | 4.4251 | 4.4251 | 4.4251 | 4.4251 | 4.4251 | 4.4251 | 4.4251 | 4.4251 | 4.4251 | 4.4251 | 4.4251 | 4.4251 | 4.4251 | 4.4251 | 4.4251 | 4.4251 | 4.4251 | [10 empty] | 35 |  | 54.9758
No Deferral |  |  | 33.2 |  | 0 | 0 | 0 | 4.4251 | 4.4251 | 4.4251 | 4.4251 | 4.4251 | 4.4251 | 4.4251 | 4.4251 | 4.4251 | 4.4251 | 4.4251 | 4.4251 | 4.4251 | 4.4251 | 4.4251 | 4.4251 | 4.4251 | 4.4251 | 4.4251 | 4.4251 | 4.4251 | 4.4251 | 4.4251 | 4.4251 | 4.4251 | 4.4251 | 4.4251 | 4.4251 | 4.4251 | 4.4251 | 4.4251 | 4.4251 | 4.4251 | 4.4251 | 4.4251 | [10 empty] | 35 |  | 54.9758
Bridgehampton - Buell New 69 kV UG Cable | 2026 |  | 33.2 | [10 empty] | 5.2839 | 5.2839 | 5.2839 | 5.2839 | 5.2839 | 5.2839 | 5.2839 | 5.2839 | 5.2839 | 5.2839 | 5.2839 | 5.2839 | 5.2839 | 5.2839 | 5.2839 | 5.2839 | 5.2839 | 5.2839 | 5.2839 | 5.2839 | 5.2839 | 5.2839 | 5.2839 | 5.2839 | 5.2839 | 5.2839 | 5.2839 | 5.2839 | 5.2839 | 5.2839 | 5.2839 | 5.2839 | 5.2839 | 5.2839 | 5.2839 |  |  |  |  | 35 |  | 47.608 | 7.3678 | 7.3678 | 153495.4058 | 787431.4319
Deferral to Indicated Year |  |  | 33.2 | [6 empty] | 0 | 0 | 0 | 0 | 5.2839 | 5.2839 | 5.2839 | 5.2839 | 5.2839 | 5.2839 | 5.2839 | 5.2839 | 5.2839 | 5.2839 | 5.2839 | 5.2839 | 5.2839 | 5.2839 | 5.2839 | 5.2839 | 5.2839 | 5.2839 | 5.2839 | 5.2839 | 5.2839 | 5.2839 | 5.2839 | 5.2839 | 5.2839 | 5.2839 | 5.2839 | 5.2839 | 5.2839 | 5.2839 | 5.2839 | 5.2839 | 5.2839 | 5.2839 | 5.2839 |  |  |  |  | 35 |  | 47.608 | 7.3678 | 7.3678 | 153495.4058 | 787431.4319 | =Area II Portion
[59 empty] | 5532762.1371 | =Area II+III Portions
Annual Avoided Costs for Deferral to Indicated Year:
Bridgehampton - Buell New 69 kV UG Cable | 2026 |  |  | 0 | 0 | 0 | 0 | 4.4251 | 4.4251 | 4.4251 | 4.4251 | 4.4251 | 4.4251 | -0.85871 | -0.85871 | -0.85871 | -0.85871 | -0.85871 | -0.85871 | -0.85871 | -0.85871 | -0.85871 | -0.85871 | -0.85871 | -0.85871 | -0.85871 | -0.85871 | -0.85871 | -0.85871 | -0.85871 | -0.85871 | -0.85871 | -0.85871 | -0.85871 | -0.85871 | -0.85871 | -0.85871 | -0.85871 | -0.85871 | -0.85871 | -0.85871 | -0.85871 | -5.2839 | -5.2839 | -5.2839 | -5.2839 | -5.2839 | -5.2839 |  |  |  |  | 35 |  |  | 7.3678
0
Area III Projects: | [52 empty] | 0 | 15
New Canal - Southampton Cable | 2017 |  | 37.6 | 0 | 4.5863 | 4.5863 | 4.5863 | 4.5863 | 4.5863 | 4.5863 | 4.5863 | 4.5863 | 4.5863 | 4.5863 | 4.5863 | 4.5863 | 4.5863 | 4.5863 | 4.5863 | 4.5863 | 4.5863 | 4.5863 | 4.5863 | 4.5863 | 4.5863 | 4.5863 | 4.5863 | 4.5863 | 4.5863 | 4.5863 | 4.5863 | 4.5863 | 4.5863 | 4.5863 | 4.5863 | 4.5863 | 4.5863 | 4.5863 | 4.5863 | [13 empty] | 35 |  | 66.9063
Upgrade Wildwood - Riverhead to 138 kV | 2017 |  | 7.7 | 0 | 0.93922 | 0.93922 | 0.93922 | 0.93922 | 0.93922 | 0.93922 | 0.93922 | 0.93922 | 0.93922 | 0.93922 | 0.93922 | 0.93922 | 0.93922 | 0.93922 | 0.93922 | 0.93922 | 0.93922 | 0.93922 | 0.93922 | 0.93922 | 0.93922 | 0.93922 | 0.93922 | 0.93922 | 0.93922 | 0.93922 | 0.93922 | 0.93922 | 0.93922 | 0.93922 | 0.93922 | 0.93922 | 0.93922 | 0.93922 | 0.93922 | [13 empty] | 35 |  | 13.7016
Riverhead Canal 2nd Line and Bank | 2017 |  | 136.8 | 0 | 16.6864 | 16.6864 | 16.6864 | 16.6864 | 16.6864 | 16.6864 | 16.6864 | 16.6864 | 16.6864 | 16.6864 | 16.6864 | 16.6864 | 16.6864 | 16.6864 | 16.6864 | 16.6864 | 16.6864 | 16.6864 | 16.6864 | 16.6864 | 16.6864 | 16.6864 | 16.6864 | 16.6864 | 16.6864 | 16.6864 | 16.6864 | 16.6864 | 16.6864 | 16.6864 | 16.6864 | 16.6864 | 16.6864 | 16.6864 | 16.6864 | [13 empty] | 35 |  | 243.4251
Canal - Wainscott New 138 kV UG Cable | 2022 |  | 275.5 | 0 | 0 | 0 | 0 | 0 | 0 | 38.957 | 38.957 | 38.957 | 38.957 | 38.957 | 38.957 | 38.957 | 38.957 | 38.957 | 38.957 | 38.957 | 38.957 | 38.957 | 38.957 | 38.957 | 38.957 | 38.957 | 38.957 | 38.957 | 38.957 | 38.957 | 38.957 | 38.957 | 38.957 | 38.957 | 38.957 | 38.957 | 38.957 | 38.957 | 38.957 | 38.957 | 38.957 | 38.957 | 38.957 | 38.957 | [8 empty] | 35 |  | 434.8353
No Deferral |  |  | 457.6 |  | 22.212 | 22.212 | 22.212 | 22.212 | 22.212 | 61.169 | 61.169 | 61.169 | 61.169 | 61.169 | 61.169 | 61.169 | 61.169 | 61.169 | 61.169 | 61.169 | 61.169 | 61.169 | 61.169 | 61.169 | 61.169 | 61.169 | 61.169 | 61.169 | 61.169 | 61.169 | 61.169 | 61.169 | 61.169 | 61.169 | 61.169 | 61.169 | 61.169 | 61.169 | 61.169 | 38.957 | 38.957 | 38.957 | 38.957 | 38.957 | [10 empty] | 758.8683
New Canal - Southampton Cable | 2023 |  | 37.6 | [7 empty] | 5.4763 | 5.4763 | 5.4763 | 5.4763 | 5.4763 | 5.4763 | 5.4763 | 5.4763 | 5.4763 | 5.4763 | 5.4763 | 5.4763 | 5.4763 | 5.4763 | 5.4763 | 5.4763 | 5.4763 | 5.4763 | 5.4763 | 5.4763 | 5.4763 | 5.4763 | 5.4763 | 5.4763 | 5.4763 | 5.4763 | 5.4763 | 5.4763 | 5.4763 | 5.4763 | 5.4763 | 5.4763 | 5.4763 | 5.4763 | 5.4763 | [7 empty] | 35 |  | 57.9396 | 8.9667 | 0 | 0 | 0
Upgrade Wildwood - Riverhead to 138 kV | 2022 |  | 7.7 | [6 empty] | 1.0888 | 1.0888 | 1.0888 | 1.0888 | 1.0888 | 1.0888 | 1.0888 | 1.0888 | 1.0888 | 1.0888 | 1.0888 | 1.0888 | 1.0888 | 1.0888 | 1.0888 | 1.0888 | 1.0888 | 1.0888 | 1.0888 | 1.0888 | 1.0888 | 1.0888 | 1.0888 | 1.0888 | 1.0888 | 1.0888 | 1.0888 | 1.0888 | 1.0888 | 1.0888 | 1.0888 | 1.0888 | 1.0888 | 1.0888 | 1.0888 | [8 empty] | 35 |  | 12.1533 | 1.5483 | 0 | 0 | 0
Riverhead Canal 2nd Line and Bank | 2023 |  | 136.8 | [7 empty] | 19.9245 | 19.9245 | 19.9245 | 19.9245 | 19.9245 | 19.9245 | 19.9245 | 19.9245 | 19.9245 | 19.9245 | 19.9245 | 19.9245 | 19.9245 | 19.9245 | 19.9245 | 19.9245 | 19.9245 | 19.9245 | 19.9245 | 19.9245 | 19.9245 | 19.9245 | 19.9245 | 19.9245 | 19.9245 | 19.9245 | 19.9245 | 19.9245 | 19.9245 | 19.9245 | 19.9245 | 19.9245 | 19.9245 | 19.9245 | 19.9245 | [7 empty] | 35 |  | 210.8017 | 32.6235 | 0 | 0 | 0
Canal - Wainscott New 138 kV UG Cable | 2028 |  | 275.5 | [12 empty] | 46.5167 | 46.5167 | 46.5167 | 46.5167 | 46.5167 | 46.5167 | 46.5167 | 46.5167 | 46.5167 | 46.5167 | 46.5167 | 46.5167 | 46.5167 | 46.5167 | 46.5167 | 46.5167 | 46.5167 | 46.5167 | 46.5167 | 46.5167 | 46.5167 | 46.5167 | 46.5167 | 46.5167 | 46.5167 | 46.5167 | 46.5167 | 46.5167 | 46.5167 | 46.5167 | 46.5167 | 46.5167 | 46.5167 | 46.5167 | 46.5167 |  |  | 35 |  | 376.5593 | 58.276 | 58.276 | 925015.732 | 4745330.7052
Deferral to Indicated Year |  |  | 457.6 | [6 empty] | 1.0888 | 26.4896 | 26.4896 | 26.4896 | 26.4896 | 26.4896 | 73.0063 | 73.0063 | 73.0063 | 73.0063 | 73.0063 | 73.0063 | 73.0063 | 73.0063 | 73.0063 | 73.0063 | 73.0063 | 73.0063 | 73.0063 | 73.0063 | 73.0063 | 73.0063 | 73.0063 | 73.0063 | 73.0063 | 73.0063 | 73.0063 | 73.0063 | 73.0063 | 73.0063 | 73.0063 | 73.0063 | 73.0063 | 73.0063 | 73.0063 | 71.9175 | 46.5167 | 46.5167 | 46.5167 | 46.5167 | 46.5167 |  |  | 41 |  | 657.4539 | 101.4144 | 58.276 | 925015.732 | 4745330.7052 | =Area III Portion
[59 empty] | 4745330.7052 | =Area III Portion
Annual Avoided Costs for Deferral to Indicated Year:
New Canal - Southampton Cable | 2023 |  |  | 0 | 4.5863 | 4.5863 | 4.5863 | 4.5863 | 4.5863 | 4.5863 | -0.88999 | -0.88999 | -0.88999 | -0.88999 | -0.88999 | -0.88999 | -0.88999 | -0.88999 | -0.88999 | -0.88999 | -0.88999 | -0.88999 | -0.88999 | -0.88999 | -0.88999 | -0.88999 | -0.88999 | -0.88999 | -0.88999 | -0.88999 | -0.88999 | -0.88999 | -0.88999 | -0.88999 | -0.88999 | -0.88999 | -0.88999 | -0.88999 | -0.88999 | -5.4763 | -5.4763 | -5.4763 | -5.4763 | -5.4763 | -5.4763 | 0 | 0 | 0 | 0 | 0 |  |  | 35 |  |  | 8.9667
Upgrade Wildwood - Riverhead to 138 kV | 2022 |  |  | 0 | 0.93922 | 0.93922 | 0.93922 | 0.93922 | 0.93922 | -0.14959 | -0.14959 | -0.14959 | -0.14959 | -0.14959 | -0.14959 | -0.14959 | -0.14959 | -0.14959 | -0.14959 | -0.14959 | -0.14959 | -0.14959 | -0.14959 | -0.14959 | -0.14959 | -0.14959 | -0.14959 | -0.14959 | -0.14959 | -0.14959 | -0.14959 | -0.14959 | -0.14959 | -0.14959 | -0.14959 | -0.14959 | -0.14959 | -0.14959 | -0.14959 | -1.0888 | -1.0888 | -1.0888 | -1.0888 | -1.0888 | 0 | 0 | 0 | 0 | 0 | 0 |  |  | 35 |  |  | 1.5483
Riverhead Canal 2nd Line and Bank | 2023 |  |  | 0 | 16.6864 | 16.6864 | 16.6864 | 16.6864 | 16.6864 | 16.6864 | -3.238 | -3.238 | -3.238 | -3.238 | -3.238 | -3.238 | -3.238 | -3.238 | -3.238 | -3.238 | -3.238 | -3.238 | -3.238 | -3.238 | -3.238 | -3.238 | -3.238 | -3.238 | -3.238 | -3.238 | -3.238 | -3.238 | -3.238 | -3.238 | -3.238 | -3.238 | -3.238 | -3.238 | -3.238 | -19.9245 | -19.9245 | -19.9245 | -19.9245 | -19.9245 | -19.9245 | 0 | 0 | 0 | 0 | 0 |  |  | 35 |  |  | 32.6235
Canal - Wainscott New 138 kV UG Cable | 2028 |  |  | 0 | 0 | 0 | 0 | 0 | 0 | 38.957 | 38.957 | 38.957 | 38.957 | 38.957 | 38.957 | -7.5597 | -7.5597 | -7.5597 | -7.5597 | -7.5597 | -7.5597 | -7.5597 | -7.5597 | -7.5597 | -7.5597 | -7.5597 | -7.5597 | -7.5597 | -7.5597 | -7.5597 | -7.5597 | -7.5597 | -7.5597 | -7.5597 | -7.5597 | -7.5597 | -7.5597 | -7.5597 | -7.5597 | -7.5597 | -7.5597 | -7.5597 | -7.5597 | -7.5597 | -46.5167 | -46.5167 | -46.5167 | -46.5167 | -46.5167 | -46.5167 | [5 empty] | 58.276
Total - All Areas (No Deferrals,$Millions) |  |  | 513.3 |  | 24.0294 | 24.6325 | 24.9948 | 29.42 | 29.42 | 68.377 | 68.377 | 68.377 | 68.377 | 68.377 | 68.377 | 68.377 | 68.377 | 68.377 | 68.377 | 68.377 | 68.377 | 68.377 | 68.377 | 68.377 | 68.377 | 68.377 | 68.377 | 68.377 | 68.377 | 68.377 | 68.377 | 68.377 | 68.377 | 68.377 | 68.377 | 68.377 | 68.377 | 68.377 | 68.377 | 44.3475 | 43.7445 | 43.3821 | 38.957 | 38.957 | 0 | 0 | 0 | 0 | 0 | 0 | 0 | 0 |  | 63 | 853.4454 | 119.0703 | = max. total avoided cost in portfolio
Annual Avoided Costs for Deferrals - Area 1 Proposal: (see note*) | Deferral Year |  |  | 2016 | 2017 | 2018 | 2019 | 2020 | 2021 | 2022 | 2023 | 2024 | 2025 | 2026 | 2027 | 2028 | 2029 | 2030 | 2031 | 2032 | 2033 | 2034 | 2035 | 2036 | 2037 | 2038 | 2039 | 2040 | 2041 | 2042 | 2043 | 2044 | 2045 | 2046 | 2047 | 2048 | 2049 | 2050 | 2051 | 2052 | 2053 | 2054 | 2055 | 2056 | 2057 | 2058 | 2059 | 2060 | 2061 | 2062 | 2063 | 2064 |  |  | Differential NPV $M |  | Differential NPV $M (adjusted for COD of Selected Project) | Differntial NPV $/MW | NPV of Transmission Avoided Costs for Selected Project
Area I Projects:
Amagansett Conversion 33 kV | 2030 |  |  | 0 | 0.97582 | 0.97582 | 0.97582 | 0.97582 | 0.97582 | 0.97582 | 0.97582 | 0.97582 | 0.97582 | 0.97582 | 0.97582 | 0.97582 | 0.97582 | -0.4572 | -0.4572 | -0.4572 | -0.4572 | -0.4572 | -0.4572 | -0.4572 | -0.4572 | -0.4572 | -0.4572 | -0.4572 | -0.4572 | -0.4572 | -0.4572 | -0.4572 | -0.4572 | -0.4572 | -0.4572 | -0.4572 | -0.4572 | -0.4572 | -0.4572 | -1.433 | -1.433 | -1.433 | -1.433 | -1.433 | -1.433 | -1.433 | -1.433 | -1.433 | -1.433 | -1.433 | -1.433 | -1.433 |  |  | 3.8129 |  | 0 | 0 | 0
East Hampton Conversion 33 kV | 2030 |  |  | 0 | 0.39033 | 0.39033 | 0.39033 | 0.39033 | 0.39033 | 0.39033 | 0.39033 | 0.39033 | 0.39033 | 0.39033 | 0.39033 | 0.39033 | 0.39033 | -0.18288 | -0.18288 | -0.18288 | -0.18288 | -0.18288 | -0.18288 | -0.18288 | -0.18288 | -0.18288 | -0.18288 | -0.18288 | -0.18288 | -0.18288 | -0.18288 | -0.18288 | -0.18288 | -0.18288 | -0.18288 | -0.18288 | -0.18288 | -0.18288 | -0.18288 | -0.57321 | -0.57321 | -0.57321 | -0.57321 | -0.57321 | -0.57321 | -0.57321 | -0.57321 | -0.57321 | -0.57321 | -0.57321 | -0.57321 | -0.57321 |  |  | 1.5252 |  | 0 | 0 | 0
Buell Conversion 33 kV | 2030 |  |  | 0 | 0.45131 | 0.45131 | 0.45131 | 0.45131 | 0.45131 | 0.45131 | 0.45131 | 0.45131 | 0.45131 | 0.45131 | 0.45131 | 0.45131 | 0.45131 | -0.21146 | -0.21146 | -0.21146 | -0.21146 | -0.21146 | -0.21146 | -0.21146 | -0.21146 | -0.21146 | -0.21146 | -0.21146 | -0.21146 | -0.21146 | -0.21146 | -0.21146 | -0.21146 | -0.21146 | -0.21146 | -0.21146 | -0.21146 | -0.21146 | -0.21146 | -0.66277 | -0.66277 | -0.66277 | -0.66277 | -0.66277 | -0.66277 | -0.66277 | -0.66277 | -0.66277 | -0.66277 | -0.66277 | -0.66277 | -0.66277 |  |  | 1.7635 |  | 0 | 0 | 0
Hither Hills Conversion to 33 kV | 2030 |  |  | 0 | 0 | 0.60305 | 0.60305 | 0.60305 | 0.60305 | 0.60305 | 0.60305 | 0.60305 | 0.60305 | 0.60305 | 0.60305 | 0.60305 | 0.60305 | -0.25676 | -0.25676 | -0.25676 | -0.25676 | -0.25676 | -0.25676 | -0.25676 | -0.25676 | -0.25676 | -0.25676 | -0.25676 | -0.25676 | -0.25676 | -0.25676 | -0.25676 | -0.25676 | -0.25676 | -0.25676 | -0.25676 | -0.25676 | -0.25676 | -0.25676 | -0.25676 | -0.85981 | -0.85981 | -0.85981 | -0.85981 | -0.85981 | -0.85981 | -0.85981 | -0.85981 | -0.85981 | -0.85981 | -0.85981 | -0.85981 |  |  | 2.0853 |  | 2.0853 | 139022.8879 | 713187.4151
Culloden Pt Conversion to 33 kV | 2030 |  |  | 0 | 0 | 0 | 0.36233 | 0.36233 | 0.36233 | 0.36233 | 0.36233 | 0.36233 | 0.36233 | 0.36233 | 0.36233 | 0.36233 | 0.36233 | -0.13922 | -0.13922 | -0.13922 | -0.13922 | -0.13922 | -0.13922 | -0.13922 | -0.13922 | -0.13922 | -0.13922 | -0.13922 | -0.13922 | -0.13922 | -0.13922 | -0.13922 | -0.13922 | -0.13922 | -0.13922 | -0.13922 | -0.13922 | -0.13922 | -0.13922 | -0.13922 | -0.13922 | -0.50156 | -0.50156 | -0.50156 | -0.50156 | -0.50156 | -0.50156 | -0.50156 | -0.50156 | -0.50156 | -0.50156 | -0.50156 |  |  | 1.1012 |  | 1.1012 | 73412.135 | 376604.2526
[59 empty] | 1089791.6676 | =Area I Portion
Area II Projects: | [58 empty] | 6622553.8047 | =Area I+II+III Portions
Bridgehampton - Buell New 69 kV UG Cable | 2026 |  |  | 0 | 0 | 0 | 0 | 4.4251 | 4.4251 | 4.4251 | 4.4251 | 4.4251 | 4.4251 | -0.85871 | -0.85871 | -0.85871 | -0.85871 | -0.85871 | -0.85871 | -0.85871 | -0.85871 | -0.85871 | -0.85871 | -0.85871 | -0.85871 | -0.85871 | -0.85871 | -0.85871 | -0.85871 | -0.85871 | -0.85871 | -0.85871 | -0.85871 | -0.85871 | -0.85871 | -0.85871 | -0.85871 | -0.85871 | -0.85871 | -0.85871 | -0.85871 | -0.85871 | -5.2839 | -5.2839 | -5.2839 | -5.2839 | -5.2839 | -5.2839 | 0 | 0 | 0 | 0 |  |  | 7.3678 |  | 7.3678 | 153495.4058 | 787431.4319
[59 empty] | 787431.4319 | =Area II Portion
Area III Projects: | [58 empty] | 5532762.1371 | =Area II+III Portions
New Canal - Southampton Cable | 2023 |  |  | 0 | 4.5863 | 4.5863 | 4.5863 | 4.5863 | 4.5863 | 4.5863 | -0.88999 | -0.88999 | -0.88999 | -0.88999 | -0.88999 | -0.88999 | -0.88999 | -0.88999 | -0.88999 | -0.88999 | -0.88999 | -0.88999 | -0.88999 | -0.88999 | -0.88999 | -0.88999 | -0.88999 | -0.88999 | -0.88999 | -0.88999 | -0.88999 | -0.88999 | -0.88999 | -0.88999 | -0.88999 | -0.88999 | -0.88999 | -0.88999 | -0.88999 | -5.4763 | -5.4763 | -5.4763 | -5.4763 | -5.4763 | -5.4763 | 0 | 0 | 0 | 0 | 0 | 0 | 0 |  |  | 8.9667 |  | 0 | 0 | 0
Upgrade Wildwood - Riverhead to 138 kV | 2022 |  |  | 0 | 0.93922 | 0.93922 | 0.93922 | 0.93922 | 0.93922 | -0.14959 | -0.14959 | -0.14959 | -0.14959 | -0.14959 | -0.14959 | -0.14959 | -0.14959 | -0.14959 | -0.14959 | -0.14959 | -0.14959 | -0.14959 | -0.14959 | -0.14959 | -0.14959 | -0.14959 | -0.14959 | -0.14959 | -0.14959 | -0.14959 | -0.14959 | -0.14959 | -0.14959 | -0.14959 | -0.14959 | -0.14959 | -0.14959 | -0.14959 | -0.14959 | -1.0888 | -1.0888 | -1.0888 | -1.0888 | -1.0888 | 0 | 0 | 0 | 0 | 0 | 0 | 0 | 0 |  |  | 1.5483 |  | 0 | 0 | 0
Riverhead Canal 2nd Line and Bank | 2023 |  |  | 0 | 16.6864 | 16.6864 | 16.6864 | 16.6864 | 16.6864 | 16.6864 | -3.238 | -3.238 | -3.238 | -3.238 | -3.238 | -3.238 | -3.238 | -3.238 | -3.238 | -3.238 | -3.238 | -3.238 | -3.238 | -3.238 | -3.238 | -3.238 | -3.238 | -3.238 | -3.238 | -3.238 | -3.238 | -3.238 | -3.238 | -3.238 | -3.238 | -3.238 | -3.238 | -3.238 | -3.238 | -19.9245 | -19.9245 | -19.9245 | -19.9245 | -19.9245 | -19.9245 | 0 | 0 | 0 | 0 | 0 | 0 | 0 |  |  | 32.6235 |  | 0 | 0 | 0
Canal - Wainscott New 138 kV UG Cable | 2028 |  |  | 0 | 0 | 0 | 0 | 0 | 0 | 38.957 | 38.957 | 38.957 | 38.957 | 38.957 | 38.957 | -7.5597 | -7.5597 | -7.5597 | -7.5597 | -7.5597 | -7.5597 | -7.5597 | -7.5597 | -7.5597 | -7.5597 | -7.5597 | -7.5597 | -7.5597 | -7.5597 | -7.5597 | -7.5597 | -7.5597 | -7.5597 | -7.5597 | -7.5597 | -7.5597 | -7.5597 | -7.5597 | -7.5597 | -7.5597 | -7.5597 | -7.5597 | -7.5597 | -7.5597 | -46.5167 | -46.5167 | -46.5167 | -46.5167 | -46.5167 | -46.5167 | 0 | 0 |  |  | 58.276 |  | 58.276 | 925015.732 | 4745330.7052
[59 empty] | 4745330.7052 | =Area III Portion
Total - Area 1 Proposal, $Millions (unadjusted) |  |  |  | 0 | 0 | 0.60305 | 0.96539 | 5.3905 | 5.3905 | 44.3475 | 44.3475 | 44.3475 | 44.3475 | 39.0637 | 39.0637 | -7.453 | -7.453 | -8.8144 | -8.8144 | -8.8144 | -8.8144 | -8.8144 | -8.8144 | -8.8144 | -8.8144 | -8.8144 | -8.8144 | -8.8144 | -8.8144 | -8.8144 | -8.8144 | -8.8144 | -8.8144 | -8.8144 | -8.8144 | -8.8144 | -8.8144 | -8.8144 | -8.8144 | -8.8144 | -9.4174 | -9.7798 | -14.2049 | -14.2049 | -53.1619 | -53.1619 | -53.1619 | -53.1619 | -47.878 | -47.878 | -1.3614 | -1.3614 |  |  | 68.8303 |  |  | 1290946.1608 | 6622553.8047
$/MW-yr |  |  |  | 0 | 0 | 40203.5861 | 64359.2408 | 156549.7282 | 156549.7282 | 774914.5398 | 774914.5398 | 774914.5398 | 774914.5398 | 664834.2766 | 664834.2766 | -73525.6468 | -73525.6468 | -164283.4228 | -164283.4228 | -164283.4228 | -164283.4228 | -164283.4228 | -164283.4228 | -164283.4228 | -164283.4228 | -164283.4228 | -164283.4228 | -164283.4228 | -164283.4228 | -164283.4228 | -164283.4228 | -164283.4228 | -164283.4228 | -164283.4228 | -164283.4228 | -164283.4228 | -164283.4228 | -164283.4228 | -164283.4228 | -164283.4228 | -204487.0089 | -228642.6636 | -320833.151 | -320833.151 | -939197.9626 | -939197.9626 | -939197.9626 | -939197.9626 | -829117.6994 | -829117.6994 | -90757.776 | -90757.776
$Millions (adjusted) |  |  |  | 0 | 0 | 0.20624 | 0.33016 | 0.8031 | 0.8031 | 3.9753 | 3.9753 | 3.9753 | 3.9753 | 3.4106 | 3.4106 | -0.37719 | -0.37719 | -0.84277 | -0.84277 | -0.84277 | -0.84277 | -0.84277 | -0.84277 | -0.84277 | -0.84277 | -0.84277 | -0.84277 | -0.84277 | -0.84277 | -0.84277 | -0.84277 | -0.84277 | -0.84277 | -0.84277 | -0.84277 | -0.84277 | -0.84277 | -0.84277 | -0.84277 | -0.84277 | -1.049 | -1.1729 | -1.6459 | -1.6459 | -4.8181 | -4.8181 | -4.8181 | -4.8181 | -4.2534 | -4.2534 | -0.46559 | -0.46559 |  |  | 6622.5538
Annual Avoided Costs for Deferrals - Area 2 Proposal: (see note*) | Deferral Year |  |  | 2016 | 2017 | 2018 | 2019 | 2020 | 2021 | 2022 | 2023 | 2024 | 2025 | 2026 | 2027 | 2028 | 2029 | 2030 | 2031 | 2032 | 2033 | 2034 | 2035 | 2036 | 2037 | 2038 | 2039 | 2040 | 2041 | 2042 | 2043 | 2044 | 2045 | 2046 | 2047 | 2048 | 2049 | 2050 | 2051 | 2052 | 2053 | 2054 | 2055 | 2056 | 2057 | 2058 | 2059 | 2060 | 2061 | 2062 | 2063 | 2064 |  |  | Differential NPV $M |  | Differential NPV $M (adjusted for COD of Selected Project) | Differntial NPV $/MW | NPV of Transmission Avoided Costs for Selected Project
Area I Projects:
Amagansett Conversion 33 kV | 2030 |  |  | 0 | 0 | 0 | 0 | 0 | 0 | 0 | 0 | 0 | 0 | 0 | 0 | 0 | 0 | 0 | 0 | 0 | 0 | 0 | 0 | 0 | 0 | 0 | 0 | 0 | 0 | 0 | 0 | 0 | 0 | 0 | 0 | 0 | 0 | 0 | 0 | 0 | 0 | 0 | 0 | 0 | 0 | 0 | 0 | 0 | 0 | 0 | 0 | 0 |  |  | 0 |  | 0 | 0 | 0
East Hampton Conversion 33 kV | 2030 |  |  | 0 | 0 | 0 | 0 | 0 | 0 | 0 | 0 | 0 | 0 | 0 | 0 | 0 | 0 | 0 | 0 | 0 | 0 | 0 | 0 | 0 | 0 | 0 | 0 | 0 | 0 | 0 | 0 | 0 | 0 | 0 | 0 | 0 | 0 | 0 | 0 | 0 | 0 | 0 | 0 | 0 | 0 | 0 | 0 | 0 | 0 | 0 | 0 | 0 |  |  | 0 |  | 0 | 0 | 0
Buell Conversion 33 kV | 2030 |  |  | 0 | 0 | 0 | 0 | 0 | 0 | 0 | 0 | 0 | 0 | 0 | 0 | 0 | 0 | 0 | 0 | 0 | 0 | 0 | 0 | 0 | 0 | 0 | 0 | 0 | 0 | 0 | 0 | 0 | 0 | 0 | 0 | 0 | 0 | 0 | 0 | 0 | 0 | 0 | 0 | 0 | 0 | 0 | 0 | 0 | 0 | 0 | 0 | 0 |  |  | 0 |  | 0 | 0 | 0
Hither Hills Conversion to 33 kV | 2030 |  |  | 0 | 0 | 0 | 0 | 0 | 0 | 0 | 0 | 0 | 0 | 0 | 0 | 0 | 0 | 0 | 0 | 0 | 0 | 0 | 0 | 0 | 0 | 0 | 0 | 0 | 0 | 0 | 0 | 0 | 0 | 0 | 0 | 0 | 0 | 0 | 0 | 0 | 0 | 0 | 0 | 0 | 0 | 0 | 0 | 0 | 0 | 0 | 0 | 0 |  |  | 0 |  | 0 | 0 | 0
Culloden Pt Conversion to 33 kV | 2030 |  |  | 0 | 0 | 0 | 0 | 0 | 0 | 0 | 0 | 0 | 0 | 0 | 0 | 0 | 0 | 0 | 0 | 0 | 0 | 0 | 0 | 0 | 0 | 0 | 0 | 0 | 0 | 0 | 0 | 0 | 0 | 0 | 0 | 0 | 0 | 0 | 0 | 0 | 0 | 0 | 0 | 0 | 0 | 0 | 0 | 0 | 0 | 0 | 0 | 0 |  |  | 0 |  | 0 | 0 | 0
[59 empty] | 0 | =Area I Portion
Area II Projects: | [58 empty] | 0 | =Area I+II+III Portions
Bridgehampton - Buell New 69 kV UG Cable | 2026 |  |  | 0 | 0 | 0 | 0 | 4.4251 | 4.4251 | 4.4251 | 4.4251 | 4.4251 | 4.4251 | -0.85871 | -0.85871 | -0.85871 | -0.85871 | -0.85871 | -0.85871 | -0.85871 | -0.85871 | -0.85871 | -0.85871 | -0.85871 | -0.85871 | -0.85871 | -0.85871 | -0.85871 | -0.85871 | -0.85871 | -0.85871 | -0.85871 | -0.85871 | -0.85871 | -0.85871 | -0.85871 | -0.85871 | -0.85871 | -0.85871 | -0.85871 | -0.85871 | -0.85871 | -5.2839 | -5.2839 | -5.2839 | -5.2839 | -5.2839 | -5.2839 | 0 | 0 | 0 | 0 |  |  | 7.3678 |  | 7.3678 | 153495.4058 | 0
[59 empty] | 0 | =Area II Portion
Area III Projects: | [58 empty] | 0 | =Area II+III Portions
New Canal - Southampton Cable | 2023 |  |  | 0 | 4.5863 | 4.5863 | 4.5863 | 4.5863 | 4.5863 | 4.5863 | -0.88999 | -0.88999 | -0.88999 | -0.88999 | -0.88999 | -0.88999 | -0.88999 | -0.88999 | -0.88999 | -0.88999 | -0.88999 | -0.88999 | -0.88999 | -0.88999 | -0.88999 | -0.88999 | -0.88999 | -0.88999 | -0.88999 | -0.88999 | -0.88999 | -0.88999 | -0.88999 | -0.88999 | -0.88999 | -0.88999 | -0.88999 | -0.88999 | -0.88999 | -5.4763 | -5.4763 | -5.4763 | -5.4763 | -5.4763 | -5.4763 | 0 | 0 | 0 | 0 | 0 | 0 | 0 |  |  | 8.9667 |  | 0 | 0 | 0
Upgrade Wildwood - Riverhead to 138 kV | 2022 |  |  | 0 | 0.93922 | 0.93922 | 0.93922 | 0.93922 | 0.93922 | -0.14959 | -0.14959 | -0.14959 | -0.14959 | -0.14959 | -0.14959 | -0.14959 | -0.14959 | -0.14959 | -0.14959 | -0.14959 | -0.14959 | -0.14959 | -0.14959 | -0.14959 | -0.14959 | -0.14959 | -0.14959 | -0.14959 | -0.14959 | -0.14959 | -0.14959 | -0.14959 | -0.14959 | -0.14959 | -0.14959 | -0.14959 | -0.14959 | -0.14959 | -0.14959 | -1.0888 | -1.0888 | -1.0888 | -1.0888 | -1.0888 | 0 | 0 | 0 | 0 | 0 | 0 | 0 | 0 |  |  | 1.5483 |  | 0 | 0 | 0
Riverhead Canal 2nd Line and Bank | 2023 |  |  | 0 | 16.6864 | 16.6864 | 16.6864 | 16.6864 | 16.6864 | 16.6864 | -3.238 | -3.238 | -3.238 | -3.238 | -3.238 | -3.238 | -3.238 | -3.238 | -3.238 | -3.238 | -3.238 | -3.238 | -3.238 | -3.238 | -3.238 | -3.238 | -3.238 | -3.238 | -3.238 | -3.238 | -3.238 | -3.238 | -3.238 | -3.238 | -3.238 | -3.238 | -3.238 | -3.238 | -3.238 | -19.9245 | -19.9245 | -19.9245 | -19.9245 | -19.9245 | -19.9245 | 0 | 0 | 0 | 0 | 0 | 0 | 0 |  |  | 32.6235 |  | 0 | 0 | 0
Canal - Wainscott New 138 kV UG Cable | 2028 |  |  | 0 | 0 | 0 | 0 | 0 | 0 | 38.957 | 38.957 | 38.957 | 38.957 | 38.957 | 38.957 | -7.5597 | -7.5597 | -7.5597 | -7.5597 | -7.5597 | -7.5597 | -7.5597 | -7.5597 | -7.5597 | -7.5597 | -7.5597 | -7.5597 | -7.5597 | -7.5597 | -7.5597 | -7.5597 | -7.5597 | -7.5597 | -7.5597 | -7.5597 | -7.5597 | -7.5597 | -7.5597 | -7.5597 | -7.5597 | -7.5597 | -7.5597 | -7.5597 | -7.5597 | -46.5167 | -46.5167 | -46.5167 | -46.5167 | -46.5167 | -46.5167 | 0 | 0 |  |  | 58.276 |  | 58.276 | 925015.732 | 0
[59 empty] | 0 | =Area III Portion
Total - Area 2 Proposal, $Millions (unadjusted) |  |  |  | 0 | 0 | 0 | 0 | 4.4251 | 4.4251 | 43.3821 | 43.3821 | 43.3821 | 43.3821 | 38.0983 | 38.0983 | -8.4184 | -8.4184 | -8.4184 | -8.4184 | -8.4184 | -8.4184 | -8.4184 | -8.4184 | -8.4184 | -8.4184 | -8.4184 | -8.4184 | -8.4184 | -8.4184 | -8.4184 | -8.4184 | -8.4184 | -8.4184 | -8.4184 | -8.4184 | -8.4184 | -8.4184 | -8.4184 | -8.4184 | -8.4184 | -8.4184 | -8.4184 | -12.8435 | -12.8435 | -51.8005 | -51.8005 | -51.8005 | -51.8005 | -46.5167 | -46.5167 | 0 | 0 |  |  | 65.6438 |  |  | 1078511.1378 | 0
$/MW-yr |  |  |  | 0 | 0 | 0 | 0 | 92190.4874 | 92190.4874 | 710555.299 | 710555.299 | 710555.299 | 710555.299 | 600475.0358 | 600475.0358 | -137884.8876 | -137884.8876 | -137884.8876 | -137884.8876 | -137884.8876 | -137884.8876 | -137884.8876 | -137884.8876 | -137884.8876 | -137884.8876 | -137884.8876 | -137884.8876 | -137884.8876 | -137884.8876 | -137884.8876 | -137884.8876 | -137884.8876 | -137884.8876 | -137884.8876 | -137884.8876 | -137884.8876 | -137884.8876 | -137884.8876 | -137884.8876 | -137884.8876 | -137884.8876 | -137884.8876 | -230075.375 | -230075.375 | -848440.1866 | -848440.1866 | -848440.1866 | -848440.1866 | -738359.9234 | -738359.9234 | 0 | 0
$Millions (adjusted) |  |  |  | 0 | 0 | 0 | 0 | 0 | 0 | 0 | 0 | 0 | 0 | 0 | 0 | 0 | 0 | 0 | 0 | 0 | 0 | 0 | 0 | 0 | 0 | 0 | 0 | 0 | 0 | 0 | 0 | 0 | 0 | 0 | 0 | 0 | 0 | 0 | 0 | 0 | 0 | 0 | 0 | 0 | 0 | 0 | 0 | 0 | 0 | 0 | 0 | 0 |  |  | 0
Annual Avoided Costs for Deferrals - Area 3 Proposal: (see note*) | Deferral Year |  |  | 2016 | 2017 | 2018 | 2019 | 2020 | 2021 | 2022 | 2023 | 2024 | 2025 | 2026 | 2027 | 2028 | 2029 | 2030 | 2031 | 2032 | 2033 | 2034 | 2035 | 2036 | 2037 | 2038 | 2039 | 2040 | 2041 | 2042 | 2043 | 2044 | 2045 | 2046 | 2047 | 2048 | 2049 | 2050 | 2051 | 2052 | 2053 | 2054 | 2055 | 2056 | 2057 | 2058 | 2059 | 2060 | 2061 | 2062 | 2063 | 2064 |  |  | Differential NPV $M |  | Differential NPV $M (adjusted for COD of Selected Project) | Differntial NPV $/MW | NPV of Transmission Avoided Costs for Selected Project
Area I Projects:
Amagansett Conversion 33 kV | 2030 |  |  | 0 | 0 | 0 | 0 | 0 | 0 | 0 | 0 | 0 | 0 | 0 | 0 | 0 | 0 | 0 | 0 | 0 | 0 | 0 | 0 | 0 | 0 | 0 | 0 | 0 | 0 | 0 | 0 | 0 | 0 | 0 | 0 | 0 | 0 | 0 | 0 | 0 | 0 | 0 | 0 | 0 | 0 | 0 | 0 | 0 | 0 | 0 | 0 | 0 |  |  | 0 |  | 0 | 0 | 0
East Hampton Conversion 33 kV | 2030 |  |  | 0 | 0 | 0 | 0 | 0 | 0 | 0 | 0 | 0 | 0 | 0 | 0 | 0 | 0 | 0 | 0 | 0 | 0 | 0 | 0 | 0 | 0 | 0 | 0 | 0 | 0 | 0 | 0 | 0 | 0 | 0 | 0 | 0 | 0 | 0 | 0 | 0 | 0 | 0 | 0 | 0 | 0 | 0 | 0 | 0 | 0 | 0 | 0 | 0 |  |  | 0 |  | 0 | 0 | 0
Buell Conversion 33 kV | 2030 |  |  | 0 | 0 | 0 | 0 | 0 | 0 | 0 | 0 | 0 | 0 | 0 | 0 | 0 | 0 | 0 | 0 | 0 | 0 | 0 | 0 | 0 | 0 | 0 | 0 | 0 | 0 | 0 | 0 | 0 | 0 | 0 | 0 | 0 | 0 | 0 | 0 | 0 | 0 | 0 | 0 | 0 | 0 | 0 | 0 | 0 | 0 | 0 | 0 | 0 |  |  | 0 |  | 0 | 0 | 0
Hither Hills Conversion to 33 kV | 2030 |  |  | 0 | 0 | 0 | 0 | 0 | 0 | 0 | 0 | 0 | 0 | 0 | 0 | 0 | 0 | 0 | 0 | 0 | 0 | 0 | 0 | 0 | 0 | 0 | 0 | 0 | 0 | 0 | 0 | 0 | 0 | 0 | 0 | 0 | 0 | 0 | 0 | 0 | 0 | 0 | 0 | 0 | 0 | 0 | 0 | 0 | 0 | 0 | 0 | 0 |  |  | 0 |  | 0 | 0 | 0
Culloden Pt Conversion to 33 kV | 2030 |  |  | 0 | 0 | 0 | 0 | 0 | 0 | 0 | 0 | 0 | 0 | 0 | 0 | 0 | 0 | 0 | 0 | 0 | 0 | 0 | 0 | 0 | 0 | 0 | 0 | 0 | 0 | 0 | 0 | 0 | 0 | 0 | 0 | 0 | 0 | 0 | 0 | 0 | 0 | 0 | 0 | 0 | 0 | 0 | 0 | 0 | 0 | 0 | 0 | 0 |  |  | 0 |  | 0 | 0 | 0
[59 empty] | 0 | =Area I Portion
Area II Projects: | [58 empty] | 0 | =Area I+II+III Portions
Bridgehampton - Buell New 69 kV UG Cable | 2026 |  |  | 0 | 0 | 0 | 0 | 0 | 0 | 0 | 0 | 0 | 0 | 0 | 0 | 0 | 0 | 0 | 0 | 0 | 0 | 0 | 0 | 0 | 0 | 0 | 0 | 0 | 0 | 0 | 0 | 0 | 0 | 0 | 0 | 0 | 0 | 0 | 0 | 0 | 0 | 0 | 0 | 0 | 0 | 0 | 0 | 0 | 0 | 0 | 0 | 0 |  |  | 0 |  | 0 | 0 | 0
[59 empty] | 0 | =Area II Portion
Area III Projects: | [58 empty] | 0 | =Area II+III Portions
New Canal - Southampton Cable | 2023 |  |  | 0 | 4.5863 | 4.5863 | 4.5863 | 4.5863 | 4.5863 | 4.5863 | -0.88999 | -0.88999 | -0.88999 | -0.88999 | -0.88999 | -0.88999 | -0.88999 | -0.88999 | -0.88999 | -0.88999 | -0.88999 | -0.88999 | -0.88999 | -0.88999 | -0.88999 | -0.88999 | -0.88999 | -0.88999 | -0.88999 | -0.88999 | -0.88999 | -0.88999 | -0.88999 | -0.88999 | -0.88999 | -0.88999 | -0.88999 | -0.88999 | -0.88999 | -5.4763 | -5.4763 | -5.4763 | -5.4763 | -5.4763 | -5.4763 | 0 | 0 | 0 | 0 | 0 | 0 | 0 |  |  | 8.9667 |  | 0 | 0 | 0
Upgrade Wildwood - Riverhead to 138 kV | 2022 |  |  | 0 | 0.93922 | 0.93922 | 0.93922 | 0.93922 | 0.93922 | -0.14959 | -0.14959 | -0.14959 | -0.14959 | -0.14959 | -0.14959 | -0.14959 | -0.14959 | -0.14959 | -0.14959 | -0.14959 | -0.14959 | -0.14959 | -0.14959 | -0.14959 | -0.14959 | -0.14959 | -0.14959 | -0.14959 | -0.14959 | -0.14959 | -0.14959 | -0.14959 | -0.14959 | -0.14959 | -0.14959 | -0.14959 | -0.14959 | -0.14959 | -0.14959 | -1.0888 | -1.0888 | -1.0888 | -1.0888 | -1.0888 | 0 | 0 | 0 | 0 | 0 | 0 | 0 | 0 |  |  | 1.5483 |  | 0 | 0 | 0
Riverhead Canal 2nd Line and Bank | 2023 |  |  | 0 | 16.6864 | 16.6864 | 16.6864 | 16.6864 | 16.6864 | 16.6864 | -3.238 | -3.238 | -3.238 | -3.238 | -3.238 | -3.238 | -3.238 | -3.238 | -3.238 | -3.238 | -3.238 | -3.238 | -3.238 | -3.238 | -3.238 | -3.238 | -3.238 | -3.238 | -3.238 | -3.238 | -3.238 | -3.238 | -3.238 | -3.238 | -3.238 | -3.238 | -3.238 | -3.238 | -3.238 | -19.9245 | -19.9245 | -19.9245 | -19.9245 | -19.9245 | -19.9245 | 0 | 0 | 0 | 0 | 0 | 0 | 0 |  |  | 32.6235 |  | 0 | 0 | 0
Canal - Wainscott New 138 kV UG Cable | 2028 |  |  | 0 | 0 | 0 | 0 | 0 | 0 | 38.957 | 38.957 | 38.957 | 38.957 | 38.957 | 38.957 | -7.5597 | -7.5597 | -7.5597 | -7.5597 | -7.5597 | -7.5597 | -7.5597 | -7.5597 | -7.5597 | -7.5597 | -7.5597 | -7.5597 | -7.5597 | -7.5597 | -7.5597 | -7.5597 | -7.5597 | -7.5597 | -7.5597 | -7.5597 | -7.5597 | -7.5597 | -7.5597 | -7.5597 | -7.5597 | -7.5597 | -7.5597 | -7.5597 | -7.5597 | -46.5167 | -46.5167 | -46.5167 | -46.5167 | -46.5167 | -46.5167 | 0 | 0 |  |  | 58.276 |  | 58.276 | 925015.732 | 0
[59 empty] | 0 | =Area III Portion
Total - Area 3 Proposal, $Millions (unadjusted) |  |  |  | 0 | 22.212 | 22.212 | 22.212 | 22.212 | 22.212 | 60.0802 | 34.6794 | 34.6794 | 34.6794 | 34.6794 | 34.6794 | -11.8373 | -11.8373 | -11.8373 | -11.8373 | -11.8373 | -11.8373 | -11.8373 | -11.8373 | -11.8373 | -11.8373 | -11.8373 | -11.8373 | -11.8373 | -11.8373 | -11.8373 | -11.8373 | -11.8373 | -11.8373 | -11.8373 | -11.8373 | -11.8373 | -11.8373 | -11.8373 | -11.8373 | -34.0493 | -34.0493 | -34.0493 | -34.0493 | -34.0493 | -71.9175 | -46.5167 | -46.5167 | -46.5167 | -46.5167 | -46.5167 | 0 | 0 |  |  | 101.4144 |  |  | 925015.732 | 0
$/MW-yr |  |  |  | 0 | 0 | 0 | 0 | 0 | 0 | 618364.8116 | 618364.8116 | 618364.8116 | 618364.8116 | 618364.8116 | 618364.8116 | -119995.1118 | -119995.1118 | -119995.1118 | -119995.1118 | -119995.1118 | -119995.1118 | -119995.1118 | -119995.1118 | -119995.1118 | -119995.1118 | -119995.1118 | -119995.1118 | -119995.1118 | -119995.1118 | -119995.1118 | -119995.1118 | -119995.1118 | -119995.1118 | -119995.1118 | -119995.1118 | -119995.1118 | -119995.1118 | -119995.1118 | -119995.1118 | -119995.1118 | -119995.1118 | -119995.1118 | -119995.1118 | -119995.1118 | -738359.9234 | -738359.9234 | -738359.9234 | -738359.9234 | -738359.9234 | -738359.9234 | 0 | 0
$Millions (adjusted) |  |  |  | 0 | 0 | 0 | 0 | 0 | 0 | 0 | 0 | 0 | 0 | 0 | 0 | 0 | 0 | 0 | 0 | 0 | 0 | 0 | 0 | 0 | 0 | 0 | 0 | 0 | 0 | 0 | 0 | 0 | 0 | 0 | 0 | 0 | 0 | 0 | 0 | 0 | 0 | 0 | 0 | 0 | 0 | 0 | 0 | 0 | 0 | 0 | 0 | 0 |  |  | 0
Discount Factor (Relative to 1/1/2016) = |  |  |  | 0.94787 | 0.89845 | 0.85161 | 0.80722 | 0.76513 | 0.72525 | 0.68744 | 0.6516 | 0.61763 | 0.58543 | 0.55491 | 0.52598 | 0.49856 | 0.47257 | 0.44793 | 0.42458 | 0.40245 | 0.38147 | 0.36158 | 0.34273 | 0.32486 | 0.30793 | 0.29187 | 0.27666 | 0.26223 | 0.24856 | 0.2356 | 0.22332 | 0.21168 | 0.20064 | 0.19018 | 0.18027 | 0.17087 | 0.16196 | 0.15352 | 0.14552 | 0.13793 | 0.13074 | 0.12392 | 0.11746 | 0.11134 | 0.10554 | 0.10003 | 0.094818 | 0.089875 | 0.08519 | 0.080748 | 0.076539 | 0.072549
* Note: A positive (+) avoided cost in a given year represents a cost savings relative to not having a transmission project deferral.
Note on BF17: Todd Kantarek: Interconnection at Montauk Sub. Added 2.6% transmission loss factor.

## PhII (LIE200-5MW)
Version |  | Based on PSEGLI file: "East End Utility 2_0_Economics_2014_10_13_r28_Sargent_Lundy.xlsx"
Annual Revenue Requirements (Millions of $s)
1) Reference (Transmission only) Case
Project | I/S Year | Investor | Capital (2015$s) | 2016 | 2017 | 2018 | 2019 | 2020 | 2021 | 2022 | 2023 | 2024 | 2025 | 2026 | 2027 | 2028 | 2029 | 2030 | 2031 | 2032 | 2033 | 2034 | 2035 | 2036 | 2037 | 2038 | 2039 | 2040 | 2041 | 2042 | 2043 | 2044 | 2045 | 2046 | 2047 | 2048 | 2049 | 2050 | 2051 | 2052 | 2053 | 2054 | 2055 | 2056 | 2057 | 2058 | 2059 | 2060 | 2061 | 2062 | 2063 | 2064 |  | NPV |  | Proposal Number = | LIE200
Transmission Reinforcement I | 2017 | PSEGLI | 197 | 0 | 24.0294 | 24.0294 | 24.0294 | 24.0294 | 24.0294 | 24.0294 | 24.0294 | 24.0294 | 24.0294 | 24.0294 | 24.0294 | 24.0294 | 24.0294 | 24.0294 | 24.0294 | 24.0294 | 24.0294 | 24.0294 | 24.0294 | 24.0294 | 24.0294 | 24.0294 | 24.0294 | 24.0294 | 24.0294 | 24.0294 | 24.0294 | 24.0294 | 24.0294 | 24.0294 | 24.0294 | 24.0294 | 24.0294 | 24.0294 | 24.0294 | [13 empty] | 35 | 350.5464 |  | Proposer Name = | LI Energy Storage System LLC
Transmission Reinforcement II | 2018 | PSEGLI | 4.8 | 0 | 0 | 0.60305 | 0.60305 | 0.60305 | 0.60305 | 0.60305 | 0.60305 | 0.60305 | 0.60305 | 0.60305 | 0.60305 | 0.60305 | 0.60305 | 0.60305 | 0.60305 | 0.60305 | 0.60305 | 0.60305 | 0.60305 | 0.60305 | 0.60305 | 0.60305 | 0.60305 | 0.60305 | 0.60305 | 0.60305 | 0.60305 | 0.60305 | 0.60305 | 0.60305 | 0.60305 | 0.60305 | 0.60305 | 0.60305 | 0.60305 | 0.60305 | [12 empty] | 35 | 8.3388 |  | Proposal/Project = | Deerfield Energy Storage System
Transmission Reinforcement III | 2019 | PSEGLI | 2.8 | 0 | 0 | 0 | 0.36233 | 0.36233 | 0.36233 | 0.36233 | 0.36233 | 0.36233 | 0.36233 | 0.36233 | 0.36233 | 0.36233 | 0.36233 | 0.36233 | 0.36233 | 0.36233 | 0.36233 | 0.36233 | 0.36233 | 0.36233 | 0.36233 | 0.36233 | 0.36233 | 0.36233 | 0.36233 | 0.36233 | 0.36233 | 0.36233 | 0.36233 | 0.36233 | 0.36233 | 0.36233 | 0.36233 | 0.36233 | 0.36233 | 0.36233 | 0.36233 | [11 empty] | 35 | 4.7491 |  | Option Number = | 1
Transmission Reinforcement IV | 2020 | PSEGLI | 33.2 | 0 | 0 | 0 | 0 | 4.4251 | 4.4251 | 4.4251 | 4.4251 | 4.4251 | 4.4251 | 4.4251 | 4.4251 | 4.4251 | 4.4251 | 4.4251 | 4.4251 | 4.4251 | 4.4251 | 4.4251 | 4.4251 | 4.4251 | 4.4251 | 4.4251 | 4.4251 | 4.4251 | 4.4251 | 4.4251 | 4.4251 | 4.4251 | 4.4251 | 4.4251 | 4.4251 | 4.4251 | 4.4251 | 4.4251 | 4.4251 | 4.4251 | 4.4251 | 4.4251 | [10 empty] | 35 | 54.9758 |  | Location = | 3
Transmission Reinforcement V | 2022 | PSEGLI | 275.5 | 0 | 0 | 0 | 0 | 0 | 0 | 38.957 | 38.957 | 38.957 | 38.957 | 38.957 | 38.957 | 38.957 | 38.957 | 38.957 | 38.957 | 38.957 | 38.957 | 38.957 | 38.957 | 38.957 | 38.957 | 38.957 | 38.957 | 38.957 | 38.957 | 38.957 | 38.957 | 38.957 | 38.957 | 38.957 | 38.957 | 38.957 | 38.957 | 38.957 | 38.957 | 38.957 | 38.957 | 38.957 | 38.957 | 38.957 | [8 empty] | 35 | 434.8353 |  | Technology = | Battery Storage
[56 empty] | Interconnection Points = | Deerfield - 13kV
Total |  |  | 513.3 | 0 | 24.0294 | 24.6325 | 24.9948 | 29.42 | 29.42 | 68.377 | 68.377 | 68.377 | 68.377 | 68.377 | 68.377 | 68.377 | 68.377 | 68.377 | 68.377 | 68.377 | 68.377 | 68.377 | 68.377 | 68.377 | 68.377 | 68.377 | 68.377 | 68.377 | 68.377 | 68.377 | 68.377 | 68.377 | 68.377 | 68.377 | 68.377 | 68.377 | 68.377 | 68.377 | 68.377 | 44.3475 | 43.7445 | 43.3821 | 38.957 | 38.957 | 0 | 0 | 0 | 0 | 0 | 0 | 0 | 0 |  | 853.4454 |  | Loss Factor = | 1.026
2016 NPV @ 5.5%, thru 2035 |  |  |  | 2016: 582.1416
2016 NPV @ 5.5%, thru 2056 |  |  |  | 2016: 853.4454 |  |  |  | MW Required by 2022 (cap) = | 15 | 33 | 15 | Output: NPV of Transmission Avoided Costs for Selected Project (see note*)
[57 empty] | Selected Project Inputs - Area 1 Portion | Selected Project Inputs - Area 2 Portion | Selected Project Inputs - Area 3 Portion | Area 1 | Area 2 | Area 3 | Total | check
[56 empty] | Project kW = | 0 | 0 | 5130
[55 empty] | Capped kW = | 5130 | 0 | 0 | 5130
[56 empty] | Project Area (1, 2, or 3) = | 1 | 2 | 3
[56 empty] | Proportion of Peak Hours Covered = | 100% | 100% | 100%
[55 empty] | Project COD = | 2018
[55 empty] | Effective kW = | 5130 |  |  |  | 0 | 0 | 4745330.7052 | 4745330.7052
[60 empty] | check | check | check
| I/S Year |  | Capital (2015$s) | 2016 | 2017 | 2018 | 2019 | 2020 | 2021 | 2022 | 2023 | 2024 | 2025 | 2026 | 2027 | 2028 | 2029 | 2030 | 2031 | 2032 | 2033 | 2034 | 2035 | 2036 | 2037 | 2038 | 2039 | 2040 | 2041 | 2042 | 2043 | 2044 | 2045 | 2046 | 2047 | 2048 | 2049 | 2050 | 2051 | 2052 | 2053 | 2054 | 2055 | 2056 | 2057 | 2058 | 2059 | 2060 | 2061 | 2062 | 2063 | 2064 |  | MW Required by 2022 | NPV Base $M | Differential NPV $M | Differential NPV $M (adjusted for COD of Selected Project) | Differntial NPV $/MW | NPV of Transmission Avoided Costs for Selected Project
Area I Projects: | [53 empty] | 15
Amagansett Conversion 33 kV | 2017 |  | 8 | 0 | 0.97582 | 0.97582 | 0.97582 | 0.97582 | 0.97582 | 0.97582 | 0.97582 | 0.97582 | 0.97582 | 0.97582 | 0.97582 | 0.97582 | 0.97582 | 0.97582 | 0.97582 | 0.97582 | 0.97582 | 0.97582 | 0.97582 | 0.97582 | 0.97582 | 0.97582 | 0.97582 | 0.97582 | 0.97582 | 0.97582 | 0.97582 | 0.97582 | 0.97582 | 0.97582 | 0.97582 | 0.97582 | 0.97582 | 0.97582 | 0.97582 | [13 empty] | 35 |  | 14.2354
East Hampton Conversion 33 kV | 2017 |  | 3.2 | 0 | 0.39033 | 0.39033 | 0.39033 | 0.39033 | 0.39033 | 0.39033 | 0.39033 | 0.39033 | 0.39033 | 0.39033 | 0.39033 | 0.39033 | 0.39033 | 0.39033 | 0.39033 | 0.39033 | 0.39033 | 0.39033 | 0.39033 | 0.39033 | 0.39033 | 0.39033 | 0.39033 | 0.39033 | 0.39033 | 0.39033 | 0.39033 | 0.39033 | 0.39033 | 0.39033 | 0.39033 | 0.39033 | 0.39033 | 0.39033 | 0.39033 | [13 empty] | 35 |  | 5.6942
Buell Conversion 33 kV | 2017 |  | 3.7 | 0 | 0.45131 | 0.45131 | 0.45131 | 0.45131 | 0.45131 | 0.45131 | 0.45131 | 0.45131 | 0.45131 | 0.45131 | 0.45131 | 0.45131 | 0.45131 | 0.45131 | 0.45131 | 0.45131 | 0.45131 | 0.45131 | 0.45131 | 0.45131 | 0.45131 | 0.45131 | 0.45131 | 0.45131 | 0.45131 | 0.45131 | 0.45131 | 0.45131 | 0.45131 | 0.45131 | 0.45131 | 0.45131 | 0.45131 | 0.45131 | 0.45131 | [13 empty] | 35 |  | 6.5839
Hither Hills Conversion to 33 kV | 2018 |  | 4.8 | 0 | 0 | 0.60305 | 0.60305 | 0.60305 | 0.60305 | 0.60305 | 0.60305 | 0.60305 | 0.60305 | 0.60305 | 0.60305 | 0.60305 | 0.60305 | 0.60305 | 0.60305 | 0.60305 | 0.60305 | 0.60305 | 0.60305 | 0.60305 | 0.60305 | 0.60305 | 0.60305 | 0.60305 | 0.60305 | 0.60305 | 0.60305 | 0.60305 | 0.60305 | 0.60305 | 0.60305 | 0.60305 | 0.60305 | 0.60305 | 0.60305 | 0.60305 | [12 empty] | 35 |  | 8.3388
Culloden Pt Conversion to 33 kV | 2019 |  | 2.8 | 0 | 0 | 0 | 0.36233 | 0.36233 | 0.36233 | 0.36233 | 0.36233 | 0.36233 | 0.36233 | 0.36233 | 0.36233 | 0.36233 | 0.36233 | 0.36233 | 0.36233 | 0.36233 | 0.36233 | 0.36233 | 0.36233 | 0.36233 | 0.36233 | 0.36233 | 0.36233 | 0.36233 | 0.36233 | 0.36233 | 0.36233 | 0.36233 | 0.36233 | 0.36233 | 0.36233 | 0.36233 | 0.36233 | 0.36233 | 0.36233 | 0.36233 | 0.36233 | [11 empty] | 35 |  | 4.7491
No Deferral |  |  | 22.5 |  | 1.8175 | 2.4205 | 2.7828 | 2.7828 | 2.7828 | 2.7828 | 2.7828 | 2.7828 | 2.7828 | 2.7828 | 2.7828 | 2.7828 | 2.7828 | 2.7828 | 2.7828 | 2.7828 | 2.7828 | 2.7828 | 2.7828 | 2.7828 | 2.7828 | 2.7828 | 2.7828 | 2.7828 | 2.7828 | 2.7828 | 2.7828 | 2.7828 | 2.7828 | 2.7828 | 2.7828 | 2.7828 | 2.7828 | 2.7828 | 2.7828 | 0.96539 | 0.36233 | 0 | 0 | 0 | [10 empty] | 39.6013
Amagansett Conversion 33 kV | 2030 |  | 8 | [14 empty] | 1.433 | 1.433 | 1.433 | 1.433 | 1.433 | 1.433 | 1.433 | 1.433 | 1.433 | 1.433 | 1.433 | 1.433 | 1.433 | 1.433 | 1.433 | 1.433 | 1.433 | 1.433 | 1.433 | 1.433 | 1.433 | 1.433 | 1.433 | 1.433 | 1.433 | 1.433 | 1.433 | 1.433 | 1.433 | 1.433 | 1.433 | 1.433 | 1.433 | 1.433 | 1.433 | 35 |  | 10.4225 | 3.8129 | 0 | 0 | 0
East Hampton Conversion 33 kV | 2030 |  | 3.2 | [14 empty] | 0.57321 | 0.57321 | 0.57321 | 0.57321 | 0.57321 | 0.57321 | 0.57321 | 0.57321 | 0.57321 | 0.57321 | 0.57321 | 0.57321 | 0.57321 | 0.57321 | 0.57321 | 0.57321 | 0.57321 | 0.57321 | 0.57321 | 0.57321 | 0.57321 | 0.57321 | 0.57321 | 0.57321 | 0.57321 | 0.57321 | 0.57321 | 0.57321 | 0.57321 | 0.57321 | 0.57321 | 0.57321 | 0.57321 | 0.57321 | 0.57321 | 35 |  | 4.169 | 1.5252 | 0 | 0 | 0
Buell Conversion 33 kV | 2030 |  | 3.7 | [14 empty] | 0.66277 | 0.66277 | 0.66277 | 0.66277 | 0.66277 | 0.66277 | 0.66277 | 0.66277 | 0.66277 | 0.66277 | 0.66277 | 0.66277 | 0.66277 | 0.66277 | 0.66277 | 0.66277 | 0.66277 | 0.66277 | 0.66277 | 0.66277 | 0.66277 | 0.66277 | 0.66277 | 0.66277 | 0.66277 | 0.66277 | 0.66277 | 0.66277 | 0.66277 | 0.66277 | 0.66277 | 0.66277 | 0.66277 | 0.66277 | 0.66277 | 35 |  | 4.8204 | 1.7635 | 0 | 0 | 0
Hither Hills Conversion to 33 kV | 2030 |  | 4.8 | [14 empty] | 0.85981 | 0.85981 | 0.85981 | 0.85981 | 0.85981 | 0.85981 | 0.85981 | 0.85981 | 0.85981 | 0.85981 | 0.85981 | 0.85981 | 0.85981 | 0.85981 | 0.85981 | 0.85981 | 0.85981 | 0.85981 | 0.85981 | 0.85981 | 0.85981 | 0.85981 | 0.85981 | 0.85981 | 0.85981 | 0.85981 | 0.85981 | 0.85981 | 0.85981 | 0.85981 | 0.85981 | 0.85981 | 0.85981 | 0.85981 | 0.85981 | 35 |  | 6.2535 | 2.0853 | 2.0853 | 139022.8879 | 713187.4151
Culloden Pt Conversion to 33 kV | 2030 |  | 2.8 | [14 empty] | 0.50156 | 0.50156 | 0.50156 | 0.50156 | 0.50156 | 0.50156 | 0.50156 | 0.50156 | 0.50156 | 0.50156 | 0.50156 | 0.50156 | 0.50156 | 0.50156 | 0.50156 | 0.50156 | 0.50156 | 0.50156 | 0.50156 | 0.50156 | 0.50156 | 0.50156 | 0.50156 | 0.50156 | 0.50156 | 0.50156 | 0.50156 | 0.50156 | 0.50156 | 0.50156 | 0.50156 | 0.50156 | 0.50156 | 0.50156 | 0.50156 | 35 |  | 3.6479 | 1.1012 | 1.1012 | 73412.135 | 376604.2526
Deferral to Indicated Year |  |  | 22.5 | [6 empty] | 0 | 0 | 0 | 0 | 0 | 0 | 0 | 0 | 4.0304 | 4.0304 | 4.0304 | 4.0304 | 4.0304 | 4.0304 | 4.0304 | 4.0304 | 4.0304 | 4.0304 | 4.0304 | 4.0304 | 4.0304 | 4.0304 | 4.0304 | 4.0304 | 4.0304 | 4.0304 | 4.0304 | 4.0304 | 4.0304 | 4.0304 | 4.0304 | 4.0304 | 4.0304 | 4.0304 | 4.0304 | 4.0304 | 4.0304 | 4.0304 | 4.0304 | 4.0304 | 4.0304 | 4.0304 | 4.0304 | 35 |  | 29.3132 | 10.2881 | 3.1865 | 212435.0229 | 1089791.6676 | =Area I Portion
[59 empty] | 6622553.8047 | =Area I+II+III Portions
Annual Avoided Costs for Deferral to Indicated Year:
Amagansett Conversion 33 kV | 2030 |  |  | 0 | 0.97582 | 0.97582 | 0.97582 | 0.97582 | 0.97582 | 0.97582 | 0.97582 | 0.97582 | 0.97582 | 0.97582 | 0.97582 | 0.97582 | 0.97582 | -0.4572 | -0.4572 | -0.4572 | -0.4572 | -0.4572 | -0.4572 | -0.4572 | -0.4572 | -0.4572 | -0.4572 | -0.4572 | -0.4572 | -0.4572 | -0.4572 | -0.4572 | -0.4572 | -0.4572 | -0.4572 | -0.4572 | -0.4572 | -0.4572 | -0.4572 | -1.433 | -1.433 | -1.433 | -1.433 | -1.433 | -1.433 | -1.433 | -1.433 | -1.433 | -1.433 | -1.433 | -1.433 | -1.433 | 35 |  |  | 3.8129
East Hampton Conversion 33 kV | 2030 |  |  | 0 | 0.39033 | 0.39033 | 0.39033 | 0.39033 | 0.39033 | 0.39033 | 0.39033 | 0.39033 | 0.39033 | 0.39033 | 0.39033 | 0.39033 | 0.39033 | -0.18288 | -0.18288 | -0.18288 | -0.18288 | -0.18288 | -0.18288 | -0.18288 | -0.18288 | -0.18288 | -0.18288 | -0.18288 | -0.18288 | -0.18288 | -0.18288 | -0.18288 | -0.18288 | -0.18288 | -0.18288 | -0.18288 | -0.18288 | -0.18288 | -0.18288 | -0.57321 | -0.57321 | -0.57321 | -0.57321 | -0.57321 | -0.57321 | -0.57321 | -0.57321 | -0.57321 | -0.57321 | -0.57321 | -0.57321 | -0.57321 | 35 |  |  | 1.5252
Buell Conversion 33 kV | 2030 |  |  | 0 | 0.45131 | 0.45131 | 0.45131 | 0.45131 | 0.45131 | 0.45131 | 0.45131 | 0.45131 | 0.45131 | 0.45131 | 0.45131 | 0.45131 | 0.45131 | -0.21146 | -0.21146 | -0.21146 | -0.21146 | -0.21146 | -0.21146 | -0.21146 | -0.21146 | -0.21146 | -0.21146 | -0.21146 | -0.21146 | -0.21146 | -0.21146 | -0.21146 | -0.21146 | -0.21146 | -0.21146 | -0.21146 | -0.21146 | -0.21146 | -0.21146 | -0.66277 | -0.66277 | -0.66277 | -0.66277 | -0.66277 | -0.66277 | -0.66277 | -0.66277 | -0.66277 | -0.66277 | -0.66277 | -0.66277 | -0.66277 | 35 |  |  | 1.7635
Hither Hills Conversion to 33 kV | 2030 |  |  | 0 | 0 | 0.60305 | 0.60305 | 0.60305 | 0.60305 | 0.60305 | 0.60305 | 0.60305 | 0.60305 | 0.60305 | 0.60305 | 0.60305 | 0.60305 | -0.25676 | -0.25676 | -0.25676 | -0.25676 | -0.25676 | -0.25676 | -0.25676 | -0.25676 | -0.25676 | -0.25676 | -0.25676 | -0.25676 | -0.25676 | -0.25676 | -0.25676 | -0.25676 | -0.25676 | -0.25676 | -0.25676 | -0.25676 | -0.25676 | -0.25676 | -0.25676 | -0.85981 | -0.85981 | -0.85981 | -0.85981 | -0.85981 | -0.85981 | -0.85981 | -0.85981 | -0.85981 | -0.85981 | -0.85981 | -0.85981 | 35 |  |  | 2.0853
Culloden Pt Conversion to 33 kV | 2030 |  |  | 0 | 0 | 0 | 0.36233 | 0.36233 | 0.36233 | 0.36233 | 0.36233 | 0.36233 | 0.36233 | 0.36233 | 0.36233 | 0.36233 | 0.36233 | -0.13922 | -0.13922 | -0.13922 | -0.13922 | -0.13922 | -0.13922 | -0.13922 | -0.13922 | -0.13922 | -0.13922 | -0.13922 | -0.13922 | -0.13922 | -0.13922 | -0.13922 | -0.13922 | -0.13922 | -0.13922 | -0.13922 | -0.13922 | -0.13922 | -0.13922 | -0.13922 | -0.13922 | -0.50156 | -0.50156 | -0.50156 | -0.50156 | -0.50156 | -0.50156 | -0.50156 | -0.50156 | -0.50156 | -0.50156 | -0.50156 | 35 |  |  | 1.1012
Area II Projects: | [53 empty] | 33
Bridgehampton - Buell New 69 kV UG Cable | 2020 |  | 33.2 | 0 | 0 | 0 | 0 | 4.4251 | 4.4251 | 4.4251 | 4.4251 | 4.4251 | 4.4251 | 4.4251 | 4.4251 | 4.4251 | 4.4251 | 4.4251 | 4.4251 | 4.4251 | 4.4251 | 4.4251 | 4.4251 | 4.4251 | 4.4251 | 4.4251 | 4.4251 | 4.4251 | 4.4251 | 4.4251 | 4.4251 | 4.4251 | 4.4251 | 4.4251 | 4.4251 | 4.4251 | 4.4251 | 4.4251 | 4.4251 | 4.4251 | 4.4251 | 4.4251 | [10 empty] | 35 |  | 54.9758
No Deferral |  |  | 33.2 |  | 0 | 0 | 0 | 4.4251 | 4.4251 | 4.4251 | 4.4251 | 4.4251 | 4.4251 | 4.4251 | 4.4251 | 4.4251 | 4.4251 | 4.4251 | 4.4251 | 4.4251 | 4.4251 | 4.4251 | 4.4251 | 4.4251 | 4.4251 | 4.4251 | 4.4251 | 4.4251 | 4.4251 | 4.4251 | 4.4251 | 4.4251 | 4.4251 | 4.4251 | 4.4251 | 4.4251 | 4.4251 | 4.4251 | 4.4251 | 4.4251 | 4.4251 | 4.4251 | [10 empty] | 35 |  | 54.9758
Bridgehampton - Buell New 69 kV UG Cable | 2026 |  | 33.2 | [10 empty] | 5.2839 | 5.2839 | 5.2839 | 5.2839 | 5.2839 | 5.2839 | 5.2839 | 5.2839 | 5.2839 | 5.2839 | 5.2839 | 5.2839 | 5.2839 | 5.2839 | 5.2839 | 5.2839 | 5.2839 | 5.2839 | 5.2839 | 5.2839 | 5.2839 | 5.2839 | 5.2839 | 5.2839 | 5.2839 | 5.2839 | 5.2839 | 5.2839 | 5.2839 | 5.2839 | 5.2839 | 5.2839 | 5.2839 | 5.2839 | 5.2839 |  |  |  |  | 35 |  | 47.608 | 7.3678 | 7.3678 | 153495.4058 | 787431.4319
Deferral to Indicated Year |  |  | 33.2 | [6 empty] | 0 | 0 | 0 | 0 | 5.2839 | 5.2839 | 5.2839 | 5.2839 | 5.2839 | 5.2839 | 5.2839 | 5.2839 | 5.2839 | 5.2839 | 5.2839 | 5.2839 | 5.2839 | 5.2839 | 5.2839 | 5.2839 | 5.2839 | 5.2839 | 5.2839 | 5.2839 | 5.2839 | 5.2839 | 5.2839 | 5.2839 | 5.2839 | 5.2839 | 5.2839 | 5.2839 | 5.2839 | 5.2839 | 5.2839 | 5.2839 | 5.2839 | 5.2839 | 5.2839 |  |  |  |  | 35 |  | 47.608 | 7.3678 | 7.3678 | 153495.4058 | 787431.4319 | =Area II Portion
[59 empty] | 5532762.1371 | =Area II+III Portions
Annual Avoided Costs for Deferral to Indicated Year:
Bridgehampton - Buell New 69 kV UG Cable | 2026 |  |  | 0 | 0 | 0 | 0 | 4.4251 | 4.4251 | 4.4251 | 4.4251 | 4.4251 | 4.4251 | -0.85871 | -0.85871 | -0.85871 | -0.85871 | -0.85871 | -0.85871 | -0.85871 | -0.85871 | -0.85871 | -0.85871 | -0.85871 | -0.85871 | -0.85871 | -0.85871 | -0.85871 | -0.85871 | -0.85871 | -0.85871 | -0.85871 | -0.85871 | -0.85871 | -0.85871 | -0.85871 | -0.85871 | -0.85871 | -0.85871 | -0.85871 | -0.85871 | -0.85871 | -5.2839 | -5.2839 | -5.2839 | -5.2839 | -5.2839 | -5.2839 |  |  |  |  | 35 |  |  | 7.3678
0
Area III Projects: | [52 empty] | 0 | 15
New Canal - Southampton Cable | 2017 |  | 37.6 | 0 | 4.5863 | 4.5863 | 4.5863 | 4.5863 | 4.5863 | 4.5863 | 4.5863 | 4.5863 | 4.5863 | 4.5863 | 4.5863 | 4.5863 | 4.5863 | 4.5863 | 4.5863 | 4.5863 | 4.5863 | 4.5863 | 4.5863 | 4.5863 | 4.5863 | 4.5863 | 4.5863 | 4.5863 | 4.5863 | 4.5863 | 4.5863 | 4.5863 | 4.5863 | 4.5863 | 4.5863 | 4.5863 | 4.5863 | 4.5863 | 4.5863 | [13 empty] | 35 |  | 66.9063
Upgrade Wildwood - Riverhead to 138 kV | 2017 |  | 7.7 | 0 | 0.93922 | 0.93922 | 0.93922 | 0.93922 | 0.93922 | 0.93922 | 0.93922 | 0.93922 | 0.93922 | 0.93922 | 0.93922 | 0.93922 | 0.93922 | 0.93922 | 0.93922 | 0.93922 | 0.93922 | 0.93922 | 0.93922 | 0.93922 | 0.93922 | 0.93922 | 0.93922 | 0.93922 | 0.93922 | 0.93922 | 0.93922 | 0.93922 | 0.93922 | 0.93922 | 0.93922 | 0.93922 | 0.93922 | 0.93922 | 0.93922 | [13 empty] | 35 |  | 13.7016
Riverhead Canal 2nd Line and Bank | 2017 |  | 136.8 | 0 | 16.6864 | 16.6864 | 16.6864 | 16.6864 | 16.6864 | 16.6864 | 16.6864 | 16.6864 | 16.6864 | 16.6864 | 16.6864 | 16.6864 | 16.6864 | 16.6864 | 16.6864 | 16.6864 | 16.6864 | 16.6864 | 16.6864 | 16.6864 | 16.6864 | 16.6864 | 16.6864 | 16.6864 | 16.6864 | 16.6864 | 16.6864 | 16.6864 | 16.6864 | 16.6864 | 16.6864 | 16.6864 | 16.6864 | 16.6864 | 16.6864 | [13 empty] | 35 |  | 243.4251
Canal - Wainscott New 138 kV UG Cable | 2022 |  | 275.5 | 0 | 0 | 0 | 0 | 0 | 0 | 38.957 | 38.957 | 38.957 | 38.957 | 38.957 | 38.957 | 38.957 | 38.957 | 38.957 | 38.957 | 38.957 | 38.957 | 38.957 | 38.957 | 38.957 | 38.957 | 38.957 | 38.957 | 38.957 | 38.957 | 38.957 | 38.957 | 38.957 | 38.957 | 38.957 | 38.957 | 38.957 | 38.957 | 38.957 | 38.957 | 38.957 | 38.957 | 38.957 | 38.957 | 38.957 | [8 empty] | 35 |  | 434.8353
No Deferral |  |  | 457.6 |  | 22.212 | 22.212 | 22.212 | 22.212 | 22.212 | 61.169 | 61.169 | 61.169 | 61.169 | 61.169 | 61.169 | 61.169 | 61.169 | 61.169 | 61.169 | 61.169 | 61.169 | 61.169 | 61.169 | 61.169 | 61.169 | 61.169 | 61.169 | 61.169 | 61.169 | 61.169 | 61.169 | 61.169 | 61.169 | 61.169 | 61.169 | 61.169 | 61.169 | 61.169 | 61.169 | 38.957 | 38.957 | 38.957 | 38.957 | 38.957 | [10 empty] | 758.8683
New Canal - Southampton Cable | 2023 |  | 37.6 | [7 empty] | 5.4763 | 5.4763 | 5.4763 | 5.4763 | 5.4763 | 5.4763 | 5.4763 | 5.4763 | 5.4763 | 5.4763 | 5.4763 | 5.4763 | 5.4763 | 5.4763 | 5.4763 | 5.4763 | 5.4763 | 5.4763 | 5.4763 | 5.4763 | 5.4763 | 5.4763 | 5.4763 | 5.4763 | 5.4763 | 5.4763 | 5.4763 | 5.4763 | 5.4763 | 5.4763 | 5.4763 | 5.4763 | 5.4763 | 5.4763 | 5.4763 | [7 empty] | 35 |  | 57.9396 | 8.9667 | 0 | 0 | 0
Upgrade Wildwood - Riverhead to 138 kV | 2022 |  | 7.7 | [6 empty] | 1.0888 | 1.0888 | 1.0888 | 1.0888 | 1.0888 | 1.0888 | 1.0888 | 1.0888 | 1.0888 | 1.0888 | 1.0888 | 1.0888 | 1.0888 | 1.0888 | 1.0888 | 1.0888 | 1.0888 | 1.0888 | 1.0888 | 1.0888 | 1.0888 | 1.0888 | 1.0888 | 1.0888 | 1.0888 | 1.0888 | 1.0888 | 1.0888 | 1.0888 | 1.0888 | 1.0888 | 1.0888 | 1.0888 | 1.0888 | 1.0888 | [8 empty] | 35 |  | 12.1533 | 1.5483 | 0 | 0 | 0
Riverhead Canal 2nd Line and Bank | 2023 |  | 136.8 | [7 empty] | 19.9245 | 19.9245 | 19.9245 | 19.9245 | 19.9245 | 19.9245 | 19.9245 | 19.9245 | 19.9245 | 19.9245 | 19.9245 | 19.9245 | 19.9245 | 19.9245 | 19.9245 | 19.9245 | 19.9245 | 19.9245 | 19.9245 | 19.9245 | 19.9245 | 19.9245 | 19.9245 | 19.9245 | 19.9245 | 19.9245 | 19.9245 | 19.9245 | 19.9245 | 19.9245 | 19.9245 | 19.9245 | 19.9245 | 19.9245 | 19.9245 | [7 empty] | 35 |  | 210.8017 | 32.6235 | 0 | 0 | 0
Canal - Wainscott New 138 kV UG Cable | 2028 |  | 275.5 | [12 empty] | 46.5167 | 46.5167 | 46.5167 | 46.5167 | 46.5167 | 46.5167 | 46.5167 | 46.5167 | 46.5167 | 46.5167 | 46.5167 | 46.5167 | 46.5167 | 46.5167 | 46.5167 | 46.5167 | 46.5167 | 46.5167 | 46.5167 | 46.5167 | 46.5167 | 46.5167 | 46.5167 | 46.5167 | 46.5167 | 46.5167 | 46.5167 | 46.5167 | 46.5167 | 46.5167 | 46.5167 | 46.5167 | 46.5167 | 46.5167 | 46.5167 |  |  | 35 |  | 376.5593 | 58.276 | 58.276 | 925015.732 | 4745330.7052
Deferral to Indicated Year |  |  | 457.6 | [6 empty] | 1.0888 | 26.4896 | 26.4896 | 26.4896 | 26.4896 | 26.4896 | 73.0063 | 73.0063 | 73.0063 | 73.0063 | 73.0063 | 73.0063 | 73.0063 | 73.0063 | 73.0063 | 73.0063 | 73.0063 | 73.0063 | 73.0063 | 73.0063 | 73.0063 | 73.0063 | 73.0063 | 73.0063 | 73.0063 | 73.0063 | 73.0063 | 73.0063 | 73.0063 | 73.0063 | 73.0063 | 73.0063 | 73.0063 | 73.0063 | 73.0063 | 71.9175 | 46.5167 | 46.5167 | 46.5167 | 46.5167 | 46.5167 |  |  | 41 |  | 657.4539 | 101.4144 | 58.276 | 925015.732 | 4745330.7052 | =Area III Portion
[59 empty] | 4745330.7052 | =Area III Portion
Annual Avoided Costs for Deferral to Indicated Year:
New Canal - Southampton Cable | 2023 |  |  | 0 | 4.5863 | 4.5863 | 4.5863 | 4.5863 | 4.5863 | 4.5863 | -0.88999 | -0.88999 | -0.88999 | -0.88999 | -0.88999 | -0.88999 | -0.88999 | -0.88999 | -0.88999 | -0.88999 | -0.88999 | -0.88999 | -0.88999 | -0.88999 | -0.88999 | -0.88999 | -0.88999 | -0.88999 | -0.88999 | -0.88999 | -0.88999 | -0.88999 | -0.88999 | -0.88999 | -0.88999 | -0.88999 | -0.88999 | -0.88999 | -0.88999 | -5.4763 | -5.4763 | -5.4763 | -5.4763 | -5.4763 | -5.4763 | 0 | 0 | 0 | 0 | 0 |  |  | 35 |  |  | 8.9667
Upgrade Wildwood - Riverhead to 138 kV | 2022 |  |  | 0 | 0.93922 | 0.93922 | 0.93922 | 0.93922 | 0.93922 | -0.14959 | -0.14959 | -0.14959 | -0.14959 | -0.14959 | -0.14959 | -0.14959 | -0.14959 | -0.14959 | -0.14959 | -0.14959 | -0.14959 | -0.14959 | -0.14959 | -0.14959 | -0.14959 | -0.14959 | -0.14959 | -0.14959 | -0.14959 | -0.14959 | -0.14959 | -0.14959 | -0.14959 | -0.14959 | -0.14959 | -0.14959 | -0.14959 | -0.14959 | -0.14959 | -1.0888 | -1.0888 | -1.0888 | -1.0888 | -1.0888 | 0 | 0 | 0 | 0 | 0 | 0 |  |  | 35 |  |  | 1.5483
Riverhead Canal 2nd Line and Bank | 2023 |  |  | 0 | 16.6864 | 16.6864 | 16.6864 | 16.6864 | 16.6864 | 16.6864 | -3.238 | -3.238 | -3.238 | -3.238 | -3.238 | -3.238 | -3.238 | -3.238 | -3.238 | -3.238 | -3.238 | -3.238 | -3.238 | -3.238 | -3.238 | -3.238 | -3.238 | -3.238 | -3.238 | -3.238 | -3.238 | -3.238 | -3.238 | -3.238 | -3.238 | -3.238 | -3.238 | -3.238 | -3.238 | -19.9245 | -19.9245 | -19.9245 | -19.9245 | -19.9245 | -19.9245 | 0 | 0 | 0 | 0 | 0 |  |  | 35 |  |  | 32.6235
Canal - Wainscott New 138 kV UG Cable | 2028 |  |  | 0 | 0 | 0 | 0 | 0 | 0 | 38.957 | 38.957 | 38.957 | 38.957 | 38.957 | 38.957 | -7.5597 | -7.5597 | -7.5597 | -7.5597 | -7.5597 | -7.5597 | -7.5597 | -7.5597 | -7.5597 | -7.5597 | -7.5597 | -7.5597 | -7.5597 | -7.5597 | -7.5597 | -7.5597 | -7.5597 | -7.5597 | -7.5597 | -7.5597 | -7.5597 | -7.5597 | -7.5597 | -7.5597 | -7.5597 | -7.5597 | -7.5597 | -7.5597 | -7.5597 | -46.5167 | -46.5167 | -46.5167 | -46.5167 | -46.5167 | -46.5167 | [5 empty] | 58.276
Total - All Areas (No Deferrals,$Millions) |  |  | 513.3 |  | 24.0294 | 24.6325 | 24.9948 | 29.42 | 29.42 | 68.377 | 68.377 | 68.377 | 68.377 | 68.377 | 68.377 | 68.377 | 68.377 | 68.377 | 68.377 | 68.377 | 68.377 | 68.377 | 68.377 | 68.377 | 68.377 | 68.377 | 68.377 | 68.377 | 68.377 | 68.377 | 68.377 | 68.377 | 68.377 | 68.377 | 68.377 | 68.377 | 68.377 | 68.377 | 68.377 | 44.3475 | 43.7445 | 43.3821 | 38.957 | 38.957 | 0 | 0 | 0 | 0 | 0 | 0 | 0 | 0 |  | 63 | 853.4454 | 119.0703 | = max. total avoided cost in portfolio
Annual Avoided Costs for Deferrals - Area 1 Proposal: (see note*) | Deferral Year |  |  | 2016 | 2017 | 2018 | 2019 | 2020 | 2021 | 2022 | 2023 | 2024 | 2025 | 2026 | 2027 | 2028 | 2029 | 2030 | 2031 | 2032 | 2033 | 2034 | 2035 | 2036 | 2037 | 2038 | 2039 | 2040 | 2041 | 2042 | 2043 | 2044 | 2045 | 2046 | 2047 | 2048 | 2049 | 2050 | 2051 | 2052 | 2053 | 2054 | 2055 | 2056 | 2057 | 2058 | 2059 | 2060 | 2061 | 2062 | 2063 | 2064 |  |  | Differential NPV $M |  | Differential NPV $M (adjusted for COD of Selected Project) | Differntial NPV $/MW | NPV of Transmission Avoided Costs for Selected Project
Area I Projects:
Amagansett Conversion 33 kV | 2030 |  |  | 0 | 0.97582 | 0.97582 | 0.97582 | 0.97582 | 0.97582 | 0.97582 | 0.97582 | 0.97582 | 0.97582 | 0.97582 | 0.97582 | 0.97582 | 0.97582 | -0.4572 | -0.4572 | -0.4572 | -0.4572 | -0.4572 | -0.4572 | -0.4572 | -0.4572 | -0.4572 | -0.4572 | -0.4572 | -0.4572 | -0.4572 | -0.4572 | -0.4572 | -0.4572 | -0.4572 | -0.4572 | -0.4572 | -0.4572 | -0.4572 | -0.4572 | -1.433 | -1.433 | -1.433 | -1.433 | -1.433 | -1.433 | -1.433 | -1.433 | -1.433 | -1.433 | -1.433 | -1.433 | -1.433 |  |  | 3.8129 |  | 0 | 0 | 0
East Hampton Conversion 33 kV | 2030 |  |  | 0 | 0.39033 | 0.39033 | 0.39033 | 0.39033 | 0.39033 | 0.39033 | 0.39033 | 0.39033 | 0.39033 | 0.39033 | 0.39033 | 0.39033 | 0.39033 | -0.18288 | -0.18288 | -0.18288 | -0.18288 | -0.18288 | -0.18288 | -0.18288 | -0.18288 | -0.18288 | -0.18288 | -0.18288 | -0.18288 | -0.18288 | -0.18288 | -0.18288 | -0.18288 | -0.18288 | -0.18288 | -0.18288 | -0.18288 | -0.18288 | -0.18288 | -0.57321 | -0.57321 | -0.57321 | -0.57321 | -0.57321 | -0.57321 | -0.57321 | -0.57321 | -0.57321 | -0.57321 | -0.57321 | -0.57321 | -0.57321 |  |  | 1.5252 |  | 0 | 0 | 0
Buell Conversion 33 kV | 2030 |  |  | 0 | 0.45131 | 0.45131 | 0.45131 | 0.45131 | 0.45131 | 0.45131 | 0.45131 | 0.45131 | 0.45131 | 0.45131 | 0.45131 | 0.45131 | 0.45131 | -0.21146 | -0.21146 | -0.21146 | -0.21146 | -0.21146 | -0.21146 | -0.21146 | -0.21146 | -0.21146 | -0.21146 | -0.21146 | -0.21146 | -0.21146 | -0.21146 | -0.21146 | -0.21146 | -0.21146 | -0.21146 | -0.21146 | -0.21146 | -0.21146 | -0.21146 | -0.66277 | -0.66277 | -0.66277 | -0.66277 | -0.66277 | -0.66277 | -0.66277 | -0.66277 | -0.66277 | -0.66277 | -0.66277 | -0.66277 | -0.66277 |  |  | 1.7635 |  | 0 | 0 | 0
Hither Hills Conversion to 33 kV | 2030 |  |  | 0 | 0 | 0.60305 | 0.60305 | 0.60305 | 0.60305 | 0.60305 | 0.60305 | 0.60305 | 0.60305 | 0.60305 | 0.60305 | 0.60305 | 0.60305 | -0.25676 | -0.25676 | -0.25676 | -0.25676 | -0.25676 | -0.25676 | -0.25676 | -0.25676 | -0.25676 | -0.25676 | -0.25676 | -0.25676 | -0.25676 | -0.25676 | -0.25676 | -0.25676 | -0.25676 | -0.25676 | -0.25676 | -0.25676 | -0.25676 | -0.25676 | -0.25676 | -0.85981 | -0.85981 | -0.85981 | -0.85981 | -0.85981 | -0.85981 | -0.85981 | -0.85981 | -0.85981 | -0.85981 | -0.85981 | -0.85981 |  |  | 2.0853 |  | 2.0853 | 139022.8879 | 0
Culloden Pt Conversion to 33 kV | 2030 |  |  | 0 | 0 | 0 | 0.36233 | 0.36233 | 0.36233 | 0.36233 | 0.36233 | 0.36233 | 0.36233 | 0.36233 | 0.36233 | 0.36233 | 0.36233 | -0.13922 | -0.13922 | -0.13922 | -0.13922 | -0.13922 | -0.13922 | -0.13922 | -0.13922 | -0.13922 | -0.13922 | -0.13922 | -0.13922 | -0.13922 | -0.13922 | -0.13922 | -0.13922 | -0.13922 | -0.13922 | -0.13922 | -0.13922 | -0.13922 | -0.13922 | -0.13922 | -0.13922 | -0.50156 | -0.50156 | -0.50156 | -0.50156 | -0.50156 | -0.50156 | -0.50156 | -0.50156 | -0.50156 | -0.50156 | -0.50156 |  |  | 1.1012 |  | 1.1012 | 73412.135 | 0
[59 empty] | 0 | =Area I Portion
Area II Projects: | [58 empty] | 0 | =Area I+II+III Portions
Bridgehampton - Buell New 69 kV UG Cable | 2026 |  |  | 0 | 0 | 0 | 0 | 4.4251 | 4.4251 | 4.4251 | 4.4251 | 4.4251 | 4.4251 | -0.85871 | -0.85871 | -0.85871 | -0.85871 | -0.85871 | -0.85871 | -0.85871 | -0.85871 | -0.85871 | -0.85871 | -0.85871 | -0.85871 | -0.85871 | -0.85871 | -0.85871 | -0.85871 | -0.85871 | -0.85871 | -0.85871 | -0.85871 | -0.85871 | -0.85871 | -0.85871 | -0.85871 | -0.85871 | -0.85871 | -0.85871 | -0.85871 | -0.85871 | -5.2839 | -5.2839 | -5.2839 | -5.2839 | -5.2839 | -5.2839 | 0 | 0 | 0 | 0 |  |  | 7.3678 |  | 7.3678 | 153495.4058 | 0
[59 empty] | 0 | =Area II Portion
Area III Projects: | [58 empty] | 0 | =Area II+III Portions
New Canal - Southampton Cable | 2023 |  |  | 0 | 4.5863 | 4.5863 | 4.5863 | 4.5863 | 4.5863 | 4.5863 | -0.88999 | -0.88999 | -0.88999 | -0.88999 | -0.88999 | -0.88999 | -0.88999 | -0.88999 | -0.88999 | -0.88999 | -0.88999 | -0.88999 | -0.88999 | -0.88999 | -0.88999 | -0.88999 | -0.88999 | -0.88999 | -0.88999 | -0.88999 | -0.88999 | -0.88999 | -0.88999 | -0.88999 | -0.88999 | -0.88999 | -0.88999 | -0.88999 | -0.88999 | -5.4763 | -5.4763 | -5.4763 | -5.4763 | -5.4763 | -5.4763 | 0 | 0 | 0 | 0 | 0 | 0 | 0 |  |  | 8.9667 |  | 0 | 0 | 0
Upgrade Wildwood - Riverhead to 138 kV | 2022 |  |  | 0 | 0.93922 | 0.93922 | 0.93922 | 0.93922 | 0.93922 | -0.14959 | -0.14959 | -0.14959 | -0.14959 | -0.14959 | -0.14959 | -0.14959 | -0.14959 | -0.14959 | -0.14959 | -0.14959 | -0.14959 | -0.14959 | -0.14959 | -0.14959 | -0.14959 | -0.14959 | -0.14959 | -0.14959 | -0.14959 | -0.14959 | -0.14959 | -0.14959 | -0.14959 | -0.14959 | -0.14959 | -0.14959 | -0.14959 | -0.14959 | -0.14959 | -1.0888 | -1.0888 | -1.0888 | -1.0888 | -1.0888 | 0 | 0 | 0 | 0 | 0 | 0 | 0 | 0 |  |  | 1.5483 |  | 0 | 0 | 0
Riverhead Canal 2nd Line and Bank | 2023 |  |  | 0 | 16.6864 | 16.6864 | 16.6864 | 16.6864 | 16.6864 | 16.6864 | -3.238 | -3.238 | -3.238 | -3.238 | -3.238 | -3.238 | -3.238 | -3.238 | -3.238 | -3.238 | -3.238 | -3.238 | -3.238 | -3.238 | -3.238 | -3.238 | -3.238 | -3.238 | -3.238 | -3.238 | -3.238 | -3.238 | -3.238 | -3.238 | -3.238 | -3.238 | -3.238 | -3.238 | -3.238 | -19.9245 | -19.9245 | -19.9245 | -19.9245 | -19.9245 | -19.9245 | 0 | 0 | 0 | 0 | 0 | 0 | 0 |  |  | 32.6235 |  | 0 | 0 | 0
Canal - Wainscott New 138 kV UG Cable | 2028 |  |  | 0 | 0 | 0 | 0 | 0 | 0 | 38.957 | 38.957 | 38.957 | 38.957 | 38.957 | 38.957 | -7.5597 | -7.5597 | -7.5597 | -7.5597 | -7.5597 | -7.5597 | -7.5597 | -7.5597 | -7.5597 | -7.5597 | -7.5597 | -7.5597 | -7.5597 | -7.5597 | -7.5597 | -7.5597 | -7.5597 | -7.5597 | -7.5597 | -7.5597 | -7.5597 | -7.5597 | -7.5597 | -7.5597 | -7.5597 | -7.5597 | -7.5597 | -7.5597 | -7.5597 | -46.5167 | -46.5167 | -46.5167 | -46.5167 | -46.5167 | -46.5167 | 0 | 0 |  |  | 58.276 |  | 58.276 | 925015.732 | 0
[59 empty] | 0 | =Area III Portion
Total - Area 1 Proposal, $Millions (unadjusted) |  |  |  | 0 | 0 | 0.60305 | 0.96539 | 5.3905 | 5.3905 | 44.3475 | 44.3475 | 44.3475 | 44.3475 | 39.0637 | 39.0637 | -7.453 | -7.453 | -8.8144 | -8.8144 | -8.8144 | -8.8144 | -8.8144 | -8.8144 | -8.8144 | -8.8144 | -8.8144 | -8.8144 | -8.8144 | -8.8144 | -8.8144 | -8.8144 | -8.8144 | -8.8144 | -8.8144 | -8.8144 | -8.8144 | -8.8144 | -8.8144 | -8.8144 | -8.8144 | -9.4174 | -9.7798 | -14.2049 | -14.2049 | -53.1619 | -53.1619 | -53.1619 | -53.1619 | -47.878 | -47.878 | -1.3614 | -1.3614 |  |  | 68.8303 |  |  | 1290946.1608 | 0
$/MW-yr |  |  |  | 0 | 0 | 40203.5861 | 64359.2408 | 156549.7282 | 156549.7282 | 774914.5398 | 774914.5398 | 774914.5398 | 774914.5398 | 664834.2766 | 664834.2766 | -73525.6468 | -73525.6468 | -164283.4228 | -164283.4228 | -164283.4228 | -164283.4228 | -164283.4228 | -164283.4228 | -164283.4228 | -164283.4228 | -164283.4228 | -164283.4228 | -164283.4228 | -164283.4228 | -164283.4228 | -164283.4228 | -164283.4228 | -164283.4228 | -164283.4228 | -164283.4228 | -164283.4228 | -164283.4228 | -164283.4228 | -164283.4228 | -164283.4228 | -204487.0089 | -228642.6636 | -320833.151 | -320833.151 | -939197.9626 | -939197.9626 | -939197.9626 | -939197.9626 | -829117.6994 | -829117.6994 | -90757.776 | -90757.776
$Millions (adjusted) |  |  |  | 0 | 0 | 0 | 0 | 0 | 0 | 0 | 0 | 0 | 0 | 0 | 0 | 0 | 0 | 0 | 0 | 0 | 0 | 0 | 0 | 0 | 0 | 0 | 0 | 0 | 0 | 0 | 0 | 0 | 0 | 0 | 0 | 0 | 0 | 0 | 0 | 0 | 0 | 0 | 0 | 0 | 0 | 0 | 0 | 0 | 0 | 0 | 0 | 0 |  |  | 0
Annual Avoided Costs for Deferrals - Area 2 Proposal: (see note*) | Deferral Year |  |  | 2016 | 2017 | 2018 | 2019 | 2020 | 2021 | 2022 | 2023 | 2024 | 2025 | 2026 | 2027 | 2028 | 2029 | 2030 | 2031 | 2032 | 2033 | 2034 | 2035 | 2036 | 2037 | 2038 | 2039 | 2040 | 2041 | 2042 | 2043 | 2044 | 2045 | 2046 | 2047 | 2048 | 2049 | 2050 | 2051 | 2052 | 2053 | 2054 | 2055 | 2056 | 2057 | 2058 | 2059 | 2060 | 2061 | 2062 | 2063 | 2064 |  |  | Differential NPV $M |  | Differential NPV $M (adjusted for COD of Selected Project) | Differntial NPV $/MW | NPV of Transmission Avoided Costs for Selected Project
Area I Projects:
Amagansett Conversion 33 kV | 2030 |  |  | 0 | 0 | 0 | 0 | 0 | 0 | 0 | 0 | 0 | 0 | 0 | 0 | 0 | 0 | 0 | 0 | 0 | 0 | 0 | 0 | 0 | 0 | 0 | 0 | 0 | 0 | 0 | 0 | 0 | 0 | 0 | 0 | 0 | 0 | 0 | 0 | 0 | 0 | 0 | 0 | 0 | 0 | 0 | 0 | 0 | 0 | 0 | 0 | 0 |  |  | 0 |  | 0 | 0 | 0
East Hampton Conversion 33 kV | 2030 |  |  | 0 | 0 | 0 | 0 | 0 | 0 | 0 | 0 | 0 | 0 | 0 | 0 | 0 | 0 | 0 | 0 | 0 | 0 | 0 | 0 | 0 | 0 | 0 | 0 | 0 | 0 | 0 | 0 | 0 | 0 | 0 | 0 | 0 | 0 | 0 | 0 | 0 | 0 | 0 | 0 | 0 | 0 | 0 | 0 | 0 | 0 | 0 | 0 | 0 |  |  | 0 |  | 0 | 0 | 0
Buell Conversion 33 kV | 2030 |  |  | 0 | 0 | 0 | 0 | 0 | 0 | 0 | 0 | 0 | 0 | 0 | 0 | 0 | 0 | 0 | 0 | 0 | 0 | 0 | 0 | 0 | 0 | 0 | 0 | 0 | 0 | 0 | 0 | 0 | 0 | 0 | 0 | 0 | 0 | 0 | 0 | 0 | 0 | 0 | 0 | 0 | 0 | 0 | 0 | 0 | 0 | 0 | 0 | 0 |  |  | 0 |  | 0 | 0 | 0
Hither Hills Conversion to 33 kV | 2030 |  |  | 0 | 0 | 0 | 0 | 0 | 0 | 0 | 0 | 0 | 0 | 0 | 0 | 0 | 0 | 0 | 0 | 0 | 0 | 0 | 0 | 0 | 0 | 0 | 0 | 0 | 0 | 0 | 0 | 0 | 0 | 0 | 0 | 0 | 0 | 0 | 0 | 0 | 0 | 0 | 0 | 0 | 0 | 0 | 0 | 0 | 0 | 0 | 0 | 0 |  |  | 0 |  | 0 | 0 | 0
Culloden Pt Conversion to 33 kV | 2030 |  |  | 0 | 0 | 0 | 0 | 0 | 0 | 0 | 0 | 0 | 0 | 0 | 0 | 0 | 0 | 0 | 0 | 0 | 0 | 0 | 0 | 0 | 0 | 0 | 0 | 0 | 0 | 0 | 0 | 0 | 0 | 0 | 0 | 0 | 0 | 0 | 0 | 0 | 0 | 0 | 0 | 0 | 0 | 0 | 0 | 0 | 0 | 0 | 0 | 0 |  |  | 0 |  | 0 | 0 | 0
[59 empty] | 0 | =Area I Portion
Area II Projects: | [58 empty] | 0 | =Area I+II+III Portions
Bridgehampton - Buell New 69 kV UG Cable | 2026 |  |  | 0 | 0 | 0 | 0 | 4.4251 | 4.4251 | 4.4251 | 4.4251 | 4.4251 | 4.4251 | -0.85871 | -0.85871 | -0.85871 | -0.85871 | -0.85871 | -0.85871 | -0.85871 | -0.85871 | -0.85871 | -0.85871 | -0.85871 | -0.85871 | -0.85871 | -0.85871 | -0.85871 | -0.85871 | -0.85871 | -0.85871 | -0.85871 | -0.85871 | -0.85871 | -0.85871 | -0.85871 | -0.85871 | -0.85871 | -0.85871 | -0.85871 | -0.85871 | -0.85871 | -5.2839 | -5.2839 | -5.2839 | -5.2839 | -5.2839 | -5.2839 | 0 | 0 | 0 | 0 |  |  | 7.3678 |  | 7.3678 | 153495.4058 | 0
[59 empty] | 0 | =Area II Portion
Area III Projects: | [58 empty] | 0 | =Area II+III Portions
New Canal - Southampton Cable | 2023 |  |  | 0 | 4.5863 | 4.5863 | 4.5863 | 4.5863 | 4.5863 | 4.5863 | -0.88999 | -0.88999 | -0.88999 | -0.88999 | -0.88999 | -0.88999 | -0.88999 | -0.88999 | -0.88999 | -0.88999 | -0.88999 | -0.88999 | -0.88999 | -0.88999 | -0.88999 | -0.88999 | -0.88999 | -0.88999 | -0.88999 | -0.88999 | -0.88999 | -0.88999 | -0.88999 | -0.88999 | -0.88999 | -0.88999 | -0.88999 | -0.88999 | -0.88999 | -5.4763 | -5.4763 | -5.4763 | -5.4763 | -5.4763 | -5.4763 | 0 | 0 | 0 | 0 | 0 | 0 | 0 |  |  | 8.9667 |  | 0 | 0 | 0
Upgrade Wildwood - Riverhead to 138 kV | 2022 |  |  | 0 | 0.93922 | 0.93922 | 0.93922 | 0.93922 | 0.93922 | -0.14959 | -0.14959 | -0.14959 | -0.14959 | -0.14959 | -0.14959 | -0.14959 | -0.14959 | -0.14959 | -0.14959 | -0.14959 | -0.14959 | -0.14959 | -0.14959 | -0.14959 | -0.14959 | -0.14959 | -0.14959 | -0.14959 | -0.14959 | -0.14959 | -0.14959 | -0.14959 | -0.14959 | -0.14959 | -0.14959 | -0.14959 | -0.14959 | -0.14959 | -0.14959 | -1.0888 | -1.0888 | -1.0888 | -1.0888 | -1.0888 | 0 | 0 | 0 | 0 | 0 | 0 | 0 | 0 |  |  | 1.5483 |  | 0 | 0 | 0
Riverhead Canal 2nd Line and Bank | 2023 |  |  | 0 | 16.6864 | 16.6864 | 16.6864 | 16.6864 | 16.6864 | 16.6864 | -3.238 | -3.238 | -3.238 | -3.238 | -3.238 | -3.238 | -3.238 | -3.238 | -3.238 | -3.238 | -3.238 | -3.238 | -3.238 | -3.238 | -3.238 | -3.238 | -3.238 | -3.238 | -3.238 | -3.238 | -3.238 | -3.238 | -3.238 | -3.238 | -3.238 | -3.238 | -3.238 | -3.238 | -3.238 | -19.9245 | -19.9245 | -19.9245 | -19.9245 | -19.9245 | -19.9245 | 0 | 0 | 0 | 0 | 0 | 0 | 0 |  |  | 32.6235 |  | 0 | 0 | 0
Canal - Wainscott New 138 kV UG Cable | 2028 |  |  | 0 | 0 | 0 | 0 | 0 | 0 | 38.957 | 38.957 | 38.957 | 38.957 | 38.957 | 38.957 | -7.5597 | -7.5597 | -7.5597 | -7.5597 | -7.5597 | -7.5597 | -7.5597 | -7.5597 | -7.5597 | -7.5597 | -7.5597 | -7.5597 | -7.5597 | -7.5597 | -7.5597 | -7.5597 | -7.5597 | -7.5597 | -7.5597 | -7.5597 | -7.5597 | -7.5597 | -7.5597 | -7.5597 | -7.5597 | -7.5597 | -7.5597 | -7.5597 | -7.5597 | -46.5167 | -46.5167 | -46.5167 | -46.5167 | -46.5167 | -46.5167 | 0 | 0 |  |  | 58.276 |  | 58.276 | 925015.732 | 0
[59 empty] | 0 | =Area III Portion
Total - Area 2 Proposal, $Millions (unadjusted) |  |  |  | 0 | 0 | 0 | 0 | 4.4251 | 4.4251 | 43.3821 | 43.3821 | 43.3821 | 43.3821 | 38.0983 | 38.0983 | -8.4184 | -8.4184 | -8.4184 | -8.4184 | -8.4184 | -8.4184 | -8.4184 | -8.4184 | -8.4184 | -8.4184 | -8.4184 | -8.4184 | -8.4184 | -8.4184 | -8.4184 | -8.4184 | -8.4184 | -8.4184 | -8.4184 | -8.4184 | -8.4184 | -8.4184 | -8.4184 | -8.4184 | -8.4184 | -8.4184 | -8.4184 | -12.8435 | -12.8435 | -51.8005 | -51.8005 | -51.8005 | -51.8005 | -46.5167 | -46.5167 | 0 | 0 |  |  | 65.6438 |  |  | 1078511.1378 | 0
$/MW-yr |  |  |  | 0 | 0 | 0 | 0 | 92190.4874 | 92190.4874 | 710555.299 | 710555.299 | 710555.299 | 710555.299 | 600475.0358 | 600475.0358 | -137884.8876 | -137884.8876 | -137884.8876 | -137884.8876 | -137884.8876 | -137884.8876 | -137884.8876 | -137884.8876 | -137884.8876 | -137884.8876 | -137884.8876 | -137884.8876 | -137884.8876 | -137884.8876 | -137884.8876 | -137884.8876 | -137884.8876 | -137884.8876 | -137884.8876 | -137884.8876 | -137884.8876 | -137884.8876 | -137884.8876 | -137884.8876 | -137884.8876 | -137884.8876 | -137884.8876 | -230075.375 | -230075.375 | -848440.1866 | -848440.1866 | -848440.1866 | -848440.1866 | -738359.9234 | -738359.9234 | 0 | 0
$Millions (adjusted) |  |  |  | 0 | 0 | 0 | 0 | 0 | 0 | 0 | 0 | 0 | 0 | 0 | 0 | 0 | 0 | 0 | 0 | 0 | 0 | 0 | 0 | 0 | 0 | 0 | 0 | 0 | 0 | 0 | 0 | 0 | 0 | 0 | 0 | 0 | 0 | 0 | 0 | 0 | 0 | 0 | 0 | 0 | 0 | 0 | 0 | 0 | 0 | 0 | 0 | 0 |  |  | 0
Annual Avoided Costs for Deferrals - Area 3 Proposal: (see note*) | Deferral Year |  |  | 2016 | 2017 | 2018 | 2019 | 2020 | 2021 | 2022 | 2023 | 2024 | 2025 | 2026 | 2027 | 2028 | 2029 | 2030 | 2031 | 2032 | 2033 | 2034 | 2035 | 2036 | 2037 | 2038 | 2039 | 2040 | 2041 | 2042 | 2043 | 2044 | 2045 | 2046 | 2047 | 2048 | 2049 | 2050 | 2051 | 2052 | 2053 | 2054 | 2055 | 2056 | 2057 | 2058 | 2059 | 2060 | 2061 | 2062 | 2063 | 2064 |  |  | Differential NPV $M |  | Differential NPV $M (adjusted for COD of Selected Project) | Differntial NPV $/MW | NPV of Transmission Avoided Costs for Selected Project
Area I Projects:
Amagansett Conversion 33 kV | 2030 |  |  | 0 | 0 | 0 | 0 | 0 | 0 | 0 | 0 | 0 | 0 | 0 | 0 | 0 | 0 | 0 | 0 | 0 | 0 | 0 | 0 | 0 | 0 | 0 | 0 | 0 | 0 | 0 | 0 | 0 | 0 | 0 | 0 | 0 | 0 | 0 | 0 | 0 | 0 | 0 | 0 | 0 | 0 | 0 | 0 | 0 | 0 | 0 | 0 | 0 |  |  | 0 |  | 0 | 0 | 0
East Hampton Conversion 33 kV | 2030 |  |  | 0 | 0 | 0 | 0 | 0 | 0 | 0 | 0 | 0 | 0 | 0 | 0 | 0 | 0 | 0 | 0 | 0 | 0 | 0 | 0 | 0 | 0 | 0 | 0 | 0 | 0 | 0 | 0 | 0 | 0 | 0 | 0 | 0 | 0 | 0 | 0 | 0 | 0 | 0 | 0 | 0 | 0 | 0 | 0 | 0 | 0 | 0 | 0 | 0 |  |  | 0 |  | 0 | 0 | 0
Buell Conversion 33 kV | 2030 |  |  | 0 | 0 | 0 | 0 | 0 | 0 | 0 | 0 | 0 | 0 | 0 | 0 | 0 | 0 | 0 | 0 | 0 | 0 | 0 | 0 | 0 | 0 | 0 | 0 | 0 | 0 | 0 | 0 | 0 | 0 | 0 | 0 | 0 | 0 | 0 | 0 | 0 | 0 | 0 | 0 | 0 | 0 | 0 | 0 | 0 | 0 | 0 | 0 | 0 |  |  | 0 |  | 0 | 0 | 0
Hither Hills Conversion to 33 kV | 2030 |  |  | 0 | 0 | 0 | 0 | 0 | 0 | 0 | 0 | 0 | 0 | 0 | 0 | 0 | 0 | 0 | 0 | 0 | 0 | 0 | 0 | 0 | 0 | 0 | 0 | 0 | 0 | 0 | 0 | 0 | 0 | 0 | 0 | 0 | 0 | 0 | 0 | 0 | 0 | 0 | 0 | 0 | 0 | 0 | 0 | 0 | 0 | 0 | 0 | 0 |  |  | 0 |  | 0 | 0 | 0
Culloden Pt Conversion to 33 kV | 2030 |  |  | 0 | 0 | 0 | 0 | 0 | 0 | 0 | 0 | 0 | 0 | 0 | 0 | 0 | 0 | 0 | 0 | 0 | 0 | 0 | 0 | 0 | 0 | 0 | 0 | 0 | 0 | 0 | 0 | 0 | 0 | 0 | 0 | 0 | 0 | 0 | 0 | 0 | 0 | 0 | 0 | 0 | 0 | 0 | 0 | 0 | 0 | 0 | 0 | 0 |  |  | 0 |  | 0 | 0 | 0
[59 empty] | 0 | =Area I Portion
Area II Projects: | [58 empty] | 4745330.7052 | =Area I+II+III Portions
Bridgehampton - Buell New 69 kV UG Cable | 2026 |  |  | 0 | 0 | 0 | 0 | 0 | 0 | 0 | 0 | 0 | 0 | 0 | 0 | 0 | 0 | 0 | 0 | 0 | 0 | 0 | 0 | 0 | 0 | 0 | 0 | 0 | 0 | 0 | 0 | 0 | 0 | 0 | 0 | 0 | 0 | 0 | 0 | 0 | 0 | 0 | 0 | 0 | 0 | 0 | 0 | 0 | 0 | 0 | 0 | 0 |  |  | 0 |  | 0 | 0 | 0
[59 empty] | 0 | =Area II Portion
Area III Projects: | [58 empty] | 4745330.7052 | =Area II+III Portions
New Canal - Southampton Cable | 2023 |  |  | 0 | 4.5863 | 4.5863 | 4.5863 | 4.5863 | 4.5863 | 4.5863 | -0.88999 | -0.88999 | -0.88999 | -0.88999 | -0.88999 | -0.88999 | -0.88999 | -0.88999 | -0.88999 | -0.88999 | -0.88999 | -0.88999 | -0.88999 | -0.88999 | -0.88999 | -0.88999 | -0.88999 | -0.88999 | -0.88999 | -0.88999 | -0.88999 | -0.88999 | -0.88999 | -0.88999 | -0.88999 | -0.88999 | -0.88999 | -0.88999 | -0.88999 | -5.4763 | -5.4763 | -5.4763 | -5.4763 | -5.4763 | -5.4763 | 0 | 0 | 0 | 0 | 0 | 0 | 0 |  |  | 8.9667 |  | 0 | 0 | 0
Upgrade Wildwood - Riverhead to 138 kV | 2022 |  |  | 0 | 0.93922 | 0.93922 | 0.93922 | 0.93922 | 0.93922 | -0.14959 | -0.14959 | -0.14959 | -0.14959 | -0.14959 | -0.14959 | -0.14959 | -0.14959 | -0.14959 | -0.14959 | -0.14959 | -0.14959 | -0.14959 | -0.14959 | -0.14959 | -0.14959 | -0.14959 | -0.14959 | -0.14959 | -0.14959 | -0.14959 | -0.14959 | -0.14959 | -0.14959 | -0.14959 | -0.14959 | -0.14959 | -0.14959 | -0.14959 | -0.14959 | -1.0888 | -1.0888 | -1.0888 | -1.0888 | -1.0888 | 0 | 0 | 0 | 0 | 0 | 0 | 0 | 0 |  |  | 1.5483 |  | 0 | 0 | 0
Riverhead Canal 2nd Line and Bank | 2023 |  |  | 0 | 16.6864 | 16.6864 | 16.6864 | 16.6864 | 16.6864 | 16.6864 | -3.238 | -3.238 | -3.238 | -3.238 | -3.238 | -3.238 | -3.238 | -3.238 | -3.238 | -3.238 | -3.238 | -3.238 | -3.238 | -3.238 | -3.238 | -3.238 | -3.238 | -3.238 | -3.238 | -3.238 | -3.238 | -3.238 | -3.238 | -3.238 | -3.238 | -3.238 | -3.238 | -3.238 | -3.238 | -19.9245 | -19.9245 | -19.9245 | -19.9245 | -19.9245 | -19.9245 | 0 | 0 | 0 | 0 | 0 | 0 | 0 |  |  | 32.6235 |  | 0 | 0 | 0
Canal - Wainscott New 138 kV UG Cable | 2028 |  |  | 0 | 0 | 0 | 0 | 0 | 0 | 38.957 | 38.957 | 38.957 | 38.957 | 38.957 | 38.957 | -7.5597 | -7.5597 | -7.5597 | -7.5597 | -7.5597 | -7.5597 | -7.5597 | -7.5597 | -7.5597 | -7.5597 | -7.5597 | -7.5597 | -7.5597 | -7.5597 | -7.5597 | -7.5597 | -7.5597 | -7.5597 | -7.5597 | -7.5597 | -7.5597 | -7.5597 | -7.5597 | -7.5597 | -7.5597 | -7.5597 | -7.5597 | -7.5597 | -7.5597 | -46.5167 | -46.5167 | -46.5167 | -46.5167 | -46.5167 | -46.5167 | 0 | 0 |  |  | 58.276 |  | 58.276 | 925015.732 | 4745330.7052
[59 empty] | 4745330.7052 | =Area III Portion
Total - Area 3 Proposal, $Millions (unadjusted) |  |  |  | 0 | 22.212 | 22.212 | 22.212 | 22.212 | 22.212 | 60.0802 | 34.6794 | 34.6794 | 34.6794 | 34.6794 | 34.6794 | -11.8373 | -11.8373 | -11.8373 | -11.8373 | -11.8373 | -11.8373 | -11.8373 | -11.8373 | -11.8373 | -11.8373 | -11.8373 | -11.8373 | -11.8373 | -11.8373 | -11.8373 | -11.8373 | -11.8373 | -11.8373 | -11.8373 | -11.8373 | -11.8373 | -11.8373 | -11.8373 | -11.8373 | -34.0493 | -34.0493 | -34.0493 | -34.0493 | -34.0493 | -71.9175 | -46.5167 | -46.5167 | -46.5167 | -46.5167 | -46.5167 | 0 | 0 |  |  | 101.4144 |  |  | 925015.732 | 4745330.7052
$/MW-yr |  |  |  | 0 | 0 | 0 | 0 | 0 | 0 | 618364.8116 | 618364.8116 | 618364.8116 | 618364.8116 | 618364.8116 | 618364.8116 | -119995.1118 | -119995.1118 | -119995.1118 | -119995.1118 | -119995.1118 | -119995.1118 | -119995.1118 | -119995.1118 | -119995.1118 | -119995.1118 | -119995.1118 | -119995.1118 | -119995.1118 | -119995.1118 | -119995.1118 | -119995.1118 | -119995.1118 | -119995.1118 | -119995.1118 | -119995.1118 | -119995.1118 | -119995.1118 | -119995.1118 | -119995.1118 | -119995.1118 | -119995.1118 | -119995.1118 | -119995.1118 | -119995.1118 | -738359.9234 | -738359.9234 | -738359.9234 | -738359.9234 | -738359.9234 | -738359.9234 | 0 | 0
$Millions (adjusted) |  |  |  | 0 | 0 | 0 | 0 | 0 | 0 | 3.1722 | 3.1722 | 3.1722 | 3.1722 | 3.1722 | 3.1722 | -0.61557 | -0.61557 | -0.61557 | -0.61557 | -0.61557 | -0.61557 | -0.61557 | -0.61557 | -0.61557 | -0.61557 | -0.61557 | -0.61557 | -0.61557 | -0.61557 | -0.61557 | -0.61557 | -0.61557 | -0.61557 | -0.61557 | -0.61557 | -0.61557 | -0.61557 | -0.61557 | -0.61557 | -0.61557 | -0.61557 | -0.61557 | -0.61557 | -0.61557 | -3.7878 | -3.7878 | -3.7878 | -3.7878 | -3.7878 | -3.7878 | 0 | 0 |  |  | 4745.3307
Discount Factor (Relative to 1/1/2016) = |  |  |  | 0.94787 | 0.89845 | 0.85161 | 0.80722 | 0.76513 | 0.72525 | 0.68744 | 0.6516 | 0.61763 | 0.58543 | 0.55491 | 0.52598 | 0.49856 | 0.47257 | 0.44793 | 0.42458 | 0.40245 | 0.38147 | 0.36158 | 0.34273 | 0.32486 | 0.30793 | 0.29187 | 0.27666 | 0.26223 | 0.24856 | 0.2356 | 0.22332 | 0.21168 | 0.20064 | 0.19018 | 0.18027 | 0.17087 | 0.16196 | 0.15352 | 0.14552 | 0.13793 | 0.13074 | 0.12392 | 0.11746 | 0.11134 | 0.10554 | 0.10003 | 0.094818 | 0.089875 | 0.08519 | 0.080748 | 0.076539 | 0.072549
* Note: A positive (+) avoided cost in a given year represents a cost savings relative to not having a transmission project deferral.
Note on BH17: Todd Kantarek: Interconnection at Deerfield Sub - dist'n side. Added 2.6% transmission loss factor.

## PhII (LIE200-9MW)
Version |  | Based on PSEGLI file: "East End Utility 2_0_Economics_2014_10_13_r28_Sargent_Lundy.xlsx"
Annual Revenue Requirements (Millions of $s)
1) Reference (Transmission only) Case
Project | I/S Year | Investor | Capital (2015$s) | 2016 | 2017 | 2018 | 2019 | 2020 | 2021 | 2022 | 2023 | 2024 | 2025 | 2026 | 2027 | 2028 | 2029 | 2030 | 2031 | 2032 | 2033 | 2034 | 2035 | 2036 | 2037 | 2038 | 2039 | 2040 | 2041 | 2042 | 2043 | 2044 | 2045 | 2046 | 2047 | 2048 | 2049 | 2050 | 2051 | 2052 | 2053 | 2054 | 2055 | 2056 | 2057 | 2058 | 2059 | 2060 | 2061 | 2062 | 2063 | 2064 |  | NPV |  | Proposal Number = | LIE200
Transmission Reinforcement I | 2017 | PSEGLI | 197 | 0 | 24.0294 | 24.0294 | 24.0294 | 24.0294 | 24.0294 | 24.0294 | 24.0294 | 24.0294 | 24.0294 | 24.0294 | 24.0294 | 24.0294 | 24.0294 | 24.0294 | 24.0294 | 24.0294 | 24.0294 | 24.0294 | 24.0294 | 24.0294 | 24.0294 | 24.0294 | 24.0294 | 24.0294 | 24.0294 | 24.0294 | 24.0294 | 24.0294 | 24.0294 | 24.0294 | 24.0294 | 24.0294 | 24.0294 | 24.0294 | 24.0294 | [13 empty] | 35 | 350.5464 |  | Proposer Name = | LI Energy Storage System LLC
Transmission Reinforcement II | 2018 | PSEGLI | 4.8 | 0 | 0 | 0.60305 | 0.60305 | 0.60305 | 0.60305 | 0.60305 | 0.60305 | 0.60305 | 0.60305 | 0.60305 | 0.60305 | 0.60305 | 0.60305 | 0.60305 | 0.60305 | 0.60305 | 0.60305 | 0.60305 | 0.60305 | 0.60305 | 0.60305 | 0.60305 | 0.60305 | 0.60305 | 0.60305 | 0.60305 | 0.60305 | 0.60305 | 0.60305 | 0.60305 | 0.60305 | 0.60305 | 0.60305 | 0.60305 | 0.60305 | 0.60305 | [12 empty] | 35 | 8.3388 |  | Proposal/Project = | Deerfield Energy Storage System
Transmission Reinforcement III | 2019 | PSEGLI | 2.8 | 0 | 0 | 0 | 0.36233 | 0.36233 | 0.36233 | 0.36233 | 0.36233 | 0.36233 | 0.36233 | 0.36233 | 0.36233 | 0.36233 | 0.36233 | 0.36233 | 0.36233 | 0.36233 | 0.36233 | 0.36233 | 0.36233 | 0.36233 | 0.36233 | 0.36233 | 0.36233 | 0.36233 | 0.36233 | 0.36233 | 0.36233 | 0.36233 | 0.36233 | 0.36233 | 0.36233 | 0.36233 | 0.36233 | 0.36233 | 0.36233 | 0.36233 | 0.36233 | [11 empty] | 35 | 4.7491 |  | Option Number = | 2
Transmission Reinforcement IV | 2020 | PSEGLI | 33.2 | 0 | 0 | 0 | 0 | 4.4251 | 4.4251 | 4.4251 | 4.4251 | 4.4251 | 4.4251 | 4.4251 | 4.4251 | 4.4251 | 4.4251 | 4.4251 | 4.4251 | 4.4251 | 4.4251 | 4.4251 | 4.4251 | 4.4251 | 4.4251 | 4.4251 | 4.4251 | 4.4251 | 4.4251 | 4.4251 | 4.4251 | 4.4251 | 4.4251 | 4.4251 | 4.4251 | 4.4251 | 4.4251 | 4.4251 | 4.4251 | 4.4251 | 4.4251 | 4.4251 | [10 empty] | 35 | 54.9758 |  | Location = | 3
Transmission Reinforcement V | 2022 | PSEGLI | 275.5 | 0 | 0 | 0 | 0 | 0 | 0 | 38.957 | 38.957 | 38.957 | 38.957 | 38.957 | 38.957 | 38.957 | 38.957 | 38.957 | 38.957 | 38.957 | 38.957 | 38.957 | 38.957 | 38.957 | 38.957 | 38.957 | 38.957 | 38.957 | 38.957 | 38.957 | 38.957 | 38.957 | 38.957 | 38.957 | 38.957 | 38.957 | 38.957 | 38.957 | 38.957 | 38.957 | 38.957 | 38.957 | 38.957 | 38.957 | [8 empty] | 35 | 434.8353 |  | Technology = | Battery Storage
[56 empty] | Interconnection Points = | Deerfield - 13kV
Total |  |  | 513.3 | 0 | 24.0294 | 24.6325 | 24.9948 | 29.42 | 29.42 | 68.377 | 68.377 | 68.377 | 68.377 | 68.377 | 68.377 | 68.377 | 68.377 | 68.377 | 68.377 | 68.377 | 68.377 | 68.377 | 68.377 | 68.377 | 68.377 | 68.377 | 68.377 | 68.377 | 68.377 | 68.377 | 68.377 | 68.377 | 68.377 | 68.377 | 68.377 | 68.377 | 68.377 | 68.377 | 68.377 | 44.3475 | 43.7445 | 43.3821 | 38.957 | 38.957 | 0 | 0 | 0 | 0 | 0 | 0 | 0 | 0 |  | 853.4454 |  | Loss Factor = | 1.026
2016 NPV @ 5.5%, thru 2035 |  |  |  | 2016: 582.1416
2016 NPV @ 5.5%, thru 2056 |  |  |  | 2016: 853.4454 |  |  |  | MW Required by 2022 (cap) = | 15 | 33 | 15 | Output: NPV of Transmission Avoided Costs for Selected Project (see note*)
[57 empty] | Selected Project Inputs - Area 1 Portion | Selected Project Inputs - Area 2 Portion | Selected Project Inputs - Area 3 Portion | Area 1 | Area 2 | Area 3 | Total | check
[56 empty] | Project kW = | 0 | 0 | 9234
[55 empty] | Capped kW = | 9234 | 0 | 0 | 9234
[56 empty] | Project Area (1, 2, or 3) = | 1 | 2 | 3
[56 empty] | Proportion of Peak Hours Covered = | 100% | 100% | 100%
[55 empty] | Project COD = | 2018
[55 empty] | Effective kW = | 9234 |  |  |  | 0 | 0 | 8541595.2693 | 8541595.2693
[60 empty] | check | check | check
| I/S Year |  | Capital (2015$s) | 2016 | 2017 | 2018 | 2019 | 2020 | 2021 | 2022 | 2023 | 2024 | 2025 | 2026 | 2027 | 2028 | 2029 | 2030 | 2031 | 2032 | 2033 | 2034 | 2035 | 2036 | 2037 | 2038 | 2039 | 2040 | 2041 | 2042 | 2043 | 2044 | 2045 | 2046 | 2047 | 2048 | 2049 | 2050 | 2051 | 2052 | 2053 | 2054 | 2055 | 2056 | 2057 | 2058 | 2059 | 2060 | 2061 | 2062 | 2063 | 2064 |  | MW Required by 2022 | NPV Base $M | Differential NPV $M | Differential NPV $M (adjusted for COD of Selected Project) | Differntial NPV $/MW | NPV of Transmission Avoided Costs for Selected Project
Area I Projects: | [53 empty] | 15
Amagansett Conversion 33 kV | 2017 |  | 8 | 0 | 0.97582 | 0.97582 | 0.97582 | 0.97582 | 0.97582 | 0.97582 | 0.97582 | 0.97582 | 0.97582 | 0.97582 | 0.97582 | 0.97582 | 0.97582 | 0.97582 | 0.97582 | 0.97582 | 0.97582 | 0.97582 | 0.97582 | 0.97582 | 0.97582 | 0.97582 | 0.97582 | 0.97582 | 0.97582 | 0.97582 | 0.97582 | 0.97582 | 0.97582 | 0.97582 | 0.97582 | 0.97582 | 0.97582 | 0.97582 | 0.97582 | [13 empty] | 35 |  | 14.2354
East Hampton Conversion 33 kV | 2017 |  | 3.2 | 0 | 0.39033 | 0.39033 | 0.39033 | 0.39033 | 0.39033 | 0.39033 | 0.39033 | 0.39033 | 0.39033 | 0.39033 | 0.39033 | 0.39033 | 0.39033 | 0.39033 | 0.39033 | 0.39033 | 0.39033 | 0.39033 | 0.39033 | 0.39033 | 0.39033 | 0.39033 | 0.39033 | 0.39033 | 0.39033 | 0.39033 | 0.39033 | 0.39033 | 0.39033 | 0.39033 | 0.39033 | 0.39033 | 0.39033 | 0.39033 | 0.39033 | [13 empty] | 35 |  | 5.6942
Buell Conversion 33 kV | 2017 |  | 3.7 | 0 | 0.45131 | 0.45131 | 0.45131 | 0.45131 | 0.45131 | 0.45131 | 0.45131 | 0.45131 | 0.45131 | 0.45131 | 0.45131 | 0.45131 | 0.45131 | 0.45131 | 0.45131 | 0.45131 | 0.45131 | 0.45131 | 0.45131 | 0.45131 | 0.45131 | 0.45131 | 0.45131 | 0.45131 | 0.45131 | 0.45131 | 0.45131 | 0.45131 | 0.45131 | 0.45131 | 0.45131 | 0.45131 | 0.45131 | 0.45131 | 0.45131 | [13 empty] | 35 |  | 6.5839
Hither Hills Conversion to 33 kV | 2018 |  | 4.8 | 0 | 0 | 0.60305 | 0.60305 | 0.60305 | 0.60305 | 0.60305 | 0.60305 | 0.60305 | 0.60305 | 0.60305 | 0.60305 | 0.60305 | 0.60305 | 0.60305 | 0.60305 | 0.60305 | 0.60305 | 0.60305 | 0.60305 | 0.60305 | 0.60305 | 0.60305 | 0.60305 | 0.60305 | 0.60305 | 0.60305 | 0.60305 | 0.60305 | 0.60305 | 0.60305 | 0.60305 | 0.60305 | 0.60305 | 0.60305 | 0.60305 | 0.60305 | [12 empty] | 35 |  | 8.3388
Culloden Pt Conversion to 33 kV | 2019 |  | 2.8 | 0 | 0 | 0 | 0.36233 | 0.36233 | 0.36233 | 0.36233 | 0.36233 | 0.36233 | 0.36233 | 0.36233 | 0.36233 | 0.36233 | 0.36233 | 0.36233 | 0.36233 | 0.36233 | 0.36233 | 0.36233 | 0.36233 | 0.36233 | 0.36233 | 0.36233 | 0.36233 | 0.36233 | 0.36233 | 0.36233 | 0.36233 | 0.36233 | 0.36233 | 0.36233 | 0.36233 | 0.36233 | 0.36233 | 0.36233 | 0.36233 | 0.36233 | 0.36233 | [11 empty] | 35 |  | 4.7491
No Deferral |  |  | 22.5 |  | 1.8175 | 2.4205 | 2.7828 | 2.7828 | 2.7828 | 2.7828 | 2.7828 | 2.7828 | 2.7828 | 2.7828 | 2.7828 | 2.7828 | 2.7828 | 2.7828 | 2.7828 | 2.7828 | 2.7828 | 2.7828 | 2.7828 | 2.7828 | 2.7828 | 2.7828 | 2.7828 | 2.7828 | 2.7828 | 2.7828 | 2.7828 | 2.7828 | 2.7828 | 2.7828 | 2.7828 | 2.7828 | 2.7828 | 2.7828 | 2.7828 | 0.96539 | 0.36233 | 0 | 0 | 0 | [10 empty] | 39.6013
Amagansett Conversion 33 kV | 2030 |  | 8 | [14 empty] | 1.433 | 1.433 | 1.433 | 1.433 | 1.433 | 1.433 | 1.433 | 1.433 | 1.433 | 1.433 | 1.433 | 1.433 | 1.433 | 1.433 | 1.433 | 1.433 | 1.433 | 1.433 | 1.433 | 1.433 | 1.433 | 1.433 | 1.433 | 1.433 | 1.433 | 1.433 | 1.433 | 1.433 | 1.433 | 1.433 | 1.433 | 1.433 | 1.433 | 1.433 | 1.433 | 35 |  | 10.4225 | 3.8129 | 0 | 0 | 0
East Hampton Conversion 33 kV | 2030 |  | 3.2 | [14 empty] | 0.57321 | 0.57321 | 0.57321 | 0.57321 | 0.57321 | 0.57321 | 0.57321 | 0.57321 | 0.57321 | 0.57321 | 0.57321 | 0.57321 | 0.57321 | 0.57321 | 0.57321 | 0.57321 | 0.57321 | 0.57321 | 0.57321 | 0.57321 | 0.57321 | 0.57321 | 0.57321 | 0.57321 | 0.57321 | 0.57321 | 0.57321 | 0.57321 | 0.57321 | 0.57321 | 0.57321 | 0.57321 | 0.57321 | 0.57321 | 0.57321 | 35 |  | 4.169 | 1.5252 | 0 | 0 | 0
Buell Conversion 33 kV | 2030 |  | 3.7 | [14 empty] | 0.66277 | 0.66277 | 0.66277 | 0.66277 | 0.66277 | 0.66277 | 0.66277 | 0.66277 | 0.66277 | 0.66277 | 0.66277 | 0.66277 | 0.66277 | 0.66277 | 0.66277 | 0.66277 | 0.66277 | 0.66277 | 0.66277 | 0.66277 | 0.66277 | 0.66277 | 0.66277 | 0.66277 | 0.66277 | 0.66277 | 0.66277 | 0.66277 | 0.66277 | 0.66277 | 0.66277 | 0.66277 | 0.66277 | 0.66277 | 0.66277 | 35 |  | 4.8204 | 1.7635 | 0 | 0 | 0
Hither Hills Conversion to 33 kV | 2030 |  | 4.8 | [14 empty] | 0.85981 | 0.85981 | 0.85981 | 0.85981 | 0.85981 | 0.85981 | 0.85981 | 0.85981 | 0.85981 | 0.85981 | 0.85981 | 0.85981 | 0.85981 | 0.85981 | 0.85981 | 0.85981 | 0.85981 | 0.85981 | 0.85981 | 0.85981 | 0.85981 | 0.85981 | 0.85981 | 0.85981 | 0.85981 | 0.85981 | 0.85981 | 0.85981 | 0.85981 | 0.85981 | 0.85981 | 0.85981 | 0.85981 | 0.85981 | 0.85981 | 35 |  | 6.2535 | 2.0853 | 2.0853 | 139022.8879 | 1283737.3471
Culloden Pt Conversion to 33 kV | 2030 |  | 2.8 | [14 empty] | 0.50156 | 0.50156 | 0.50156 | 0.50156 | 0.50156 | 0.50156 | 0.50156 | 0.50156 | 0.50156 | 0.50156 | 0.50156 | 0.50156 | 0.50156 | 0.50156 | 0.50156 | 0.50156 | 0.50156 | 0.50156 | 0.50156 | 0.50156 | 0.50156 | 0.50156 | 0.50156 | 0.50156 | 0.50156 | 0.50156 | 0.50156 | 0.50156 | 0.50156 | 0.50156 | 0.50156 | 0.50156 | 0.50156 | 0.50156 | 0.50156 | 35 |  | 3.6479 | 1.1012 | 1.1012 | 73412.135 | 677887.6546
Deferral to Indicated Year |  |  | 22.5 | [6 empty] | 0 | 0 | 0 | 0 | 0 | 0 | 0 | 0 | 4.0304 | 4.0304 | 4.0304 | 4.0304 | 4.0304 | 4.0304 | 4.0304 | 4.0304 | 4.0304 | 4.0304 | 4.0304 | 4.0304 | 4.0304 | 4.0304 | 4.0304 | 4.0304 | 4.0304 | 4.0304 | 4.0304 | 4.0304 | 4.0304 | 4.0304 | 4.0304 | 4.0304 | 4.0304 | 4.0304 | 4.0304 | 4.0304 | 4.0304 | 4.0304 | 4.0304 | 4.0304 | 4.0304 | 4.0304 | 4.0304 | 35 |  | 29.3132 | 10.2881 | 3.1865 | 212435.0229 | 1961625.0018 | =Area I Portion
[59 empty] | 11920596.8485 | =Area I+II+III Portions
Annual Avoided Costs for Deferral to Indicated Year:
Amagansett Conversion 33 kV | 2030 |  |  | 0 | 0.97582 | 0.97582 | 0.97582 | 0.97582 | 0.97582 | 0.97582 | 0.97582 | 0.97582 | 0.97582 | 0.97582 | 0.97582 | 0.97582 | 0.97582 | -0.4572 | -0.4572 | -0.4572 | -0.4572 | -0.4572 | -0.4572 | -0.4572 | -0.4572 | -0.4572 | -0.4572 | -0.4572 | -0.4572 | -0.4572 | -0.4572 | -0.4572 | -0.4572 | -0.4572 | -0.4572 | -0.4572 | -0.4572 | -0.4572 | -0.4572 | -1.433 | -1.433 | -1.433 | -1.433 | -1.433 | -1.433 | -1.433 | -1.433 | -1.433 | -1.433 | -1.433 | -1.433 | -1.433 | 35 |  |  | 3.8129
East Hampton Conversion 33 kV | 2030 |  |  | 0 | 0.39033 | 0.39033 | 0.39033 | 0.39033 | 0.39033 | 0.39033 | 0.39033 | 0.39033 | 0.39033 | 0.39033 | 0.39033 | 0.39033 | 0.39033 | -0.18288 | -0.18288 | -0.18288 | -0.18288 | -0.18288 | -0.18288 | -0.18288 | -0.18288 | -0.18288 | -0.18288 | -0.18288 | -0.18288 | -0.18288 | -0.18288 | -0.18288 | -0.18288 | -0.18288 | -0.18288 | -0.18288 | -0.18288 | -0.18288 | -0.18288 | -0.57321 | -0.57321 | -0.57321 | -0.57321 | -0.57321 | -0.57321 | -0.57321 | -0.57321 | -0.57321 | -0.57321 | -0.57321 | -0.57321 | -0.57321 | 35 |  |  | 1.5252
Buell Conversion 33 kV | 2030 |  |  | 0 | 0.45131 | 0.45131 | 0.45131 | 0.45131 | 0.45131 | 0.45131 | 0.45131 | 0.45131 | 0.45131 | 0.45131 | 0.45131 | 0.45131 | 0.45131 | -0.21146 | -0.21146 | -0.21146 | -0.21146 | -0.21146 | -0.21146 | -0.21146 | -0.21146 | -0.21146 | -0.21146 | -0.21146 | -0.21146 | -0.21146 | -0.21146 | -0.21146 | -0.21146 | -0.21146 | -0.21146 | -0.21146 | -0.21146 | -0.21146 | -0.21146 | -0.66277 | -0.66277 | -0.66277 | -0.66277 | -0.66277 | -0.66277 | -0.66277 | -0.66277 | -0.66277 | -0.66277 | -0.66277 | -0.66277 | -0.66277 | 35 |  |  | 1.7635
Hither Hills Conversion to 33 kV | 2030 |  |  | 0 | 0 | 0.60305 | 0.60305 | 0.60305 | 0.60305 | 0.60305 | 0.60305 | 0.60305 | 0.60305 | 0.60305 | 0.60305 | 0.60305 | 0.60305 | -0.25676 | -0.25676 | -0.25676 | -0.25676 | -0.25676 | -0.25676 | -0.25676 | -0.25676 | -0.25676 | -0.25676 | -0.25676 | -0.25676 | -0.25676 | -0.25676 | -0.25676 | -0.25676 | -0.25676 | -0.25676 | -0.25676 | -0.25676 | -0.25676 | -0.25676 | -0.25676 | -0.85981 | -0.85981 | -0.85981 | -0.85981 | -0.85981 | -0.85981 | -0.85981 | -0.85981 | -0.85981 | -0.85981 | -0.85981 | -0.85981 | 35 |  |  | 2.0853
Culloden Pt Conversion to 33 kV | 2030 |  |  | 0 | 0 | 0 | 0.36233 | 0.36233 | 0.36233 | 0.36233 | 0.36233 | 0.36233 | 0.36233 | 0.36233 | 0.36233 | 0.36233 | 0.36233 | -0.13922 | -0.13922 | -0.13922 | -0.13922 | -0.13922 | -0.13922 | -0.13922 | -0.13922 | -0.13922 | -0.13922 | -0.13922 | -0.13922 | -0.13922 | -0.13922 | -0.13922 | -0.13922 | -0.13922 | -0.13922 | -0.13922 | -0.13922 | -0.13922 | -0.13922 | -0.13922 | -0.13922 | -0.50156 | -0.50156 | -0.50156 | -0.50156 | -0.50156 | -0.50156 | -0.50156 | -0.50156 | -0.50156 | -0.50156 | -0.50156 | 35 |  |  | 1.1012
Area II Projects: | [53 empty] | 33
Bridgehampton - Buell New 69 kV UG Cable | 2020 |  | 33.2 | 0 | 0 | 0 | 0 | 4.4251 | 4.4251 | 4.4251 | 4.4251 | 4.4251 | 4.4251 | 4.4251 | 4.4251 | 4.4251 | 4.4251 | 4.4251 | 4.4251 | 4.4251 | 4.4251 | 4.4251 | 4.4251 | 4.4251 | 4.4251 | 4.4251 | 4.4251 | 4.4251 | 4.4251 | 4.4251 | 4.4251 | 4.4251 | 4.4251 | 4.4251 | 4.4251 | 4.4251 | 4.4251 | 4.4251 | 4.4251 | 4.4251 | 4.4251 | 4.4251 | [10 empty] | 35 |  | 54.9758
No Deferral |  |  | 33.2 |  | 0 | 0 | 0 | 4.4251 | 4.4251 | 4.4251 | 4.4251 | 4.4251 | 4.4251 | 4.4251 | 4.4251 | 4.4251 | 4.4251 | 4.4251 | 4.4251 | 4.4251 | 4.4251 | 4.4251 | 4.4251 | 4.4251 | 4.4251 | 4.4251 | 4.4251 | 4.4251 | 4.4251 | 4.4251 | 4.4251 | 4.4251 | 4.4251 | 4.4251 | 4.4251 | 4.4251 | 4.4251 | 4.4251 | 4.4251 | 4.4251 | 4.4251 | 4.4251 | [10 empty] | 35 |  | 54.9758
Bridgehampton - Buell New 69 kV UG Cable | 2026 |  | 33.2 | [10 empty] | 5.2839 | 5.2839 | 5.2839 | 5.2839 | 5.2839 | 5.2839 | 5.2839 | 5.2839 | 5.2839 | 5.2839 | 5.2839 | 5.2839 | 5.2839 | 5.2839 | 5.2839 | 5.2839 | 5.2839 | 5.2839 | 5.2839 | 5.2839 | 5.2839 | 5.2839 | 5.2839 | 5.2839 | 5.2839 | 5.2839 | 5.2839 | 5.2839 | 5.2839 | 5.2839 | 5.2839 | 5.2839 | 5.2839 | 5.2839 | 5.2839 |  |  |  |  | 35 |  | 47.608 | 7.3678 | 7.3678 | 153495.4058 | 1417376.5774
Deferral to Indicated Year |  |  | 33.2 | [6 empty] | 0 | 0 | 0 | 0 | 5.2839 | 5.2839 | 5.2839 | 5.2839 | 5.2839 | 5.2839 | 5.2839 | 5.2839 | 5.2839 | 5.2839 | 5.2839 | 5.2839 | 5.2839 | 5.2839 | 5.2839 | 5.2839 | 5.2839 | 5.2839 | 5.2839 | 5.2839 | 5.2839 | 5.2839 | 5.2839 | 5.2839 | 5.2839 | 5.2839 | 5.2839 | 5.2839 | 5.2839 | 5.2839 | 5.2839 | 5.2839 | 5.2839 | 5.2839 | 5.2839 |  |  |  |  | 35 |  | 47.608 | 7.3678 | 7.3678 | 153495.4058 | 1417376.5774 | =Area II Portion
[59 empty] | 9958971.8467 | =Area II+III Portions
Annual Avoided Costs for Deferral to Indicated Year:
Bridgehampton - Buell New 69 kV UG Cable | 2026 |  |  | 0 | 0 | 0 | 0 | 4.4251 | 4.4251 | 4.4251 | 4.4251 | 4.4251 | 4.4251 | -0.85871 | -0.85871 | -0.85871 | -0.85871 | -0.85871 | -0.85871 | -0.85871 | -0.85871 | -0.85871 | -0.85871 | -0.85871 | -0.85871 | -0.85871 | -0.85871 | -0.85871 | -0.85871 | -0.85871 | -0.85871 | -0.85871 | -0.85871 | -0.85871 | -0.85871 | -0.85871 | -0.85871 | -0.85871 | -0.85871 | -0.85871 | -0.85871 | -0.85871 | -5.2839 | -5.2839 | -5.2839 | -5.2839 | -5.2839 | -5.2839 |  |  |  |  | 35 |  |  | 7.3678
0
Area III Projects: | [52 empty] | 0 | 15
New Canal - Southampton Cable | 2017 |  | 37.6 | 0 | 4.5863 | 4.5863 | 4.5863 | 4.5863 | 4.5863 | 4.5863 | 4.5863 | 4.5863 | 4.5863 | 4.5863 | 4.5863 | 4.5863 | 4.5863 | 4.5863 | 4.5863 | 4.5863 | 4.5863 | 4.5863 | 4.5863 | 4.5863 | 4.5863 | 4.5863 | 4.5863 | 4.5863 | 4.5863 | 4.5863 | 4.5863 | 4.5863 | 4.5863 | 4.5863 | 4.5863 | 4.5863 | 4.5863 | 4.5863 | 4.5863 | [13 empty] | 35 |  | 66.9063
Upgrade Wildwood - Riverhead to 138 kV | 2017 |  | 7.7 | 0 | 0.93922 | 0.93922 | 0.93922 | 0.93922 | 0.93922 | 0.93922 | 0.93922 | 0.93922 | 0.93922 | 0.93922 | 0.93922 | 0.93922 | 0.93922 | 0.93922 | 0.93922 | 0.93922 | 0.93922 | 0.93922 | 0.93922 | 0.93922 | 0.93922 | 0.93922 | 0.93922 | 0.93922 | 0.93922 | 0.93922 | 0.93922 | 0.93922 | 0.93922 | 0.93922 | 0.93922 | 0.93922 | 0.93922 | 0.93922 | 0.93922 | [13 empty] | 35 |  | 13.7016
Riverhead Canal 2nd Line and Bank | 2017 |  | 136.8 | 0 | 16.6864 | 16.6864 | 16.6864 | 16.6864 | 16.6864 | 16.6864 | 16.6864 | 16.6864 | 16.6864 | 16.6864 | 16.6864 | 16.6864 | 16.6864 | 16.6864 | 16.6864 | 16.6864 | 16.6864 | 16.6864 | 16.6864 | 16.6864 | 16.6864 | 16.6864 | 16.6864 | 16.6864 | 16.6864 | 16.6864 | 16.6864 | 16.6864 | 16.6864 | 16.6864 | 16.6864 | 16.6864 | 16.6864 | 16.6864 | 16.6864 | [13 empty] | 35 |  | 243.4251
Canal - Wainscott New 138 kV UG Cable | 2022 |  | 275.5 | 0 | 0 | 0 | 0 | 0 | 0 | 38.957 | 38.957 | 38.957 | 38.957 | 38.957 | 38.957 | 38.957 | 38.957 | 38.957 | 38.957 | 38.957 | 38.957 | 38.957 | 38.957 | 38.957 | 38.957 | 38.957 | 38.957 | 38.957 | 38.957 | 38.957 | 38.957 | 38.957 | 38.957 | 38.957 | 38.957 | 38.957 | 38.957 | 38.957 | 38.957 | 38.957 | 38.957 | 38.957 | 38.957 | 38.957 | [8 empty] | 35 |  | 434.8353
No Deferral |  |  | 457.6 |  | 22.212 | 22.212 | 22.212 | 22.212 | 22.212 | 61.169 | 61.169 | 61.169 | 61.169 | 61.169 | 61.169 | 61.169 | 61.169 | 61.169 | 61.169 | 61.169 | 61.169 | 61.169 | 61.169 | 61.169 | 61.169 | 61.169 | 61.169 | 61.169 | 61.169 | 61.169 | 61.169 | 61.169 | 61.169 | 61.169 | 61.169 | 61.169 | 61.169 | 61.169 | 61.169 | 38.957 | 38.957 | 38.957 | 38.957 | 38.957 | [10 empty] | 758.8683
New Canal - Southampton Cable | 2023 |  | 37.6 | [7 empty] | 5.4763 | 5.4763 | 5.4763 | 5.4763 | 5.4763 | 5.4763 | 5.4763 | 5.4763 | 5.4763 | 5.4763 | 5.4763 | 5.4763 | 5.4763 | 5.4763 | 5.4763 | 5.4763 | 5.4763 | 5.4763 | 5.4763 | 5.4763 | 5.4763 | 5.4763 | 5.4763 | 5.4763 | 5.4763 | 5.4763 | 5.4763 | 5.4763 | 5.4763 | 5.4763 | 5.4763 | 5.4763 | 5.4763 | 5.4763 | 5.4763 | [7 empty] | 35 |  | 57.9396 | 8.9667 | 0 | 0 | 0
Upgrade Wildwood - Riverhead to 138 kV | 2022 |  | 7.7 | [6 empty] | 1.0888 | 1.0888 | 1.0888 | 1.0888 | 1.0888 | 1.0888 | 1.0888 | 1.0888 | 1.0888 | 1.0888 | 1.0888 | 1.0888 | 1.0888 | 1.0888 | 1.0888 | 1.0888 | 1.0888 | 1.0888 | 1.0888 | 1.0888 | 1.0888 | 1.0888 | 1.0888 | 1.0888 | 1.0888 | 1.0888 | 1.0888 | 1.0888 | 1.0888 | 1.0888 | 1.0888 | 1.0888 | 1.0888 | 1.0888 | 1.0888 | [8 empty] | 35 |  | 12.1533 | 1.5483 | 0 | 0 | 0
Riverhead Canal 2nd Line and Bank | 2023 |  | 136.8 | [7 empty] | 19.9245 | 19.9245 | 19.9245 | 19.9245 | 19.9245 | 19.9245 | 19.9245 | 19.9245 | 19.9245 | 19.9245 | 19.9245 | 19.9245 | 19.9245 | 19.9245 | 19.9245 | 19.9245 | 19.9245 | 19.9245 | 19.9245 | 19.9245 | 19.9245 | 19.9245 | 19.9245 | 19.9245 | 19.9245 | 19.9245 | 19.9245 | 19.9245 | 19.9245 | 19.9245 | 19.9245 | 19.9245 | 19.9245 | 19.9245 | 19.9245 | [7 empty] | 35 |  | 210.8017 | 32.6235 | 0 | 0 | 0
Canal - Wainscott New 138 kV UG Cable | 2028 |  | 275.5 | [12 empty] | 46.5167 | 46.5167 | 46.5167 | 46.5167 | 46.5167 | 46.5167 | 46.5167 | 46.5167 | 46.5167 | 46.5167 | 46.5167 | 46.5167 | 46.5167 | 46.5167 | 46.5167 | 46.5167 | 46.5167 | 46.5167 | 46.5167 | 46.5167 | 46.5167 | 46.5167 | 46.5167 | 46.5167 | 46.5167 | 46.5167 | 46.5167 | 46.5167 | 46.5167 | 46.5167 | 46.5167 | 46.5167 | 46.5167 | 46.5167 | 46.5167 |  |  | 35 |  | 376.5593 | 58.276 | 58.276 | 925015.732 | 8541595.2693
Deferral to Indicated Year |  |  | 457.6 | [6 empty] | 1.0888 | 26.4896 | 26.4896 | 26.4896 | 26.4896 | 26.4896 | 73.0063 | 73.0063 | 73.0063 | 73.0063 | 73.0063 | 73.0063 | 73.0063 | 73.0063 | 73.0063 | 73.0063 | 73.0063 | 73.0063 | 73.0063 | 73.0063 | 73.0063 | 73.0063 | 73.0063 | 73.0063 | 73.0063 | 73.0063 | 73.0063 | 73.0063 | 73.0063 | 73.0063 | 73.0063 | 73.0063 | 73.0063 | 73.0063 | 73.0063 | 71.9175 | 46.5167 | 46.5167 | 46.5167 | 46.5167 | 46.5167 |  |  | 41 |  | 657.4539 | 101.4144 | 58.276 | 925015.732 | 8541595.2693 | =Area III Portion
[59 empty] | 8541595.2693 | =Area III Portion
Annual Avoided Costs for Deferral to Indicated Year:
New Canal - Southampton Cable | 2023 |  |  | 0 | 4.5863 | 4.5863 | 4.5863 | 4.5863 | 4.5863 | 4.5863 | -0.88999 | -0.88999 | -0.88999 | -0.88999 | -0.88999 | -0.88999 | -0.88999 | -0.88999 | -0.88999 | -0.88999 | -0.88999 | -0.88999 | -0.88999 | -0.88999 | -0.88999 | -0.88999 | -0.88999 | -0.88999 | -0.88999 | -0.88999 | -0.88999 | -0.88999 | -0.88999 | -0.88999 | -0.88999 | -0.88999 | -0.88999 | -0.88999 | -0.88999 | -5.4763 | -5.4763 | -5.4763 | -5.4763 | -5.4763 | -5.4763 | 0 | 0 | 0 | 0 | 0 |  |  | 35 |  |  | 8.9667
Upgrade Wildwood - Riverhead to 138 kV | 2022 |  |  | 0 | 0.93922 | 0.93922 | 0.93922 | 0.93922 | 0.93922 | -0.14959 | -0.14959 | -0.14959 | -0.14959 | -0.14959 | -0.14959 | -0.14959 | -0.14959 | -0.14959 | -0.14959 | -0.14959 | -0.14959 | -0.14959 | -0.14959 | -0.14959 | -0.14959 | -0.14959 | -0.14959 | -0.14959 | -0.14959 | -0.14959 | -0.14959 | -0.14959 | -0.14959 | -0.14959 | -0.14959 | -0.14959 | -0.14959 | -0.14959 | -0.14959 | -1.0888 | -1.0888 | -1.0888 | -1.0888 | -1.0888 | 0 | 0 | 0 | 0 | 0 | 0 |  |  | 35 |  |  | 1.5483
Riverhead Canal 2nd Line and Bank | 2023 |  |  | 0 | 16.6864 | 16.6864 | 16.6864 | 16.6864 | 16.6864 | 16.6864 | -3.238 | -3.238 | -3.238 | -3.238 | -3.238 | -3.238 | -3.238 | -3.238 | -3.238 | -3.238 | -3.238 | -3.238 | -3.238 | -3.238 | -3.238 | -3.238 | -3.238 | -3.238 | -3.238 | -3.238 | -3.238 | -3.238 | -3.238 | -3.238 | -3.238 | -3.238 | -3.238 | -3.238 | -3.238 | -19.9245 | -19.9245 | -19.9245 | -19.9245 | -19.9245 | -19.9245 | 0 | 0 | 0 | 0 | 0 |  |  | 35 |  |  | 32.6235
Canal - Wainscott New 138 kV UG Cable | 2028 |  |  | 0 | 0 | 0 | 0 | 0 | 0 | 38.957 | 38.957 | 38.957 | 38.957 | 38.957 | 38.957 | -7.5597 | -7.5597 | -7.5597 | -7.5597 | -7.5597 | -7.5597 | -7.5597 | -7.5597 | -7.5597 | -7.5597 | -7.5597 | -7.5597 | -7.5597 | -7.5597 | -7.5597 | -7.5597 | -7.5597 | -7.5597 | -7.5597 | -7.5597 | -7.5597 | -7.5597 | -7.5597 | -7.5597 | -7.5597 | -7.5597 | -7.5597 | -7.5597 | -7.5597 | -46.5167 | -46.5167 | -46.5167 | -46.5167 | -46.5167 | -46.5167 | [5 empty] | 58.276
Total - All Areas (No Deferrals,$Millions) |  |  | 513.3 |  | 24.0294 | 24.6325 | 24.9948 | 29.42 | 29.42 | 68.377 | 68.377 | 68.377 | 68.377 | 68.377 | 68.377 | 68.377 | 68.377 | 68.377 | 68.377 | 68.377 | 68.377 | 68.377 | 68.377 | 68.377 | 68.377 | 68.377 | 68.377 | 68.377 | 68.377 | 68.377 | 68.377 | 68.377 | 68.377 | 68.377 | 68.377 | 68.377 | 68.377 | 68.377 | 68.377 | 44.3475 | 43.7445 | 43.3821 | 38.957 | 38.957 | 0 | 0 | 0 | 0 | 0 | 0 | 0 | 0 |  | 63 | 853.4454 | 119.0703 | = max. total avoided cost in portfolio
Annual Avoided Costs for Deferrals - Area 1 Proposal: (see note*) | Deferral Year |  |  | 2016 | 2017 | 2018 | 2019 | 2020 | 2021 | 2022 | 2023 | 2024 | 2025 | 2026 | 2027 | 2028 | 2029 | 2030 | 2031 | 2032 | 2033 | 2034 | 2035 | 2036 | 2037 | 2038 | 2039 | 2040 | 2041 | 2042 | 2043 | 2044 | 2045 | 2046 | 2047 | 2048 | 2049 | 2050 | 2051 | 2052 | 2053 | 2054 | 2055 | 2056 | 2057 | 2058 | 2059 | 2060 | 2061 | 2062 | 2063 | 2064 |  |  | Differential NPV $M |  | Differential NPV $M (adjusted for COD of Selected Project) | Differntial NPV $/MW | NPV of Transmission Avoided Costs for Selected Project
Area I Projects:
Amagansett Conversion 33 kV | 2030 |  |  | 0 | 0.97582 | 0.97582 | 0.97582 | 0.97582 | 0.97582 | 0.97582 | 0.97582 | 0.97582 | 0.97582 | 0.97582 | 0.97582 | 0.97582 | 0.97582 | -0.4572 | -0.4572 | -0.4572 | -0.4572 | -0.4572 | -0.4572 | -0.4572 | -0.4572 | -0.4572 | -0.4572 | -0.4572 | -0.4572 | -0.4572 | -0.4572 | -0.4572 | -0.4572 | -0.4572 | -0.4572 | -0.4572 | -0.4572 | -0.4572 | -0.4572 | -1.433 | -1.433 | -1.433 | -1.433 | -1.433 | -1.433 | -1.433 | -1.433 | -1.433 | -1.433 | -1.433 | -1.433 | -1.433 |  |  | 3.8129 |  | 0 | 0 | 0
East Hampton Conversion 33 kV | 2030 |  |  | 0 | 0.39033 | 0.39033 | 0.39033 | 0.39033 | 0.39033 | 0.39033 | 0.39033 | 0.39033 | 0.39033 | 0.39033 | 0.39033 | 0.39033 | 0.39033 | -0.18288 | -0.18288 | -0.18288 | -0.18288 | -0.18288 | -0.18288 | -0.18288 | -0.18288 | -0.18288 | -0.18288 | -0.18288 | -0.18288 | -0.18288 | -0.18288 | -0.18288 | -0.18288 | -0.18288 | -0.18288 | -0.18288 | -0.18288 | -0.18288 | -0.18288 | -0.57321 | -0.57321 | -0.57321 | -0.57321 | -0.57321 | -0.57321 | -0.57321 | -0.57321 | -0.57321 | -0.57321 | -0.57321 | -0.57321 | -0.57321 |  |  | 1.5252 |  | 0 | 0 | 0
Buell Conversion 33 kV | 2030 |  |  | 0 | 0.45131 | 0.45131 | 0.45131 | 0.45131 | 0.45131 | 0.45131 | 0.45131 | 0.45131 | 0.45131 | 0.45131 | 0.45131 | 0.45131 | 0.45131 | -0.21146 | -0.21146 | -0.21146 | -0.21146 | -0.21146 | -0.21146 | -0.21146 | -0.21146 | -0.21146 | -0.21146 | -0.21146 | -0.21146 | -0.21146 | -0.21146 | -0.21146 | -0.21146 | -0.21146 | -0.21146 | -0.21146 | -0.21146 | -0.21146 | -0.21146 | -0.66277 | -0.66277 | -0.66277 | -0.66277 | -0.66277 | -0.66277 | -0.66277 | -0.66277 | -0.66277 | -0.66277 | -0.66277 | -0.66277 | -0.66277 |  |  | 1.7635 |  | 0 | 0 | 0
Hither Hills Conversion to 33 kV | 2030 |  |  | 0 | 0 | 0.60305 | 0.60305 | 0.60305 | 0.60305 | 0.60305 | 0.60305 | 0.60305 | 0.60305 | 0.60305 | 0.60305 | 0.60305 | 0.60305 | -0.25676 | -0.25676 | -0.25676 | -0.25676 | -0.25676 | -0.25676 | -0.25676 | -0.25676 | -0.25676 | -0.25676 | -0.25676 | -0.25676 | -0.25676 | -0.25676 | -0.25676 | -0.25676 | -0.25676 | -0.25676 | -0.25676 | -0.25676 | -0.25676 | -0.25676 | -0.25676 | -0.85981 | -0.85981 | -0.85981 | -0.85981 | -0.85981 | -0.85981 | -0.85981 | -0.85981 | -0.85981 | -0.85981 | -0.85981 | -0.85981 |  |  | 2.0853 |  | 2.0853 | 139022.8879 | 0
Culloden Pt Conversion to 33 kV | 2030 |  |  | 0 | 0 | 0 | 0.36233 | 0.36233 | 0.36233 | 0.36233 | 0.36233 | 0.36233 | 0.36233 | 0.36233 | 0.36233 | 0.36233 | 0.36233 | -0.13922 | -0.13922 | -0.13922 | -0.13922 | -0.13922 | -0.13922 | -0.13922 | -0.13922 | -0.13922 | -0.13922 | -0.13922 | -0.13922 | -0.13922 | -0.13922 | -0.13922 | -0.13922 | -0.13922 | -0.13922 | -0.13922 | -0.13922 | -0.13922 | -0.13922 | -0.13922 | -0.13922 | -0.50156 | -0.50156 | -0.50156 | -0.50156 | -0.50156 | -0.50156 | -0.50156 | -0.50156 | -0.50156 | -0.50156 | -0.50156 |  |  | 1.1012 |  | 1.1012 | 73412.135 | 0
[59 empty] | 0 | =Area I Portion
Area II Projects: | [58 empty] | 0 | =Area I+II+III Portions
Bridgehampton - Buell New 69 kV UG Cable | 2026 |  |  | 0 | 0 | 0 | 0 | 4.4251 | 4.4251 | 4.4251 | 4.4251 | 4.4251 | 4.4251 | -0.85871 | -0.85871 | -0.85871 | -0.85871 | -0.85871 | -0.85871 | -0.85871 | -0.85871 | -0.85871 | -0.85871 | -0.85871 | -0.85871 | -0.85871 | -0.85871 | -0.85871 | -0.85871 | -0.85871 | -0.85871 | -0.85871 | -0.85871 | -0.85871 | -0.85871 | -0.85871 | -0.85871 | -0.85871 | -0.85871 | -0.85871 | -0.85871 | -0.85871 | -5.2839 | -5.2839 | -5.2839 | -5.2839 | -5.2839 | -5.2839 | 0 | 0 | 0 | 0 |  |  | 7.3678 |  | 7.3678 | 153495.4058 | 0
[59 empty] | 0 | =Area II Portion
Area III Projects: | [58 empty] | 0 | =Area II+III Portions
New Canal - Southampton Cable | 2023 |  |  | 0 | 4.5863 | 4.5863 | 4.5863 | 4.5863 | 4.5863 | 4.5863 | -0.88999 | -0.88999 | -0.88999 | -0.88999 | -0.88999 | -0.88999 | -0.88999 | -0.88999 | -0.88999 | -0.88999 | -0.88999 | -0.88999 | -0.88999 | -0.88999 | -0.88999 | -0.88999 | -0.88999 | -0.88999 | -0.88999 | -0.88999 | -0.88999 | -0.88999 | -0.88999 | -0.88999 | -0.88999 | -0.88999 | -0.88999 | -0.88999 | -0.88999 | -5.4763 | -5.4763 | -5.4763 | -5.4763 | -5.4763 | -5.4763 | 0 | 0 | 0 | 0 | 0 | 0 | 0 |  |  | 8.9667 |  | 0 | 0 | 0
Upgrade Wildwood - Riverhead to 138 kV | 2022 |  |  | 0 | 0.93922 | 0.93922 | 0.93922 | 0.93922 | 0.93922 | -0.14959 | -0.14959 | -0.14959 | -0.14959 | -0.14959 | -0.14959 | -0.14959 | -0.14959 | -0.14959 | -0.14959 | -0.14959 | -0.14959 | -0.14959 | -0.14959 | -0.14959 | -0.14959 | -0.14959 | -0.14959 | -0.14959 | -0.14959 | -0.14959 | -0.14959 | -0.14959 | -0.14959 | -0.14959 | -0.14959 | -0.14959 | -0.14959 | -0.14959 | -0.14959 | -1.0888 | -1.0888 | -1.0888 | -1.0888 | -1.0888 | 0 | 0 | 0 | 0 | 0 | 0 | 0 | 0 |  |  | 1.5483 |  | 0 | 0 | 0
Riverhead Canal 2nd Line and Bank | 2023 |  |  | 0 | 16.6864 | 16.6864 | 16.6864 | 16.6864 | 16.6864 | 16.6864 | -3.238 | -3.238 | -3.238 | -3.238 | -3.238 | -3.238 | -3.238 | -3.238 | -3.238 | -3.238 | -3.238 | -3.238 | -3.238 | -3.238 | -3.238 | -3.238 | -3.238 | -3.238 | -3.238 | -3.238 | -3.238 | -3.238 | -3.238 | -3.238 | -3.238 | -3.238 | -3.238 | -3.238 | -3.238 | -19.9245 | -19.9245 | -19.9245 | -19.9245 | -19.9245 | -19.9245 | 0 | 0 | 0 | 0 | 0 | 0 | 0 |  |  | 32.6235 |  | 0 | 0 | 0
Canal - Wainscott New 138 kV UG Cable | 2028 |  |  | 0 | 0 | 0 | 0 | 0 | 0 | 38.957 | 38.957 | 38.957 | 38.957 | 38.957 | 38.957 | -7.5597 | -7.5597 | -7.5597 | -7.5597 | -7.5597 | -7.5597 | -7.5597 | -7.5597 | -7.5597 | -7.5597 | -7.5597 | -7.5597 | -7.5597 | -7.5597 | -7.5597 | -7.5597 | -7.5597 | -7.5597 | -7.5597 | -7.5597 | -7.5597 | -7.5597 | -7.5597 | -7.5597 | -7.5597 | -7.5597 | -7.5597 | -7.5597 | -7.5597 | -46.5167 | -46.5167 | -46.5167 | -46.5167 | -46.5167 | -46.5167 | 0 | 0 |  |  | 58.276 |  | 58.276 | 925015.732 | 0
[59 empty] | 0 | =Area III Portion
Total - Area 1 Proposal, $Millions (unadjusted) |  |  |  | 0 | 0 | 0.60305 | 0.96539 | 5.3905 | 5.3905 | 44.3475 | 44.3475 | 44.3475 | 44.3475 | 39.0637 | 39.0637 | -7.453 | -7.453 | -8.8144 | -8.8144 | -8.8144 | -8.8144 | -8.8144 | -8.8144 | -8.8144 | -8.8144 | -8.8144 | -8.8144 | -8.8144 | -8.8144 | -8.8144 | -8.8144 | -8.8144 | -8.8144 | -8.8144 | -8.8144 | -8.8144 | -8.8144 | -8.8144 | -8.8144 | -8.8144 | -9.4174 | -9.7798 | -14.2049 | -14.2049 | -53.1619 | -53.1619 | -53.1619 | -53.1619 | -47.878 | -47.878 | -1.3614 | -1.3614 |  |  | 68.8303 |  |  | 1290946.1608 | 0
$/MW-yr |  |  |  | 0 | 0 | 40203.5861 | 64359.2408 | 156549.7282 | 156549.7282 | 774914.5398 | 774914.5398 | 774914.5398 | 774914.5398 | 664834.2766 | 664834.2766 | -73525.6468 | -73525.6468 | -164283.4228 | -164283.4228 | -164283.4228 | -164283.4228 | -164283.4228 | -164283.4228 | -164283.4228 | -164283.4228 | -164283.4228 | -164283.4228 | -164283.4228 | -164283.4228 | -164283.4228 | -164283.4228 | -164283.4228 | -164283.4228 | -164283.4228 | -164283.4228 | -164283.4228 | -164283.4228 | -164283.4228 | -164283.4228 | -164283.4228 | -204487.0089 | -228642.6636 | -320833.151 | -320833.151 | -939197.9626 | -939197.9626 | -939197.9626 | -939197.9626 | -829117.6994 | -829117.6994 | -90757.776 | -90757.776
$Millions (adjusted) |  |  |  | 0 | 0 | 0 | 0 | 0 | 0 | 0 | 0 | 0 | 0 | 0 | 0 | 0 | 0 | 0 | 0 | 0 | 0 | 0 | 0 | 0 | 0 | 0 | 0 | 0 | 0 | 0 | 0 | 0 | 0 | 0 | 0 | 0 | 0 | 0 | 0 | 0 | 0 | 0 | 0 | 0 | 0 | 0 | 0 | 0 | 0 | 0 | 0 | 0 |  |  | 0
Annual Avoided Costs for Deferrals - Area 2 Proposal: (see note*) | Deferral Year |  |  | 2016 | 2017 | 2018 | 2019 | 2020 | 2021 | 2022 | 2023 | 2024 | 2025 | 2026 | 2027 | 2028 | 2029 | 2030 | 2031 | 2032 | 2033 | 2034 | 2035 | 2036 | 2037 | 2038 | 2039 | 2040 | 2041 | 2042 | 2043 | 2044 | 2045 | 2046 | 2047 | 2048 | 2049 | 2050 | 2051 | 2052 | 2053 | 2054 | 2055 | 2056 | 2057 | 2058 | 2059 | 2060 | 2061 | 2062 | 2063 | 2064 |  |  | Differential NPV $M |  | Differential NPV $M (adjusted for COD of Selected Project) | Differntial NPV $/MW | NPV of Transmission Avoided Costs for Selected Project
Area I Projects:
Amagansett Conversion 33 kV | 2030 |  |  | 0 | 0 | 0 | 0 | 0 | 0 | 0 | 0 | 0 | 0 | 0 | 0 | 0 | 0 | 0 | 0 | 0 | 0 | 0 | 0 | 0 | 0 | 0 | 0 | 0 | 0 | 0 | 0 | 0 | 0 | 0 | 0 | 0 | 0 | 0 | 0 | 0 | 0 | 0 | 0 | 0 | 0 | 0 | 0 | 0 | 0 | 0 | 0 | 0 |  |  | 0 |  | 0 | 0 | 0
East Hampton Conversion 33 kV | 2030 |  |  | 0 | 0 | 0 | 0 | 0 | 0 | 0 | 0 | 0 | 0 | 0 | 0 | 0 | 0 | 0 | 0 | 0 | 0 | 0 | 0 | 0 | 0 | 0 | 0 | 0 | 0 | 0 | 0 | 0 | 0 | 0 | 0 | 0 | 0 | 0 | 0 | 0 | 0 | 0 | 0 | 0 | 0 | 0 | 0 | 0 | 0 | 0 | 0 | 0 |  |  | 0 |  | 0 | 0 | 0
Buell Conversion 33 kV | 2030 |  |  | 0 | 0 | 0 | 0 | 0 | 0 | 0 | 0 | 0 | 0 | 0 | 0 | 0 | 0 | 0 | 0 | 0 | 0 | 0 | 0 | 0 | 0 | 0 | 0 | 0 | 0 | 0 | 0 | 0 | 0 | 0 | 0 | 0 | 0 | 0 | 0 | 0 | 0 | 0 | 0 | 0 | 0 | 0 | 0 | 0 | 0 | 0 | 0 | 0 |  |  | 0 |  | 0 | 0 | 0
Hither Hills Conversion to 33 kV | 2030 |  |  | 0 | 0 | 0 | 0 | 0 | 0 | 0 | 0 | 0 | 0 | 0 | 0 | 0 | 0 | 0 | 0 | 0 | 0 | 0 | 0 | 0 | 0 | 0 | 0 | 0 | 0 | 0 | 0 | 0 | 0 | 0 | 0 | 0 | 0 | 0 | 0 | 0 | 0 | 0 | 0 | 0 | 0 | 0 | 0 | 0 | 0 | 0 | 0 | 0 |  |  | 0 |  | 0 | 0 | 0
Culloden Pt Conversion to 33 kV | 2030 |  |  | 0 | 0 | 0 | 0 | 0 | 0 | 0 | 0 | 0 | 0 | 0 | 0 | 0 | 0 | 0 | 0 | 0 | 0 | 0 | 0 | 0 | 0 | 0 | 0 | 0 | 0 | 0 | 0 | 0 | 0 | 0 | 0 | 0 | 0 | 0 | 0 | 0 | 0 | 0 | 0 | 0 | 0 | 0 | 0 | 0 | 0 | 0 | 0 | 0 |  |  | 0 |  | 0 | 0 | 0
[59 empty] | 0 | =Area I Portion
Area II Projects: | [58 empty] | 0 | =Area I+II+III Portions
Bridgehampton - Buell New 69 kV UG Cable | 2026 |  |  | 0 | 0 | 0 | 0 | 4.4251 | 4.4251 | 4.4251 | 4.4251 | 4.4251 | 4.4251 | -0.85871 | -0.85871 | -0.85871 | -0.85871 | -0.85871 | -0.85871 | -0.85871 | -0.85871 | -0.85871 | -0.85871 | -0.85871 | -0.85871 | -0.85871 | -0.85871 | -0.85871 | -0.85871 | -0.85871 | -0.85871 | -0.85871 | -0.85871 | -0.85871 | -0.85871 | -0.85871 | -0.85871 | -0.85871 | -0.85871 | -0.85871 | -0.85871 | -0.85871 | -5.2839 | -5.2839 | -5.2839 | -5.2839 | -5.2839 | -5.2839 | 0 | 0 | 0 | 0 |  |  | 7.3678 |  | 7.3678 | 153495.4058 | 0
[59 empty] | 0 | =Area II Portion
Area III Projects: | [58 empty] | 0 | =Area II+III Portions
New Canal - Southampton Cable | 2023 |  |  | 0 | 4.5863 | 4.5863 | 4.5863 | 4.5863 | 4.5863 | 4.5863 | -0.88999 | -0.88999 | -0.88999 | -0.88999 | -0.88999 | -0.88999 | -0.88999 | -0.88999 | -0.88999 | -0.88999 | -0.88999 | -0.88999 | -0.88999 | -0.88999 | -0.88999 | -0.88999 | -0.88999 | -0.88999 | -0.88999 | -0.88999 | -0.88999 | -0.88999 | -0.88999 | -0.88999 | -0.88999 | -0.88999 | -0.88999 | -0.88999 | -0.88999 | -5.4763 | -5.4763 | -5.4763 | -5.4763 | -5.4763 | -5.4763 | 0 | 0 | 0 | 0 | 0 | 0 | 0 |  |  | 8.9667 |  | 0 | 0 | 0
Upgrade Wildwood - Riverhead to 138 kV | 2022 |  |  | 0 | 0.93922 | 0.93922 | 0.93922 | 0.93922 | 0.93922 | -0.14959 | -0.14959 | -0.14959 | -0.14959 | -0.14959 | -0.14959 | -0.14959 | -0.14959 | -0.14959 | -0.14959 | -0.14959 | -0.14959 | -0.14959 | -0.14959 | -0.14959 | -0.14959 | -0.14959 | -0.14959 | -0.14959 | -0.14959 | -0.14959 | -0.14959 | -0.14959 | -0.14959 | -0.14959 | -0.14959 | -0.14959 | -0.14959 | -0.14959 | -0.14959 | -1.0888 | -1.0888 | -1.0888 | -1.0888 | -1.0888 | 0 | 0 | 0 | 0 | 0 | 0 | 0 | 0 |  |  | 1.5483 |  | 0 | 0 | 0
Riverhead Canal 2nd Line and Bank | 2023 |  |  | 0 | 16.6864 | 16.6864 | 16.6864 | 16.6864 | 16.6864 | 16.6864 | -3.238 | -3.238 | -3.238 | -3.238 | -3.238 | -3.238 | -3.238 | -3.238 | -3.238 | -3.238 | -3.238 | -3.238 | -3.238 | -3.238 | -3.238 | -3.238 | -3.238 | -3.238 | -3.238 | -3.238 | -3.238 | -3.238 | -3.238 | -3.238 | -3.238 | -3.238 | -3.238 | -3.238 | -3.238 | -19.9245 | -19.9245 | -19.9245 | -19.9245 | -19.9245 | -19.9245 | 0 | 0 | 0 | 0 | 0 | 0 | 0 |  |  | 32.6235 |  | 0 | 0 | 0
Canal - Wainscott New 138 kV UG Cable | 2028 |  |  | 0 | 0 | 0 | 0 | 0 | 0 | 38.957 | 38.957 | 38.957 | 38.957 | 38.957 | 38.957 | -7.5597 | -7.5597 | -7.5597 | -7.5597 | -7.5597 | -7.5597 | -7.5597 | -7.5597 | -7.5597 | -7.5597 | -7.5597 | -7.5597 | -7.5597 | -7.5597 | -7.5597 | -7.5597 | -7.5597 | -7.5597 | -7.5597 | -7.5597 | -7.5597 | -7.5597 | -7.5597 | -7.5597 | -7.5597 | -7.5597 | -7.5597 | -7.5597 | -7.5597 | -46.5167 | -46.5167 | -46.5167 | -46.5167 | -46.5167 | -46.5167 | 0 | 0 |  |  | 58.276 |  | 58.276 | 925015.732 | 0
[59 empty] | 0 | =Area III Portion
Total - Area 2 Proposal, $Millions (unadjusted) |  |  |  | 0 | 0 | 0 | 0 | 4.4251 | 4.4251 | 43.3821 | 43.3821 | 43.3821 | 43.3821 | 38.0983 | 38.0983 | -8.4184 | -8.4184 | -8.4184 | -8.4184 | -8.4184 | -8.4184 | -8.4184 | -8.4184 | -8.4184 | -8.4184 | -8.4184 | -8.4184 | -8.4184 | -8.4184 | -8.4184 | -8.4184 | -8.4184 | -8.4184 | -8.4184 | -8.4184 | -8.4184 | -8.4184 | -8.4184 | -8.4184 | -8.4184 | -8.4184 | -8.4184 | -12.8435 | -12.8435 | -51.8005 | -51.8005 | -51.8005 | -51.8005 | -46.5167 | -46.5167 | 0 | 0 |  |  | 65.6438 |  |  | 1078511.1378 | 0
$/MW-yr |  |  |  | 0 | 0 | 0 | 0 | 92190.4874 | 92190.4874 | 710555.299 | 710555.299 | 710555.299 | 710555.299 | 600475.0358 | 600475.0358 | -137884.8876 | -137884.8876 | -137884.8876 | -137884.8876 | -137884.8876 | -137884.8876 | -137884.8876 | -137884.8876 | -137884.8876 | -137884.8876 | -137884.8876 | -137884.8876 | -137884.8876 | -137884.8876 | -137884.8876 | -137884.8876 | -137884.8876 | -137884.8876 | -137884.8876 | -137884.8876 | -137884.8876 | -137884.8876 | -137884.8876 | -137884.8876 | -137884.8876 | -137884.8876 | -137884.8876 | -230075.375 | -230075.375 | -848440.1866 | -848440.1866 | -848440.1866 | -848440.1866 | -738359.9234 | -738359.9234 | 0 | 0
$Millions (adjusted) |  |  |  | 0 | 0 | 0 | 0 | 0 | 0 | 0 | 0 | 0 | 0 | 0 | 0 | 0 | 0 | 0 | 0 | 0 | 0 | 0 | 0 | 0 | 0 | 0 | 0 | 0 | 0 | 0 | 0 | 0 | 0 | 0 | 0 | 0 | 0 | 0 | 0 | 0 | 0 | 0 | 0 | 0 | 0 | 0 | 0 | 0 | 0 | 0 | 0 | 0 |  |  | 0
Annual Avoided Costs for Deferrals - Area 3 Proposal: (see note*) | Deferral Year |  |  | 2016 | 2017 | 2018 | 2019 | 2020 | 2021 | 2022 | 2023 | 2024 | 2025 | 2026 | 2027 | 2028 | 2029 | 2030 | 2031 | 2032 | 2033 | 2034 | 2035 | 2036 | 2037 | 2038 | 2039 | 2040 | 2041 | 2042 | 2043 | 2044 | 2045 | 2046 | 2047 | 2048 | 2049 | 2050 | 2051 | 2052 | 2053 | 2054 | 2055 | 2056 | 2057 | 2058 | 2059 | 2060 | 2061 | 2062 | 2063 | 2064 |  |  | Differential NPV $M |  | Differential NPV $M (adjusted for COD of Selected Project) | Differntial NPV $/MW | NPV of Transmission Avoided Costs for Selected Project
Area I Projects:
Amagansett Conversion 33 kV | 2030 |  |  | 0 | 0 | 0 | 0 | 0 | 0 | 0 | 0 | 0 | 0 | 0 | 0 | 0 | 0 | 0 | 0 | 0 | 0 | 0 | 0 | 0 | 0 | 0 | 0 | 0 | 0 | 0 | 0 | 0 | 0 | 0 | 0 | 0 | 0 | 0 | 0 | 0 | 0 | 0 | 0 | 0 | 0 | 0 | 0 | 0 | 0 | 0 | 0 | 0 |  |  | 0 |  | 0 | 0 | 0
East Hampton Conversion 33 kV | 2030 |  |  | 0 | 0 | 0 | 0 | 0 | 0 | 0 | 0 | 0 | 0 | 0 | 0 | 0 | 0 | 0 | 0 | 0 | 0 | 0 | 0 | 0 | 0 | 0 | 0 | 0 | 0 | 0 | 0 | 0 | 0 | 0 | 0 | 0 | 0 | 0 | 0 | 0 | 0 | 0 | 0 | 0 | 0 | 0 | 0 | 0 | 0 | 0 | 0 | 0 |  |  | 0 |  | 0 | 0 | 0
Buell Conversion 33 kV | 2030 |  |  | 0 | 0 | 0 | 0 | 0 | 0 | 0 | 0 | 0 | 0 | 0 | 0 | 0 | 0 | 0 | 0 | 0 | 0 | 0 | 0 | 0 | 0 | 0 | 0 | 0 | 0 | 0 | 0 | 0 | 0 | 0 | 0 | 0 | 0 | 0 | 0 | 0 | 0 | 0 | 0 | 0 | 0 | 0 | 0 | 0 | 0 | 0 | 0 | 0 |  |  | 0 |  | 0 | 0 | 0
Hither Hills Conversion to 33 kV | 2030 |  |  | 0 | 0 | 0 | 0 | 0 | 0 | 0 | 0 | 0 | 0 | 0 | 0 | 0 | 0 | 0 | 0 | 0 | 0 | 0 | 0 | 0 | 0 | 0 | 0 | 0 | 0 | 0 | 0 | 0 | 0 | 0 | 0 | 0 | 0 | 0 | 0 | 0 | 0 | 0 | 0 | 0 | 0 | 0 | 0 | 0 | 0 | 0 | 0 | 0 |  |  | 0 |  | 0 | 0 | 0
Culloden Pt Conversion to 33 kV | 2030 |  |  | 0 | 0 | 0 | 0 | 0 | 0 | 0 | 0 | 0 | 0 | 0 | 0 | 0 | 0 | 0 | 0 | 0 | 0 | 0 | 0 | 0 | 0 | 0 | 0 | 0 | 0 | 0 | 0 | 0 | 0 | 0 | 0 | 0 | 0 | 0 | 0 | 0 | 0 | 0 | 0 | 0 | 0 | 0 | 0 | 0 | 0 | 0 | 0 | 0 |  |  | 0 |  | 0 | 0 | 0
[59 empty] | 0 | =Area I Portion
Area II Projects: | [58 empty] | 8541595.2693 | =Area I+II+III Portions
Bridgehampton - Buell New 69 kV UG Cable | 2026 |  |  | 0 | 0 | 0 | 0 | 0 | 0 | 0 | 0 | 0 | 0 | 0 | 0 | 0 | 0 | 0 | 0 | 0 | 0 | 0 | 0 | 0 | 0 | 0 | 0 | 0 | 0 | 0 | 0 | 0 | 0 | 0 | 0 | 0 | 0 | 0 | 0 | 0 | 0 | 0 | 0 | 0 | 0 | 0 | 0 | 0 | 0 | 0 | 0 | 0 |  |  | 0 |  | 0 | 0 | 0
[59 empty] | 0 | =Area II Portion
Area III Projects: | [58 empty] | 8541595.2693 | =Area II+III Portions
New Canal - Southampton Cable | 2023 |  |  | 0 | 4.5863 | 4.5863 | 4.5863 | 4.5863 | 4.5863 | 4.5863 | -0.88999 | -0.88999 | -0.88999 | -0.88999 | -0.88999 | -0.88999 | -0.88999 | -0.88999 | -0.88999 | -0.88999 | -0.88999 | -0.88999 | -0.88999 | -0.88999 | -0.88999 | -0.88999 | -0.88999 | -0.88999 | -0.88999 | -0.88999 | -0.88999 | -0.88999 | -0.88999 | -0.88999 | -0.88999 | -0.88999 | -0.88999 | -0.88999 | -0.88999 | -5.4763 | -5.4763 | -5.4763 | -5.4763 | -5.4763 | -5.4763 | 0 | 0 | 0 | 0 | 0 | 0 | 0 |  |  | 8.9667 |  | 0 | 0 | 0
Upgrade Wildwood - Riverhead to 138 kV | 2022 |  |  | 0 | 0.93922 | 0.93922 | 0.93922 | 0.93922 | 0.93922 | -0.14959 | -0.14959 | -0.14959 | -0.14959 | -0.14959 | -0.14959 | -0.14959 | -0.14959 | -0.14959 | -0.14959 | -0.14959 | -0.14959 | -0.14959 | -0.14959 | -0.14959 | -0.14959 | -0.14959 | -0.14959 | -0.14959 | -0.14959 | -0.14959 | -0.14959 | -0.14959 | -0.14959 | -0.14959 | -0.14959 | -0.14959 | -0.14959 | -0.14959 | -0.14959 | -1.0888 | -1.0888 | -1.0888 | -1.0888 | -1.0888 | 0 | 0 | 0 | 0 | 0 | 0 | 0 | 0 |  |  | 1.5483 |  | 0 | 0 | 0
Riverhead Canal 2nd Line and Bank | 2023 |  |  | 0 | 16.6864 | 16.6864 | 16.6864 | 16.6864 | 16.6864 | 16.6864 | -3.238 | -3.238 | -3.238 | -3.238 | -3.238 | -3.238 | -3.238 | -3.238 | -3.238 | -3.238 | -3.238 | -3.238 | -3.238 | -3.238 | -3.238 | -3.238 | -3.238 | -3.238 | -3.238 | -3.238 | -3.238 | -3.238 | -3.238 | -3.238 | -3.238 | -3.238 | -3.238 | -3.238 | -3.238 | -19.9245 | -19.9245 | -19.9245 | -19.9245 | -19.9245 | -19.9245 | 0 | 0 | 0 | 0 | 0 | 0 | 0 |  |  | 32.6235 |  | 0 | 0 | 0
Canal - Wainscott New 138 kV UG Cable | 2028 |  |  | 0 | 0 | 0 | 0 | 0 | 0 | 38.957 | 38.957 | 38.957 | 38.957 | 38.957 | 38.957 | -7.5597 | -7.5597 | -7.5597 | -7.5597 | -7.5597 | -7.5597 | -7.5597 | -7.5597 | -7.5597 | -7.5597 | -7.5597 | -7.5597 | -7.5597 | -7.5597 | -7.5597 | -7.5597 | -7.5597 | -7.5597 | -7.5597 | -7.5597 | -7.5597 | -7.5597 | -7.5597 | -7.5597 | -7.5597 | -7.5597 | -7.5597 | -7.5597 | -7.5597 | -46.5167 | -46.5167 | -46.5167 | -46.5167 | -46.5167 | -46.5167 | 0 | 0 |  |  | 58.276 |  | 58.276 | 925015.732 | 8541595.2693
[59 empty] | 8541595.2693 | =Area III Portion
Total - Area 3 Proposal, $Millions (unadjusted) |  |  |  | 0 | 22.212 | 22.212 | 22.212 | 22.212 | 22.212 | 60.0802 | 34.6794 | 34.6794 | 34.6794 | 34.6794 | 34.6794 | -11.8373 | -11.8373 | -11.8373 | -11.8373 | -11.8373 | -11.8373 | -11.8373 | -11.8373 | -11.8373 | -11.8373 | -11.8373 | -11.8373 | -11.8373 | -11.8373 | -11.8373 | -11.8373 | -11.8373 | -11.8373 | -11.8373 | -11.8373 | -11.8373 | -11.8373 | -11.8373 | -11.8373 | -34.0493 | -34.0493 | -34.0493 | -34.0493 | -34.0493 | -71.9175 | -46.5167 | -46.5167 | -46.5167 | -46.5167 | -46.5167 | 0 | 0 |  |  | 101.4144 |  |  | 925015.732 | 8541595.2693
$/MW-yr |  |  |  | 0 | 0 | 0 | 0 | 0 | 0 | 618364.8116 | 618364.8116 | 618364.8116 | 618364.8116 | 618364.8116 | 618364.8116 | -119995.1118 | -119995.1118 | -119995.1118 | -119995.1118 | -119995.1118 | -119995.1118 | -119995.1118 | -119995.1118 | -119995.1118 | -119995.1118 | -119995.1118 | -119995.1118 | -119995.1118 | -119995.1118 | -119995.1118 | -119995.1118 | -119995.1118 | -119995.1118 | -119995.1118 | -119995.1118 | -119995.1118 | -119995.1118 | -119995.1118 | -119995.1118 | -119995.1118 | -119995.1118 | -119995.1118 | -119995.1118 | -119995.1118 | -738359.9234 | -738359.9234 | -738359.9234 | -738359.9234 | -738359.9234 | -738359.9234 | 0 | 0
$Millions (adjusted) |  |  |  | 0 | 0 | 0 | 0 | 0 | 0 | 5.71 | 5.71 | 5.71 | 5.71 | 5.71 | 5.71 | -1.108 | -1.108 | -1.108 | -1.108 | -1.108 | -1.108 | -1.108 | -1.108 | -1.108 | -1.108 | -1.108 | -1.108 | -1.108 | -1.108 | -1.108 | -1.108 | -1.108 | -1.108 | -1.108 | -1.108 | -1.108 | -1.108 | -1.108 | -1.108 | -1.108 | -1.108 | -1.108 | -1.108 | -1.108 | -6.818 | -6.818 | -6.818 | -6.818 | -6.818 | -6.818 | 0 | 0 |  |  | 8541.5953
Discount Factor (Relative to 1/1/2016) = |  |  |  | 0.94787 | 0.89845 | 0.85161 | 0.80722 | 0.76513 | 0.72525 | 0.68744 | 0.6516 | 0.61763 | 0.58543 | 0.55491 | 0.52598 | 0.49856 | 0.47257 | 0.44793 | 0.42458 | 0.40245 | 0.38147 | 0.36158 | 0.34273 | 0.32486 | 0.30793 | 0.29187 | 0.27666 | 0.26223 | 0.24856 | 0.2356 | 0.22332 | 0.21168 | 0.20064 | 0.19018 | 0.18027 | 0.17087 | 0.16196 | 0.15352 | 0.14552 | 0.13793 | 0.13074 | 0.12392 | 0.11746 | 0.11134 | 0.10554 | 0.10003 | 0.094818 | 0.089875 | 0.08519 | 0.080748 | 0.076539 | 0.072549
* Note: A positive (+) avoided cost in a given year represents a cost savings relative to not having a transmission project deferral.
Note on BH17: Todd Kantarek: Interconnection at Deerfield Sub - dist'n side. Added 2.6% transmission loss factor.

## PhII (LIE300-2MW)
Version |  | Based on PSEGLI file: "East End Utility 2_0_Economics_2014_10_13_r28_Sargent_Lundy.xlsx"
Annual Revenue Requirements (Millions of $s)
1) Reference (Transmission only) Case
Project | I/S Year | Investor | Capital (2015$s) | 2016 | 2017 | 2018 | 2019 | 2020 | 2021 | 2022 | 2023 | 2024 | 2025 | 2026 | 2027 | 2028 | 2029 | 2030 | 2031 | 2032 | 2033 | 2034 | 2035 | 2036 | 2037 | 2038 | 2039 | 2040 | 2041 | 2042 | 2043 | 2044 | 2045 | 2046 | 2047 | 2048 | 2049 | 2050 | 2051 | 2052 | 2053 | 2054 | 2055 | 2056 | 2057 | 2058 | 2059 | 2060 | 2061 | 2062 | 2063 | 2064 |  | NPV |  | Proposal Number = | LIE300
Transmission Reinforcement I | 2017 | PSEGLI | 197 | 0 | 24.0294 | 24.0294 | 24.0294 | 24.0294 | 24.0294 | 24.0294 | 24.0294 | 24.0294 | 24.0294 | 24.0294 | 24.0294 | 24.0294 | 24.0294 | 24.0294 | 24.0294 | 24.0294 | 24.0294 | 24.0294 | 24.0294 | 24.0294 | 24.0294 | 24.0294 | 24.0294 | 24.0294 | 24.0294 | 24.0294 | 24.0294 | 24.0294 | 24.0294 | 24.0294 | 24.0294 | 24.0294 | 24.0294 | 24.0294 | 24.0294 | [13 empty] | 35 | 350.5464 |  | Proposer Name = | LI Energy Storage System LLC
Transmission Reinforcement II | 2018 | PSEGLI | 4.8 | 0 | 0 | 0.60305 | 0.60305 | 0.60305 | 0.60305 | 0.60305 | 0.60305 | 0.60305 | 0.60305 | 0.60305 | 0.60305 | 0.60305 | 0.60305 | 0.60305 | 0.60305 | 0.60305 | 0.60305 | 0.60305 | 0.60305 | 0.60305 | 0.60305 | 0.60305 | 0.60305 | 0.60305 | 0.60305 | 0.60305 | 0.60305 | 0.60305 | 0.60305 | 0.60305 | 0.60305 | 0.60305 | 0.60305 | 0.60305 | 0.60305 | 0.60305 | [12 empty] | 35 | 8.3388 |  | Proposal/Project = | Southampton Energy Storage System
Transmission Reinforcement III | 2019 | PSEGLI | 2.8 | 0 | 0 | 0 | 0.36233 | 0.36233 | 0.36233 | 0.36233 | 0.36233 | 0.36233 | 0.36233 | 0.36233 | 0.36233 | 0.36233 | 0.36233 | 0.36233 | 0.36233 | 0.36233 | 0.36233 | 0.36233 | 0.36233 | 0.36233 | 0.36233 | 0.36233 | 0.36233 | 0.36233 | 0.36233 | 0.36233 | 0.36233 | 0.36233 | 0.36233 | 0.36233 | 0.36233 | 0.36233 | 0.36233 | 0.36233 | 0.36233 | 0.36233 | 0.36233 | [11 empty] | 35 | 4.7491 |  | Option Number = | 1
Transmission Reinforcement IV | 2020 | PSEGLI | 33.2 | 0 | 0 | 0 | 0 | 4.4251 | 4.4251 | 4.4251 | 4.4251 | 4.4251 | 4.4251 | 4.4251 | 4.4251 | 4.4251 | 4.4251 | 4.4251 | 4.4251 | 4.4251 | 4.4251 | 4.4251 | 4.4251 | 4.4251 | 4.4251 | 4.4251 | 4.4251 | 4.4251 | 4.4251 | 4.4251 | 4.4251 | 4.4251 | 4.4251 | 4.4251 | 4.4251 | 4.4251 | 4.4251 | 4.4251 | 4.4251 | 4.4251 | 4.4251 | 4.4251 | [10 empty] | 35 | 54.9758 |  | Location = | 3
Transmission Reinforcement V | 2022 | PSEGLI | 275.5 | 0 | 0 | 0 | 0 | 0 | 0 | 38.957 | 38.957 | 38.957 | 38.957 | 38.957 | 38.957 | 38.957 | 38.957 | 38.957 | 38.957 | 38.957 | 38.957 | 38.957 | 38.957 | 38.957 | 38.957 | 38.957 | 38.957 | 38.957 | 38.957 | 38.957 | 38.957 | 38.957 | 38.957 | 38.957 | 38.957 | 38.957 | 38.957 | 38.957 | 38.957 | 38.957 | 38.957 | 38.957 | 38.957 | 38.957 | [8 empty] | 35 | 434.8353 |  | Technology = | Battery Storage
[56 empty] | Interconnection Points = | Southampton - 13kV
Total |  |  | 513.3 | 0 | 24.0294 | 24.6325 | 24.9948 | 29.42 | 29.42 | 68.377 | 68.377 | 68.377 | 68.377 | 68.377 | 68.377 | 68.377 | 68.377 | 68.377 | 68.377 | 68.377 | 68.377 | 68.377 | 68.377 | 68.377 | 68.377 | 68.377 | 68.377 | 68.377 | 68.377 | 68.377 | 68.377 | 68.377 | 68.377 | 68.377 | 68.377 | 68.377 | 68.377 | 68.377 | 68.377 | 44.3475 | 43.7445 | 43.3821 | 38.957 | 38.957 | 0 | 0 | 0 | 0 | 0 | 0 | 0 | 0 |  | 853.4454 |  | Loss Factor = | 1.026
2016 NPV @ 5.5%, thru 2035 |  |  |  | 2016: 582.1416
2016 NPV @ 5.5%, thru 2056 |  |  |  | 2016: 853.4454 |  |  |  | MW Required by 2022 (cap) = | 15 | 33 | 15 | Output: NPV of Transmission Avoided Costs for Selected Project (see note*)
[57 empty] | Selected Project Inputs - Area 1 Portion | Selected Project Inputs - Area 2 Portion | Selected Project Inputs - Area 3 Portion | Area 1 | Area 2 | Area 3 | Total | check
[56 empty] | Project kW = | 0 | 0 | 2052
[55 empty] | Capped kW = | 2052 | 0 | 0 | 2052
[56 empty] | Project Area (1, 2, or 3) = | 1 | 2 | 3
[56 empty] | Proportion of Peak Hours Covered = | 100% | 100% | 100%
[55 empty] | Project COD = | 2018
[55 empty] | Effective kW = | 2052 |  |  |  | 0 | 0 | 1898132.2821 | 1898132.2821
[60 empty] | check | check | check
| I/S Year |  | Capital (2015$s) | 2016 | 2017 | 2018 | 2019 | 2020 | 2021 | 2022 | 2023 | 2024 | 2025 | 2026 | 2027 | 2028 | 2029 | 2030 | 2031 | 2032 | 2033 | 2034 | 2035 | 2036 | 2037 | 2038 | 2039 | 2040 | 2041 | 2042 | 2043 | 2044 | 2045 | 2046 | 2047 | 2048 | 2049 | 2050 | 2051 | 2052 | 2053 | 2054 | 2055 | 2056 | 2057 | 2058 | 2059 | 2060 | 2061 | 2062 | 2063 | 2064 |  | MW Required by 2022 | NPV Base $M | Differential NPV $M | Differential NPV $M (adjusted for COD of Selected Project) | Differntial NPV $/MW | NPV of Transmission Avoided Costs for Selected Project
Area I Projects: | [53 empty] | 15
Amagansett Conversion 33 kV | 2017 |  | 8 | 0 | 0.97582 | 0.97582 | 0.97582 | 0.97582 | 0.97582 | 0.97582 | 0.97582 | 0.97582 | 0.97582 | 0.97582 | 0.97582 | 0.97582 | 0.97582 | 0.97582 | 0.97582 | 0.97582 | 0.97582 | 0.97582 | 0.97582 | 0.97582 | 0.97582 | 0.97582 | 0.97582 | 0.97582 | 0.97582 | 0.97582 | 0.97582 | 0.97582 | 0.97582 | 0.97582 | 0.97582 | 0.97582 | 0.97582 | 0.97582 | 0.97582 | [13 empty] | 35 |  | 14.2354
East Hampton Conversion 33 kV | 2017 |  | 3.2 | 0 | 0.39033 | 0.39033 | 0.39033 | 0.39033 | 0.39033 | 0.39033 | 0.39033 | 0.39033 | 0.39033 | 0.39033 | 0.39033 | 0.39033 | 0.39033 | 0.39033 | 0.39033 | 0.39033 | 0.39033 | 0.39033 | 0.39033 | 0.39033 | 0.39033 | 0.39033 | 0.39033 | 0.39033 | 0.39033 | 0.39033 | 0.39033 | 0.39033 | 0.39033 | 0.39033 | 0.39033 | 0.39033 | 0.39033 | 0.39033 | 0.39033 | [13 empty] | 35 |  | 5.6942
Buell Conversion 33 kV | 2017 |  | 3.7 | 0 | 0.45131 | 0.45131 | 0.45131 | 0.45131 | 0.45131 | 0.45131 | 0.45131 | 0.45131 | 0.45131 | 0.45131 | 0.45131 | 0.45131 | 0.45131 | 0.45131 | 0.45131 | 0.45131 | 0.45131 | 0.45131 | 0.45131 | 0.45131 | 0.45131 | 0.45131 | 0.45131 | 0.45131 | 0.45131 | 0.45131 | 0.45131 | 0.45131 | 0.45131 | 0.45131 | 0.45131 | 0.45131 | 0.45131 | 0.45131 | 0.45131 | [13 empty] | 35 |  | 6.5839
Hither Hills Conversion to 33 kV | 2018 |  | 4.8 | 0 | 0 | 0.60305 | 0.60305 | 0.60305 | 0.60305 | 0.60305 | 0.60305 | 0.60305 | 0.60305 | 0.60305 | 0.60305 | 0.60305 | 0.60305 | 0.60305 | 0.60305 | 0.60305 | 0.60305 | 0.60305 | 0.60305 | 0.60305 | 0.60305 | 0.60305 | 0.60305 | 0.60305 | 0.60305 | 0.60305 | 0.60305 | 0.60305 | 0.60305 | 0.60305 | 0.60305 | 0.60305 | 0.60305 | 0.60305 | 0.60305 | 0.60305 | [12 empty] | 35 |  | 8.3388
Culloden Pt Conversion to 33 kV | 2019 |  | 2.8 | 0 | 0 | 0 | 0.36233 | 0.36233 | 0.36233 | 0.36233 | 0.36233 | 0.36233 | 0.36233 | 0.36233 | 0.36233 | 0.36233 | 0.36233 | 0.36233 | 0.36233 | 0.36233 | 0.36233 | 0.36233 | 0.36233 | 0.36233 | 0.36233 | 0.36233 | 0.36233 | 0.36233 | 0.36233 | 0.36233 | 0.36233 | 0.36233 | 0.36233 | 0.36233 | 0.36233 | 0.36233 | 0.36233 | 0.36233 | 0.36233 | 0.36233 | 0.36233 | [11 empty] | 35 |  | 4.7491
No Deferral |  |  | 22.5 |  | 1.8175 | 2.4205 | 2.7828 | 2.7828 | 2.7828 | 2.7828 | 2.7828 | 2.7828 | 2.7828 | 2.7828 | 2.7828 | 2.7828 | 2.7828 | 2.7828 | 2.7828 | 2.7828 | 2.7828 | 2.7828 | 2.7828 | 2.7828 | 2.7828 | 2.7828 | 2.7828 | 2.7828 | 2.7828 | 2.7828 | 2.7828 | 2.7828 | 2.7828 | 2.7828 | 2.7828 | 2.7828 | 2.7828 | 2.7828 | 2.7828 | 0.96539 | 0.36233 | 0 | 0 | 0 | [10 empty] | 39.6013
Amagansett Conversion 33 kV | 2030 |  | 8 | [14 empty] | 1.433 | 1.433 | 1.433 | 1.433 | 1.433 | 1.433 | 1.433 | 1.433 | 1.433 | 1.433 | 1.433 | 1.433 | 1.433 | 1.433 | 1.433 | 1.433 | 1.433 | 1.433 | 1.433 | 1.433 | 1.433 | 1.433 | 1.433 | 1.433 | 1.433 | 1.433 | 1.433 | 1.433 | 1.433 | 1.433 | 1.433 | 1.433 | 1.433 | 1.433 | 1.433 | 35 |  | 10.4225 | 3.8129 | 0 | 0 | 0
East Hampton Conversion 33 kV | 2030 |  | 3.2 | [14 empty] | 0.57321 | 0.57321 | 0.57321 | 0.57321 | 0.57321 | 0.57321 | 0.57321 | 0.57321 | 0.57321 | 0.57321 | 0.57321 | 0.57321 | 0.57321 | 0.57321 | 0.57321 | 0.57321 | 0.57321 | 0.57321 | 0.57321 | 0.57321 | 0.57321 | 0.57321 | 0.57321 | 0.57321 | 0.57321 | 0.57321 | 0.57321 | 0.57321 | 0.57321 | 0.57321 | 0.57321 | 0.57321 | 0.57321 | 0.57321 | 0.57321 | 35 |  | 4.169 | 1.5252 | 0 | 0 | 0
Buell Conversion 33 kV | 2030 |  | 3.7 | [14 empty] | 0.66277 | 0.66277 | 0.66277 | 0.66277 | 0.66277 | 0.66277 | 0.66277 | 0.66277 | 0.66277 | 0.66277 | 0.66277 | 0.66277 | 0.66277 | 0.66277 | 0.66277 | 0.66277 | 0.66277 | 0.66277 | 0.66277 | 0.66277 | 0.66277 | 0.66277 | 0.66277 | 0.66277 | 0.66277 | 0.66277 | 0.66277 | 0.66277 | 0.66277 | 0.66277 | 0.66277 | 0.66277 | 0.66277 | 0.66277 | 0.66277 | 35 |  | 4.8204 | 1.7635 | 0 | 0 | 0
Hither Hills Conversion to 33 kV | 2030 |  | 4.8 | [14 empty] | 0.85981 | 0.85981 | 0.85981 | 0.85981 | 0.85981 | 0.85981 | 0.85981 | 0.85981 | 0.85981 | 0.85981 | 0.85981 | 0.85981 | 0.85981 | 0.85981 | 0.85981 | 0.85981 | 0.85981 | 0.85981 | 0.85981 | 0.85981 | 0.85981 | 0.85981 | 0.85981 | 0.85981 | 0.85981 | 0.85981 | 0.85981 | 0.85981 | 0.85981 | 0.85981 | 0.85981 | 0.85981 | 0.85981 | 0.85981 | 0.85981 | 35 |  | 6.2535 | 2.0853 | 2.0853 | 139022.8879 | 285274.966
Culloden Pt Conversion to 33 kV | 2030 |  | 2.8 | [14 empty] | 0.50156 | 0.50156 | 0.50156 | 0.50156 | 0.50156 | 0.50156 | 0.50156 | 0.50156 | 0.50156 | 0.50156 | 0.50156 | 0.50156 | 0.50156 | 0.50156 | 0.50156 | 0.50156 | 0.50156 | 0.50156 | 0.50156 | 0.50156 | 0.50156 | 0.50156 | 0.50156 | 0.50156 | 0.50156 | 0.50156 | 0.50156 | 0.50156 | 0.50156 | 0.50156 | 0.50156 | 0.50156 | 0.50156 | 0.50156 | 0.50156 | 35 |  | 3.6479 | 1.1012 | 1.1012 | 73412.135 | 150641.701
Deferral to Indicated Year |  |  | 22.5 | [6 empty] | 0 | 0 | 0 | 0 | 0 | 0 | 0 | 0 | 4.0304 | 4.0304 | 4.0304 | 4.0304 | 4.0304 | 4.0304 | 4.0304 | 4.0304 | 4.0304 | 4.0304 | 4.0304 | 4.0304 | 4.0304 | 4.0304 | 4.0304 | 4.0304 | 4.0304 | 4.0304 | 4.0304 | 4.0304 | 4.0304 | 4.0304 | 4.0304 | 4.0304 | 4.0304 | 4.0304 | 4.0304 | 4.0304 | 4.0304 | 4.0304 | 4.0304 | 4.0304 | 4.0304 | 4.0304 | 4.0304 | 35 |  | 29.3132 | 10.2881 | 3.1865 | 212435.0229 | 435916.6671 | =Area I Portion
[59 empty] | 2649021.5219 | =Area I+II+III Portions
Annual Avoided Costs for Deferral to Indicated Year:
Amagansett Conversion 33 kV | 2030 |  |  | 0 | 0.97582 | 0.97582 | 0.97582 | 0.97582 | 0.97582 | 0.97582 | 0.97582 | 0.97582 | 0.97582 | 0.97582 | 0.97582 | 0.97582 | 0.97582 | -0.4572 | -0.4572 | -0.4572 | -0.4572 | -0.4572 | -0.4572 | -0.4572 | -0.4572 | -0.4572 | -0.4572 | -0.4572 | -0.4572 | -0.4572 | -0.4572 | -0.4572 | -0.4572 | -0.4572 | -0.4572 | -0.4572 | -0.4572 | -0.4572 | -0.4572 | -1.433 | -1.433 | -1.433 | -1.433 | -1.433 | -1.433 | -1.433 | -1.433 | -1.433 | -1.433 | -1.433 | -1.433 | -1.433 | 35 |  |  | 3.8129
East Hampton Conversion 33 kV | 2030 |  |  | 0 | 0.39033 | 0.39033 | 0.39033 | 0.39033 | 0.39033 | 0.39033 | 0.39033 | 0.39033 | 0.39033 | 0.39033 | 0.39033 | 0.39033 | 0.39033 | -0.18288 | -0.18288 | -0.18288 | -0.18288 | -0.18288 | -0.18288 | -0.18288 | -0.18288 | -0.18288 | -0.18288 | -0.18288 | -0.18288 | -0.18288 | -0.18288 | -0.18288 | -0.18288 | -0.18288 | -0.18288 | -0.18288 | -0.18288 | -0.18288 | -0.18288 | -0.57321 | -0.57321 | -0.57321 | -0.57321 | -0.57321 | -0.57321 | -0.57321 | -0.57321 | -0.57321 | -0.57321 | -0.57321 | -0.57321 | -0.57321 | 35 |  |  | 1.5252
Buell Conversion 33 kV | 2030 |  |  | 0 | 0.45131 | 0.45131 | 0.45131 | 0.45131 | 0.45131 | 0.45131 | 0.45131 | 0.45131 | 0.45131 | 0.45131 | 0.45131 | 0.45131 | 0.45131 | -0.21146 | -0.21146 | -0.21146 | -0.21146 | -0.21146 | -0.21146 | -0.21146 | -0.21146 | -0.21146 | -0.21146 | -0.21146 | -0.21146 | -0.21146 | -0.21146 | -0.21146 | -0.21146 | -0.21146 | -0.21146 | -0.21146 | -0.21146 | -0.21146 | -0.21146 | -0.66277 | -0.66277 | -0.66277 | -0.66277 | -0.66277 | -0.66277 | -0.66277 | -0.66277 | -0.66277 | -0.66277 | -0.66277 | -0.66277 | -0.66277 | 35 |  |  | 1.7635
Hither Hills Conversion to 33 kV | 2030 |  |  | 0 | 0 | 0.60305 | 0.60305 | 0.60305 | 0.60305 | 0.60305 | 0.60305 | 0.60305 | 0.60305 | 0.60305 | 0.60305 | 0.60305 | 0.60305 | -0.25676 | -0.25676 | -0.25676 | -0.25676 | -0.25676 | -0.25676 | -0.25676 | -0.25676 | -0.25676 | -0.25676 | -0.25676 | -0.25676 | -0.25676 | -0.25676 | -0.25676 | -0.25676 | -0.25676 | -0.25676 | -0.25676 | -0.25676 | -0.25676 | -0.25676 | -0.25676 | -0.85981 | -0.85981 | -0.85981 | -0.85981 | -0.85981 | -0.85981 | -0.85981 | -0.85981 | -0.85981 | -0.85981 | -0.85981 | -0.85981 | 35 |  |  | 2.0853
Culloden Pt Conversion to 33 kV | 2030 |  |  | 0 | 0 | 0 | 0.36233 | 0.36233 | 0.36233 | 0.36233 | 0.36233 | 0.36233 | 0.36233 | 0.36233 | 0.36233 | 0.36233 | 0.36233 | -0.13922 | -0.13922 | -0.13922 | -0.13922 | -0.13922 | -0.13922 | -0.13922 | -0.13922 | -0.13922 | -0.13922 | -0.13922 | -0.13922 | -0.13922 | -0.13922 | -0.13922 | -0.13922 | -0.13922 | -0.13922 | -0.13922 | -0.13922 | -0.13922 | -0.13922 | -0.13922 | -0.13922 | -0.50156 | -0.50156 | -0.50156 | -0.50156 | -0.50156 | -0.50156 | -0.50156 | -0.50156 | -0.50156 | -0.50156 | -0.50156 | 35 |  |  | 1.1012
Area II Projects: | [53 empty] | 33
Bridgehampton - Buell New 69 kV UG Cable | 2020 |  | 33.2 | 0 | 0 | 0 | 0 | 4.4251 | 4.4251 | 4.4251 | 4.4251 | 4.4251 | 4.4251 | 4.4251 | 4.4251 | 4.4251 | 4.4251 | 4.4251 | 4.4251 | 4.4251 | 4.4251 | 4.4251 | 4.4251 | 4.4251 | 4.4251 | 4.4251 | 4.4251 | 4.4251 | 4.4251 | 4.4251 | 4.4251 | 4.4251 | 4.4251 | 4.4251 | 4.4251 | 4.4251 | 4.4251 | 4.4251 | 4.4251 | 4.4251 | 4.4251 | 4.4251 | [10 empty] | 35 |  | 54.9758
No Deferral |  |  | 33.2 |  | 0 | 0 | 0 | 4.4251 | 4.4251 | 4.4251 | 4.4251 | 4.4251 | 4.4251 | 4.4251 | 4.4251 | 4.4251 | 4.4251 | 4.4251 | 4.4251 | 4.4251 | 4.4251 | 4.4251 | 4.4251 | 4.4251 | 4.4251 | 4.4251 | 4.4251 | 4.4251 | 4.4251 | 4.4251 | 4.4251 | 4.4251 | 4.4251 | 4.4251 | 4.4251 | 4.4251 | 4.4251 | 4.4251 | 4.4251 | 4.4251 | 4.4251 | 4.4251 | [10 empty] | 35 |  | 54.9758
Bridgehampton - Buell New 69 kV UG Cable | 2026 |  | 33.2 | [10 empty] | 5.2839 | 5.2839 | 5.2839 | 5.2839 | 5.2839 | 5.2839 | 5.2839 | 5.2839 | 5.2839 | 5.2839 | 5.2839 | 5.2839 | 5.2839 | 5.2839 | 5.2839 | 5.2839 | 5.2839 | 5.2839 | 5.2839 | 5.2839 | 5.2839 | 5.2839 | 5.2839 | 5.2839 | 5.2839 | 5.2839 | 5.2839 | 5.2839 | 5.2839 | 5.2839 | 5.2839 | 5.2839 | 5.2839 | 5.2839 | 5.2839 |  |  |  |  | 35 |  | 47.608 | 7.3678 | 7.3678 | 153495.4058 | 314972.5728
Deferral to Indicated Year |  |  | 33.2 | [6 empty] | 0 | 0 | 0 | 0 | 5.2839 | 5.2839 | 5.2839 | 5.2839 | 5.2839 | 5.2839 | 5.2839 | 5.2839 | 5.2839 | 5.2839 | 5.2839 | 5.2839 | 5.2839 | 5.2839 | 5.2839 | 5.2839 | 5.2839 | 5.2839 | 5.2839 | 5.2839 | 5.2839 | 5.2839 | 5.2839 | 5.2839 | 5.2839 | 5.2839 | 5.2839 | 5.2839 | 5.2839 | 5.2839 | 5.2839 | 5.2839 | 5.2839 | 5.2839 | 5.2839 |  |  |  |  | 35 |  | 47.608 | 7.3678 | 7.3678 | 153495.4058 | 314972.5728 | =Area II Portion
[59 empty] | 2213104.8548 | =Area II+III Portions
Annual Avoided Costs for Deferral to Indicated Year:
Bridgehampton - Buell New 69 kV UG Cable | 2026 |  |  | 0 | 0 | 0 | 0 | 4.4251 | 4.4251 | 4.4251 | 4.4251 | 4.4251 | 4.4251 | -0.85871 | -0.85871 | -0.85871 | -0.85871 | -0.85871 | -0.85871 | -0.85871 | -0.85871 | -0.85871 | -0.85871 | -0.85871 | -0.85871 | -0.85871 | -0.85871 | -0.85871 | -0.85871 | -0.85871 | -0.85871 | -0.85871 | -0.85871 | -0.85871 | -0.85871 | -0.85871 | -0.85871 | -0.85871 | -0.85871 | -0.85871 | -0.85871 | -0.85871 | -5.2839 | -5.2839 | -5.2839 | -5.2839 | -5.2839 | -5.2839 |  |  |  |  | 35 |  |  | 7.3678
0
Area III Projects: | [52 empty] | 0 | 15
New Canal - Southampton Cable | 2017 |  | 37.6 | 0 | 4.5863 | 4.5863 | 4.5863 | 4.5863 | 4.5863 | 4.5863 | 4.5863 | 4.5863 | 4.5863 | 4.5863 | 4.5863 | 4.5863 | 4.5863 | 4.5863 | 4.5863 | 4.5863 | 4.5863 | 4.5863 | 4.5863 | 4.5863 | 4.5863 | 4.5863 | 4.5863 | 4.5863 | 4.5863 | 4.5863 | 4.5863 | 4.5863 | 4.5863 | 4.5863 | 4.5863 | 4.5863 | 4.5863 | 4.5863 | 4.5863 | [13 empty] | 35 |  | 66.9063
Upgrade Wildwood - Riverhead to 138 kV | 2017 |  | 7.7 | 0 | 0.93922 | 0.93922 | 0.93922 | 0.93922 | 0.93922 | 0.93922 | 0.93922 | 0.93922 | 0.93922 | 0.93922 | 0.93922 | 0.93922 | 0.93922 | 0.93922 | 0.93922 | 0.93922 | 0.93922 | 0.93922 | 0.93922 | 0.93922 | 0.93922 | 0.93922 | 0.93922 | 0.93922 | 0.93922 | 0.93922 | 0.93922 | 0.93922 | 0.93922 | 0.93922 | 0.93922 | 0.93922 | 0.93922 | 0.93922 | 0.93922 | [13 empty] | 35 |  | 13.7016
Riverhead Canal 2nd Line and Bank | 2017 |  | 136.8 | 0 | 16.6864 | 16.6864 | 16.6864 | 16.6864 | 16.6864 | 16.6864 | 16.6864 | 16.6864 | 16.6864 | 16.6864 | 16.6864 | 16.6864 | 16.6864 | 16.6864 | 16.6864 | 16.6864 | 16.6864 | 16.6864 | 16.6864 | 16.6864 | 16.6864 | 16.6864 | 16.6864 | 16.6864 | 16.6864 | 16.6864 | 16.6864 | 16.6864 | 16.6864 | 16.6864 | 16.6864 | 16.6864 | 16.6864 | 16.6864 | 16.6864 | [13 empty] | 35 |  | 243.4251
Canal - Wainscott New 138 kV UG Cable | 2022 |  | 275.5 | 0 | 0 | 0 | 0 | 0 | 0 | 38.957 | 38.957 | 38.957 | 38.957 | 38.957 | 38.957 | 38.957 | 38.957 | 38.957 | 38.957 | 38.957 | 38.957 | 38.957 | 38.957 | 38.957 | 38.957 | 38.957 | 38.957 | 38.957 | 38.957 | 38.957 | 38.957 | 38.957 | 38.957 | 38.957 | 38.957 | 38.957 | 38.957 | 38.957 | 38.957 | 38.957 | 38.957 | 38.957 | 38.957 | 38.957 | [8 empty] | 35 |  | 434.8353
No Deferral |  |  | 457.6 |  | 22.212 | 22.212 | 22.212 | 22.212 | 22.212 | 61.169 | 61.169 | 61.169 | 61.169 | 61.169 | 61.169 | 61.169 | 61.169 | 61.169 | 61.169 | 61.169 | 61.169 | 61.169 | 61.169 | 61.169 | 61.169 | 61.169 | 61.169 | 61.169 | 61.169 | 61.169 | 61.169 | 61.169 | 61.169 | 61.169 | 61.169 | 61.169 | 61.169 | 61.169 | 61.169 | 38.957 | 38.957 | 38.957 | 38.957 | 38.957 | [10 empty] | 758.8683
New Canal - Southampton Cable | 2023 |  | 37.6 | [7 empty] | 5.4763 | 5.4763 | 5.4763 | 5.4763 | 5.4763 | 5.4763 | 5.4763 | 5.4763 | 5.4763 | 5.4763 | 5.4763 | 5.4763 | 5.4763 | 5.4763 | 5.4763 | 5.4763 | 5.4763 | 5.4763 | 5.4763 | 5.4763 | 5.4763 | 5.4763 | 5.4763 | 5.4763 | 5.4763 | 5.4763 | 5.4763 | 5.4763 | 5.4763 | 5.4763 | 5.4763 | 5.4763 | 5.4763 | 5.4763 | 5.4763 | [7 empty] | 35 |  | 57.9396 | 8.9667 | 0 | 0 | 0
Upgrade Wildwood - Riverhead to 138 kV | 2022 |  | 7.7 | [6 empty] | 1.0888 | 1.0888 | 1.0888 | 1.0888 | 1.0888 | 1.0888 | 1.0888 | 1.0888 | 1.0888 | 1.0888 | 1.0888 | 1.0888 | 1.0888 | 1.0888 | 1.0888 | 1.0888 | 1.0888 | 1.0888 | 1.0888 | 1.0888 | 1.0888 | 1.0888 | 1.0888 | 1.0888 | 1.0888 | 1.0888 | 1.0888 | 1.0888 | 1.0888 | 1.0888 | 1.0888 | 1.0888 | 1.0888 | 1.0888 | 1.0888 | [8 empty] | 35 |  | 12.1533 | 1.5483 | 0 | 0 | 0
Riverhead Canal 2nd Line and Bank | 2023 |  | 136.8 | [7 empty] | 19.9245 | 19.9245 | 19.9245 | 19.9245 | 19.9245 | 19.9245 | 19.9245 | 19.9245 | 19.9245 | 19.9245 | 19.9245 | 19.9245 | 19.9245 | 19.9245 | 19.9245 | 19.9245 | 19.9245 | 19.9245 | 19.9245 | 19.9245 | 19.9245 | 19.9245 | 19.9245 | 19.9245 | 19.9245 | 19.9245 | 19.9245 | 19.9245 | 19.9245 | 19.9245 | 19.9245 | 19.9245 | 19.9245 | 19.9245 | 19.9245 | [7 empty] | 35 |  | 210.8017 | 32.6235 | 0 | 0 | 0
Canal - Wainscott New 138 kV UG Cable | 2028 |  | 275.5 | [12 empty] | 46.5167 | 46.5167 | 46.5167 | 46.5167 | 46.5167 | 46.5167 | 46.5167 | 46.5167 | 46.5167 | 46.5167 | 46.5167 | 46.5167 | 46.5167 | 46.5167 | 46.5167 | 46.5167 | 46.5167 | 46.5167 | 46.5167 | 46.5167 | 46.5167 | 46.5167 | 46.5167 | 46.5167 | 46.5167 | 46.5167 | 46.5167 | 46.5167 | 46.5167 | 46.5167 | 46.5167 | 46.5167 | 46.5167 | 46.5167 | 46.5167 |  |  | 35 |  | 376.5593 | 58.276 | 58.276 | 925015.732 | 1898132.2821
Deferral to Indicated Year |  |  | 457.6 | [6 empty] | 1.0888 | 26.4896 | 26.4896 | 26.4896 | 26.4896 | 26.4896 | 73.0063 | 73.0063 | 73.0063 | 73.0063 | 73.0063 | 73.0063 | 73.0063 | 73.0063 | 73.0063 | 73.0063 | 73.0063 | 73.0063 | 73.0063 | 73.0063 | 73.0063 | 73.0063 | 73.0063 | 73.0063 | 73.0063 | 73.0063 | 73.0063 | 73.0063 | 73.0063 | 73.0063 | 73.0063 | 73.0063 | 73.0063 | 73.0063 | 73.0063 | 71.9175 | 46.5167 | 46.5167 | 46.5167 | 46.5167 | 46.5167 |  |  | 41 |  | 657.4539 | 101.4144 | 58.276 | 925015.732 | 1898132.2821 | =Area III Portion
[59 empty] | 1898132.2821 | =Area III Portion
Annual Avoided Costs for Deferral to Indicated Year:
New Canal - Southampton Cable | 2023 |  |  | 0 | 4.5863 | 4.5863 | 4.5863 | 4.5863 | 4.5863 | 4.5863 | -0.88999 | -0.88999 | -0.88999 | -0.88999 | -0.88999 | -0.88999 | -0.88999 | -0.88999 | -0.88999 | -0.88999 | -0.88999 | -0.88999 | -0.88999 | -0.88999 | -0.88999 | -0.88999 | -0.88999 | -0.88999 | -0.88999 | -0.88999 | -0.88999 | -0.88999 | -0.88999 | -0.88999 | -0.88999 | -0.88999 | -0.88999 | -0.88999 | -0.88999 | -5.4763 | -5.4763 | -5.4763 | -5.4763 | -5.4763 | -5.4763 | 0 | 0 | 0 | 0 | 0 |  |  | 35 |  |  | 8.9667
Upgrade Wildwood - Riverhead to 138 kV | 2022 |  |  | 0 | 0.93922 | 0.93922 | 0.93922 | 0.93922 | 0.93922 | -0.14959 | -0.14959 | -0.14959 | -0.14959 | -0.14959 | -0.14959 | -0.14959 | -0.14959 | -0.14959 | -0.14959 | -0.14959 | -0.14959 | -0.14959 | -0.14959 | -0.14959 | -0.14959 | -0.14959 | -0.14959 | -0.14959 | -0.14959 | -0.14959 | -0.14959 | -0.14959 | -0.14959 | -0.14959 | -0.14959 | -0.14959 | -0.14959 | -0.14959 | -0.14959 | -1.0888 | -1.0888 | -1.0888 | -1.0888 | -1.0888 | 0 | 0 | 0 | 0 | 0 | 0 |  |  | 35 |  |  | 1.5483
Riverhead Canal 2nd Line and Bank | 2023 |  |  | 0 | 16.6864 | 16.6864 | 16.6864 | 16.6864 | 16.6864 | 16.6864 | -3.238 | -3.238 | -3.238 | -3.238 | -3.238 | -3.238 | -3.238 | -3.238 | -3.238 | -3.238 | -3.238 | -3.238 | -3.238 | -3.238 | -3.238 | -3.238 | -3.238 | -3.238 | -3.238 | -3.238 | -3.238 | -3.238 | -3.238 | -3.238 | -3.238 | -3.238 | -3.238 | -3.238 | -3.238 | -19.9245 | -19.9245 | -19.9245 | -19.9245 | -19.9245 | -19.9245 | 0 | 0 | 0 | 0 | 0 |  |  | 35 |  |  | 32.6235
Canal - Wainscott New 138 kV UG Cable | 2028 |  |  | 0 | 0 | 0 | 0 | 0 | 0 | 38.957 | 38.957 | 38.957 | 38.957 | 38.957 | 38.957 | -7.5597 | -7.5597 | -7.5597 | -7.5597 | -7.5597 | -7.5597 | -7.5597 | -7.5597 | -7.5597 | -7.5597 | -7.5597 | -7.5597 | -7.5597 | -7.5597 | -7.5597 | -7.5597 | -7.5597 | -7.5597 | -7.5597 | -7.5597 | -7.5597 | -7.5597 | -7.5597 | -7.5597 | -7.5597 | -7.5597 | -7.5597 | -7.5597 | -7.5597 | -46.5167 | -46.5167 | -46.5167 | -46.5167 | -46.5167 | -46.5167 | [5 empty] | 58.276
Total - All Areas (No Deferrals,$Millions) |  |  | 513.3 |  | 24.0294 | 24.6325 | 24.9948 | 29.42 | 29.42 | 68.377 | 68.377 | 68.377 | 68.377 | 68.377 | 68.377 | 68.377 | 68.377 | 68.377 | 68.377 | 68.377 | 68.377 | 68.377 | 68.377 | 68.377 | 68.377 | 68.377 | 68.377 | 68.377 | 68.377 | 68.377 | 68.377 | 68.377 | 68.377 | 68.377 | 68.377 | 68.377 | 68.377 | 68.377 | 68.377 | 44.3475 | 43.7445 | 43.3821 | 38.957 | 38.957 | 0 | 0 | 0 | 0 | 0 | 0 | 0 | 0 |  | 63 | 853.4454 | 119.0703 | = max. total avoided cost in portfolio
Annual Avoided Costs for Deferrals - Area 1 Proposal: (see note*) | Deferral Year |  |  | 2016 | 2017 | 2018 | 2019 | 2020 | 2021 | 2022 | 2023 | 2024 | 2025 | 2026 | 2027 | 2028 | 2029 | 2030 | 2031 | 2032 | 2033 | 2034 | 2035 | 2036 | 2037 | 2038 | 2039 | 2040 | 2041 | 2042 | 2043 | 2044 | 2045 | 2046 | 2047 | 2048 | 2049 | 2050 | 2051 | 2052 | 2053 | 2054 | 2055 | 2056 | 2057 | 2058 | 2059 | 2060 | 2061 | 2062 | 2063 | 2064 |  |  | Differential NPV $M |  | Differential NPV $M (adjusted for COD of Selected Project) | Differntial NPV $/MW | NPV of Transmission Avoided Costs for Selected Project
Area I Projects:
Amagansett Conversion 33 kV | 2030 |  |  | 0 | 0.97582 | 0.97582 | 0.97582 | 0.97582 | 0.97582 | 0.97582 | 0.97582 | 0.97582 | 0.97582 | 0.97582 | 0.97582 | 0.97582 | 0.97582 | -0.4572 | -0.4572 | -0.4572 | -0.4572 | -0.4572 | -0.4572 | -0.4572 | -0.4572 | -0.4572 | -0.4572 | -0.4572 | -0.4572 | -0.4572 | -0.4572 | -0.4572 | -0.4572 | -0.4572 | -0.4572 | -0.4572 | -0.4572 | -0.4572 | -0.4572 | -1.433 | -1.433 | -1.433 | -1.433 | -1.433 | -1.433 | -1.433 | -1.433 | -1.433 | -1.433 | -1.433 | -1.433 | -1.433 |  |  | 3.8129 |  | 0 | 0 | 0
East Hampton Conversion 33 kV | 2030 |  |  | 0 | 0.39033 | 0.39033 | 0.39033 | 0.39033 | 0.39033 | 0.39033 | 0.39033 | 0.39033 | 0.39033 | 0.39033 | 0.39033 | 0.39033 | 0.39033 | -0.18288 | -0.18288 | -0.18288 | -0.18288 | -0.18288 | -0.18288 | -0.18288 | -0.18288 | -0.18288 | -0.18288 | -0.18288 | -0.18288 | -0.18288 | -0.18288 | -0.18288 | -0.18288 | -0.18288 | -0.18288 | -0.18288 | -0.18288 | -0.18288 | -0.18288 | -0.57321 | -0.57321 | -0.57321 | -0.57321 | -0.57321 | -0.57321 | -0.57321 | -0.57321 | -0.57321 | -0.57321 | -0.57321 | -0.57321 | -0.57321 |  |  | 1.5252 |  | 0 | 0 | 0
Buell Conversion 33 kV | 2030 |  |  | 0 | 0.45131 | 0.45131 | 0.45131 | 0.45131 | 0.45131 | 0.45131 | 0.45131 | 0.45131 | 0.45131 | 0.45131 | 0.45131 | 0.45131 | 0.45131 | -0.21146 | -0.21146 | -0.21146 | -0.21146 | -0.21146 | -0.21146 | -0.21146 | -0.21146 | -0.21146 | -0.21146 | -0.21146 | -0.21146 | -0.21146 | -0.21146 | -0.21146 | -0.21146 | -0.21146 | -0.21146 | -0.21146 | -0.21146 | -0.21146 | -0.21146 | -0.66277 | -0.66277 | -0.66277 | -0.66277 | -0.66277 | -0.66277 | -0.66277 | -0.66277 | -0.66277 | -0.66277 | -0.66277 | -0.66277 | -0.66277 |  |  | 1.7635 |  | 0 | 0 | 0
Hither Hills Conversion to 33 kV | 2030 |  |  | 0 | 0 | 0.60305 | 0.60305 | 0.60305 | 0.60305 | 0.60305 | 0.60305 | 0.60305 | 0.60305 | 0.60305 | 0.60305 | 0.60305 | 0.60305 | -0.25676 | -0.25676 | -0.25676 | -0.25676 | -0.25676 | -0.25676 | -0.25676 | -0.25676 | -0.25676 | -0.25676 | -0.25676 | -0.25676 | -0.25676 | -0.25676 | -0.25676 | -0.25676 | -0.25676 | -0.25676 | -0.25676 | -0.25676 | -0.25676 | -0.25676 | -0.25676 | -0.85981 | -0.85981 | -0.85981 | -0.85981 | -0.85981 | -0.85981 | -0.85981 | -0.85981 | -0.85981 | -0.85981 | -0.85981 | -0.85981 |  |  | 2.0853 |  | 2.0853 | 139022.8879 | 0
Culloden Pt Conversion to 33 kV | 2030 |  |  | 0 | 0 | 0 | 0.36233 | 0.36233 | 0.36233 | 0.36233 | 0.36233 | 0.36233 | 0.36233 | 0.36233 | 0.36233 | 0.36233 | 0.36233 | -0.13922 | -0.13922 | -0.13922 | -0.13922 | -0.13922 | -0.13922 | -0.13922 | -0.13922 | -0.13922 | -0.13922 | -0.13922 | -0.13922 | -0.13922 | -0.13922 | -0.13922 | -0.13922 | -0.13922 | -0.13922 | -0.13922 | -0.13922 | -0.13922 | -0.13922 | -0.13922 | -0.13922 | -0.50156 | -0.50156 | -0.50156 | -0.50156 | -0.50156 | -0.50156 | -0.50156 | -0.50156 | -0.50156 | -0.50156 | -0.50156 |  |  | 1.1012 |  | 1.1012 | 73412.135 | 0
[59 empty] | 0 | =Area I Portion
Area II Projects: | [58 empty] | 0 | =Area I+II+III Portions
Bridgehampton - Buell New 69 kV UG Cable | 2026 |  |  | 0 | 0 | 0 | 0 | 4.4251 | 4.4251 | 4.4251 | 4.4251 | 4.4251 | 4.4251 | -0.85871 | -0.85871 | -0.85871 | -0.85871 | -0.85871 | -0.85871 | -0.85871 | -0.85871 | -0.85871 | -0.85871 | -0.85871 | -0.85871 | -0.85871 | -0.85871 | -0.85871 | -0.85871 | -0.85871 | -0.85871 | -0.85871 | -0.85871 | -0.85871 | -0.85871 | -0.85871 | -0.85871 | -0.85871 | -0.85871 | -0.85871 | -0.85871 | -0.85871 | -5.2839 | -5.2839 | -5.2839 | -5.2839 | -5.2839 | -5.2839 | 0 | 0 | 0 | 0 |  |  | 7.3678 |  | 7.3678 | 153495.4058 | 0
[59 empty] | 0 | =Area II Portion
Area III Projects: | [58 empty] | 0 | =Area II+III Portions
New Canal - Southampton Cable | 2023 |  |  | 0 | 4.5863 | 4.5863 | 4.5863 | 4.5863 | 4.5863 | 4.5863 | -0.88999 | -0.88999 | -0.88999 | -0.88999 | -0.88999 | -0.88999 | -0.88999 | -0.88999 | -0.88999 | -0.88999 | -0.88999 | -0.88999 | -0.88999 | -0.88999 | -0.88999 | -0.88999 | -0.88999 | -0.88999 | -0.88999 | -0.88999 | -0.88999 | -0.88999 | -0.88999 | -0.88999 | -0.88999 | -0.88999 | -0.88999 | -0.88999 | -0.88999 | -5.4763 | -5.4763 | -5.4763 | -5.4763 | -5.4763 | -5.4763 | 0 | 0 | 0 | 0 | 0 | 0 | 0 |  |  | 8.9667 |  | 0 | 0 | 0
Upgrade Wildwood - Riverhead to 138 kV | 2022 |  |  | 0 | 0.93922 | 0.93922 | 0.93922 | 0.93922 | 0.93922 | -0.14959 | -0.14959 | -0.14959 | -0.14959 | -0.14959 | -0.14959 | -0.14959 | -0.14959 | -0.14959 | -0.14959 | -0.14959 | -0.14959 | -0.14959 | -0.14959 | -0.14959 | -0.14959 | -0.14959 | -0.14959 | -0.14959 | -0.14959 | -0.14959 | -0.14959 | -0.14959 | -0.14959 | -0.14959 | -0.14959 | -0.14959 | -0.14959 | -0.14959 | -0.14959 | -1.0888 | -1.0888 | -1.0888 | -1.0888 | -1.0888 | 0 | 0 | 0 | 0 | 0 | 0 | 0 | 0 |  |  | 1.5483 |  | 0 | 0 | 0
Riverhead Canal 2nd Line and Bank | 2023 |  |  | 0 | 16.6864 | 16.6864 | 16.6864 | 16.6864 | 16.6864 | 16.6864 | -3.238 | -3.238 | -3.238 | -3.238 | -3.238 | -3.238 | -3.238 | -3.238 | -3.238 | -3.238 | -3.238 | -3.238 | -3.238 | -3.238 | -3.238 | -3.238 | -3.238 | -3.238 | -3.238 | -3.238 | -3.238 | -3.238 | -3.238 | -3.238 | -3.238 | -3.238 | -3.238 | -3.238 | -3.238 | -19.9245 | -19.9245 | -19.9245 | -19.9245 | -19.9245 | -19.9245 | 0 | 0 | 0 | 0 | 0 | 0 | 0 |  |  | 32.6235 |  | 0 | 0 | 0
Canal - Wainscott New 138 kV UG Cable | 2028 |  |  | 0 | 0 | 0 | 0 | 0 | 0 | 38.957 | 38.957 | 38.957 | 38.957 | 38.957 | 38.957 | -7.5597 | -7.5597 | -7.5597 | -7.5597 | -7.5597 | -7.5597 | -7.5597 | -7.5597 | -7.5597 | -7.5597 | -7.5597 | -7.5597 | -7.5597 | -7.5597 | -7.5597 | -7.5597 | -7.5597 | -7.5597 | -7.5597 | -7.5597 | -7.5597 | -7.5597 | -7.5597 | -7.5597 | -7.5597 | -7.5597 | -7.5597 | -7.5597 | -7.5597 | -46.5167 | -46.5167 | -46.5167 | -46.5167 | -46.5167 | -46.5167 | 0 | 0 |  |  | 58.276 |  | 58.276 | 925015.732 | 0
[59 empty] | 0 | =Area III Portion
Total - Area 1 Proposal, $Millions (unadjusted) |  |  |  | 0 | 0 | 0.60305 | 0.96539 | 5.3905 | 5.3905 | 44.3475 | 44.3475 | 44.3475 | 44.3475 | 39.0637 | 39.0637 | -7.453 | -7.453 | -8.8144 | -8.8144 | -8.8144 | -8.8144 | -8.8144 | -8.8144 | -8.8144 | -8.8144 | -8.8144 | -8.8144 | -8.8144 | -8.8144 | -8.8144 | -8.8144 | -8.8144 | -8.8144 | -8.8144 | -8.8144 | -8.8144 | -8.8144 | -8.8144 | -8.8144 | -8.8144 | -9.4174 | -9.7798 | -14.2049 | -14.2049 | -53.1619 | -53.1619 | -53.1619 | -53.1619 | -47.878 | -47.878 | -1.3614 | -1.3614 |  |  | 68.8303 |  |  | 1290946.1608 | 0
$/MW-yr |  |  |  | 0 | 0 | 40203.5861 | 64359.2408 | 156549.7282 | 156549.7282 | 774914.5398 | 774914.5398 | 774914.5398 | 774914.5398 | 664834.2766 | 664834.2766 | -73525.6468 | -73525.6468 | -164283.4228 | -164283.4228 | -164283.4228 | -164283.4228 | -164283.4228 | -164283.4228 | -164283.4228 | -164283.4228 | -164283.4228 | -164283.4228 | -164283.4228 | -164283.4228 | -164283.4228 | -164283.4228 | -164283.4228 | -164283.4228 | -164283.4228 | -164283.4228 | -164283.4228 | -164283.4228 | -164283.4228 | -164283.4228 | -164283.4228 | -204487.0089 | -228642.6636 | -320833.151 | -320833.151 | -939197.9626 | -939197.9626 | -939197.9626 | -939197.9626 | -829117.6994 | -829117.6994 | -90757.776 | -90757.776
$Millions (adjusted) |  |  |  | 0 | 0 | 0 | 0 | 0 | 0 | 0 | 0 | 0 | 0 | 0 | 0 | 0 | 0 | 0 | 0 | 0 | 0 | 0 | 0 | 0 | 0 | 0 | 0 | 0 | 0 | 0 | 0 | 0 | 0 | 0 | 0 | 0 | 0 | 0 | 0 | 0 | 0 | 0 | 0 | 0 | 0 | 0 | 0 | 0 | 0 | 0 | 0 | 0 |  |  | 0
Annual Avoided Costs for Deferrals - Area 2 Proposal: (see note*) | Deferral Year |  |  | 2016 | 2017 | 2018 | 2019 | 2020 | 2021 | 2022 | 2023 | 2024 | 2025 | 2026 | 2027 | 2028 | 2029 | 2030 | 2031 | 2032 | 2033 | 2034 | 2035 | 2036 | 2037 | 2038 | 2039 | 2040 | 2041 | 2042 | 2043 | 2044 | 2045 | 2046 | 2047 | 2048 | 2049 | 2050 | 2051 | 2052 | 2053 | 2054 | 2055 | 2056 | 2057 | 2058 | 2059 | 2060 | 2061 | 2062 | 2063 | 2064 |  |  | Differential NPV $M |  | Differential NPV $M (adjusted for COD of Selected Project) | Differntial NPV $/MW | NPV of Transmission Avoided Costs for Selected Project
Area I Projects:
Amagansett Conversion 33 kV | 2030 |  |  | 0 | 0 | 0 | 0 | 0 | 0 | 0 | 0 | 0 | 0 | 0 | 0 | 0 | 0 | 0 | 0 | 0 | 0 | 0 | 0 | 0 | 0 | 0 | 0 | 0 | 0 | 0 | 0 | 0 | 0 | 0 | 0 | 0 | 0 | 0 | 0 | 0 | 0 | 0 | 0 | 0 | 0 | 0 | 0 | 0 | 0 | 0 | 0 | 0 |  |  | 0 |  | 0 | 0 | 0
East Hampton Conversion 33 kV | 2030 |  |  | 0 | 0 | 0 | 0 | 0 | 0 | 0 | 0 | 0 | 0 | 0 | 0 | 0 | 0 | 0 | 0 | 0 | 0 | 0 | 0 | 0 | 0 | 0 | 0 | 0 | 0 | 0 | 0 | 0 | 0 | 0 | 0 | 0 | 0 | 0 | 0 | 0 | 0 | 0 | 0 | 0 | 0 | 0 | 0 | 0 | 0 | 0 | 0 | 0 |  |  | 0 |  | 0 | 0 | 0
Buell Conversion 33 kV | 2030 |  |  | 0 | 0 | 0 | 0 | 0 | 0 | 0 | 0 | 0 | 0 | 0 | 0 | 0 | 0 | 0 | 0 | 0 | 0 | 0 | 0 | 0 | 0 | 0 | 0 | 0 | 0 | 0 | 0 | 0 | 0 | 0 | 0 | 0 | 0 | 0 | 0 | 0 | 0 | 0 | 0 | 0 | 0 | 0 | 0 | 0 | 0 | 0 | 0 | 0 |  |  | 0 |  | 0 | 0 | 0
Hither Hills Conversion to 33 kV | 2030 |  |  | 0 | 0 | 0 | 0 | 0 | 0 | 0 | 0 | 0 | 0 | 0 | 0 | 0 | 0 | 0 | 0 | 0 | 0 | 0 | 0 | 0 | 0 | 0 | 0 | 0 | 0 | 0 | 0 | 0 | 0 | 0 | 0 | 0 | 0 | 0 | 0 | 0 | 0 | 0 | 0 | 0 | 0 | 0 | 0 | 0 | 0 | 0 | 0 | 0 |  |  | 0 |  | 0 | 0 | 0
Culloden Pt Conversion to 33 kV | 2030 |  |  | 0 | 0 | 0 | 0 | 0 | 0 | 0 | 0 | 0 | 0 | 0 | 0 | 0 | 0 | 0 | 0 | 0 | 0 | 0 | 0 | 0 | 0 | 0 | 0 | 0 | 0 | 0 | 0 | 0 | 0 | 0 | 0 | 0 | 0 | 0 | 0 | 0 | 0 | 0 | 0 | 0 | 0 | 0 | 0 | 0 | 0 | 0 | 0 | 0 |  |  | 0 |  | 0 | 0 | 0
[59 empty] | 0 | =Area I Portion
Area II Projects: | [58 empty] | 0 | =Area I+II+III Portions
Bridgehampton - Buell New 69 kV UG Cable | 2026 |  |  | 0 | 0 | 0 | 0 | 4.4251 | 4.4251 | 4.4251 | 4.4251 | 4.4251 | 4.4251 | -0.85871 | -0.85871 | -0.85871 | -0.85871 | -0.85871 | -0.85871 | -0.85871 | -0.85871 | -0.85871 | -0.85871 | -0.85871 | -0.85871 | -0.85871 | -0.85871 | -0.85871 | -0.85871 | -0.85871 | -0.85871 | -0.85871 | -0.85871 | -0.85871 | -0.85871 | -0.85871 | -0.85871 | -0.85871 | -0.85871 | -0.85871 | -0.85871 | -0.85871 | -5.2839 | -5.2839 | -5.2839 | -5.2839 | -5.2839 | -5.2839 | 0 | 0 | 0 | 0 |  |  | 7.3678 |  | 7.3678 | 153495.4058 | 0
[59 empty] | 0 | =Area II Portion
Area III Projects: | [58 empty] | 0 | =Area II+III Portions
New Canal - Southampton Cable | 2023 |  |  | 0 | 4.5863 | 4.5863 | 4.5863 | 4.5863 | 4.5863 | 4.5863 | -0.88999 | -0.88999 | -0.88999 | -0.88999 | -0.88999 | -0.88999 | -0.88999 | -0.88999 | -0.88999 | -0.88999 | -0.88999 | -0.88999 | -0.88999 | -0.88999 | -0.88999 | -0.88999 | -0.88999 | -0.88999 | -0.88999 | -0.88999 | -0.88999 | -0.88999 | -0.88999 | -0.88999 | -0.88999 | -0.88999 | -0.88999 | -0.88999 | -0.88999 | -5.4763 | -5.4763 | -5.4763 | -5.4763 | -5.4763 | -5.4763 | 0 | 0 | 0 | 0 | 0 | 0 | 0 |  |  | 8.9667 |  | 0 | 0 | 0
Upgrade Wildwood - Riverhead to 138 kV | 2022 |  |  | 0 | 0.93922 | 0.93922 | 0.93922 | 0.93922 | 0.93922 | -0.14959 | -0.14959 | -0.14959 | -0.14959 | -0.14959 | -0.14959 | -0.14959 | -0.14959 | -0.14959 | -0.14959 | -0.14959 | -0.14959 | -0.14959 | -0.14959 | -0.14959 | -0.14959 | -0.14959 | -0.14959 | -0.14959 | -0.14959 | -0.14959 | -0.14959 | -0.14959 | -0.14959 | -0.14959 | -0.14959 | -0.14959 | -0.14959 | -0.14959 | -0.14959 | -1.0888 | -1.0888 | -1.0888 | -1.0888 | -1.0888 | 0 | 0 | 0 | 0 | 0 | 0 | 0 | 0 |  |  | 1.5483 |  | 0 | 0 | 0
Riverhead Canal 2nd Line and Bank | 2023 |  |  | 0 | 16.6864 | 16.6864 | 16.6864 | 16.6864 | 16.6864 | 16.6864 | -3.238 | -3.238 | -3.238 | -3.238 | -3.238 | -3.238 | -3.238 | -3.238 | -3.238 | -3.238 | -3.238 | -3.238 | -3.238 | -3.238 | -3.238 | -3.238 | -3.238 | -3.238 | -3.238 | -3.238 | -3.238 | -3.238 | -3.238 | -3.238 | -3.238 | -3.238 | -3.238 | -3.238 | -3.238 | -19.9245 | -19.9245 | -19.9245 | -19.9245 | -19.9245 | -19.9245 | 0 | 0 | 0 | 0 | 0 | 0 | 0 |  |  | 32.6235 |  | 0 | 0 | 0
Canal - Wainscott New 138 kV UG Cable | 2028 |  |  | 0 | 0 | 0 | 0 | 0 | 0 | 38.957 | 38.957 | 38.957 | 38.957 | 38.957 | 38.957 | -7.5597 | -7.5597 | -7.5597 | -7.5597 | -7.5597 | -7.5597 | -7.5597 | -7.5597 | -7.5597 | -7.5597 | -7.5597 | -7.5597 | -7.5597 | -7.5597 | -7.5597 | -7.5597 | -7.5597 | -7.5597 | -7.5597 | -7.5597 | -7.5597 | -7.5597 | -7.5597 | -7.5597 | -7.5597 | -7.5597 | -7.5597 | -7.5597 | -7.5597 | -46.5167 | -46.5167 | -46.5167 | -46.5167 | -46.5167 | -46.5167 | 0 | 0 |  |  | 58.276 |  | 58.276 | 925015.732 | 0
[59 empty] | 0 | =Area III Portion
Total - Area 2 Proposal, $Millions (unadjusted) |  |  |  | 0 | 0 | 0 | 0 | 4.4251 | 4.4251 | 43.3821 | 43.3821 | 43.3821 | 43.3821 | 38.0983 | 38.0983 | -8.4184 | -8.4184 | -8.4184 | -8.4184 | -8.4184 | -8.4184 | -8.4184 | -8.4184 | -8.4184 | -8.4184 | -8.4184 | -8.4184 | -8.4184 | -8.4184 | -8.4184 | -8.4184 | -8.4184 | -8.4184 | -8.4184 | -8.4184 | -8.4184 | -8.4184 | -8.4184 | -8.4184 | -8.4184 | -8.4184 | -8.4184 | -12.8435 | -12.8435 | -51.8005 | -51.8005 | -51.8005 | -51.8005 | -46.5167 | -46.5167 | 0 | 0 |  |  | 65.6438 |  |  | 1078511.1378 | 0
$/MW-yr |  |  |  | 0 | 0 | 0 | 0 | 92190.4874 | 92190.4874 | 710555.299 | 710555.299 | 710555.299 | 710555.299 | 600475.0358 | 600475.0358 | -137884.8876 | -137884.8876 | -137884.8876 | -137884.8876 | -137884.8876 | -137884.8876 | -137884.8876 | -137884.8876 | -137884.8876 | -137884.8876 | -137884.8876 | -137884.8876 | -137884.8876 | -137884.8876 | -137884.8876 | -137884.8876 | -137884.8876 | -137884.8876 | -137884.8876 | -137884.8876 | -137884.8876 | -137884.8876 | -137884.8876 | -137884.8876 | -137884.8876 | -137884.8876 | -137884.8876 | -230075.375 | -230075.375 | -848440.1866 | -848440.1866 | -848440.1866 | -848440.1866 | -738359.9234 | -738359.9234 | 0 | 0
$Millions (adjusted) |  |  |  | 0 | 0 | 0 | 0 | 0 | 0 | 0 | 0 | 0 | 0 | 0 | 0 | 0 | 0 | 0 | 0 | 0 | 0 | 0 | 0 | 0 | 0 | 0 | 0 | 0 | 0 | 0 | 0 | 0 | 0 | 0 | 0 | 0 | 0 | 0 | 0 | 0 | 0 | 0 | 0 | 0 | 0 | 0 | 0 | 0 | 0 | 0 | 0 | 0 |  |  | 0
Annual Avoided Costs for Deferrals - Area 3 Proposal: (see note*) | Deferral Year |  |  | 2016 | 2017 | 2018 | 2019 | 2020 | 2021 | 2022 | 2023 | 2024 | 2025 | 2026 | 2027 | 2028 | 2029 | 2030 | 2031 | 2032 | 2033 | 2034 | 2035 | 2036 | 2037 | 2038 | 2039 | 2040 | 2041 | 2042 | 2043 | 2044 | 2045 | 2046 | 2047 | 2048 | 2049 | 2050 | 2051 | 2052 | 2053 | 2054 | 2055 | 2056 | 2057 | 2058 | 2059 | 2060 | 2061 | 2062 | 2063 | 2064 |  |  | Differential NPV $M |  | Differential NPV $M (adjusted for COD of Selected Project) | Differntial NPV $/MW | NPV of Transmission Avoided Costs for Selected Project
Area I Projects:
Amagansett Conversion 33 kV | 2030 |  |  | 0 | 0 | 0 | 0 | 0 | 0 | 0 | 0 | 0 | 0 | 0 | 0 | 0 | 0 | 0 | 0 | 0 | 0 | 0 | 0 | 0 | 0 | 0 | 0 | 0 | 0 | 0 | 0 | 0 | 0 | 0 | 0 | 0 | 0 | 0 | 0 | 0 | 0 | 0 | 0 | 0 | 0 | 0 | 0 | 0 | 0 | 0 | 0 | 0 |  |  | 0 |  | 0 | 0 | 0
East Hampton Conversion 33 kV | 2030 |  |  | 0 | 0 | 0 | 0 | 0 | 0 | 0 | 0 | 0 | 0 | 0 | 0 | 0 | 0 | 0 | 0 | 0 | 0 | 0 | 0 | 0 | 0 | 0 | 0 | 0 | 0 | 0 | 0 | 0 | 0 | 0 | 0 | 0 | 0 | 0 | 0 | 0 | 0 | 0 | 0 | 0 | 0 | 0 | 0 | 0 | 0 | 0 | 0 | 0 |  |  | 0 |  | 0 | 0 | 0
Buell Conversion 33 kV | 2030 |  |  | 0 | 0 | 0 | 0 | 0 | 0 | 0 | 0 | 0 | 0 | 0 | 0 | 0 | 0 | 0 | 0 | 0 | 0 | 0 | 0 | 0 | 0 | 0 | 0 | 0 | 0 | 0 | 0 | 0 | 0 | 0 | 0 | 0 | 0 | 0 | 0 | 0 | 0 | 0 | 0 | 0 | 0 | 0 | 0 | 0 | 0 | 0 | 0 | 0 |  |  | 0 |  | 0 | 0 | 0
Hither Hills Conversion to 33 kV | 2030 |  |  | 0 | 0 | 0 | 0 | 0 | 0 | 0 | 0 | 0 | 0 | 0 | 0 | 0 | 0 | 0 | 0 | 0 | 0 | 0 | 0 | 0 | 0 | 0 | 0 | 0 | 0 | 0 | 0 | 0 | 0 | 0 | 0 | 0 | 0 | 0 | 0 | 0 | 0 | 0 | 0 | 0 | 0 | 0 | 0 | 0 | 0 | 0 | 0 | 0 |  |  | 0 |  | 0 | 0 | 0
Culloden Pt Conversion to 33 kV | 2030 |  |  | 0 | 0 | 0 | 0 | 0 | 0 | 0 | 0 | 0 | 0 | 0 | 0 | 0 | 0 | 0 | 0 | 0 | 0 | 0 | 0 | 0 | 0 | 0 | 0 | 0 | 0 | 0 | 0 | 0 | 0 | 0 | 0 | 0 | 0 | 0 | 0 | 0 | 0 | 0 | 0 | 0 | 0 | 0 | 0 | 0 | 0 | 0 | 0 | 0 |  |  | 0 |  | 0 | 0 | 0
[59 empty] | 0 | =Area I Portion
Area II Projects: | [58 empty] | 1898132.2821 | =Area I+II+III Portions
Bridgehampton - Buell New 69 kV UG Cable | 2026 |  |  | 0 | 0 | 0 | 0 | 0 | 0 | 0 | 0 | 0 | 0 | 0 | 0 | 0 | 0 | 0 | 0 | 0 | 0 | 0 | 0 | 0 | 0 | 0 | 0 | 0 | 0 | 0 | 0 | 0 | 0 | 0 | 0 | 0 | 0 | 0 | 0 | 0 | 0 | 0 | 0 | 0 | 0 | 0 | 0 | 0 | 0 | 0 | 0 | 0 |  |  | 0 |  | 0 | 0 | 0
[59 empty] | 0 | =Area II Portion
Area III Projects: | [58 empty] | 1898132.2821 | =Area II+III Portions
New Canal - Southampton Cable | 2023 |  |  | 0 | 4.5863 | 4.5863 | 4.5863 | 4.5863 | 4.5863 | 4.5863 | -0.88999 | -0.88999 | -0.88999 | -0.88999 | -0.88999 | -0.88999 | -0.88999 | -0.88999 | -0.88999 | -0.88999 | -0.88999 | -0.88999 | -0.88999 | -0.88999 | -0.88999 | -0.88999 | -0.88999 | -0.88999 | -0.88999 | -0.88999 | -0.88999 | -0.88999 | -0.88999 | -0.88999 | -0.88999 | -0.88999 | -0.88999 | -0.88999 | -0.88999 | -5.4763 | -5.4763 | -5.4763 | -5.4763 | -5.4763 | -5.4763 | 0 | 0 | 0 | 0 | 0 | 0 | 0 |  |  | 8.9667 |  | 0 | 0 | 0
Upgrade Wildwood - Riverhead to 138 kV | 2022 |  |  | 0 | 0.93922 | 0.93922 | 0.93922 | 0.93922 | 0.93922 | -0.14959 | -0.14959 | -0.14959 | -0.14959 | -0.14959 | -0.14959 | -0.14959 | -0.14959 | -0.14959 | -0.14959 | -0.14959 | -0.14959 | -0.14959 | -0.14959 | -0.14959 | -0.14959 | -0.14959 | -0.14959 | -0.14959 | -0.14959 | -0.14959 | -0.14959 | -0.14959 | -0.14959 | -0.14959 | -0.14959 | -0.14959 | -0.14959 | -0.14959 | -0.14959 | -1.0888 | -1.0888 | -1.0888 | -1.0888 | -1.0888 | 0 | 0 | 0 | 0 | 0 | 0 | 0 | 0 |  |  | 1.5483 |  | 0 | 0 | 0
Riverhead Canal 2nd Line and Bank | 2023 |  |  | 0 | 16.6864 | 16.6864 | 16.6864 | 16.6864 | 16.6864 | 16.6864 | -3.238 | -3.238 | -3.238 | -3.238 | -3.238 | -3.238 | -3.238 | -3.238 | -3.238 | -3.238 | -3.238 | -3.238 | -3.238 | -3.238 | -3.238 | -3.238 | -3.238 | -3.238 | -3.238 | -3.238 | -3.238 | -3.238 | -3.238 | -3.238 | -3.238 | -3.238 | -3.238 | -3.238 | -3.238 | -19.9245 | -19.9245 | -19.9245 | -19.9245 | -19.9245 | -19.9245 | 0 | 0 | 0 | 0 | 0 | 0 | 0 |  |  | 32.6235 |  | 0 | 0 | 0
Canal - Wainscott New 138 kV UG Cable | 2028 |  |  | 0 | 0 | 0 | 0 | 0 | 0 | 38.957 | 38.957 | 38.957 | 38.957 | 38.957 | 38.957 | -7.5597 | -7.5597 | -7.5597 | -7.5597 | -7.5597 | -7.5597 | -7.5597 | -7.5597 | -7.5597 | -7.5597 | -7.5597 | -7.5597 | -7.5597 | -7.5597 | -7.5597 | -7.5597 | -7.5597 | -7.5597 | -7.5597 | -7.5597 | -7.5597 | -7.5597 | -7.5597 | -7.5597 | -7.5597 | -7.5597 | -7.5597 | -7.5597 | -7.5597 | -46.5167 | -46.5167 | -46.5167 | -46.5167 | -46.5167 | -46.5167 | 0 | 0 |  |  | 58.276 |  | 58.276 | 925015.732 | 1898132.2821
[59 empty] | 1898132.2821 | =Area III Portion
Total - Area 3 Proposal, $Millions (unadjusted) |  |  |  | 0 | 22.212 | 22.212 | 22.212 | 22.212 | 22.212 | 60.0802 | 34.6794 | 34.6794 | 34.6794 | 34.6794 | 34.6794 | -11.8373 | -11.8373 | -11.8373 | -11.8373 | -11.8373 | -11.8373 | -11.8373 | -11.8373 | -11.8373 | -11.8373 | -11.8373 | -11.8373 | -11.8373 | -11.8373 | -11.8373 | -11.8373 | -11.8373 | -11.8373 | -11.8373 | -11.8373 | -11.8373 | -11.8373 | -11.8373 | -11.8373 | -34.0493 | -34.0493 | -34.0493 | -34.0493 | -34.0493 | -71.9175 | -46.5167 | -46.5167 | -46.5167 | -46.5167 | -46.5167 | 0 | 0 |  |  | 101.4144 |  |  | 925015.732 | 1898132.2821
$/MW-yr |  |  |  | 0 | 0 | 0 | 0 | 0 | 0 | 618364.8116 | 618364.8116 | 618364.8116 | 618364.8116 | 618364.8116 | 618364.8116 | -119995.1118 | -119995.1118 | -119995.1118 | -119995.1118 | -119995.1118 | -119995.1118 | -119995.1118 | -119995.1118 | -119995.1118 | -119995.1118 | -119995.1118 | -119995.1118 | -119995.1118 | -119995.1118 | -119995.1118 | -119995.1118 | -119995.1118 | -119995.1118 | -119995.1118 | -119995.1118 | -119995.1118 | -119995.1118 | -119995.1118 | -119995.1118 | -119995.1118 | -119995.1118 | -119995.1118 | -119995.1118 | -119995.1118 | -738359.9234 | -738359.9234 | -738359.9234 | -738359.9234 | -738359.9234 | -738359.9234 | 0 | 0
$Millions (adjusted) |  |  |  | 0 | 0 | 0 | 0 | 0 | 0 | 1.2689 | 1.2689 | 1.2689 | 1.2689 | 1.2689 | 1.2689 | -0.24623 | -0.24623 | -0.24623 | -0.24623 | -0.24623 | -0.24623 | -0.24623 | -0.24623 | -0.24623 | -0.24623 | -0.24623 | -0.24623 | -0.24623 | -0.24623 | -0.24623 | -0.24623 | -0.24623 | -0.24623 | -0.24623 | -0.24623 | -0.24623 | -0.24623 | -0.24623 | -0.24623 | -0.24623 | -0.24623 | -0.24623 | -0.24623 | -0.24623 | -1.5151 | -1.5151 | -1.5151 | -1.5151 | -1.5151 | -1.5151 | 0 | 0 |  |  | 1898.1323
Discount Factor (Relative to 1/1/2016) = |  |  |  | 0.94787 | 0.89845 | 0.85161 | 0.80722 | 0.76513 | 0.72525 | 0.68744 | 0.6516 | 0.61763 | 0.58543 | 0.55491 | 0.52598 | 0.49856 | 0.47257 | 0.44793 | 0.42458 | 0.40245 | 0.38147 | 0.36158 | 0.34273 | 0.32486 | 0.30793 | 0.29187 | 0.27666 | 0.26223 | 0.24856 | 0.2356 | 0.22332 | 0.21168 | 0.20064 | 0.19018 | 0.18027 | 0.17087 | 0.16196 | 0.15352 | 0.14552 | 0.13793 | 0.13074 | 0.12392 | 0.11746 | 0.11134 | 0.10554 | 0.10003 | 0.094818 | 0.089875 | 0.08519 | 0.080748 | 0.076539 | 0.072549
* Note: A positive (+) avoided cost in a given year represents a cost savings relative to not having a transmission project deferral.
Note on BH17: Todd Kantarek: Interconnection at Southampton Sub dist'n side. Added 2.6% transmission loss factor.

## PhII (LIE300-5MW)
Version |  | Based on PSEGLI file: "East End Utility 2_0_Economics_2014_10_13_r28_Sargent_Lundy.xlsx"
Annual Revenue Requirements (Millions of $s)
1) Reference (Transmission only) Case
Project | I/S Year | Investor | Capital (2015$s) | 2016 | 2017 | 2018 | 2019 | 2020 | 2021 | 2022 | 2023 | 2024 | 2025 | 2026 | 2027 | 2028 | 2029 | 2030 | 2031 | 2032 | 2033 | 2034 | 2035 | 2036 | 2037 | 2038 | 2039 | 2040 | 2041 | 2042 | 2043 | 2044 | 2045 | 2046 | 2047 | 2048 | 2049 | 2050 | 2051 | 2052 | 2053 | 2054 | 2055 | 2056 | 2057 | 2058 | 2059 | 2060 | 2061 | 2062 | 2063 | 2064 |  | NPV |  | Proposal Number = | LIE300
Transmission Reinforcement I | 2017 | PSEGLI | 197 | 0 | 24.0294 | 24.0294 | 24.0294 | 24.0294 | 24.0294 | 24.0294 | 24.0294 | 24.0294 | 24.0294 | 24.0294 | 24.0294 | 24.0294 | 24.0294 | 24.0294 | 24.0294 | 24.0294 | 24.0294 | 24.0294 | 24.0294 | 24.0294 | 24.0294 | 24.0294 | 24.0294 | 24.0294 | 24.0294 | 24.0294 | 24.0294 | 24.0294 | 24.0294 | 24.0294 | 24.0294 | 24.0294 | 24.0294 | 24.0294 | 24.0294 | [13 empty] | 35 | 350.5464 |  | Proposer Name = | LI Energy Storage System LLC
Transmission Reinforcement II | 2018 | PSEGLI | 4.8 | 0 | 0 | 0.60305 | 0.60305 | 0.60305 | 0.60305 | 0.60305 | 0.60305 | 0.60305 | 0.60305 | 0.60305 | 0.60305 | 0.60305 | 0.60305 | 0.60305 | 0.60305 | 0.60305 | 0.60305 | 0.60305 | 0.60305 | 0.60305 | 0.60305 | 0.60305 | 0.60305 | 0.60305 | 0.60305 | 0.60305 | 0.60305 | 0.60305 | 0.60305 | 0.60305 | 0.60305 | 0.60305 | 0.60305 | 0.60305 | 0.60305 | 0.60305 | [12 empty] | 35 | 8.3388 |  | Proposal/Project = | Southampton Energy Storage System
Transmission Reinforcement III | 2019 | PSEGLI | 2.8 | 0 | 0 | 0 | 0.36233 | 0.36233 | 0.36233 | 0.36233 | 0.36233 | 0.36233 | 0.36233 | 0.36233 | 0.36233 | 0.36233 | 0.36233 | 0.36233 | 0.36233 | 0.36233 | 0.36233 | 0.36233 | 0.36233 | 0.36233 | 0.36233 | 0.36233 | 0.36233 | 0.36233 | 0.36233 | 0.36233 | 0.36233 | 0.36233 | 0.36233 | 0.36233 | 0.36233 | 0.36233 | 0.36233 | 0.36233 | 0.36233 | 0.36233 | 0.36233 | [11 empty] | 35 | 4.7491 |  | Option Number = | 2
Transmission Reinforcement IV | 2020 | PSEGLI | 33.2 | 0 | 0 | 0 | 0 | 4.4251 | 4.4251 | 4.4251 | 4.4251 | 4.4251 | 4.4251 | 4.4251 | 4.4251 | 4.4251 | 4.4251 | 4.4251 | 4.4251 | 4.4251 | 4.4251 | 4.4251 | 4.4251 | 4.4251 | 4.4251 | 4.4251 | 4.4251 | 4.4251 | 4.4251 | 4.4251 | 4.4251 | 4.4251 | 4.4251 | 4.4251 | 4.4251 | 4.4251 | 4.4251 | 4.4251 | 4.4251 | 4.4251 | 4.4251 | 4.4251 | [10 empty] | 35 | 54.9758 |  | Location = | 3
Transmission Reinforcement V | 2022 | PSEGLI | 275.5 | 0 | 0 | 0 | 0 | 0 | 0 | 38.957 | 38.957 | 38.957 | 38.957 | 38.957 | 38.957 | 38.957 | 38.957 | 38.957 | 38.957 | 38.957 | 38.957 | 38.957 | 38.957 | 38.957 | 38.957 | 38.957 | 38.957 | 38.957 | 38.957 | 38.957 | 38.957 | 38.957 | 38.957 | 38.957 | 38.957 | 38.957 | 38.957 | 38.957 | 38.957 | 38.957 | 38.957 | 38.957 | 38.957 | 38.957 | [8 empty] | 35 | 434.8353 |  | Technology = | Battery Storage
[56 empty] | Interconnection Points = | Southampton - 13kV
Total |  |  | 513.3 | 0 | 24.0294 | 24.6325 | 24.9948 | 29.42 | 29.42 | 68.377 | 68.377 | 68.377 | 68.377 | 68.377 | 68.377 | 68.377 | 68.377 | 68.377 | 68.377 | 68.377 | 68.377 | 68.377 | 68.377 | 68.377 | 68.377 | 68.377 | 68.377 | 68.377 | 68.377 | 68.377 | 68.377 | 68.377 | 68.377 | 68.377 | 68.377 | 68.377 | 68.377 | 68.377 | 68.377 | 44.3475 | 43.7445 | 43.3821 | 38.957 | 38.957 | 0 | 0 | 0 | 0 | 0 | 0 | 0 | 0 |  | 853.4454 |  | Loss Factor = | 1.026
2016 NPV @ 5.5%, thru 2035 |  |  |  | 2016: 582.1416
2016 NPV @ 5.5%, thru 2056 |  |  |  | 2016: 853.4454 |  |  |  | MW Required by 2022 (cap) = | 15 | 33 | 15 | Output: NPV of Transmission Avoided Costs for Selected Project (see note*)
[57 empty] | Selected Project Inputs - Area 1 Portion | Selected Project Inputs - Area 2 Portion | Selected Project Inputs - Area 3 Portion | Area 1 | Area 2 | Area 3 | Total | check
[56 empty] | Project kW = | 0 | 0 | 5130
[55 empty] | Capped kW = | 5130 | 0 | 0 | 5130
[56 empty] | Project Area (1, 2, or 3) = | 1 | 2 | 3
[56 empty] | Proportion of Peak Hours Covered = | 100% | 100% | 100%
[55 empty] | Project COD = | 2018
[55 empty] | Effective kW = | 5130 |  |  |  | 0 | 0 | 4745330.7052 | 4745330.7052
[60 empty] | check | check | check
| I/S Year |  | Capital (2015$s) | 2016 | 2017 | 2018 | 2019 | 2020 | 2021 | 2022 | 2023 | 2024 | 2025 | 2026 | 2027 | 2028 | 2029 | 2030 | 2031 | 2032 | 2033 | 2034 | 2035 | 2036 | 2037 | 2038 | 2039 | 2040 | 2041 | 2042 | 2043 | 2044 | 2045 | 2046 | 2047 | 2048 | 2049 | 2050 | 2051 | 2052 | 2053 | 2054 | 2055 | 2056 | 2057 | 2058 | 2059 | 2060 | 2061 | 2062 | 2063 | 2064 |  | MW Required by 2022 | NPV Base $M | Differential NPV $M | Differential NPV $M (adjusted for COD of Selected Project) | Differntial NPV $/MW | NPV of Transmission Avoided Costs for Selected Project
Area I Projects: | [53 empty] | 15
Amagansett Conversion 33 kV | 2017 |  | 8 | 0 | 0.97582 | 0.97582 | 0.97582 | 0.97582 | 0.97582 | 0.97582 | 0.97582 | 0.97582 | 0.97582 | 0.97582 | 0.97582 | 0.97582 | 0.97582 | 0.97582 | 0.97582 | 0.97582 | 0.97582 | 0.97582 | 0.97582 | 0.97582 | 0.97582 | 0.97582 | 0.97582 | 0.97582 | 0.97582 | 0.97582 | 0.97582 | 0.97582 | 0.97582 | 0.97582 | 0.97582 | 0.97582 | 0.97582 | 0.97582 | 0.97582 | [13 empty] | 35 |  | 14.2354
East Hampton Conversion 33 kV | 2017 |  | 3.2 | 0 | 0.39033 | 0.39033 | 0.39033 | 0.39033 | 0.39033 | 0.39033 | 0.39033 | 0.39033 | 0.39033 | 0.39033 | 0.39033 | 0.39033 | 0.39033 | 0.39033 | 0.39033 | 0.39033 | 0.39033 | 0.39033 | 0.39033 | 0.39033 | 0.39033 | 0.39033 | 0.39033 | 0.39033 | 0.39033 | 0.39033 | 0.39033 | 0.39033 | 0.39033 | 0.39033 | 0.39033 | 0.39033 | 0.39033 | 0.39033 | 0.39033 | [13 empty] | 35 |  | 5.6942
Buell Conversion 33 kV | 2017 |  | 3.7 | 0 | 0.45131 | 0.45131 | 0.45131 | 0.45131 | 0.45131 | 0.45131 | 0.45131 | 0.45131 | 0.45131 | 0.45131 | 0.45131 | 0.45131 | 0.45131 | 0.45131 | 0.45131 | 0.45131 | 0.45131 | 0.45131 | 0.45131 | 0.45131 | 0.45131 | 0.45131 | 0.45131 | 0.45131 | 0.45131 | 0.45131 | 0.45131 | 0.45131 | 0.45131 | 0.45131 | 0.45131 | 0.45131 | 0.45131 | 0.45131 | 0.45131 | [13 empty] | 35 |  | 6.5839
Hither Hills Conversion to 33 kV | 2018 |  | 4.8 | 0 | 0 | 0.60305 | 0.60305 | 0.60305 | 0.60305 | 0.60305 | 0.60305 | 0.60305 | 0.60305 | 0.60305 | 0.60305 | 0.60305 | 0.60305 | 0.60305 | 0.60305 | 0.60305 | 0.60305 | 0.60305 | 0.60305 | 0.60305 | 0.60305 | 0.60305 | 0.60305 | 0.60305 | 0.60305 | 0.60305 | 0.60305 | 0.60305 | 0.60305 | 0.60305 | 0.60305 | 0.60305 | 0.60305 | 0.60305 | 0.60305 | 0.60305 | [12 empty] | 35 |  | 8.3388
Culloden Pt Conversion to 33 kV | 2019 |  | 2.8 | 0 | 0 | 0 | 0.36233 | 0.36233 | 0.36233 | 0.36233 | 0.36233 | 0.36233 | 0.36233 | 0.36233 | 0.36233 | 0.36233 | 0.36233 | 0.36233 | 0.36233 | 0.36233 | 0.36233 | 0.36233 | 0.36233 | 0.36233 | 0.36233 | 0.36233 | 0.36233 | 0.36233 | 0.36233 | 0.36233 | 0.36233 | 0.36233 | 0.36233 | 0.36233 | 0.36233 | 0.36233 | 0.36233 | 0.36233 | 0.36233 | 0.36233 | 0.36233 | [11 empty] | 35 |  | 4.7491
No Deferral |  |  | 22.5 |  | 1.8175 | 2.4205 | 2.7828 | 2.7828 | 2.7828 | 2.7828 | 2.7828 | 2.7828 | 2.7828 | 2.7828 | 2.7828 | 2.7828 | 2.7828 | 2.7828 | 2.7828 | 2.7828 | 2.7828 | 2.7828 | 2.7828 | 2.7828 | 2.7828 | 2.7828 | 2.7828 | 2.7828 | 2.7828 | 2.7828 | 2.7828 | 2.7828 | 2.7828 | 2.7828 | 2.7828 | 2.7828 | 2.7828 | 2.7828 | 2.7828 | 0.96539 | 0.36233 | 0 | 0 | 0 | [10 empty] | 39.6013
Amagansett Conversion 33 kV | 2030 |  | 8 | [14 empty] | 1.433 | 1.433 | 1.433 | 1.433 | 1.433 | 1.433 | 1.433 | 1.433 | 1.433 | 1.433 | 1.433 | 1.433 | 1.433 | 1.433 | 1.433 | 1.433 | 1.433 | 1.433 | 1.433 | 1.433 | 1.433 | 1.433 | 1.433 | 1.433 | 1.433 | 1.433 | 1.433 | 1.433 | 1.433 | 1.433 | 1.433 | 1.433 | 1.433 | 1.433 | 1.433 | 35 |  | 10.4225 | 3.8129 | 0 | 0 | 0
East Hampton Conversion 33 kV | 2030 |  | 3.2 | [14 empty] | 0.57321 | 0.57321 | 0.57321 | 0.57321 | 0.57321 | 0.57321 | 0.57321 | 0.57321 | 0.57321 | 0.57321 | 0.57321 | 0.57321 | 0.57321 | 0.57321 | 0.57321 | 0.57321 | 0.57321 | 0.57321 | 0.57321 | 0.57321 | 0.57321 | 0.57321 | 0.57321 | 0.57321 | 0.57321 | 0.57321 | 0.57321 | 0.57321 | 0.57321 | 0.57321 | 0.57321 | 0.57321 | 0.57321 | 0.57321 | 0.57321 | 35 |  | 4.169 | 1.5252 | 0 | 0 | 0
Buell Conversion 33 kV | 2030 |  | 3.7 | [14 empty] | 0.66277 | 0.66277 | 0.66277 | 0.66277 | 0.66277 | 0.66277 | 0.66277 | 0.66277 | 0.66277 | 0.66277 | 0.66277 | 0.66277 | 0.66277 | 0.66277 | 0.66277 | 0.66277 | 0.66277 | 0.66277 | 0.66277 | 0.66277 | 0.66277 | 0.66277 | 0.66277 | 0.66277 | 0.66277 | 0.66277 | 0.66277 | 0.66277 | 0.66277 | 0.66277 | 0.66277 | 0.66277 | 0.66277 | 0.66277 | 0.66277 | 35 |  | 4.8204 | 1.7635 | 0 | 0 | 0
Hither Hills Conversion to 33 kV | 2030 |  | 4.8 | [14 empty] | 0.85981 | 0.85981 | 0.85981 | 0.85981 | 0.85981 | 0.85981 | 0.85981 | 0.85981 | 0.85981 | 0.85981 | 0.85981 | 0.85981 | 0.85981 | 0.85981 | 0.85981 | 0.85981 | 0.85981 | 0.85981 | 0.85981 | 0.85981 | 0.85981 | 0.85981 | 0.85981 | 0.85981 | 0.85981 | 0.85981 | 0.85981 | 0.85981 | 0.85981 | 0.85981 | 0.85981 | 0.85981 | 0.85981 | 0.85981 | 0.85981 | 35 |  | 6.2535 | 2.0853 | 2.0853 | 139022.8879 | 713187.4151
Culloden Pt Conversion to 33 kV | 2030 |  | 2.8 | [14 empty] | 0.50156 | 0.50156 | 0.50156 | 0.50156 | 0.50156 | 0.50156 | 0.50156 | 0.50156 | 0.50156 | 0.50156 | 0.50156 | 0.50156 | 0.50156 | 0.50156 | 0.50156 | 0.50156 | 0.50156 | 0.50156 | 0.50156 | 0.50156 | 0.50156 | 0.50156 | 0.50156 | 0.50156 | 0.50156 | 0.50156 | 0.50156 | 0.50156 | 0.50156 | 0.50156 | 0.50156 | 0.50156 | 0.50156 | 0.50156 | 0.50156 | 35 |  | 3.6479 | 1.1012 | 1.1012 | 73412.135 | 376604.2526
Deferral to Indicated Year |  |  | 22.5 | [6 empty] | 0 | 0 | 0 | 0 | 0 | 0 | 0 | 0 | 4.0304 | 4.0304 | 4.0304 | 4.0304 | 4.0304 | 4.0304 | 4.0304 | 4.0304 | 4.0304 | 4.0304 | 4.0304 | 4.0304 | 4.0304 | 4.0304 | 4.0304 | 4.0304 | 4.0304 | 4.0304 | 4.0304 | 4.0304 | 4.0304 | 4.0304 | 4.0304 | 4.0304 | 4.0304 | 4.0304 | 4.0304 | 4.0304 | 4.0304 | 4.0304 | 4.0304 | 4.0304 | 4.0304 | 4.0304 | 4.0304 | 35 |  | 29.3132 | 10.2881 | 3.1865 | 212435.0229 | 1089791.6676 | =Area I Portion
[59 empty] | 6622553.8047 | =Area I+II+III Portions
Annual Avoided Costs for Deferral to Indicated Year:
Amagansett Conversion 33 kV | 2030 |  |  | 0 | 0.97582 | 0.97582 | 0.97582 | 0.97582 | 0.97582 | 0.97582 | 0.97582 | 0.97582 | 0.97582 | 0.97582 | 0.97582 | 0.97582 | 0.97582 | -0.4572 | -0.4572 | -0.4572 | -0.4572 | -0.4572 | -0.4572 | -0.4572 | -0.4572 | -0.4572 | -0.4572 | -0.4572 | -0.4572 | -0.4572 | -0.4572 | -0.4572 | -0.4572 | -0.4572 | -0.4572 | -0.4572 | -0.4572 | -0.4572 | -0.4572 | -1.433 | -1.433 | -1.433 | -1.433 | -1.433 | -1.433 | -1.433 | -1.433 | -1.433 | -1.433 | -1.433 | -1.433 | -1.433 | 35 |  |  | 3.8129
East Hampton Conversion 33 kV | 2030 |  |  | 0 | 0.39033 | 0.39033 | 0.39033 | 0.39033 | 0.39033 | 0.39033 | 0.39033 | 0.39033 | 0.39033 | 0.39033 | 0.39033 | 0.39033 | 0.39033 | -0.18288 | -0.18288 | -0.18288 | -0.18288 | -0.18288 | -0.18288 | -0.18288 | -0.18288 | -0.18288 | -0.18288 | -0.18288 | -0.18288 | -0.18288 | -0.18288 | -0.18288 | -0.18288 | -0.18288 | -0.18288 | -0.18288 | -0.18288 | -0.18288 | -0.18288 | -0.57321 | -0.57321 | -0.57321 | -0.57321 | -0.57321 | -0.57321 | -0.57321 | -0.57321 | -0.57321 | -0.57321 | -0.57321 | -0.57321 | -0.57321 | 35 |  |  | 1.5252
Buell Conversion 33 kV | 2030 |  |  | 0 | 0.45131 | 0.45131 | 0.45131 | 0.45131 | 0.45131 | 0.45131 | 0.45131 | 0.45131 | 0.45131 | 0.45131 | 0.45131 | 0.45131 | 0.45131 | -0.21146 | -0.21146 | -0.21146 | -0.21146 | -0.21146 | -0.21146 | -0.21146 | -0.21146 | -0.21146 | -0.21146 | -0.21146 | -0.21146 | -0.21146 | -0.21146 | -0.21146 | -0.21146 | -0.21146 | -0.21146 | -0.21146 | -0.21146 | -0.21146 | -0.21146 | -0.66277 | -0.66277 | -0.66277 | -0.66277 | -0.66277 | -0.66277 | -0.66277 | -0.66277 | -0.66277 | -0.66277 | -0.66277 | -0.66277 | -0.66277 | 35 |  |  | 1.7635
Hither Hills Conversion to 33 kV | 2030 |  |  | 0 | 0 | 0.60305 | 0.60305 | 0.60305 | 0.60305 | 0.60305 | 0.60305 | 0.60305 | 0.60305 | 0.60305 | 0.60305 | 0.60305 | 0.60305 | -0.25676 | -0.25676 | -0.25676 | -0.25676 | -0.25676 | -0.25676 | -0.25676 | -0.25676 | -0.25676 | -0.25676 | -0.25676 | -0.25676 | -0.25676 | -0.25676 | -0.25676 | -0.25676 | -0.25676 | -0.25676 | -0.25676 | -0.25676 | -0.25676 | -0.25676 | -0.25676 | -0.85981 | -0.85981 | -0.85981 | -0.85981 | -0.85981 | -0.85981 | -0.85981 | -0.85981 | -0.85981 | -0.85981 | -0.85981 | -0.85981 | 35 |  |  | 2.0853
Culloden Pt Conversion to 33 kV | 2030 |  |  | 0 | 0 | 0 | 0.36233 | 0.36233 | 0.36233 | 0.36233 | 0.36233 | 0.36233 | 0.36233 | 0.36233 | 0.36233 | 0.36233 | 0.36233 | -0.13922 | -0.13922 | -0.13922 | -0.13922 | -0.13922 | -0.13922 | -0.13922 | -0.13922 | -0.13922 | -0.13922 | -0.13922 | -0.13922 | -0.13922 | -0.13922 | -0.13922 | -0.13922 | -0.13922 | -0.13922 | -0.13922 | -0.13922 | -0.13922 | -0.13922 | -0.13922 | -0.13922 | -0.50156 | -0.50156 | -0.50156 | -0.50156 | -0.50156 | -0.50156 | -0.50156 | -0.50156 | -0.50156 | -0.50156 | -0.50156 | 35 |  |  | 1.1012
Area II Projects: | [53 empty] | 33
Bridgehampton - Buell New 69 kV UG Cable | 2020 |  | 33.2 | 0 | 0 | 0 | 0 | 4.4251 | 4.4251 | 4.4251 | 4.4251 | 4.4251 | 4.4251 | 4.4251 | 4.4251 | 4.4251 | 4.4251 | 4.4251 | 4.4251 | 4.4251 | 4.4251 | 4.4251 | 4.4251 | 4.4251 | 4.4251 | 4.4251 | 4.4251 | 4.4251 | 4.4251 | 4.4251 | 4.4251 | 4.4251 | 4.4251 | 4.4251 | 4.4251 | 4.4251 | 4.4251 | 4.4251 | 4.4251 | 4.4251 | 4.4251 | 4.4251 | [10 empty] | 35 |  | 54.9758
No Deferral |  |  | 33.2 |  | 0 | 0 | 0 | 4.4251 | 4.4251 | 4.4251 | 4.4251 | 4.4251 | 4.4251 | 4.4251 | 4.4251 | 4.4251 | 4.4251 | 4.4251 | 4.4251 | 4.4251 | 4.4251 | 4.4251 | 4.4251 | 4.4251 | 4.4251 | 4.4251 | 4.4251 | 4.4251 | 4.4251 | 4.4251 | 4.4251 | 4.4251 | 4.4251 | 4.4251 | 4.4251 | 4.4251 | 4.4251 | 4.4251 | 4.4251 | 4.4251 | 4.4251 | 4.4251 | [10 empty] | 35 |  | 54.9758
Bridgehampton - Buell New 69 kV UG Cable | 2026 |  | 33.2 | [10 empty] | 5.2839 | 5.2839 | 5.2839 | 5.2839 | 5.2839 | 5.2839 | 5.2839 | 5.2839 | 5.2839 | 5.2839 | 5.2839 | 5.2839 | 5.2839 | 5.2839 | 5.2839 | 5.2839 | 5.2839 | 5.2839 | 5.2839 | 5.2839 | 5.2839 | 5.2839 | 5.2839 | 5.2839 | 5.2839 | 5.2839 | 5.2839 | 5.2839 | 5.2839 | 5.2839 | 5.2839 | 5.2839 | 5.2839 | 5.2839 | 5.2839 |  |  |  |  | 35 |  | 47.608 | 7.3678 | 7.3678 | 153495.4058 | 787431.4319
Deferral to Indicated Year |  |  | 33.2 | [6 empty] | 0 | 0 | 0 | 0 | 5.2839 | 5.2839 | 5.2839 | 5.2839 | 5.2839 | 5.2839 | 5.2839 | 5.2839 | 5.2839 | 5.2839 | 5.2839 | 5.2839 | 5.2839 | 5.2839 | 5.2839 | 5.2839 | 5.2839 | 5.2839 | 5.2839 | 5.2839 | 5.2839 | 5.2839 | 5.2839 | 5.2839 | 5.2839 | 5.2839 | 5.2839 | 5.2839 | 5.2839 | 5.2839 | 5.2839 | 5.2839 | 5.2839 | 5.2839 | 5.2839 |  |  |  |  | 35 |  | 47.608 | 7.3678 | 7.3678 | 153495.4058 | 787431.4319 | =Area II Portion
[59 empty] | 5532762.1371 | =Area II+III Portions
Annual Avoided Costs for Deferral to Indicated Year:
Bridgehampton - Buell New 69 kV UG Cable | 2026 |  |  | 0 | 0 | 0 | 0 | 4.4251 | 4.4251 | 4.4251 | 4.4251 | 4.4251 | 4.4251 | -0.85871 | -0.85871 | -0.85871 | -0.85871 | -0.85871 | -0.85871 | -0.85871 | -0.85871 | -0.85871 | -0.85871 | -0.85871 | -0.85871 | -0.85871 | -0.85871 | -0.85871 | -0.85871 | -0.85871 | -0.85871 | -0.85871 | -0.85871 | -0.85871 | -0.85871 | -0.85871 | -0.85871 | -0.85871 | -0.85871 | -0.85871 | -0.85871 | -0.85871 | -5.2839 | -5.2839 | -5.2839 | -5.2839 | -5.2839 | -5.2839 |  |  |  |  | 35 |  |  | 7.3678
0
Area III Projects: | [52 empty] | 0 | 15
New Canal - Southampton Cable | 2017 |  | 37.6 | 0 | 4.5863 | 4.5863 | 4.5863 | 4.5863 | 4.5863 | 4.5863 | 4.5863 | 4.5863 | 4.5863 | 4.5863 | 4.5863 | 4.5863 | 4.5863 | 4.5863 | 4.5863 | 4.5863 | 4.5863 | 4.5863 | 4.5863 | 4.5863 | 4.5863 | 4.5863 | 4.5863 | 4.5863 | 4.5863 | 4.5863 | 4.5863 | 4.5863 | 4.5863 | 4.5863 | 4.5863 | 4.5863 | 4.5863 | 4.5863 | 4.5863 | [13 empty] | 35 |  | 66.9063
Upgrade Wildwood - Riverhead to 138 kV | 2017 |  | 7.7 | 0 | 0.93922 | 0.93922 | 0.93922 | 0.93922 | 0.93922 | 0.93922 | 0.93922 | 0.93922 | 0.93922 | 0.93922 | 0.93922 | 0.93922 | 0.93922 | 0.93922 | 0.93922 | 0.93922 | 0.93922 | 0.93922 | 0.93922 | 0.93922 | 0.93922 | 0.93922 | 0.93922 | 0.93922 | 0.93922 | 0.93922 | 0.93922 | 0.93922 | 0.93922 | 0.93922 | 0.93922 | 0.93922 | 0.93922 | 0.93922 | 0.93922 | [13 empty] | 35 |  | 13.7016
Riverhead Canal 2nd Line and Bank | 2017 |  | 136.8 | 0 | 16.6864 | 16.6864 | 16.6864 | 16.6864 | 16.6864 | 16.6864 | 16.6864 | 16.6864 | 16.6864 | 16.6864 | 16.6864 | 16.6864 | 16.6864 | 16.6864 | 16.6864 | 16.6864 | 16.6864 | 16.6864 | 16.6864 | 16.6864 | 16.6864 | 16.6864 | 16.6864 | 16.6864 | 16.6864 | 16.6864 | 16.6864 | 16.6864 | 16.6864 | 16.6864 | 16.6864 | 16.6864 | 16.6864 | 16.6864 | 16.6864 | [13 empty] | 35 |  | 243.4251
Canal - Wainscott New 138 kV UG Cable | 2022 |  | 275.5 | 0 | 0 | 0 | 0 | 0 | 0 | 38.957 | 38.957 | 38.957 | 38.957 | 38.957 | 38.957 | 38.957 | 38.957 | 38.957 | 38.957 | 38.957 | 38.957 | 38.957 | 38.957 | 38.957 | 38.957 | 38.957 | 38.957 | 38.957 | 38.957 | 38.957 | 38.957 | 38.957 | 38.957 | 38.957 | 38.957 | 38.957 | 38.957 | 38.957 | 38.957 | 38.957 | 38.957 | 38.957 | 38.957 | 38.957 | [8 empty] | 35 |  | 434.8353
No Deferral |  |  | 457.6 |  | 22.212 | 22.212 | 22.212 | 22.212 | 22.212 | 61.169 | 61.169 | 61.169 | 61.169 | 61.169 | 61.169 | 61.169 | 61.169 | 61.169 | 61.169 | 61.169 | 61.169 | 61.169 | 61.169 | 61.169 | 61.169 | 61.169 | 61.169 | 61.169 | 61.169 | 61.169 | 61.169 | 61.169 | 61.169 | 61.169 | 61.169 | 61.169 | 61.169 | 61.169 | 61.169 | 38.957 | 38.957 | 38.957 | 38.957 | 38.957 | [10 empty] | 758.8683
New Canal - Southampton Cable | 2023 |  | 37.6 | [7 empty] | 5.4763 | 5.4763 | 5.4763 | 5.4763 | 5.4763 | 5.4763 | 5.4763 | 5.4763 | 5.4763 | 5.4763 | 5.4763 | 5.4763 | 5.4763 | 5.4763 | 5.4763 | 5.4763 | 5.4763 | 5.4763 | 5.4763 | 5.4763 | 5.4763 | 5.4763 | 5.4763 | 5.4763 | 5.4763 | 5.4763 | 5.4763 | 5.4763 | 5.4763 | 5.4763 | 5.4763 | 5.4763 | 5.4763 | 5.4763 | 5.4763 | [7 empty] | 35 |  | 57.9396 | 8.9667 | 0 | 0 | 0
Upgrade Wildwood - Riverhead to 138 kV | 2022 |  | 7.7 | [6 empty] | 1.0888 | 1.0888 | 1.0888 | 1.0888 | 1.0888 | 1.0888 | 1.0888 | 1.0888 | 1.0888 | 1.0888 | 1.0888 | 1.0888 | 1.0888 | 1.0888 | 1.0888 | 1.0888 | 1.0888 | 1.0888 | 1.0888 | 1.0888 | 1.0888 | 1.0888 | 1.0888 | 1.0888 | 1.0888 | 1.0888 | 1.0888 | 1.0888 | 1.0888 | 1.0888 | 1.0888 | 1.0888 | 1.0888 | 1.0888 | 1.0888 | [8 empty] | 35 |  | 12.1533 | 1.5483 | 0 | 0 | 0
Riverhead Canal 2nd Line and Bank | 2023 |  | 136.8 | [7 empty] | 19.9245 | 19.9245 | 19.9245 | 19.9245 | 19.9245 | 19.9245 | 19.9245 | 19.9245 | 19.9245 | 19.9245 | 19.9245 | 19.9245 | 19.9245 | 19.9245 | 19.9245 | 19.9245 | 19.9245 | 19.9245 | 19.9245 | 19.9245 | 19.9245 | 19.9245 | 19.9245 | 19.9245 | 19.9245 | 19.9245 | 19.9245 | 19.9245 | 19.9245 | 19.9245 | 19.9245 | 19.9245 | 19.9245 | 19.9245 | 19.9245 | [7 empty] | 35 |  | 210.8017 | 32.6235 | 0 | 0 | 0
Canal - Wainscott New 138 kV UG Cable | 2028 |  | 275.5 | [12 empty] | 46.5167 | 46.5167 | 46.5167 | 46.5167 | 46.5167 | 46.5167 | 46.5167 | 46.5167 | 46.5167 | 46.5167 | 46.5167 | 46.5167 | 46.5167 | 46.5167 | 46.5167 | 46.5167 | 46.5167 | 46.5167 | 46.5167 | 46.5167 | 46.5167 | 46.5167 | 46.5167 | 46.5167 | 46.5167 | 46.5167 | 46.5167 | 46.5167 | 46.5167 | 46.5167 | 46.5167 | 46.5167 | 46.5167 | 46.5167 | 46.5167 |  |  | 35 |  | 376.5593 | 58.276 | 58.276 | 925015.732 | 4745330.7052
Deferral to Indicated Year |  |  | 457.6 | [6 empty] | 1.0888 | 26.4896 | 26.4896 | 26.4896 | 26.4896 | 26.4896 | 73.0063 | 73.0063 | 73.0063 | 73.0063 | 73.0063 | 73.0063 | 73.0063 | 73.0063 | 73.0063 | 73.0063 | 73.0063 | 73.0063 | 73.0063 | 73.0063 | 73.0063 | 73.0063 | 73.0063 | 73.0063 | 73.0063 | 73.0063 | 73.0063 | 73.0063 | 73.0063 | 73.0063 | 73.0063 | 73.0063 | 73.0063 | 73.0063 | 73.0063 | 71.9175 | 46.5167 | 46.5167 | 46.5167 | 46.5167 | 46.5167 |  |  | 41 |  | 657.4539 | 101.4144 | 58.276 | 925015.732 | 4745330.7052 | =Area III Portion
[59 empty] | 4745330.7052 | =Area III Portion
Annual Avoided Costs for Deferral to Indicated Year:
New Canal - Southampton Cable | 2023 |  |  | 0 | 4.5863 | 4.5863 | 4.5863 | 4.5863 | 4.5863 | 4.5863 | -0.88999 | -0.88999 | -0.88999 | -0.88999 | -0.88999 | -0.88999 | -0.88999 | -0.88999 | -0.88999 | -0.88999 | -0.88999 | -0.88999 | -0.88999 | -0.88999 | -0.88999 | -0.88999 | -0.88999 | -0.88999 | -0.88999 | -0.88999 | -0.88999 | -0.88999 | -0.88999 | -0.88999 | -0.88999 | -0.88999 | -0.88999 | -0.88999 | -0.88999 | -5.4763 | -5.4763 | -5.4763 | -5.4763 | -5.4763 | -5.4763 | 0 | 0 | 0 | 0 | 0 |  |  | 35 |  |  | 8.9667
Upgrade Wildwood - Riverhead to 138 kV | 2022 |  |  | 0 | 0.93922 | 0.93922 | 0.93922 | 0.93922 | 0.93922 | -0.14959 | -0.14959 | -0.14959 | -0.14959 | -0.14959 | -0.14959 | -0.14959 | -0.14959 | -0.14959 | -0.14959 | -0.14959 | -0.14959 | -0.14959 | -0.14959 | -0.14959 | -0.14959 | -0.14959 | -0.14959 | -0.14959 | -0.14959 | -0.14959 | -0.14959 | -0.14959 | -0.14959 | -0.14959 | -0.14959 | -0.14959 | -0.14959 | -0.14959 | -0.14959 | -1.0888 | -1.0888 | -1.0888 | -1.0888 | -1.0888 | 0 | 0 | 0 | 0 | 0 | 0 |  |  | 35 |  |  | 1.5483
Riverhead Canal 2nd Line and Bank | 2023 |  |  | 0 | 16.6864 | 16.6864 | 16.6864 | 16.6864 | 16.6864 | 16.6864 | -3.238 | -3.238 | -3.238 | -3.238 | -3.238 | -3.238 | -3.238 | -3.238 | -3.238 | -3.238 | -3.238 | -3.238 | -3.238 | -3.238 | -3.238 | -3.238 | -3.238 | -3.238 | -3.238 | -3.238 | -3.238 | -3.238 | -3.238 | -3.238 | -3.238 | -3.238 | -3.238 | -3.238 | -3.238 | -19.9245 | -19.9245 | -19.9245 | -19.9245 | -19.9245 | -19.9245 | 0 | 0 | 0 | 0 | 0 |  |  | 35 |  |  | 32.6235
Canal - Wainscott New 138 kV UG Cable | 2028 |  |  | 0 | 0 | 0 | 0 | 0 | 0 | 38.957 | 38.957 | 38.957 | 38.957 | 38.957 | 38.957 | -7.5597 | -7.5597 | -7.5597 | -7.5597 | -7.5597 | -7.5597 | -7.5597 | -7.5597 | -7.5597 | -7.5597 | -7.5597 | -7.5597 | -7.5597 | -7.5597 | -7.5597 | -7.5597 | -7.5597 | -7.5597 | -7.5597 | -7.5597 | -7.5597 | -7.5597 | -7.5597 | -7.5597 | -7.5597 | -7.5597 | -7.5597 | -7.5597 | -7.5597 | -46.5167 | -46.5167 | -46.5167 | -46.5167 | -46.5167 | -46.5167 | [5 empty] | 58.276
Total - All Areas (No Deferrals,$Millions) |  |  | 513.3 |  | 24.0294 | 24.6325 | 24.9948 | 29.42 | 29.42 | 68.377 | 68.377 | 68.377 | 68.377 | 68.377 | 68.377 | 68.377 | 68.377 | 68.377 | 68.377 | 68.377 | 68.377 | 68.377 | 68.377 | 68.377 | 68.377 | 68.377 | 68.377 | 68.377 | 68.377 | 68.377 | 68.377 | 68.377 | 68.377 | 68.377 | 68.377 | 68.377 | 68.377 | 68.377 | 68.377 | 44.3475 | 43.7445 | 43.3821 | 38.957 | 38.957 | 0 | 0 | 0 | 0 | 0 | 0 | 0 | 0 |  | 63 | 853.4454 | 119.0703 | = max. total avoided cost in portfolio
Annual Avoided Costs for Deferrals - Area 1 Proposal: (see note*) | Deferral Year |  |  | 2016 | 2017 | 2018 | 2019 | 2020 | 2021 | 2022 | 2023 | 2024 | 2025 | 2026 | 2027 | 2028 | 2029 | 2030 | 2031 | 2032 | 2033 | 2034 | 2035 | 2036 | 2037 | 2038 | 2039 | 2040 | 2041 | 2042 | 2043 | 2044 | 2045 | 2046 | 2047 | 2048 | 2049 | 2050 | 2051 | 2052 | 2053 | 2054 | 2055 | 2056 | 2057 | 2058 | 2059 | 2060 | 2061 | 2062 | 2063 | 2064 |  |  | Differential NPV $M |  | Differential NPV $M (adjusted for COD of Selected Project) | Differntial NPV $/MW | NPV of Transmission Avoided Costs for Selected Project
Area I Projects:
Amagansett Conversion 33 kV | 2030 |  |  | 0 | 0.97582 | 0.97582 | 0.97582 | 0.97582 | 0.97582 | 0.97582 | 0.97582 | 0.97582 | 0.97582 | 0.97582 | 0.97582 | 0.97582 | 0.97582 | -0.4572 | -0.4572 | -0.4572 | -0.4572 | -0.4572 | -0.4572 | -0.4572 | -0.4572 | -0.4572 | -0.4572 | -0.4572 | -0.4572 | -0.4572 | -0.4572 | -0.4572 | -0.4572 | -0.4572 | -0.4572 | -0.4572 | -0.4572 | -0.4572 | -0.4572 | -1.433 | -1.433 | -1.433 | -1.433 | -1.433 | -1.433 | -1.433 | -1.433 | -1.433 | -1.433 | -1.433 | -1.433 | -1.433 |  |  | 3.8129 |  | 0 | 0 | 0
East Hampton Conversion 33 kV | 2030 |  |  | 0 | 0.39033 | 0.39033 | 0.39033 | 0.39033 | 0.39033 | 0.39033 | 0.39033 | 0.39033 | 0.39033 | 0.39033 | 0.39033 | 0.39033 | 0.39033 | -0.18288 | -0.18288 | -0.18288 | -0.18288 | -0.18288 | -0.18288 | -0.18288 | -0.18288 | -0.18288 | -0.18288 | -0.18288 | -0.18288 | -0.18288 | -0.18288 | -0.18288 | -0.18288 | -0.18288 | -0.18288 | -0.18288 | -0.18288 | -0.18288 | -0.18288 | -0.57321 | -0.57321 | -0.57321 | -0.57321 | -0.57321 | -0.57321 | -0.57321 | -0.57321 | -0.57321 | -0.57321 | -0.57321 | -0.57321 | -0.57321 |  |  | 1.5252 |  | 0 | 0 | 0
Buell Conversion 33 kV | 2030 |  |  | 0 | 0.45131 | 0.45131 | 0.45131 | 0.45131 | 0.45131 | 0.45131 | 0.45131 | 0.45131 | 0.45131 | 0.45131 | 0.45131 | 0.45131 | 0.45131 | -0.21146 | -0.21146 | -0.21146 | -0.21146 | -0.21146 | -0.21146 | -0.21146 | -0.21146 | -0.21146 | -0.21146 | -0.21146 | -0.21146 | -0.21146 | -0.21146 | -0.21146 | -0.21146 | -0.21146 | -0.21146 | -0.21146 | -0.21146 | -0.21146 | -0.21146 | -0.66277 | -0.66277 | -0.66277 | -0.66277 | -0.66277 | -0.66277 | -0.66277 | -0.66277 | -0.66277 | -0.66277 | -0.66277 | -0.66277 | -0.66277 |  |  | 1.7635 |  | 0 | 0 | 0
Hither Hills Conversion to 33 kV | 2030 |  |  | 0 | 0 | 0.60305 | 0.60305 | 0.60305 | 0.60305 | 0.60305 | 0.60305 | 0.60305 | 0.60305 | 0.60305 | 0.60305 | 0.60305 | 0.60305 | -0.25676 | -0.25676 | -0.25676 | -0.25676 | -0.25676 | -0.25676 | -0.25676 | -0.25676 | -0.25676 | -0.25676 | -0.25676 | -0.25676 | -0.25676 | -0.25676 | -0.25676 | -0.25676 | -0.25676 | -0.25676 | -0.25676 | -0.25676 | -0.25676 | -0.25676 | -0.25676 | -0.85981 | -0.85981 | -0.85981 | -0.85981 | -0.85981 | -0.85981 | -0.85981 | -0.85981 | -0.85981 | -0.85981 | -0.85981 | -0.85981 |  |  | 2.0853 |  | 2.0853 | 139022.8879 | 0
Culloden Pt Conversion to 33 kV | 2030 |  |  | 0 | 0 | 0 | 0.36233 | 0.36233 | 0.36233 | 0.36233 | 0.36233 | 0.36233 | 0.36233 | 0.36233 | 0.36233 | 0.36233 | 0.36233 | -0.13922 | -0.13922 | -0.13922 | -0.13922 | -0.13922 | -0.13922 | -0.13922 | -0.13922 | -0.13922 | -0.13922 | -0.13922 | -0.13922 | -0.13922 | -0.13922 | -0.13922 | -0.13922 | -0.13922 | -0.13922 | -0.13922 | -0.13922 | -0.13922 | -0.13922 | -0.13922 | -0.13922 | -0.50156 | -0.50156 | -0.50156 | -0.50156 | -0.50156 | -0.50156 | -0.50156 | -0.50156 | -0.50156 | -0.50156 | -0.50156 |  |  | 1.1012 |  | 1.1012 | 73412.135 | 0
[59 empty] | 0 | =Area I Portion
Area II Projects: | [58 empty] | 0 | =Area I+II+III Portions
Bridgehampton - Buell New 69 kV UG Cable | 2026 |  |  | 0 | 0 | 0 | 0 | 4.4251 | 4.4251 | 4.4251 | 4.4251 | 4.4251 | 4.4251 | -0.85871 | -0.85871 | -0.85871 | -0.85871 | -0.85871 | -0.85871 | -0.85871 | -0.85871 | -0.85871 | -0.85871 | -0.85871 | -0.85871 | -0.85871 | -0.85871 | -0.85871 | -0.85871 | -0.85871 | -0.85871 | -0.85871 | -0.85871 | -0.85871 | -0.85871 | -0.85871 | -0.85871 | -0.85871 | -0.85871 | -0.85871 | -0.85871 | -0.85871 | -5.2839 | -5.2839 | -5.2839 | -5.2839 | -5.2839 | -5.2839 | 0 | 0 | 0 | 0 |  |  | 7.3678 |  | 7.3678 | 153495.4058 | 0
[59 empty] | 0 | =Area II Portion
Area III Projects: | [58 empty] | 0 | =Area II+III Portions
New Canal - Southampton Cable | 2023 |  |  | 0 | 4.5863 | 4.5863 | 4.5863 | 4.5863 | 4.5863 | 4.5863 | -0.88999 | -0.88999 | -0.88999 | -0.88999 | -0.88999 | -0.88999 | -0.88999 | -0.88999 | -0.88999 | -0.88999 | -0.88999 | -0.88999 | -0.88999 | -0.88999 | -0.88999 | -0.88999 | -0.88999 | -0.88999 | -0.88999 | -0.88999 | -0.88999 | -0.88999 | -0.88999 | -0.88999 | -0.88999 | -0.88999 | -0.88999 | -0.88999 | -0.88999 | -5.4763 | -5.4763 | -5.4763 | -5.4763 | -5.4763 | -5.4763 | 0 | 0 | 0 | 0 | 0 | 0 | 0 |  |  | 8.9667 |  | 0 | 0 | 0
Upgrade Wildwood - Riverhead to 138 kV | 2022 |  |  | 0 | 0.93922 | 0.93922 | 0.93922 | 0.93922 | 0.93922 | -0.14959 | -0.14959 | -0.14959 | -0.14959 | -0.14959 | -0.14959 | -0.14959 | -0.14959 | -0.14959 | -0.14959 | -0.14959 | -0.14959 | -0.14959 | -0.14959 | -0.14959 | -0.14959 | -0.14959 | -0.14959 | -0.14959 | -0.14959 | -0.14959 | -0.14959 | -0.14959 | -0.14959 | -0.14959 | -0.14959 | -0.14959 | -0.14959 | -0.14959 | -0.14959 | -1.0888 | -1.0888 | -1.0888 | -1.0888 | -1.0888 | 0 | 0 | 0 | 0 | 0 | 0 | 0 | 0 |  |  | 1.5483 |  | 0 | 0 | 0
Riverhead Canal 2nd Line and Bank | 2023 |  |  | 0 | 16.6864 | 16.6864 | 16.6864 | 16.6864 | 16.6864 | 16.6864 | -3.238 | -3.238 | -3.238 | -3.238 | -3.238 | -3.238 | -3.238 | -3.238 | -3.238 | -3.238 | -3.238 | -3.238 | -3.238 | -3.238 | -3.238 | -3.238 | -3.238 | -3.238 | -3.238 | -3.238 | -3.238 | -3.238 | -3.238 | -3.238 | -3.238 | -3.238 | -3.238 | -3.238 | -3.238 | -19.9245 | -19.9245 | -19.9245 | -19.9245 | -19.9245 | -19.9245 | 0 | 0 | 0 | 0 | 0 | 0 | 0 |  |  | 32.6235 |  | 0 | 0 | 0
Canal - Wainscott New 138 kV UG Cable | 2028 |  |  | 0 | 0 | 0 | 0 | 0 | 0 | 38.957 | 38.957 | 38.957 | 38.957 | 38.957 | 38.957 | -7.5597 | -7.5597 | -7.5597 | -7.5597 | -7.5597 | -7.5597 | -7.5597 | -7.5597 | -7.5597 | -7.5597 | -7.5597 | -7.5597 | -7.5597 | -7.5597 | -7.5597 | -7.5597 | -7.5597 | -7.5597 | -7.5597 | -7.5597 | -7.5597 | -7.5597 | -7.5597 | -7.5597 | -7.5597 | -7.5597 | -7.5597 | -7.5597 | -7.5597 | -46.5167 | -46.5167 | -46.5167 | -46.5167 | -46.5167 | -46.5167 | 0 | 0 |  |  | 58.276 |  | 58.276 | 925015.732 | 0
[59 empty] | 0 | =Area III Portion
Total - Area 1 Proposal, $Millions (unadjusted) |  |  |  | 0 | 0 | 0.60305 | 0.96539 | 5.3905 | 5.3905 | 44.3475 | 44.3475 | 44.3475 | 44.3475 | 39.0637 | 39.0637 | -7.453 | -7.453 | -8.8144 | -8.8144 | -8.8144 | -8.8144 | -8.8144 | -8.8144 | -8.8144 | -8.8144 | -8.8144 | -8.8144 | -8.8144 | -8.8144 | -8.8144 | -8.8144 | -8.8144 | -8.8144 | -8.8144 | -8.8144 | -8.8144 | -8.8144 | -8.8144 | -8.8144 | -8.8144 | -9.4174 | -9.7798 | -14.2049 | -14.2049 | -53.1619 | -53.1619 | -53.1619 | -53.1619 | -47.878 | -47.878 | -1.3614 | -1.3614 |  |  | 68.8303 |  |  | 1290946.1608 | 0
$/MW-yr |  |  |  | 0 | 0 | 40203.5861 | 64359.2408 | 156549.7282 | 156549.7282 | 774914.5398 | 774914.5398 | 774914.5398 | 774914.5398 | 664834.2766 | 664834.2766 | -73525.6468 | -73525.6468 | -164283.4228 | -164283.4228 | -164283.4228 | -164283.4228 | -164283.4228 | -164283.4228 | -164283.4228 | -164283.4228 | -164283.4228 | -164283.4228 | -164283.4228 | -164283.4228 | -164283.4228 | -164283.4228 | -164283.4228 | -164283.4228 | -164283.4228 | -164283.4228 | -164283.4228 | -164283.4228 | -164283.4228 | -164283.4228 | -164283.4228 | -204487.0089 | -228642.6636 | -320833.151 | -320833.151 | -939197.9626 | -939197.9626 | -939197.9626 | -939197.9626 | -829117.6994 | -829117.6994 | -90757.776 | -90757.776
$Millions (adjusted) |  |  |  | 0 | 0 | 0 | 0 | 0 | 0 | 0 | 0 | 0 | 0 | 0 | 0 | 0 | 0 | 0 | 0 | 0 | 0 | 0 | 0 | 0 | 0 | 0 | 0 | 0 | 0 | 0 | 0 | 0 | 0 | 0 | 0 | 0 | 0 | 0 | 0 | 0 | 0 | 0 | 0 | 0 | 0 | 0 | 0 | 0 | 0 | 0 | 0 | 0 |  |  | 0
Annual Avoided Costs for Deferrals - Area 2 Proposal: (see note*) | Deferral Year |  |  | 2016 | 2017 | 2018 | 2019 | 2020 | 2021 | 2022 | 2023 | 2024 | 2025 | 2026 | 2027 | 2028 | 2029 | 2030 | 2031 | 2032 | 2033 | 2034 | 2035 | 2036 | 2037 | 2038 | 2039 | 2040 | 2041 | 2042 | 2043 | 2044 | 2045 | 2046 | 2047 | 2048 | 2049 | 2050 | 2051 | 2052 | 2053 | 2054 | 2055 | 2056 | 2057 | 2058 | 2059 | 2060 | 2061 | 2062 | 2063 | 2064 |  |  | Differential NPV $M |  | Differential NPV $M (adjusted for COD of Selected Project) | Differntial NPV $/MW | NPV of Transmission Avoided Costs for Selected Project
Area I Projects:
Amagansett Conversion 33 kV | 2030 |  |  | 0 | 0 | 0 | 0 | 0 | 0 | 0 | 0 | 0 | 0 | 0 | 0 | 0 | 0 | 0 | 0 | 0 | 0 | 0 | 0 | 0 | 0 | 0 | 0 | 0 | 0 | 0 | 0 | 0 | 0 | 0 | 0 | 0 | 0 | 0 | 0 | 0 | 0 | 0 | 0 | 0 | 0 | 0 | 0 | 0 | 0 | 0 | 0 | 0 |  |  | 0 |  | 0 | 0 | 0
East Hampton Conversion 33 kV | 2030 |  |  | 0 | 0 | 0 | 0 | 0 | 0 | 0 | 0 | 0 | 0 | 0 | 0 | 0 | 0 | 0 | 0 | 0 | 0 | 0 | 0 | 0 | 0 | 0 | 0 | 0 | 0 | 0 | 0 | 0 | 0 | 0 | 0 | 0 | 0 | 0 | 0 | 0 | 0 | 0 | 0 | 0 | 0 | 0 | 0 | 0 | 0 | 0 | 0 | 0 |  |  | 0 |  | 0 | 0 | 0
Buell Conversion 33 kV | 2030 |  |  | 0 | 0 | 0 | 0 | 0 | 0 | 0 | 0 | 0 | 0 | 0 | 0 | 0 | 0 | 0 | 0 | 0 | 0 | 0 | 0 | 0 | 0 | 0 | 0 | 0 | 0 | 0 | 0 | 0 | 0 | 0 | 0 | 0 | 0 | 0 | 0 | 0 | 0 | 0 | 0 | 0 | 0 | 0 | 0 | 0 | 0 | 0 | 0 | 0 |  |  | 0 |  | 0 | 0 | 0
Hither Hills Conversion to 33 kV | 2030 |  |  | 0 | 0 | 0 | 0 | 0 | 0 | 0 | 0 | 0 | 0 | 0 | 0 | 0 | 0 | 0 | 0 | 0 | 0 | 0 | 0 | 0 | 0 | 0 | 0 | 0 | 0 | 0 | 0 | 0 | 0 | 0 | 0 | 0 | 0 | 0 | 0 | 0 | 0 | 0 | 0 | 0 | 0 | 0 | 0 | 0 | 0 | 0 | 0 | 0 |  |  | 0 |  | 0 | 0 | 0
Culloden Pt Conversion to 33 kV | 2030 |  |  | 0 | 0 | 0 | 0 | 0 | 0 | 0 | 0 | 0 | 0 | 0 | 0 | 0 | 0 | 0 | 0 | 0 | 0 | 0 | 0 | 0 | 0 | 0 | 0 | 0 | 0 | 0 | 0 | 0 | 0 | 0 | 0 | 0 | 0 | 0 | 0 | 0 | 0 | 0 | 0 | 0 | 0 | 0 | 0 | 0 | 0 | 0 | 0 | 0 |  |  | 0 |  | 0 | 0 | 0
[59 empty] | 0 | =Area I Portion
Area II Projects: | [58 empty] | 0 | =Area I+II+III Portions
Bridgehampton - Buell New 69 kV UG Cable | 2026 |  |  | 0 | 0 | 0 | 0 | 4.4251 | 4.4251 | 4.4251 | 4.4251 | 4.4251 | 4.4251 | -0.85871 | -0.85871 | -0.85871 | -0.85871 | -0.85871 | -0.85871 | -0.85871 | -0.85871 | -0.85871 | -0.85871 | -0.85871 | -0.85871 | -0.85871 | -0.85871 | -0.85871 | -0.85871 | -0.85871 | -0.85871 | -0.85871 | -0.85871 | -0.85871 | -0.85871 | -0.85871 | -0.85871 | -0.85871 | -0.85871 | -0.85871 | -0.85871 | -0.85871 | -5.2839 | -5.2839 | -5.2839 | -5.2839 | -5.2839 | -5.2839 | 0 | 0 | 0 | 0 |  |  | 7.3678 |  | 7.3678 | 153495.4058 | 0
[59 empty] | 0 | =Area II Portion
Area III Projects: | [58 empty] | 0 | =Area II+III Portions
New Canal - Southampton Cable | 2023 |  |  | 0 | 4.5863 | 4.5863 | 4.5863 | 4.5863 | 4.5863 | 4.5863 | -0.88999 | -0.88999 | -0.88999 | -0.88999 | -0.88999 | -0.88999 | -0.88999 | -0.88999 | -0.88999 | -0.88999 | -0.88999 | -0.88999 | -0.88999 | -0.88999 | -0.88999 | -0.88999 | -0.88999 | -0.88999 | -0.88999 | -0.88999 | -0.88999 | -0.88999 | -0.88999 | -0.88999 | -0.88999 | -0.88999 | -0.88999 | -0.88999 | -0.88999 | -5.4763 | -5.4763 | -5.4763 | -5.4763 | -5.4763 | -5.4763 | 0 | 0 | 0 | 0 | 0 | 0 | 0 |  |  | 8.9667 |  | 0 | 0 | 0
Upgrade Wildwood - Riverhead to 138 kV | 2022 |  |  | 0 | 0.93922 | 0.93922 | 0.93922 | 0.93922 | 0.93922 | -0.14959 | -0.14959 | -0.14959 | -0.14959 | -0.14959 | -0.14959 | -0.14959 | -0.14959 | -0.14959 | -0.14959 | -0.14959 | -0.14959 | -0.14959 | -0.14959 | -0.14959 | -0.14959 | -0.14959 | -0.14959 | -0.14959 | -0.14959 | -0.14959 | -0.14959 | -0.14959 | -0.14959 | -0.14959 | -0.14959 | -0.14959 | -0.14959 | -0.14959 | -0.14959 | -1.0888 | -1.0888 | -1.0888 | -1.0888 | -1.0888 | 0 | 0 | 0 | 0 | 0 | 0 | 0 | 0 |  |  | 1.5483 |  | 0 | 0 | 0
Riverhead Canal 2nd Line and Bank | 2023 |  |  | 0 | 16.6864 | 16.6864 | 16.6864 | 16.6864 | 16.6864 | 16.6864 | -3.238 | -3.238 | -3.238 | -3.238 | -3.238 | -3.238 | -3.238 | -3.238 | -3.238 | -3.238 | -3.238 | -3.238 | -3.238 | -3.238 | -3.238 | -3.238 | -3.238 | -3.238 | -3.238 | -3.238 | -3.238 | -3.238 | -3.238 | -3.238 | -3.238 | -3.238 | -3.238 | -3.238 | -3.238 | -19.9245 | -19.9245 | -19.9245 | -19.9245 | -19.9245 | -19.9245 | 0 | 0 | 0 | 0 | 0 | 0 | 0 |  |  | 32.6235 |  | 0 | 0 | 0
Canal - Wainscott New 138 kV UG Cable | 2028 |  |  | 0 | 0 | 0 | 0 | 0 | 0 | 38.957 | 38.957 | 38.957 | 38.957 | 38.957 | 38.957 | -7.5597 | -7.5597 | -7.5597 | -7.5597 | -7.5597 | -7.5597 | -7.5597 | -7.5597 | -7.5597 | -7.5597 | -7.5597 | -7.5597 | -7.5597 | -7.5597 | -7.5597 | -7.5597 | -7.5597 | -7.5597 | -7.5597 | -7.5597 | -7.5597 | -7.5597 | -7.5597 | -7.5597 | -7.5597 | -7.5597 | -7.5597 | -7.5597 | -7.5597 | -46.5167 | -46.5167 | -46.5167 | -46.5167 | -46.5167 | -46.5167 | 0 | 0 |  |  | 58.276 |  | 58.276 | 925015.732 | 0
[59 empty] | 0 | =Area III Portion
Total - Area 2 Proposal, $Millions (unadjusted) |  |  |  | 0 | 0 | 0 | 0 | 4.4251 | 4.4251 | 43.3821 | 43.3821 | 43.3821 | 43.3821 | 38.0983 | 38.0983 | -8.4184 | -8.4184 | -8.4184 | -8.4184 | -8.4184 | -8.4184 | -8.4184 | -8.4184 | -8.4184 | -8.4184 | -8.4184 | -8.4184 | -8.4184 | -8.4184 | -8.4184 | -8.4184 | -8.4184 | -8.4184 | -8.4184 | -8.4184 | -8.4184 | -8.4184 | -8.4184 | -8.4184 | -8.4184 | -8.4184 | -8.4184 | -12.8435 | -12.8435 | -51.8005 | -51.8005 | -51.8005 | -51.8005 | -46.5167 | -46.5167 | 0 | 0 |  |  | 65.6438 |  |  | 1078511.1378 | 0
$/MW-yr |  |  |  | 0 | 0 | 0 | 0 | 92190.4874 | 92190.4874 | 710555.299 | 710555.299 | 710555.299 | 710555.299 | 600475.0358 | 600475.0358 | -137884.8876 | -137884.8876 | -137884.8876 | -137884.8876 | -137884.8876 | -137884.8876 | -137884.8876 | -137884.8876 | -137884.8876 | -137884.8876 | -137884.8876 | -137884.8876 | -137884.8876 | -137884.8876 | -137884.8876 | -137884.8876 | -137884.8876 | -137884.8876 | -137884.8876 | -137884.8876 | -137884.8876 | -137884.8876 | -137884.8876 | -137884.8876 | -137884.8876 | -137884.8876 | -137884.8876 | -230075.375 | -230075.375 | -848440.1866 | -848440.1866 | -848440.1866 | -848440.1866 | -738359.9234 | -738359.9234 | 0 | 0
$Millions (adjusted) |  |  |  | 0 | 0 | 0 | 0 | 0 | 0 | 0 | 0 | 0 | 0 | 0 | 0 | 0 | 0 | 0 | 0 | 0 | 0 | 0 | 0 | 0 | 0 | 0 | 0 | 0 | 0 | 0 | 0 | 0 | 0 | 0 | 0 | 0 | 0 | 0 | 0 | 0 | 0 | 0 | 0 | 0 | 0 | 0 | 0 | 0 | 0 | 0 | 0 | 0 |  |  | 0
Annual Avoided Costs for Deferrals - Area 3 Proposal: (see note*) | Deferral Year |  |  | 2016 | 2017 | 2018 | 2019 | 2020 | 2021 | 2022 | 2023 | 2024 | 2025 | 2026 | 2027 | 2028 | 2029 | 2030 | 2031 | 2032 | 2033 | 2034 | 2035 | 2036 | 2037 | 2038 | 2039 | 2040 | 2041 | 2042 | 2043 | 2044 | 2045 | 2046 | 2047 | 2048 | 2049 | 2050 | 2051 | 2052 | 2053 | 2054 | 2055 | 2056 | 2057 | 2058 | 2059 | 2060 | 2061 | 2062 | 2063 | 2064 |  |  | Differential NPV $M |  | Differential NPV $M (adjusted for COD of Selected Project) | Differntial NPV $/MW | NPV of Transmission Avoided Costs for Selected Project
Area I Projects:
Amagansett Conversion 33 kV | 2030 |  |  | 0 | 0 | 0 | 0 | 0 | 0 | 0 | 0 | 0 | 0 | 0 | 0 | 0 | 0 | 0 | 0 | 0 | 0 | 0 | 0 | 0 | 0 | 0 | 0 | 0 | 0 | 0 | 0 | 0 | 0 | 0 | 0 | 0 | 0 | 0 | 0 | 0 | 0 | 0 | 0 | 0 | 0 | 0 | 0 | 0 | 0 | 0 | 0 | 0 |  |  | 0 |  | 0 | 0 | 0
East Hampton Conversion 33 kV | 2030 |  |  | 0 | 0 | 0 | 0 | 0 | 0 | 0 | 0 | 0 | 0 | 0 | 0 | 0 | 0 | 0 | 0 | 0 | 0 | 0 | 0 | 0 | 0 | 0 | 0 | 0 | 0 | 0 | 0 | 0 | 0 | 0 | 0 | 0 | 0 | 0 | 0 | 0 | 0 | 0 | 0 | 0 | 0 | 0 | 0 | 0 | 0 | 0 | 0 | 0 |  |  | 0 |  | 0 | 0 | 0
Buell Conversion 33 kV | 2030 |  |  | 0 | 0 | 0 | 0 | 0 | 0 | 0 | 0 | 0 | 0 | 0 | 0 | 0 | 0 | 0 | 0 | 0 | 0 | 0 | 0 | 0 | 0 | 0 | 0 | 0 | 0 | 0 | 0 | 0 | 0 | 0 | 0 | 0 | 0 | 0 | 0 | 0 | 0 | 0 | 0 | 0 | 0 | 0 | 0 | 0 | 0 | 0 | 0 | 0 |  |  | 0 |  | 0 | 0 | 0
Hither Hills Conversion to 33 kV | 2030 |  |  | 0 | 0 | 0 | 0 | 0 | 0 | 0 | 0 | 0 | 0 | 0 | 0 | 0 | 0 | 0 | 0 | 0 | 0 | 0 | 0 | 0 | 0 | 0 | 0 | 0 | 0 | 0 | 0 | 0 | 0 | 0 | 0 | 0 | 0 | 0 | 0 | 0 | 0 | 0 | 0 | 0 | 0 | 0 | 0 | 0 | 0 | 0 | 0 | 0 |  |  | 0 |  | 0 | 0 | 0
Culloden Pt Conversion to 33 kV | 2030 |  |  | 0 | 0 | 0 | 0 | 0 | 0 | 0 | 0 | 0 | 0 | 0 | 0 | 0 | 0 | 0 | 0 | 0 | 0 | 0 | 0 | 0 | 0 | 0 | 0 | 0 | 0 | 0 | 0 | 0 | 0 | 0 | 0 | 0 | 0 | 0 | 0 | 0 | 0 | 0 | 0 | 0 | 0 | 0 | 0 | 0 | 0 | 0 | 0 | 0 |  |  | 0 |  | 0 | 0 | 0
[59 empty] | 0 | =Area I Portion
Area II Projects: | [58 empty] | 4745330.7052 | =Area I+II+III Portions
Bridgehampton - Buell New 69 kV UG Cable | 2026 |  |  | 0 | 0 | 0 | 0 | 0 | 0 | 0 | 0 | 0 | 0 | 0 | 0 | 0 | 0 | 0 | 0 | 0 | 0 | 0 | 0 | 0 | 0 | 0 | 0 | 0 | 0 | 0 | 0 | 0 | 0 | 0 | 0 | 0 | 0 | 0 | 0 | 0 | 0 | 0 | 0 | 0 | 0 | 0 | 0 | 0 | 0 | 0 | 0 | 0 |  |  | 0 |  | 0 | 0 | 0
[59 empty] | 0 | =Area II Portion
Area III Projects: | [58 empty] | 4745330.7052 | =Area II+III Portions
New Canal - Southampton Cable | 2023 |  |  | 0 | 4.5863 | 4.5863 | 4.5863 | 4.5863 | 4.5863 | 4.5863 | -0.88999 | -0.88999 | -0.88999 | -0.88999 | -0.88999 | -0.88999 | -0.88999 | -0.88999 | -0.88999 | -0.88999 | -0.88999 | -0.88999 | -0.88999 | -0.88999 | -0.88999 | -0.88999 | -0.88999 | -0.88999 | -0.88999 | -0.88999 | -0.88999 | -0.88999 | -0.88999 | -0.88999 | -0.88999 | -0.88999 | -0.88999 | -0.88999 | -0.88999 | -5.4763 | -5.4763 | -5.4763 | -5.4763 | -5.4763 | -5.4763 | 0 | 0 | 0 | 0 | 0 | 0 | 0 |  |  | 8.9667 |  | 0 | 0 | 0
Upgrade Wildwood - Riverhead to 138 kV | 2022 |  |  | 0 | 0.93922 | 0.93922 | 0.93922 | 0.93922 | 0.93922 | -0.14959 | -0.14959 | -0.14959 | -0.14959 | -0.14959 | -0.14959 | -0.14959 | -0.14959 | -0.14959 | -0.14959 | -0.14959 | -0.14959 | -0.14959 | -0.14959 | -0.14959 | -0.14959 | -0.14959 | -0.14959 | -0.14959 | -0.14959 | -0.14959 | -0.14959 | -0.14959 | -0.14959 | -0.14959 | -0.14959 | -0.14959 | -0.14959 | -0.14959 | -0.14959 | -1.0888 | -1.0888 | -1.0888 | -1.0888 | -1.0888 | 0 | 0 | 0 | 0 | 0 | 0 | 0 | 0 |  |  | 1.5483 |  | 0 | 0 | 0
Riverhead Canal 2nd Line and Bank | 2023 |  |  | 0 | 16.6864 | 16.6864 | 16.6864 | 16.6864 | 16.6864 | 16.6864 | -3.238 | -3.238 | -3.238 | -3.238 | -3.238 | -3.238 | -3.238 | -3.238 | -3.238 | -3.238 | -3.238 | -3.238 | -3.238 | -3.238 | -3.238 | -3.238 | -3.238 | -3.238 | -3.238 | -3.238 | -3.238 | -3.238 | -3.238 | -3.238 | -3.238 | -3.238 | -3.238 | -3.238 | -3.238 | -19.9245 | -19.9245 | -19.9245 | -19.9245 | -19.9245 | -19.9245 | 0 | 0 | 0 | 0 | 0 | 0 | 0 |  |  | 32.6235 |  | 0 | 0 | 0
Canal - Wainscott New 138 kV UG Cable | 2028 |  |  | 0 | 0 | 0 | 0 | 0 | 0 | 38.957 | 38.957 | 38.957 | 38.957 | 38.957 | 38.957 | -7.5597 | -7.5597 | -7.5597 | -7.5597 | -7.5597 | -7.5597 | -7.5597 | -7.5597 | -7.5597 | -7.5597 | -7.5597 | -7.5597 | -7.5597 | -7.5597 | -7.5597 | -7.5597 | -7.5597 | -7.5597 | -7.5597 | -7.5597 | -7.5597 | -7.5597 | -7.5597 | -7.5597 | -7.5597 | -7.5597 | -7.5597 | -7.5597 | -7.5597 | -46.5167 | -46.5167 | -46.5167 | -46.5167 | -46.5167 | -46.5167 | 0 | 0 |  |  | 58.276 |  | 58.276 | 925015.732 | 4745330.7052
[59 empty] | 4745330.7052 | =Area III Portion
Total - Area 3 Proposal, $Millions (unadjusted) |  |  |  | 0 | 22.212 | 22.212 | 22.212 | 22.212 | 22.212 | 60.0802 | 34.6794 | 34.6794 | 34.6794 | 34.6794 | 34.6794 | -11.8373 | -11.8373 | -11.8373 | -11.8373 | -11.8373 | -11.8373 | -11.8373 | -11.8373 | -11.8373 | -11.8373 | -11.8373 | -11.8373 | -11.8373 | -11.8373 | -11.8373 | -11.8373 | -11.8373 | -11.8373 | -11.8373 | -11.8373 | -11.8373 | -11.8373 | -11.8373 | -11.8373 | -34.0493 | -34.0493 | -34.0493 | -34.0493 | -34.0493 | -71.9175 | -46.5167 | -46.5167 | -46.5167 | -46.5167 | -46.5167 | 0 | 0 |  |  | 101.4144 |  |  | 925015.732 | 4745330.7052
$/MW-yr |  |  |  | 0 | 0 | 0 | 0 | 0 | 0 | 618364.8116 | 618364.8116 | 618364.8116 | 618364.8116 | 618364.8116 | 618364.8116 | -119995.1118 | -119995.1118 | -119995.1118 | -119995.1118 | -119995.1118 | -119995.1118 | -119995.1118 | -119995.1118 | -119995.1118 | -119995.1118 | -119995.1118 | -119995.1118 | -119995.1118 | -119995.1118 | -119995.1118 | -119995.1118 | -119995.1118 | -119995.1118 | -119995.1118 | -119995.1118 | -119995.1118 | -119995.1118 | -119995.1118 | -119995.1118 | -119995.1118 | -119995.1118 | -119995.1118 | -119995.1118 | -119995.1118 | -738359.9234 | -738359.9234 | -738359.9234 | -738359.9234 | -738359.9234 | -738359.9234 | 0 | 0
$Millions (adjusted) |  |  |  | 0 | 0 | 0 | 0 | 0 | 0 | 3.1722 | 3.1722 | 3.1722 | 3.1722 | 3.1722 | 3.1722 | -0.61557 | -0.61557 | -0.61557 | -0.61557 | -0.61557 | -0.61557 | -0.61557 | -0.61557 | -0.61557 | -0.61557 | -0.61557 | -0.61557 | -0.61557 | -0.61557 | -0.61557 | -0.61557 | -0.61557 | -0.61557 | -0.61557 | -0.61557 | -0.61557 | -0.61557 | -0.61557 | -0.61557 | -0.61557 | -0.61557 | -0.61557 | -0.61557 | -0.61557 | -3.7878 | -3.7878 | -3.7878 | -3.7878 | -3.7878 | -3.7878 | 0 | 0 |  |  | 4745.3307
Discount Factor (Relative to 1/1/2016) = |  |  |  | 0.94787 | 0.89845 | 0.85161 | 0.80722 | 0.76513 | 0.72525 | 0.68744 | 0.6516 | 0.61763 | 0.58543 | 0.55491 | 0.52598 | 0.49856 | 0.47257 | 0.44793 | 0.42458 | 0.40245 | 0.38147 | 0.36158 | 0.34273 | 0.32486 | 0.30793 | 0.29187 | 0.27666 | 0.26223 | 0.24856 | 0.2356 | 0.22332 | 0.21168 | 0.20064 | 0.19018 | 0.18027 | 0.17087 | 0.16196 | 0.15352 | 0.14552 | 0.13793 | 0.13074 | 0.12392 | 0.11746 | 0.11134 | 0.10554 | 0.10003 | 0.094818 | 0.089875 | 0.08519 | 0.080748 | 0.076539 | 0.072549
* Note: A positive (+) avoided cost in a given year represents a cost savings relative to not having a transmission project deferral.
Note on BH17: Todd Kantarek: Interconnection at Southampton Sub dist'n side. Added 2.6% transmission loss factor.

## PhII (LIE300-9MW)
Version |  | Based on PSEGLI file: "East End Utility 2_0_Economics_2014_10_13_r28_Sargent_Lundy.xlsx"
Annual Revenue Requirements (Millions of $s)
1) Reference (Transmission only) Case
Project | I/S Year | Investor | Capital (2015$s) | 2016 | 2017 | 2018 | 2019 | 2020 | 2021 | 2022 | 2023 | 2024 | 2025 | 2026 | 2027 | 2028 | 2029 | 2030 | 2031 | 2032 | 2033 | 2034 | 2035 | 2036 | 2037 | 2038 | 2039 | 2040 | 2041 | 2042 | 2043 | 2044 | 2045 | 2046 | 2047 | 2048 | 2049 | 2050 | 2051 | 2052 | 2053 | 2054 | 2055 | 2056 | 2057 | 2058 | 2059 | 2060 | 2061 | 2062 | 2063 | 2064 |  | NPV |  | Proposal Number = | LIE300
Transmission Reinforcement I | 2017 | PSEGLI | 197 | 0 | 24.0294 | 24.0294 | 24.0294 | 24.0294 | 24.0294 | 24.0294 | 24.0294 | 24.0294 | 24.0294 | 24.0294 | 24.0294 | 24.0294 | 24.0294 | 24.0294 | 24.0294 | 24.0294 | 24.0294 | 24.0294 | 24.0294 | 24.0294 | 24.0294 | 24.0294 | 24.0294 | 24.0294 | 24.0294 | 24.0294 | 24.0294 | 24.0294 | 24.0294 | 24.0294 | 24.0294 | 24.0294 | 24.0294 | 24.0294 | 24.0294 | [13 empty] | 35 | 350.5464 |  | Proposer Name = | LI Energy Storage System LLC
Transmission Reinforcement II | 2018 | PSEGLI | 4.8 | 0 | 0 | 0.60305 | 0.60305 | 0.60305 | 0.60305 | 0.60305 | 0.60305 | 0.60305 | 0.60305 | 0.60305 | 0.60305 | 0.60305 | 0.60305 | 0.60305 | 0.60305 | 0.60305 | 0.60305 | 0.60305 | 0.60305 | 0.60305 | 0.60305 | 0.60305 | 0.60305 | 0.60305 | 0.60305 | 0.60305 | 0.60305 | 0.60305 | 0.60305 | 0.60305 | 0.60305 | 0.60305 | 0.60305 | 0.60305 | 0.60305 | 0.60305 | [12 empty] | 35 | 8.3388 |  | Proposal/Project = | Southampton Energy Storage System
Transmission Reinforcement III | 2019 | PSEGLI | 2.8 | 0 | 0 | 0 | 0.36233 | 0.36233 | 0.36233 | 0.36233 | 0.36233 | 0.36233 | 0.36233 | 0.36233 | 0.36233 | 0.36233 | 0.36233 | 0.36233 | 0.36233 | 0.36233 | 0.36233 | 0.36233 | 0.36233 | 0.36233 | 0.36233 | 0.36233 | 0.36233 | 0.36233 | 0.36233 | 0.36233 | 0.36233 | 0.36233 | 0.36233 | 0.36233 | 0.36233 | 0.36233 | 0.36233 | 0.36233 | 0.36233 | 0.36233 | 0.36233 | [11 empty] | 35 | 4.7491 |  | Option Number = | 3
Transmission Reinforcement IV | 2020 | PSEGLI | 33.2 | 0 | 0 | 0 | 0 | 4.4251 | 4.4251 | 4.4251 | 4.4251 | 4.4251 | 4.4251 | 4.4251 | 4.4251 | 4.4251 | 4.4251 | 4.4251 | 4.4251 | 4.4251 | 4.4251 | 4.4251 | 4.4251 | 4.4251 | 4.4251 | 4.4251 | 4.4251 | 4.4251 | 4.4251 | 4.4251 | 4.4251 | 4.4251 | 4.4251 | 4.4251 | 4.4251 | 4.4251 | 4.4251 | 4.4251 | 4.4251 | 4.4251 | 4.4251 | 4.4251 | [10 empty] | 35 | 54.9758 |  | Location = | 3
Transmission Reinforcement V | 2022 | PSEGLI | 275.5 | 0 | 0 | 0 | 0 | 0 | 0 | 38.957 | 38.957 | 38.957 | 38.957 | 38.957 | 38.957 | 38.957 | 38.957 | 38.957 | 38.957 | 38.957 | 38.957 | 38.957 | 38.957 | 38.957 | 38.957 | 38.957 | 38.957 | 38.957 | 38.957 | 38.957 | 38.957 | 38.957 | 38.957 | 38.957 | 38.957 | 38.957 | 38.957 | 38.957 | 38.957 | 38.957 | 38.957 | 38.957 | 38.957 | 38.957 | [8 empty] | 35 | 434.8353 |  | Technology = | Battery Storage
[56 empty] | Interconnection Points = | Southampton - 13kV
Total |  |  | 513.3 | 0 | 24.0294 | 24.6325 | 24.9948 | 29.42 | 29.42 | 68.377 | 68.377 | 68.377 | 68.377 | 68.377 | 68.377 | 68.377 | 68.377 | 68.377 | 68.377 | 68.377 | 68.377 | 68.377 | 68.377 | 68.377 | 68.377 | 68.377 | 68.377 | 68.377 | 68.377 | 68.377 | 68.377 | 68.377 | 68.377 | 68.377 | 68.377 | 68.377 | 68.377 | 68.377 | 68.377 | 44.3475 | 43.7445 | 43.3821 | 38.957 | 38.957 | 0 | 0 | 0 | 0 | 0 | 0 | 0 | 0 |  | 853.4454 |  | Other = | 1.026
2016 NPV @ 5.5%, thru 2035 |  |  |  | 2016: 582.1416
2016 NPV @ 5.5%, thru 2056 |  |  |  | 2016: 853.4454 |  |  |  | MW Required by 2022 (cap) = | 15 | 33 | 15 | Output: NPV of Transmission Avoided Costs for Selected Project (see note*)
[57 empty] | Selected Project Inputs - Area 1 Portion | Selected Project Inputs - Area 2 Portion | Selected Project Inputs - Area 3 Portion | Area 1 | Area 2 | Area 3 | Total | check
[56 empty] | Project kW = | 0 | 0 | 9234
[55 empty] | Capped kW = | 9234 | 0 | 0 | 9234
[56 empty] | Project Area (1, 2, or 3) = | 1 | 2 | 3
[56 empty] | Proportion of Peak Hours Covered = | 100% | 100% | 100%
[55 empty] | Project COD = | 2018
[55 empty] | Effective kW = | 9234 |  |  |  | 0 | 0 | 8541595.2693 | 8541595.2693
[60 empty] | check | check | check
| I/S Year |  | Capital (2015$s) | 2016 | 2017 | 2018 | 2019 | 2020 | 2021 | 2022 | 2023 | 2024 | 2025 | 2026 | 2027 | 2028 | 2029 | 2030 | 2031 | 2032 | 2033 | 2034 | 2035 | 2036 | 2037 | 2038 | 2039 | 2040 | 2041 | 2042 | 2043 | 2044 | 2045 | 2046 | 2047 | 2048 | 2049 | 2050 | 2051 | 2052 | 2053 | 2054 | 2055 | 2056 | 2057 | 2058 | 2059 | 2060 | 2061 | 2062 | 2063 | 2064 |  | MW Required by 2022 | NPV Base $M | Differential NPV $M | Differential NPV $M (adjusted for COD of Selected Project) | Differntial NPV $/MW | NPV of Transmission Avoided Costs for Selected Project
Area I Projects: | [53 empty] | 15
Amagansett Conversion 33 kV | 2017 |  | 8 | 0 | 0.97582 | 0.97582 | 0.97582 | 0.97582 | 0.97582 | 0.97582 | 0.97582 | 0.97582 | 0.97582 | 0.97582 | 0.97582 | 0.97582 | 0.97582 | 0.97582 | 0.97582 | 0.97582 | 0.97582 | 0.97582 | 0.97582 | 0.97582 | 0.97582 | 0.97582 | 0.97582 | 0.97582 | 0.97582 | 0.97582 | 0.97582 | 0.97582 | 0.97582 | 0.97582 | 0.97582 | 0.97582 | 0.97582 | 0.97582 | 0.97582 | [13 empty] | 35 |  | 14.2354
East Hampton Conversion 33 kV | 2017 |  | 3.2 | 0 | 0.39033 | 0.39033 | 0.39033 | 0.39033 | 0.39033 | 0.39033 | 0.39033 | 0.39033 | 0.39033 | 0.39033 | 0.39033 | 0.39033 | 0.39033 | 0.39033 | 0.39033 | 0.39033 | 0.39033 | 0.39033 | 0.39033 | 0.39033 | 0.39033 | 0.39033 | 0.39033 | 0.39033 | 0.39033 | 0.39033 | 0.39033 | 0.39033 | 0.39033 | 0.39033 | 0.39033 | 0.39033 | 0.39033 | 0.39033 | 0.39033 | [13 empty] | 35 |  | 5.6942
Buell Conversion 33 kV | 2017 |  | 3.7 | 0 | 0.45131 | 0.45131 | 0.45131 | 0.45131 | 0.45131 | 0.45131 | 0.45131 | 0.45131 | 0.45131 | 0.45131 | 0.45131 | 0.45131 | 0.45131 | 0.45131 | 0.45131 | 0.45131 | 0.45131 | 0.45131 | 0.45131 | 0.45131 | 0.45131 | 0.45131 | 0.45131 | 0.45131 | 0.45131 | 0.45131 | 0.45131 | 0.45131 | 0.45131 | 0.45131 | 0.45131 | 0.45131 | 0.45131 | 0.45131 | 0.45131 | [13 empty] | 35 |  | 6.5839
Hither Hills Conversion to 33 kV | 2018 |  | 4.8 | 0 | 0 | 0.60305 | 0.60305 | 0.60305 | 0.60305 | 0.60305 | 0.60305 | 0.60305 | 0.60305 | 0.60305 | 0.60305 | 0.60305 | 0.60305 | 0.60305 | 0.60305 | 0.60305 | 0.60305 | 0.60305 | 0.60305 | 0.60305 | 0.60305 | 0.60305 | 0.60305 | 0.60305 | 0.60305 | 0.60305 | 0.60305 | 0.60305 | 0.60305 | 0.60305 | 0.60305 | 0.60305 | 0.60305 | 0.60305 | 0.60305 | 0.60305 | [12 empty] | 35 |  | 8.3388
Culloden Pt Conversion to 33 kV | 2019 |  | 2.8 | 0 | 0 | 0 | 0.36233 | 0.36233 | 0.36233 | 0.36233 | 0.36233 | 0.36233 | 0.36233 | 0.36233 | 0.36233 | 0.36233 | 0.36233 | 0.36233 | 0.36233 | 0.36233 | 0.36233 | 0.36233 | 0.36233 | 0.36233 | 0.36233 | 0.36233 | 0.36233 | 0.36233 | 0.36233 | 0.36233 | 0.36233 | 0.36233 | 0.36233 | 0.36233 | 0.36233 | 0.36233 | 0.36233 | 0.36233 | 0.36233 | 0.36233 | 0.36233 | [11 empty] | 35 |  | 4.7491
No Deferral |  |  | 22.5 |  | 1.8175 | 2.4205 | 2.7828 | 2.7828 | 2.7828 | 2.7828 | 2.7828 | 2.7828 | 2.7828 | 2.7828 | 2.7828 | 2.7828 | 2.7828 | 2.7828 | 2.7828 | 2.7828 | 2.7828 | 2.7828 | 2.7828 | 2.7828 | 2.7828 | 2.7828 | 2.7828 | 2.7828 | 2.7828 | 2.7828 | 2.7828 | 2.7828 | 2.7828 | 2.7828 | 2.7828 | 2.7828 | 2.7828 | 2.7828 | 2.7828 | 0.96539 | 0.36233 | 0 | 0 | 0 | [10 empty] | 39.6013
Amagansett Conversion 33 kV | 2030 |  | 8 | [14 empty] | 1.433 | 1.433 | 1.433 | 1.433 | 1.433 | 1.433 | 1.433 | 1.433 | 1.433 | 1.433 | 1.433 | 1.433 | 1.433 | 1.433 | 1.433 | 1.433 | 1.433 | 1.433 | 1.433 | 1.433 | 1.433 | 1.433 | 1.433 | 1.433 | 1.433 | 1.433 | 1.433 | 1.433 | 1.433 | 1.433 | 1.433 | 1.433 | 1.433 | 1.433 | 1.433 | 35 |  | 10.4225 | 3.8129 | 0 | 0 | 0
East Hampton Conversion 33 kV | 2030 |  | 3.2 | [14 empty] | 0.57321 | 0.57321 | 0.57321 | 0.57321 | 0.57321 | 0.57321 | 0.57321 | 0.57321 | 0.57321 | 0.57321 | 0.57321 | 0.57321 | 0.57321 | 0.57321 | 0.57321 | 0.57321 | 0.57321 | 0.57321 | 0.57321 | 0.57321 | 0.57321 | 0.57321 | 0.57321 | 0.57321 | 0.57321 | 0.57321 | 0.57321 | 0.57321 | 0.57321 | 0.57321 | 0.57321 | 0.57321 | 0.57321 | 0.57321 | 0.57321 | 35 |  | 4.169 | 1.5252 | 0 | 0 | 0
Buell Conversion 33 kV | 2030 |  | 3.7 | [14 empty] | 0.66277 | 0.66277 | 0.66277 | 0.66277 | 0.66277 | 0.66277 | 0.66277 | 0.66277 | 0.66277 | 0.66277 | 0.66277 | 0.66277 | 0.66277 | 0.66277 | 0.66277 | 0.66277 | 0.66277 | 0.66277 | 0.66277 | 0.66277 | 0.66277 | 0.66277 | 0.66277 | 0.66277 | 0.66277 | 0.66277 | 0.66277 | 0.66277 | 0.66277 | 0.66277 | 0.66277 | 0.66277 | 0.66277 | 0.66277 | 0.66277 | 35 |  | 4.8204 | 1.7635 | 0 | 0 | 0
Hither Hills Conversion to 33 kV | 2030 |  | 4.8 | [14 empty] | 0.85981 | 0.85981 | 0.85981 | 0.85981 | 0.85981 | 0.85981 | 0.85981 | 0.85981 | 0.85981 | 0.85981 | 0.85981 | 0.85981 | 0.85981 | 0.85981 | 0.85981 | 0.85981 | 0.85981 | 0.85981 | 0.85981 | 0.85981 | 0.85981 | 0.85981 | 0.85981 | 0.85981 | 0.85981 | 0.85981 | 0.85981 | 0.85981 | 0.85981 | 0.85981 | 0.85981 | 0.85981 | 0.85981 | 0.85981 | 0.85981 | 35 |  | 6.2535 | 2.0853 | 2.0853 | 139022.8879 | 1283737.3471
Culloden Pt Conversion to 33 kV | 2030 |  | 2.8 | [14 empty] | 0.50156 | 0.50156 | 0.50156 | 0.50156 | 0.50156 | 0.50156 | 0.50156 | 0.50156 | 0.50156 | 0.50156 | 0.50156 | 0.50156 | 0.50156 | 0.50156 | 0.50156 | 0.50156 | 0.50156 | 0.50156 | 0.50156 | 0.50156 | 0.50156 | 0.50156 | 0.50156 | 0.50156 | 0.50156 | 0.50156 | 0.50156 | 0.50156 | 0.50156 | 0.50156 | 0.50156 | 0.50156 | 0.50156 | 0.50156 | 0.50156 | 35 |  | 3.6479 | 1.1012 | 1.1012 | 73412.135 | 677887.6546
Deferral to Indicated Year |  |  | 22.5 | [6 empty] | 0 | 0 | 0 | 0 | 0 | 0 | 0 | 0 | 4.0304 | 4.0304 | 4.0304 | 4.0304 | 4.0304 | 4.0304 | 4.0304 | 4.0304 | 4.0304 | 4.0304 | 4.0304 | 4.0304 | 4.0304 | 4.0304 | 4.0304 | 4.0304 | 4.0304 | 4.0304 | 4.0304 | 4.0304 | 4.0304 | 4.0304 | 4.0304 | 4.0304 | 4.0304 | 4.0304 | 4.0304 | 4.0304 | 4.0304 | 4.0304 | 4.0304 | 4.0304 | 4.0304 | 4.0304 | 4.0304 | 35 |  | 29.3132 | 10.2881 | 3.1865 | 212435.0229 | 1961625.0018 | =Area I Portion
[59 empty] | 11920596.8485 | =Area I+II+III Portions
Annual Avoided Costs for Deferral to Indicated Year:
Amagansett Conversion 33 kV | 2030 |  |  | 0 | 0.97582 | 0.97582 | 0.97582 | 0.97582 | 0.97582 | 0.97582 | 0.97582 | 0.97582 | 0.97582 | 0.97582 | 0.97582 | 0.97582 | 0.97582 | -0.4572 | -0.4572 | -0.4572 | -0.4572 | -0.4572 | -0.4572 | -0.4572 | -0.4572 | -0.4572 | -0.4572 | -0.4572 | -0.4572 | -0.4572 | -0.4572 | -0.4572 | -0.4572 | -0.4572 | -0.4572 | -0.4572 | -0.4572 | -0.4572 | -0.4572 | -1.433 | -1.433 | -1.433 | -1.433 | -1.433 | -1.433 | -1.433 | -1.433 | -1.433 | -1.433 | -1.433 | -1.433 | -1.433 | 35 |  |  | 3.8129
East Hampton Conversion 33 kV | 2030 |  |  | 0 | 0.39033 | 0.39033 | 0.39033 | 0.39033 | 0.39033 | 0.39033 | 0.39033 | 0.39033 | 0.39033 | 0.39033 | 0.39033 | 0.39033 | 0.39033 | -0.18288 | -0.18288 | -0.18288 | -0.18288 | -0.18288 | -0.18288 | -0.18288 | -0.18288 | -0.18288 | -0.18288 | -0.18288 | -0.18288 | -0.18288 | -0.18288 | -0.18288 | -0.18288 | -0.18288 | -0.18288 | -0.18288 | -0.18288 | -0.18288 | -0.18288 | -0.57321 | -0.57321 | -0.57321 | -0.57321 | -0.57321 | -0.57321 | -0.57321 | -0.57321 | -0.57321 | -0.57321 | -0.57321 | -0.57321 | -0.57321 | 35 |  |  | 1.5252
Buell Conversion 33 kV | 2030 |  |  | 0 | 0.45131 | 0.45131 | 0.45131 | 0.45131 | 0.45131 | 0.45131 | 0.45131 | 0.45131 | 0.45131 | 0.45131 | 0.45131 | 0.45131 | 0.45131 | -0.21146 | -0.21146 | -0.21146 | -0.21146 | -0.21146 | -0.21146 | -0.21146 | -0.21146 | -0.21146 | -0.21146 | -0.21146 | -0.21146 | -0.21146 | -0.21146 | -0.21146 | -0.21146 | -0.21146 | -0.21146 | -0.21146 | -0.21146 | -0.21146 | -0.21146 | -0.66277 | -0.66277 | -0.66277 | -0.66277 | -0.66277 | -0.66277 | -0.66277 | -0.66277 | -0.66277 | -0.66277 | -0.66277 | -0.66277 | -0.66277 | 35 |  |  | 1.7635
Hither Hills Conversion to 33 kV | 2030 |  |  | 0 | 0 | 0.60305 | 0.60305 | 0.60305 | 0.60305 | 0.60305 | 0.60305 | 0.60305 | 0.60305 | 0.60305 | 0.60305 | 0.60305 | 0.60305 | -0.25676 | -0.25676 | -0.25676 | -0.25676 | -0.25676 | -0.25676 | -0.25676 | -0.25676 | -0.25676 | -0.25676 | -0.25676 | -0.25676 | -0.25676 | -0.25676 | -0.25676 | -0.25676 | -0.25676 | -0.25676 | -0.25676 | -0.25676 | -0.25676 | -0.25676 | -0.25676 | -0.85981 | -0.85981 | -0.85981 | -0.85981 | -0.85981 | -0.85981 | -0.85981 | -0.85981 | -0.85981 | -0.85981 | -0.85981 | -0.85981 | 35 |  |  | 2.0853
Culloden Pt Conversion to 33 kV | 2030 |  |  | 0 | 0 | 0 | 0.36233 | 0.36233 | 0.36233 | 0.36233 | 0.36233 | 0.36233 | 0.36233 | 0.36233 | 0.36233 | 0.36233 | 0.36233 | -0.13922 | -0.13922 | -0.13922 | -0.13922 | -0.13922 | -0.13922 | -0.13922 | -0.13922 | -0.13922 | -0.13922 | -0.13922 | -0.13922 | -0.13922 | -0.13922 | -0.13922 | -0.13922 | -0.13922 | -0.13922 | -0.13922 | -0.13922 | -0.13922 | -0.13922 | -0.13922 | -0.13922 | -0.50156 | -0.50156 | -0.50156 | -0.50156 | -0.50156 | -0.50156 | -0.50156 | -0.50156 | -0.50156 | -0.50156 | -0.50156 | 35 |  |  | 1.1012
Area II Projects: | [53 empty] | 33
Bridgehampton - Buell New 69 kV UG Cable | 2020 |  | 33.2 | 0 | 0 | 0 | 0 | 4.4251 | 4.4251 | 4.4251 | 4.4251 | 4.4251 | 4.4251 | 4.4251 | 4.4251 | 4.4251 | 4.4251 | 4.4251 | 4.4251 | 4.4251 | 4.4251 | 4.4251 | 4.4251 | 4.4251 | 4.4251 | 4.4251 | 4.4251 | 4.4251 | 4.4251 | 4.4251 | 4.4251 | 4.4251 | 4.4251 | 4.4251 | 4.4251 | 4.4251 | 4.4251 | 4.4251 | 4.4251 | 4.4251 | 4.4251 | 4.4251 | [10 empty] | 35 |  | 54.9758
No Deferral |  |  | 33.2 |  | 0 | 0 | 0 | 4.4251 | 4.4251 | 4.4251 | 4.4251 | 4.4251 | 4.4251 | 4.4251 | 4.4251 | 4.4251 | 4.4251 | 4.4251 | 4.4251 | 4.4251 | 4.4251 | 4.4251 | 4.4251 | 4.4251 | 4.4251 | 4.4251 | 4.4251 | 4.4251 | 4.4251 | 4.4251 | 4.4251 | 4.4251 | 4.4251 | 4.4251 | 4.4251 | 4.4251 | 4.4251 | 4.4251 | 4.4251 | 4.4251 | 4.4251 | 4.4251 | [10 empty] | 35 |  | 54.9758
Bridgehampton - Buell New 69 kV UG Cable | 2026 |  | 33.2 | [10 empty] | 5.2839 | 5.2839 | 5.2839 | 5.2839 | 5.2839 | 5.2839 | 5.2839 | 5.2839 | 5.2839 | 5.2839 | 5.2839 | 5.2839 | 5.2839 | 5.2839 | 5.2839 | 5.2839 | 5.2839 | 5.2839 | 5.2839 | 5.2839 | 5.2839 | 5.2839 | 5.2839 | 5.2839 | 5.2839 | 5.2839 | 5.2839 | 5.2839 | 5.2839 | 5.2839 | 5.2839 | 5.2839 | 5.2839 | 5.2839 | 5.2839 |  |  |  |  | 35 |  | 47.608 | 7.3678 | 7.3678 | 153495.4058 | 1417376.5774
Deferral to Indicated Year |  |  | 33.2 | [6 empty] | 0 | 0 | 0 | 0 | 5.2839 | 5.2839 | 5.2839 | 5.2839 | 5.2839 | 5.2839 | 5.2839 | 5.2839 | 5.2839 | 5.2839 | 5.2839 | 5.2839 | 5.2839 | 5.2839 | 5.2839 | 5.2839 | 5.2839 | 5.2839 | 5.2839 | 5.2839 | 5.2839 | 5.2839 | 5.2839 | 5.2839 | 5.2839 | 5.2839 | 5.2839 | 5.2839 | 5.2839 | 5.2839 | 5.2839 | 5.2839 | 5.2839 | 5.2839 | 5.2839 |  |  |  |  | 35 |  | 47.608 | 7.3678 | 7.3678 | 153495.4058 | 1417376.5774 | =Area II Portion
[59 empty] | 9958971.8467 | =Area II+III Portions
Annual Avoided Costs for Deferral to Indicated Year:
Bridgehampton - Buell New 69 kV UG Cable | 2026 |  |  | 0 | 0 | 0 | 0 | 4.4251 | 4.4251 | 4.4251 | 4.4251 | 4.4251 | 4.4251 | -0.85871 | -0.85871 | -0.85871 | -0.85871 | -0.85871 | -0.85871 | -0.85871 | -0.85871 | -0.85871 | -0.85871 | -0.85871 | -0.85871 | -0.85871 | -0.85871 | -0.85871 | -0.85871 | -0.85871 | -0.85871 | -0.85871 | -0.85871 | -0.85871 | -0.85871 | -0.85871 | -0.85871 | -0.85871 | -0.85871 | -0.85871 | -0.85871 | -0.85871 | -5.2839 | -5.2839 | -5.2839 | -5.2839 | -5.2839 | -5.2839 |  |  |  |  | 35 |  |  | 7.3678
0
Area III Projects: | [52 empty] | 0 | 15
New Canal - Southampton Cable | 2017 |  | 37.6 | 0 | 4.5863 | 4.5863 | 4.5863 | 4.5863 | 4.5863 | 4.5863 | 4.5863 | 4.5863 | 4.5863 | 4.5863 | 4.5863 | 4.5863 | 4.5863 | 4.5863 | 4.5863 | 4.5863 | 4.5863 | 4.5863 | 4.5863 | 4.5863 | 4.5863 | 4.5863 | 4.5863 | 4.5863 | 4.5863 | 4.5863 | 4.5863 | 4.5863 | 4.5863 | 4.5863 | 4.5863 | 4.5863 | 4.5863 | 4.5863 | 4.5863 | [13 empty] | 35 |  | 66.9063
Upgrade Wildwood - Riverhead to 138 kV | 2017 |  | 7.7 | 0 | 0.93922 | 0.93922 | 0.93922 | 0.93922 | 0.93922 | 0.93922 | 0.93922 | 0.93922 | 0.93922 | 0.93922 | 0.93922 | 0.93922 | 0.93922 | 0.93922 | 0.93922 | 0.93922 | 0.93922 | 0.93922 | 0.93922 | 0.93922 | 0.93922 | 0.93922 | 0.93922 | 0.93922 | 0.93922 | 0.93922 | 0.93922 | 0.93922 | 0.93922 | 0.93922 | 0.93922 | 0.93922 | 0.93922 | 0.93922 | 0.93922 | [13 empty] | 35 |  | 13.7016
Riverhead Canal 2nd Line and Bank | 2017 |  | 136.8 | 0 | 16.6864 | 16.6864 | 16.6864 | 16.6864 | 16.6864 | 16.6864 | 16.6864 | 16.6864 | 16.6864 | 16.6864 | 16.6864 | 16.6864 | 16.6864 | 16.6864 | 16.6864 | 16.6864 | 16.6864 | 16.6864 | 16.6864 | 16.6864 | 16.6864 | 16.6864 | 16.6864 | 16.6864 | 16.6864 | 16.6864 | 16.6864 | 16.6864 | 16.6864 | 16.6864 | 16.6864 | 16.6864 | 16.6864 | 16.6864 | 16.6864 | [13 empty] | 35 |  | 243.4251
Canal - Wainscott New 138 kV UG Cable | 2022 |  | 275.5 | 0 | 0 | 0 | 0 | 0 | 0 | 38.957 | 38.957 | 38.957 | 38.957 | 38.957 | 38.957 | 38.957 | 38.957 | 38.957 | 38.957 | 38.957 | 38.957 | 38.957 | 38.957 | 38.957 | 38.957 | 38.957 | 38.957 | 38.957 | 38.957 | 38.957 | 38.957 | 38.957 | 38.957 | 38.957 | 38.957 | 38.957 | 38.957 | 38.957 | 38.957 | 38.957 | 38.957 | 38.957 | 38.957 | 38.957 | [8 empty] | 35 |  | 434.8353
No Deferral |  |  | 457.6 |  | 22.212 | 22.212 | 22.212 | 22.212 | 22.212 | 61.169 | 61.169 | 61.169 | 61.169 | 61.169 | 61.169 | 61.169 | 61.169 | 61.169 | 61.169 | 61.169 | 61.169 | 61.169 | 61.169 | 61.169 | 61.169 | 61.169 | 61.169 | 61.169 | 61.169 | 61.169 | 61.169 | 61.169 | 61.169 | 61.169 | 61.169 | 61.169 | 61.169 | 61.169 | 61.169 | 38.957 | 38.957 | 38.957 | 38.957 | 38.957 | [10 empty] | 758.8683
New Canal - Southampton Cable | 2023 |  | 37.6 | [7 empty] | 5.4763 | 5.4763 | 5.4763 | 5.4763 | 5.4763 | 5.4763 | 5.4763 | 5.4763 | 5.4763 | 5.4763 | 5.4763 | 5.4763 | 5.4763 | 5.4763 | 5.4763 | 5.4763 | 5.4763 | 5.4763 | 5.4763 | 5.4763 | 5.4763 | 5.4763 | 5.4763 | 5.4763 | 5.4763 | 5.4763 | 5.4763 | 5.4763 | 5.4763 | 5.4763 | 5.4763 | 5.4763 | 5.4763 | 5.4763 | 5.4763 | [7 empty] | 35 |  | 57.9396 | 8.9667 | 0 | 0 | 0
Upgrade Wildwood - Riverhead to 138 kV | 2022 |  | 7.7 | [6 empty] | 1.0888 | 1.0888 | 1.0888 | 1.0888 | 1.0888 | 1.0888 | 1.0888 | 1.0888 | 1.0888 | 1.0888 | 1.0888 | 1.0888 | 1.0888 | 1.0888 | 1.0888 | 1.0888 | 1.0888 | 1.0888 | 1.0888 | 1.0888 | 1.0888 | 1.0888 | 1.0888 | 1.0888 | 1.0888 | 1.0888 | 1.0888 | 1.0888 | 1.0888 | 1.0888 | 1.0888 | 1.0888 | 1.0888 | 1.0888 | 1.0888 | [8 empty] | 35 |  | 12.1533 | 1.5483 | 0 | 0 | 0
Riverhead Canal 2nd Line and Bank | 2023 |  | 136.8 | [7 empty] | 19.9245 | 19.9245 | 19.9245 | 19.9245 | 19.9245 | 19.9245 | 19.9245 | 19.9245 | 19.9245 | 19.9245 | 19.9245 | 19.9245 | 19.9245 | 19.9245 | 19.9245 | 19.9245 | 19.9245 | 19.9245 | 19.9245 | 19.9245 | 19.9245 | 19.9245 | 19.9245 | 19.9245 | 19.9245 | 19.9245 | 19.9245 | 19.9245 | 19.9245 | 19.9245 | 19.9245 | 19.9245 | 19.9245 | 19.9245 | 19.9245 | [7 empty] | 35 |  | 210.8017 | 32.6235 | 0 | 0 | 0
Canal - Wainscott New 138 kV UG Cable | 2028 |  | 275.5 | [12 empty] | 46.5167 | 46.5167 | 46.5167 | 46.5167 | 46.5167 | 46.5167 | 46.5167 | 46.5167 | 46.5167 | 46.5167 | 46.5167 | 46.5167 | 46.5167 | 46.5167 | 46.5167 | 46.5167 | 46.5167 | 46.5167 | 46.5167 | 46.5167 | 46.5167 | 46.5167 | 46.5167 | 46.5167 | 46.5167 | 46.5167 | 46.5167 | 46.5167 | 46.5167 | 46.5167 | 46.5167 | 46.5167 | 46.5167 | 46.5167 | 46.5167 |  |  | 35 |  | 376.5593 | 58.276 | 58.276 | 925015.732 | 8541595.2693
Deferral to Indicated Year |  |  | 457.6 | [6 empty] | 1.0888 | 26.4896 | 26.4896 | 26.4896 | 26.4896 | 26.4896 | 73.0063 | 73.0063 | 73.0063 | 73.0063 | 73.0063 | 73.0063 | 73.0063 | 73.0063 | 73.0063 | 73.0063 | 73.0063 | 73.0063 | 73.0063 | 73.0063 | 73.0063 | 73.0063 | 73.0063 | 73.0063 | 73.0063 | 73.0063 | 73.0063 | 73.0063 | 73.0063 | 73.0063 | 73.0063 | 73.0063 | 73.0063 | 73.0063 | 73.0063 | 71.9175 | 46.5167 | 46.5167 | 46.5167 | 46.5167 | 46.5167 |  |  | 41 |  | 657.4539 | 101.4144 | 58.276 | 925015.732 | 8541595.2693 | =Area III Portion
[59 empty] | 8541595.2693 | =Area III Portion
Annual Avoided Costs for Deferral to Indicated Year:
New Canal - Southampton Cable | 2023 |  |  | 0 | 4.5863 | 4.5863 | 4.5863 | 4.5863 | 4.5863 | 4.5863 | -0.88999 | -0.88999 | -0.88999 | -0.88999 | -0.88999 | -0.88999 | -0.88999 | -0.88999 | -0.88999 | -0.88999 | -0.88999 | -0.88999 | -0.88999 | -0.88999 | -0.88999 | -0.88999 | -0.88999 | -0.88999 | -0.88999 | -0.88999 | -0.88999 | -0.88999 | -0.88999 | -0.88999 | -0.88999 | -0.88999 | -0.88999 | -0.88999 | -0.88999 | -5.4763 | -5.4763 | -5.4763 | -5.4763 | -5.4763 | -5.4763 | 0 | 0 | 0 | 0 | 0 |  |  | 35 |  |  | 8.9667
Upgrade Wildwood - Riverhead to 138 kV | 2022 |  |  | 0 | 0.93922 | 0.93922 | 0.93922 | 0.93922 | 0.93922 | -0.14959 | -0.14959 | -0.14959 | -0.14959 | -0.14959 | -0.14959 | -0.14959 | -0.14959 | -0.14959 | -0.14959 | -0.14959 | -0.14959 | -0.14959 | -0.14959 | -0.14959 | -0.14959 | -0.14959 | -0.14959 | -0.14959 | -0.14959 | -0.14959 | -0.14959 | -0.14959 | -0.14959 | -0.14959 | -0.14959 | -0.14959 | -0.14959 | -0.14959 | -0.14959 | -1.0888 | -1.0888 | -1.0888 | -1.0888 | -1.0888 | 0 | 0 | 0 | 0 | 0 | 0 |  |  | 35 |  |  | 1.5483
Riverhead Canal 2nd Line and Bank | 2023 |  |  | 0 | 16.6864 | 16.6864 | 16.6864 | 16.6864 | 16.6864 | 16.6864 | -3.238 | -3.238 | -3.238 | -3.238 | -3.238 | -3.238 | -3.238 | -3.238 | -3.238 | -3.238 | -3.238 | -3.238 | -3.238 | -3.238 | -3.238 | -3.238 | -3.238 | -3.238 | -3.238 | -3.238 | -3.238 | -3.238 | -3.238 | -3.238 | -3.238 | -3.238 | -3.238 | -3.238 | -3.238 | -19.9245 | -19.9245 | -19.9245 | -19.9245 | -19.9245 | -19.9245 | 0 | 0 | 0 | 0 | 0 |  |  | 35 |  |  | 32.6235
Canal - Wainscott New 138 kV UG Cable | 2028 |  |  | 0 | 0 | 0 | 0 | 0 | 0 | 38.957 | 38.957 | 38.957 | 38.957 | 38.957 | 38.957 | -7.5597 | -7.5597 | -7.5597 | -7.5597 | -7.5597 | -7.5597 | -7.5597 | -7.5597 | -7.5597 | -7.5597 | -7.5597 | -7.5597 | -7.5597 | -7.5597 | -7.5597 | -7.5597 | -7.5597 | -7.5597 | -7.5597 | -7.5597 | -7.5597 | -7.5597 | -7.5597 | -7.5597 | -7.5597 | -7.5597 | -7.5597 | -7.5597 | -7.5597 | -46.5167 | -46.5167 | -46.5167 | -46.5167 | -46.5167 | -46.5167 | [5 empty] | 58.276
Total - All Areas (No Deferrals,$Millions) |  |  | 513.3 |  | 24.0294 | 24.6325 | 24.9948 | 29.42 | 29.42 | 68.377 | 68.377 | 68.377 | 68.377 | 68.377 | 68.377 | 68.377 | 68.377 | 68.377 | 68.377 | 68.377 | 68.377 | 68.377 | 68.377 | 68.377 | 68.377 | 68.377 | 68.377 | 68.377 | 68.377 | 68.377 | 68.377 | 68.377 | 68.377 | 68.377 | 68.377 | 68.377 | 68.377 | 68.377 | 68.377 | 44.3475 | 43.7445 | 43.3821 | 38.957 | 38.957 | 0 | 0 | 0 | 0 | 0 | 0 | 0 | 0 |  | 63 | 853.4454 | 119.0703 | = max. total avoided cost in portfolio
Annual Avoided Costs for Deferrals - Area 1 Proposal: (see note*) | Deferral Year |  |  | 2016 | 2017 | 2018 | 2019 | 2020 | 2021 | 2022 | 2023 | 2024 | 2025 | 2026 | 2027 | 2028 | 2029 | 2030 | 2031 | 2032 | 2033 | 2034 | 2035 | 2036 | 2037 | 2038 | 2039 | 2040 | 2041 | 2042 | 2043 | 2044 | 2045 | 2046 | 2047 | 2048 | 2049 | 2050 | 2051 | 2052 | 2053 | 2054 | 2055 | 2056 | 2057 | 2058 | 2059 | 2060 | 2061 | 2062 | 2063 | 2064 |  |  | Differential NPV $M |  | Differential NPV $M (adjusted for COD of Selected Project) | Differntial NPV $/MW | NPV of Transmission Avoided Costs for Selected Project
Area I Projects:
Amagansett Conversion 33 kV | 2030 |  |  | 0 | 0.97582 | 0.97582 | 0.97582 | 0.97582 | 0.97582 | 0.97582 | 0.97582 | 0.97582 | 0.97582 | 0.97582 | 0.97582 | 0.97582 | 0.97582 | -0.4572 | -0.4572 | -0.4572 | -0.4572 | -0.4572 | -0.4572 | -0.4572 | -0.4572 | -0.4572 | -0.4572 | -0.4572 | -0.4572 | -0.4572 | -0.4572 | -0.4572 | -0.4572 | -0.4572 | -0.4572 | -0.4572 | -0.4572 | -0.4572 | -0.4572 | -1.433 | -1.433 | -1.433 | -1.433 | -1.433 | -1.433 | -1.433 | -1.433 | -1.433 | -1.433 | -1.433 | -1.433 | -1.433 |  |  | 3.8129 |  | 0 | 0 | 0
East Hampton Conversion 33 kV | 2030 |  |  | 0 | 0.39033 | 0.39033 | 0.39033 | 0.39033 | 0.39033 | 0.39033 | 0.39033 | 0.39033 | 0.39033 | 0.39033 | 0.39033 | 0.39033 | 0.39033 | -0.18288 | -0.18288 | -0.18288 | -0.18288 | -0.18288 | -0.18288 | -0.18288 | -0.18288 | -0.18288 | -0.18288 | -0.18288 | -0.18288 | -0.18288 | -0.18288 | -0.18288 | -0.18288 | -0.18288 | -0.18288 | -0.18288 | -0.18288 | -0.18288 | -0.18288 | -0.57321 | -0.57321 | -0.57321 | -0.57321 | -0.57321 | -0.57321 | -0.57321 | -0.57321 | -0.57321 | -0.57321 | -0.57321 | -0.57321 | -0.57321 |  |  | 1.5252 |  | 0 | 0 | 0
Buell Conversion 33 kV | 2030 |  |  | 0 | 0.45131 | 0.45131 | 0.45131 | 0.45131 | 0.45131 | 0.45131 | 0.45131 | 0.45131 | 0.45131 | 0.45131 | 0.45131 | 0.45131 | 0.45131 | -0.21146 | -0.21146 | -0.21146 | -0.21146 | -0.21146 | -0.21146 | -0.21146 | -0.21146 | -0.21146 | -0.21146 | -0.21146 | -0.21146 | -0.21146 | -0.21146 | -0.21146 | -0.21146 | -0.21146 | -0.21146 | -0.21146 | -0.21146 | -0.21146 | -0.21146 | -0.66277 | -0.66277 | -0.66277 | -0.66277 | -0.66277 | -0.66277 | -0.66277 | -0.66277 | -0.66277 | -0.66277 | -0.66277 | -0.66277 | -0.66277 |  |  | 1.7635 |  | 0 | 0 | 0
Hither Hills Conversion to 33 kV | 2030 |  |  | 0 | 0 | 0.60305 | 0.60305 | 0.60305 | 0.60305 | 0.60305 | 0.60305 | 0.60305 | 0.60305 | 0.60305 | 0.60305 | 0.60305 | 0.60305 | -0.25676 | -0.25676 | -0.25676 | -0.25676 | -0.25676 | -0.25676 | -0.25676 | -0.25676 | -0.25676 | -0.25676 | -0.25676 | -0.25676 | -0.25676 | -0.25676 | -0.25676 | -0.25676 | -0.25676 | -0.25676 | -0.25676 | -0.25676 | -0.25676 | -0.25676 | -0.25676 | -0.85981 | -0.85981 | -0.85981 | -0.85981 | -0.85981 | -0.85981 | -0.85981 | -0.85981 | -0.85981 | -0.85981 | -0.85981 | -0.85981 |  |  | 2.0853 |  | 2.0853 | 139022.8879 | 0
Culloden Pt Conversion to 33 kV | 2030 |  |  | 0 | 0 | 0 | 0.36233 | 0.36233 | 0.36233 | 0.36233 | 0.36233 | 0.36233 | 0.36233 | 0.36233 | 0.36233 | 0.36233 | 0.36233 | -0.13922 | -0.13922 | -0.13922 | -0.13922 | -0.13922 | -0.13922 | -0.13922 | -0.13922 | -0.13922 | -0.13922 | -0.13922 | -0.13922 | -0.13922 | -0.13922 | -0.13922 | -0.13922 | -0.13922 | -0.13922 | -0.13922 | -0.13922 | -0.13922 | -0.13922 | -0.13922 | -0.13922 | -0.50156 | -0.50156 | -0.50156 | -0.50156 | -0.50156 | -0.50156 | -0.50156 | -0.50156 | -0.50156 | -0.50156 | -0.50156 |  |  | 1.1012 |  | 1.1012 | 73412.135 | 0
[59 empty] | 0 | =Area I Portion
Area II Projects: | [58 empty] | 0 | =Area I+II+III Portions
Bridgehampton - Buell New 69 kV UG Cable | 2026 |  |  | 0 | 0 | 0 | 0 | 4.4251 | 4.4251 | 4.4251 | 4.4251 | 4.4251 | 4.4251 | -0.85871 | -0.85871 | -0.85871 | -0.85871 | -0.85871 | -0.85871 | -0.85871 | -0.85871 | -0.85871 | -0.85871 | -0.85871 | -0.85871 | -0.85871 | -0.85871 | -0.85871 | -0.85871 | -0.85871 | -0.85871 | -0.85871 | -0.85871 | -0.85871 | -0.85871 | -0.85871 | -0.85871 | -0.85871 | -0.85871 | -0.85871 | -0.85871 | -0.85871 | -5.2839 | -5.2839 | -5.2839 | -5.2839 | -5.2839 | -5.2839 | 0 | 0 | 0 | 0 |  |  | 7.3678 |  | 7.3678 | 153495.4058 | 0
[59 empty] | 0 | =Area II Portion
Area III Projects: | [58 empty] | 0 | =Area II+III Portions
New Canal - Southampton Cable | 2023 |  |  | 0 | 4.5863 | 4.5863 | 4.5863 | 4.5863 | 4.5863 | 4.5863 | -0.88999 | -0.88999 | -0.88999 | -0.88999 | -0.88999 | -0.88999 | -0.88999 | -0.88999 | -0.88999 | -0.88999 | -0.88999 | -0.88999 | -0.88999 | -0.88999 | -0.88999 | -0.88999 | -0.88999 | -0.88999 | -0.88999 | -0.88999 | -0.88999 | -0.88999 | -0.88999 | -0.88999 | -0.88999 | -0.88999 | -0.88999 | -0.88999 | -0.88999 | -5.4763 | -5.4763 | -5.4763 | -5.4763 | -5.4763 | -5.4763 | 0 | 0 | 0 | 0 | 0 | 0 | 0 |  |  | 8.9667 |  | 0 | 0 | 0
Upgrade Wildwood - Riverhead to 138 kV | 2022 |  |  | 0 | 0.93922 | 0.93922 | 0.93922 | 0.93922 | 0.93922 | -0.14959 | -0.14959 | -0.14959 | -0.14959 | -0.14959 | -0.14959 | -0.14959 | -0.14959 | -0.14959 | -0.14959 | -0.14959 | -0.14959 | -0.14959 | -0.14959 | -0.14959 | -0.14959 | -0.14959 | -0.14959 | -0.14959 | -0.14959 | -0.14959 | -0.14959 | -0.14959 | -0.14959 | -0.14959 | -0.14959 | -0.14959 | -0.14959 | -0.14959 | -0.14959 | -1.0888 | -1.0888 | -1.0888 | -1.0888 | -1.0888 | 0 | 0 | 0 | 0 | 0 | 0 | 0 | 0 |  |  | 1.5483 |  | 0 | 0 | 0
Riverhead Canal 2nd Line and Bank | 2023 |  |  | 0 | 16.6864 | 16.6864 | 16.6864 | 16.6864 | 16.6864 | 16.6864 | -3.238 | -3.238 | -3.238 | -3.238 | -3.238 | -3.238 | -3.238 | -3.238 | -3.238 | -3.238 | -3.238 | -3.238 | -3.238 | -3.238 | -3.238 | -3.238 | -3.238 | -3.238 | -3.238 | -3.238 | -3.238 | -3.238 | -3.238 | -3.238 | -3.238 | -3.238 | -3.238 | -3.238 | -3.238 | -19.9245 | -19.9245 | -19.9245 | -19.9245 | -19.9245 | -19.9245 | 0 | 0 | 0 | 0 | 0 | 0 | 0 |  |  | 32.6235 |  | 0 | 0 | 0
Canal - Wainscott New 138 kV UG Cable | 2028 |  |  | 0 | 0 | 0 | 0 | 0 | 0 | 38.957 | 38.957 | 38.957 | 38.957 | 38.957 | 38.957 | -7.5597 | -7.5597 | -7.5597 | -7.5597 | -7.5597 | -7.5597 | -7.5597 | -7.5597 | -7.5597 | -7.5597 | -7.5597 | -7.5597 | -7.5597 | -7.5597 | -7.5597 | -7.5597 | -7.5597 | -7.5597 | -7.5597 | -7.5597 | -7.5597 | -7.5597 | -7.5597 | -7.5597 | -7.5597 | -7.5597 | -7.5597 | -7.5597 | -7.5597 | -46.5167 | -46.5167 | -46.5167 | -46.5167 | -46.5167 | -46.5167 | 0 | 0 |  |  | 58.276 |  | 58.276 | 925015.732 | 0
[59 empty] | 0 | =Area III Portion
Total - Area 1 Proposal, $Millions (unadjusted) |  |  |  | 0 | 0 | 0.60305 | 0.96539 | 5.3905 | 5.3905 | 44.3475 | 44.3475 | 44.3475 | 44.3475 | 39.0637 | 39.0637 | -7.453 | -7.453 | -8.8144 | -8.8144 | -8.8144 | -8.8144 | -8.8144 | -8.8144 | -8.8144 | -8.8144 | -8.8144 | -8.8144 | -8.8144 | -8.8144 | -8.8144 | -8.8144 | -8.8144 | -8.8144 | -8.8144 | -8.8144 | -8.8144 | -8.8144 | -8.8144 | -8.8144 | -8.8144 | -9.4174 | -9.7798 | -14.2049 | -14.2049 | -53.1619 | -53.1619 | -53.1619 | -53.1619 | -47.878 | -47.878 | -1.3614 | -1.3614 |  |  | 68.8303 |  |  | 1290946.1608 | 0
$/MW-yr |  |  |  | 0 | 0 | 40203.5861 | 64359.2408 | 156549.7282 | 156549.7282 | 774914.5398 | 774914.5398 | 774914.5398 | 774914.5398 | 664834.2766 | 664834.2766 | -73525.6468 | -73525.6468 | -164283.4228 | -164283.4228 | -164283.4228 | -164283.4228 | -164283.4228 | -164283.4228 | -164283.4228 | -164283.4228 | -164283.4228 | -164283.4228 | -164283.4228 | -164283.4228 | -164283.4228 | -164283.4228 | -164283.4228 | -164283.4228 | -164283.4228 | -164283.4228 | -164283.4228 | -164283.4228 | -164283.4228 | -164283.4228 | -164283.4228 | -204487.0089 | -228642.6636 | -320833.151 | -320833.151 | -939197.9626 | -939197.9626 | -939197.9626 | -939197.9626 | -829117.6994 | -829117.6994 | -90757.776 | -90757.776
$Millions (adjusted) |  |  |  | 0 | 0 | 0 | 0 | 0 | 0 | 0 | 0 | 0 | 0 | 0 | 0 | 0 | 0 | 0 | 0 | 0 | 0 | 0 | 0 | 0 | 0 | 0 | 0 | 0 | 0 | 0 | 0 | 0 | 0 | 0 | 0 | 0 | 0 | 0 | 0 | 0 | 0 | 0 | 0 | 0 | 0 | 0 | 0 | 0 | 0 | 0 | 0 | 0 |  |  | 0
Annual Avoided Costs for Deferrals - Area 2 Proposal: (see note*) | Deferral Year |  |  | 2016 | 2017 | 2018 | 2019 | 2020 | 2021 | 2022 | 2023 | 2024 | 2025 | 2026 | 2027 | 2028 | 2029 | 2030 | 2031 | 2032 | 2033 | 2034 | 2035 | 2036 | 2037 | 2038 | 2039 | 2040 | 2041 | 2042 | 2043 | 2044 | 2045 | 2046 | 2047 | 2048 | 2049 | 2050 | 2051 | 2052 | 2053 | 2054 | 2055 | 2056 | 2057 | 2058 | 2059 | 2060 | 2061 | 2062 | 2063 | 2064 |  |  | Differential NPV $M |  | Differential NPV $M (adjusted for COD of Selected Project) | Differntial NPV $/MW | NPV of Transmission Avoided Costs for Selected Project
Area I Projects:
Amagansett Conversion 33 kV | 2030 |  |  | 0 | 0 | 0 | 0 | 0 | 0 | 0 | 0 | 0 | 0 | 0 | 0 | 0 | 0 | 0 | 0 | 0 | 0 | 0 | 0 | 0 | 0 | 0 | 0 | 0 | 0 | 0 | 0 | 0 | 0 | 0 | 0 | 0 | 0 | 0 | 0 | 0 | 0 | 0 | 0 | 0 | 0 | 0 | 0 | 0 | 0 | 0 | 0 | 0 |  |  | 0 |  | 0 | 0 | 0
East Hampton Conversion 33 kV | 2030 |  |  | 0 | 0 | 0 | 0 | 0 | 0 | 0 | 0 | 0 | 0 | 0 | 0 | 0 | 0 | 0 | 0 | 0 | 0 | 0 | 0 | 0 | 0 | 0 | 0 | 0 | 0 | 0 | 0 | 0 | 0 | 0 | 0 | 0 | 0 | 0 | 0 | 0 | 0 | 0 | 0 | 0 | 0 | 0 | 0 | 0 | 0 | 0 | 0 | 0 |  |  | 0 |  | 0 | 0 | 0
Buell Conversion 33 kV | 2030 |  |  | 0 | 0 | 0 | 0 | 0 | 0 | 0 | 0 | 0 | 0 | 0 | 0 | 0 | 0 | 0 | 0 | 0 | 0 | 0 | 0 | 0 | 0 | 0 | 0 | 0 | 0 | 0 | 0 | 0 | 0 | 0 | 0 | 0 | 0 | 0 | 0 | 0 | 0 | 0 | 0 | 0 | 0 | 0 | 0 | 0 | 0 | 0 | 0 | 0 |  |  | 0 |  | 0 | 0 | 0
Hither Hills Conversion to 33 kV | 2030 |  |  | 0 | 0 | 0 | 0 | 0 | 0 | 0 | 0 | 0 | 0 | 0 | 0 | 0 | 0 | 0 | 0 | 0 | 0 | 0 | 0 | 0 | 0 | 0 | 0 | 0 | 0 | 0 | 0 | 0 | 0 | 0 | 0 | 0 | 0 | 0 | 0 | 0 | 0 | 0 | 0 | 0 | 0 | 0 | 0 | 0 | 0 | 0 | 0 | 0 |  |  | 0 |  | 0 | 0 | 0
Culloden Pt Conversion to 33 kV | 2030 |  |  | 0 | 0 | 0 | 0 | 0 | 0 | 0 | 0 | 0 | 0 | 0 | 0 | 0 | 0 | 0 | 0 | 0 | 0 | 0 | 0 | 0 | 0 | 0 | 0 | 0 | 0 | 0 | 0 | 0 | 0 | 0 | 0 | 0 | 0 | 0 | 0 | 0 | 0 | 0 | 0 | 0 | 0 | 0 | 0 | 0 | 0 | 0 | 0 | 0 |  |  | 0 |  | 0 | 0 | 0
[59 empty] | 0 | =Area I Portion
Area II Projects: | [58 empty] | 0 | =Area I+II+III Portions
Bridgehampton - Buell New 69 kV UG Cable | 2026 |  |  | 0 | 0 | 0 | 0 | 4.4251 | 4.4251 | 4.4251 | 4.4251 | 4.4251 | 4.4251 | -0.85871 | -0.85871 | -0.85871 | -0.85871 | -0.85871 | -0.85871 | -0.85871 | -0.85871 | -0.85871 | -0.85871 | -0.85871 | -0.85871 | -0.85871 | -0.85871 | -0.85871 | -0.85871 | -0.85871 | -0.85871 | -0.85871 | -0.85871 | -0.85871 | -0.85871 | -0.85871 | -0.85871 | -0.85871 | -0.85871 | -0.85871 | -0.85871 | -0.85871 | -5.2839 | -5.2839 | -5.2839 | -5.2839 | -5.2839 | -5.2839 | 0 | 0 | 0 | 0 |  |  | 7.3678 |  | 7.3678 | 153495.4058 | 0
[59 empty] | 0 | =Area II Portion
Area III Projects: | [58 empty] | 0 | =Area II+III Portions
New Canal - Southampton Cable | 2023 |  |  | 0 | 4.5863 | 4.5863 | 4.5863 | 4.5863 | 4.5863 | 4.5863 | -0.88999 | -0.88999 | -0.88999 | -0.88999 | -0.88999 | -0.88999 | -0.88999 | -0.88999 | -0.88999 | -0.88999 | -0.88999 | -0.88999 | -0.88999 | -0.88999 | -0.88999 | -0.88999 | -0.88999 | -0.88999 | -0.88999 | -0.88999 | -0.88999 | -0.88999 | -0.88999 | -0.88999 | -0.88999 | -0.88999 | -0.88999 | -0.88999 | -0.88999 | -5.4763 | -5.4763 | -5.4763 | -5.4763 | -5.4763 | -5.4763 | 0 | 0 | 0 | 0 | 0 | 0 | 0 |  |  | 8.9667 |  | 0 | 0 | 0
Upgrade Wildwood - Riverhead to 138 kV | 2022 |  |  | 0 | 0.93922 | 0.93922 | 0.93922 | 0.93922 | 0.93922 | -0.14959 | -0.14959 | -0.14959 | -0.14959 | -0.14959 | -0.14959 | -0.14959 | -0.14959 | -0.14959 | -0.14959 | -0.14959 | -0.14959 | -0.14959 | -0.14959 | -0.14959 | -0.14959 | -0.14959 | -0.14959 | -0.14959 | -0.14959 | -0.14959 | -0.14959 | -0.14959 | -0.14959 | -0.14959 | -0.14959 | -0.14959 | -0.14959 | -0.14959 | -0.14959 | -1.0888 | -1.0888 | -1.0888 | -1.0888 | -1.0888 | 0 | 0 | 0 | 0 | 0 | 0 | 0 | 0 |  |  | 1.5483 |  | 0 | 0 | 0
Riverhead Canal 2nd Line and Bank | 2023 |  |  | 0 | 16.6864 | 16.6864 | 16.6864 | 16.6864 | 16.6864 | 16.6864 | -3.238 | -3.238 | -3.238 | -3.238 | -3.238 | -3.238 | -3.238 | -3.238 | -3.238 | -3.238 | -3.238 | -3.238 | -3.238 | -3.238 | -3.238 | -3.238 | -3.238 | -3.238 | -3.238 | -3.238 | -3.238 | -3.238 | -3.238 | -3.238 | -3.238 | -3.238 | -3.238 | -3.238 | -3.238 | -19.9245 | -19.9245 | -19.9245 | -19.9245 | -19.9245 | -19.9245 | 0 | 0 | 0 | 0 | 0 | 0 | 0 |  |  | 32.6235 |  | 0 | 0 | 0
Canal - Wainscott New 138 kV UG Cable | 2028 |  |  | 0 | 0 | 0 | 0 | 0 | 0 | 38.957 | 38.957 | 38.957 | 38.957 | 38.957 | 38.957 | -7.5597 | -7.5597 | -7.5597 | -7.5597 | -7.5597 | -7.5597 | -7.5597 | -7.5597 | -7.5597 | -7.5597 | -7.5597 | -7.5597 | -7.5597 | -7.5597 | -7.5597 | -7.5597 | -7.5597 | -7.5597 | -7.5597 | -7.5597 | -7.5597 | -7.5597 | -7.5597 | -7.5597 | -7.5597 | -7.5597 | -7.5597 | -7.5597 | -7.5597 | -46.5167 | -46.5167 | -46.5167 | -46.5167 | -46.5167 | -46.5167 | 0 | 0 |  |  | 58.276 |  | 58.276 | 925015.732 | 0
[59 empty] | 0 | =Area III Portion
Total - Area 2 Proposal, $Millions (unadjusted) |  |  |  | 0 | 0 | 0 | 0 | 4.4251 | 4.4251 | 43.3821 | 43.3821 | 43.3821 | 43.3821 | 38.0983 | 38.0983 | -8.4184 | -8.4184 | -8.4184 | -8.4184 | -8.4184 | -8.4184 | -8.4184 | -8.4184 | -8.4184 | -8.4184 | -8.4184 | -8.4184 | -8.4184 | -8.4184 | -8.4184 | -8.4184 | -8.4184 | -8.4184 | -8.4184 | -8.4184 | -8.4184 | -8.4184 | -8.4184 | -8.4184 | -8.4184 | -8.4184 | -8.4184 | -12.8435 | -12.8435 | -51.8005 | -51.8005 | -51.8005 | -51.8005 | -46.5167 | -46.5167 | 0 | 0 |  |  | 65.6438 |  |  | 1078511.1378 | 0
$/MW-yr |  |  |  | 0 | 0 | 0 | 0 | 92190.4874 | 92190.4874 | 710555.299 | 710555.299 | 710555.299 | 710555.299 | 600475.0358 | 600475.0358 | -137884.8876 | -137884.8876 | -137884.8876 | -137884.8876 | -137884.8876 | -137884.8876 | -137884.8876 | -137884.8876 | -137884.8876 | -137884.8876 | -137884.8876 | -137884.8876 | -137884.8876 | -137884.8876 | -137884.8876 | -137884.8876 | -137884.8876 | -137884.8876 | -137884.8876 | -137884.8876 | -137884.8876 | -137884.8876 | -137884.8876 | -137884.8876 | -137884.8876 | -137884.8876 | -137884.8876 | -230075.375 | -230075.375 | -848440.1866 | -848440.1866 | -848440.1866 | -848440.1866 | -738359.9234 | -738359.9234 | 0 | 0
$Millions (adjusted) |  |  |  | 0 | 0 | 0 | 0 | 0 | 0 | 0 | 0 | 0 | 0 | 0 | 0 | 0 | 0 | 0 | 0 | 0 | 0 | 0 | 0 | 0 | 0 | 0 | 0 | 0 | 0 | 0 | 0 | 0 | 0 | 0 | 0 | 0 | 0 | 0 | 0 | 0 | 0 | 0 | 0 | 0 | 0 | 0 | 0 | 0 | 0 | 0 | 0 | 0 |  |  | 0
Annual Avoided Costs for Deferrals - Area 3 Proposal: (see note*) | Deferral Year |  |  | 2016 | 2017 | 2018 | 2019 | 2020 | 2021 | 2022 | 2023 | 2024 | 2025 | 2026 | 2027 | 2028 | 2029 | 2030 | 2031 | 2032 | 2033 | 2034 | 2035 | 2036 | 2037 | 2038 | 2039 | 2040 | 2041 | 2042 | 2043 | 2044 | 2045 | 2046 | 2047 | 2048 | 2049 | 2050 | 2051 | 2052 | 2053 | 2054 | 2055 | 2056 | 2057 | 2058 | 2059 | 2060 | 2061 | 2062 | 2063 | 2064 |  |  | Differential NPV $M |  | Differential NPV $M (adjusted for COD of Selected Project) | Differntial NPV $/MW | NPV of Transmission Avoided Costs for Selected Project
Area I Projects:
Amagansett Conversion 33 kV | 2030 |  |  | 0 | 0 | 0 | 0 | 0 | 0 | 0 | 0 | 0 | 0 | 0 | 0 | 0 | 0 | 0 | 0 | 0 | 0 | 0 | 0 | 0 | 0 | 0 | 0 | 0 | 0 | 0 | 0 | 0 | 0 | 0 | 0 | 0 | 0 | 0 | 0 | 0 | 0 | 0 | 0 | 0 | 0 | 0 | 0 | 0 | 0 | 0 | 0 | 0 |  |  | 0 |  | 0 | 0 | 0
East Hampton Conversion 33 kV | 2030 |  |  | 0 | 0 | 0 | 0 | 0 | 0 | 0 | 0 | 0 | 0 | 0 | 0 | 0 | 0 | 0 | 0 | 0 | 0 | 0 | 0 | 0 | 0 | 0 | 0 | 0 | 0 | 0 | 0 | 0 | 0 | 0 | 0 | 0 | 0 | 0 | 0 | 0 | 0 | 0 | 0 | 0 | 0 | 0 | 0 | 0 | 0 | 0 | 0 | 0 |  |  | 0 |  | 0 | 0 | 0
Buell Conversion 33 kV | 2030 |  |  | 0 | 0 | 0 | 0 | 0 | 0 | 0 | 0 | 0 | 0 | 0 | 0 | 0 | 0 | 0 | 0 | 0 | 0 | 0 | 0 | 0 | 0 | 0 | 0 | 0 | 0 | 0 | 0 | 0 | 0 | 0 | 0 | 0 | 0 | 0 | 0 | 0 | 0 | 0 | 0 | 0 | 0 | 0 | 0 | 0 | 0 | 0 | 0 | 0 |  |  | 0 |  | 0 | 0 | 0
Hither Hills Conversion to 33 kV | 2030 |  |  | 0 | 0 | 0 | 0 | 0 | 0 | 0 | 0 | 0 | 0 | 0 | 0 | 0 | 0 | 0 | 0 | 0 | 0 | 0 | 0 | 0 | 0 | 0 | 0 | 0 | 0 | 0 | 0 | 0 | 0 | 0 | 0 | 0 | 0 | 0 | 0 | 0 | 0 | 0 | 0 | 0 | 0 | 0 | 0 | 0 | 0 | 0 | 0 | 0 |  |  | 0 |  | 0 | 0 | 0
Culloden Pt Conversion to 33 kV | 2030 |  |  | 0 | 0 | 0 | 0 | 0 | 0 | 0 | 0 | 0 | 0 | 0 | 0 | 0 | 0 | 0 | 0 | 0 | 0 | 0 | 0 | 0 | 0 | 0 | 0 | 0 | 0 | 0 | 0 | 0 | 0 | 0 | 0 | 0 | 0 | 0 | 0 | 0 | 0 | 0 | 0 | 0 | 0 | 0 | 0 | 0 | 0 | 0 | 0 | 0 |  |  | 0 |  | 0 | 0 | 0
[59 empty] | 0 | =Area I Portion
Area II Projects: | [58 empty] | 8541595.2693 | =Area I+II+III Portions
Bridgehampton - Buell New 69 kV UG Cable | 2026 |  |  | 0 | 0 | 0 | 0 | 0 | 0 | 0 | 0 | 0 | 0 | 0 | 0 | 0 | 0 | 0 | 0 | 0 | 0 | 0 | 0 | 0 | 0 | 0 | 0 | 0 | 0 | 0 | 0 | 0 | 0 | 0 | 0 | 0 | 0 | 0 | 0 | 0 | 0 | 0 | 0 | 0 | 0 | 0 | 0 | 0 | 0 | 0 | 0 | 0 |  |  | 0 |  | 0 | 0 | 0
[59 empty] | 0 | =Area II Portion
Area III Projects: | [58 empty] | 8541595.2693 | =Area II+III Portions
New Canal - Southampton Cable | 2023 |  |  | 0 | 4.5863 | 4.5863 | 4.5863 | 4.5863 | 4.5863 | 4.5863 | -0.88999 | -0.88999 | -0.88999 | -0.88999 | -0.88999 | -0.88999 | -0.88999 | -0.88999 | -0.88999 | -0.88999 | -0.88999 | -0.88999 | -0.88999 | -0.88999 | -0.88999 | -0.88999 | -0.88999 | -0.88999 | -0.88999 | -0.88999 | -0.88999 | -0.88999 | -0.88999 | -0.88999 | -0.88999 | -0.88999 | -0.88999 | -0.88999 | -0.88999 | -5.4763 | -5.4763 | -5.4763 | -5.4763 | -5.4763 | -5.4763 | 0 | 0 | 0 | 0 | 0 | 0 | 0 |  |  | 8.9667 |  | 0 | 0 | 0
Upgrade Wildwood - Riverhead to 138 kV | 2022 |  |  | 0 | 0.93922 | 0.93922 | 0.93922 | 0.93922 | 0.93922 | -0.14959 | -0.14959 | -0.14959 | -0.14959 | -0.14959 | -0.14959 | -0.14959 | -0.14959 | -0.14959 | -0.14959 | -0.14959 | -0.14959 | -0.14959 | -0.14959 | -0.14959 | -0.14959 | -0.14959 | -0.14959 | -0.14959 | -0.14959 | -0.14959 | -0.14959 | -0.14959 | -0.14959 | -0.14959 | -0.14959 | -0.14959 | -0.14959 | -0.14959 | -0.14959 | -1.0888 | -1.0888 | -1.0888 | -1.0888 | -1.0888 | 0 | 0 | 0 | 0 | 0 | 0 | 0 | 0 |  |  | 1.5483 |  | 0 | 0 | 0
Riverhead Canal 2nd Line and Bank | 2023 |  |  | 0 | 16.6864 | 16.6864 | 16.6864 | 16.6864 | 16.6864 | 16.6864 | -3.238 | -3.238 | -3.238 | -3.238 | -3.238 | -3.238 | -3.238 | -3.238 | -3.238 | -3.238 | -3.238 | -3.238 | -3.238 | -3.238 | -3.238 | -3.238 | -3.238 | -3.238 | -3.238 | -3.238 | -3.238 | -3.238 | -3.238 | -3.238 | -3.238 | -3.238 | -3.238 | -3.238 | -3.238 | -19.9245 | -19.9245 | -19.9245 | -19.9245 | -19.9245 | -19.9245 | 0 | 0 | 0 | 0 | 0 | 0 | 0 |  |  | 32.6235 |  | 0 | 0 | 0
Canal - Wainscott New 138 kV UG Cable | 2028 |  |  | 0 | 0 | 0 | 0 | 0 | 0 | 38.957 | 38.957 | 38.957 | 38.957 | 38.957 | 38.957 | -7.5597 | -7.5597 | -7.5597 | -7.5597 | -7.5597 | -7.5597 | -7.5597 | -7.5597 | -7.5597 | -7.5597 | -7.5597 | -7.5597 | -7.5597 | -7.5597 | -7.5597 | -7.5597 | -7.5597 | -7.5597 | -7.5597 | -7.5597 | -7.5597 | -7.5597 | -7.5597 | -7.5597 | -7.5597 | -7.5597 | -7.5597 | -7.5597 | -7.5597 | -46.5167 | -46.5167 | -46.5167 | -46.5167 | -46.5167 | -46.5167 | 0 | 0 |  |  | 58.276 |  | 58.276 | 925015.732 | 8541595.2693
[59 empty] | 8541595.2693 | =Area III Portion
Total - Area 3 Proposal, $Millions (unadjusted) |  |  |  | 0 | 22.212 | 22.212 | 22.212 | 22.212 | 22.212 | 60.0802 | 34.6794 | 34.6794 | 34.6794 | 34.6794 | 34.6794 | -11.8373 | -11.8373 | -11.8373 | -11.8373 | -11.8373 | -11.8373 | -11.8373 | -11.8373 | -11.8373 | -11.8373 | -11.8373 | -11.8373 | -11.8373 | -11.8373 | -11.8373 | -11.8373 | -11.8373 | -11.8373 | -11.8373 | -11.8373 | -11.8373 | -11.8373 | -11.8373 | -11.8373 | -34.0493 | -34.0493 | -34.0493 | -34.0493 | -34.0493 | -71.9175 | -46.5167 | -46.5167 | -46.5167 | -46.5167 | -46.5167 | 0 | 0 |  |  | 101.4144 |  |  | 925015.732 | 8541595.2693
$/MW-yr |  |  |  | 0 | 0 | 0 | 0 | 0 | 0 | 618364.8116 | 618364.8116 | 618364.8116 | 618364.8116 | 618364.8116 | 618364.8116 | -119995.1118 | -119995.1118 | -119995.1118 | -119995.1118 | -119995.1118 | -119995.1118 | -119995.1118 | -119995.1118 | -119995.1118 | -119995.1118 | -119995.1118 | -119995.1118 | -119995.1118 | -119995.1118 | -119995.1118 | -119995.1118 | -119995.1118 | -119995.1118 | -119995.1118 | -119995.1118 | -119995.1118 | -119995.1118 | -119995.1118 | -119995.1118 | -119995.1118 | -119995.1118 | -119995.1118 | -119995.1118 | -119995.1118 | -738359.9234 | -738359.9234 | -738359.9234 | -738359.9234 | -738359.9234 | -738359.9234 | 0 | 0
$Millions (adjusted) |  |  |  | 0 | 0 | 0 | 0 | 0 | 0 | 5.71 | 5.71 | 5.71 | 5.71 | 5.71 | 5.71 | -1.108 | -1.108 | -1.108 | -1.108 | -1.108 | -1.108 | -1.108 | -1.108 | -1.108 | -1.108 | -1.108 | -1.108 | -1.108 | -1.108 | -1.108 | -1.108 | -1.108 | -1.108 | -1.108 | -1.108 | -1.108 | -1.108 | -1.108 | -1.108 | -1.108 | -1.108 | -1.108 | -1.108 | -1.108 | -6.818 | -6.818 | -6.818 | -6.818 | -6.818 | -6.818 | 0 | 0 |  |  | 8541.5953
Discount Factor (Relative to 1/1/2016) = |  |  |  | 0.94787 | 0.89845 | 0.85161 | 0.80722 | 0.76513 | 0.72525 | 0.68744 | 0.6516 | 0.61763 | 0.58543 | 0.55491 | 0.52598 | 0.49856 | 0.47257 | 0.44793 | 0.42458 | 0.40245 | 0.38147 | 0.36158 | 0.34273 | 0.32486 | 0.30793 | 0.29187 | 0.27666 | 0.26223 | 0.24856 | 0.2356 | 0.22332 | 0.21168 | 0.20064 | 0.19018 | 0.18027 | 0.17087 | 0.16196 | 0.15352 | 0.14552 | 0.13793 | 0.13074 | 0.12392 | 0.11746 | 0.11134 | 0.10554 | 0.10003 | 0.094818 | 0.089875 | 0.08519 | 0.080748 | 0.076539 | 0.072549
* Note: A positive (+) avoided cost in a given year represents a cost savings relative to not having a transmission project deferral.
Note on BH17: Todd Kantarek: Interconnection at Southampton Sub dist'n side. Added 2.6% transmission loss factor.

## PhII (LIE400-1MW)
Version |  | Based on PSEGLI file: "East End Utility 2_0_Economics_2014_10_13_r28_Sargent_Lundy.xlsx"
Annual Revenue Requirements (Millions of $s)
1) Reference (Transmission only) Case
Project | I/S Year | Investor | Capital (2015$s) | 2016 | 2017 | 2018 | 2019 | 2020 | 2021 | 2022 | 2023 | 2024 | 2025 | 2026 | 2027 | 2028 | 2029 | 2030 | 2031 | 2032 | 2033 | 2034 | 2035 | 2036 | 2037 | 2038 | 2039 | 2040 | 2041 | 2042 | 2043 | 2044 | 2045 | 2046 | 2047 | 2048 | 2049 | 2050 | 2051 | 2052 | 2053 | 2054 | 2055 | 2056 | 2057 | 2058 | 2059 | 2060 | 2061 | 2062 | 2063 | 2064 |  | NPV |  | Proposal Number = | LIE400
Transmission Reinforcement I | 2017 | PSEGLI | 197 | 0 | 24.0294 | 24.0294 | 24.0294 | 24.0294 | 24.0294 | 24.0294 | 24.0294 | 24.0294 | 24.0294 | 24.0294 | 24.0294 | 24.0294 | 24.0294 | 24.0294 | 24.0294 | 24.0294 | 24.0294 | 24.0294 | 24.0294 | 24.0294 | 24.0294 | 24.0294 | 24.0294 | 24.0294 | 24.0294 | 24.0294 | 24.0294 | 24.0294 | 24.0294 | 24.0294 | 24.0294 | 24.0294 | 24.0294 | 24.0294 | 24.0294 | [13 empty] | 35 | 350.5464 |  | Proposer Name = | LI Energy Storage System LLC
Transmission Reinforcement II | 2018 | PSEGLI | 4.8 | 0 | 0 | 0.60305 | 0.60305 | 0.60305 | 0.60305 | 0.60305 | 0.60305 | 0.60305 | 0.60305 | 0.60305 | 0.60305 | 0.60305 | 0.60305 | 0.60305 | 0.60305 | 0.60305 | 0.60305 | 0.60305 | 0.60305 | 0.60305 | 0.60305 | 0.60305 | 0.60305 | 0.60305 | 0.60305 | 0.60305 | 0.60305 | 0.60305 | 0.60305 | 0.60305 | 0.60305 | 0.60305 | 0.60305 | 0.60305 | 0.60305 | 0.60305 | [12 empty] | 35 | 8.3388 |  | Proposal/Project = | East Hampton Energy Storage System
Transmission Reinforcement III | 2019 | PSEGLI | 2.8 | 0 | 0 | 0 | 0.36233 | 0.36233 | 0.36233 | 0.36233 | 0.36233 | 0.36233 | 0.36233 | 0.36233 | 0.36233 | 0.36233 | 0.36233 | 0.36233 | 0.36233 | 0.36233 | 0.36233 | 0.36233 | 0.36233 | 0.36233 | 0.36233 | 0.36233 | 0.36233 | 0.36233 | 0.36233 | 0.36233 | 0.36233 | 0.36233 | 0.36233 | 0.36233 | 0.36233 | 0.36233 | 0.36233 | 0.36233 | 0.36233 | 0.36233 | 0.36233 | [11 empty] | 35 | 4.7491 |  | Option Number = | 1
Transmission Reinforcement IV | 2020 | PSEGLI | 33.2 | 0 | 0 | 0 | 0 | 4.4251 | 4.4251 | 4.4251 | 4.4251 | 4.4251 | 4.4251 | 4.4251 | 4.4251 | 4.4251 | 4.4251 | 4.4251 | 4.4251 | 4.4251 | 4.4251 | 4.4251 | 4.4251 | 4.4251 | 4.4251 | 4.4251 | 4.4251 | 4.4251 | 4.4251 | 4.4251 | 4.4251 | 4.4251 | 4.4251 | 4.4251 | 4.4251 | 4.4251 | 4.4251 | 4.4251 | 4.4251 | 4.4251 | 4.4251 | 4.4251 | [10 empty] | 35 | 54.9758 |  | Location = | 1
Transmission Reinforcement V | 2022 | PSEGLI | 275.5 | 0 | 0 | 0 | 0 | 0 | 0 | 38.957 | 38.957 | 38.957 | 38.957 | 38.957 | 38.957 | 38.957 | 38.957 | 38.957 | 38.957 | 38.957 | 38.957 | 38.957 | 38.957 | 38.957 | 38.957 | 38.957 | 38.957 | 38.957 | 38.957 | 38.957 | 38.957 | 38.957 | 38.957 | 38.957 | 38.957 | 38.957 | 38.957 | 38.957 | 38.957 | 38.957 | 38.957 | 38.957 | 38.957 | 38.957 | [8 empty] | 35 | 434.8353 |  | Technology = | Battery Storage
[56 empty] | Interconnection Points = | East Hampton - 4kV
Total |  |  | 513.3 | 0 | 24.0294 | 24.6325 | 24.9948 | 29.42 | 29.42 | 68.377 | 68.377 | 68.377 | 68.377 | 68.377 | 68.377 | 68.377 | 68.377 | 68.377 | 68.377 | 68.377 | 68.377 | 68.377 | 68.377 | 68.377 | 68.377 | 68.377 | 68.377 | 68.377 | 68.377 | 68.377 | 68.377 | 68.377 | 68.377 | 68.377 | 68.377 | 68.377 | 68.377 | 68.377 | 68.377 | 44.3475 | 43.7445 | 43.3821 | 38.957 | 38.957 | 0 | 0 | 0 | 0 | 0 | 0 | 0 | 0 |  | 853.4454 |  | Loss Factor = | 1.026
2016 NPV @ 5.5%, thru 2035 |  |  |  | 2016: 582.1416
2016 NPV @ 5.5%, thru 2056 |  |  |  | 2016: 853.4454 |  |  |  | MW Required by 2022 (cap) = | 15 | 33 | 15 | Output: NPV of Transmission Avoided Costs for Selected Project (see note*)
[57 empty] | Selected Project Inputs - Area 1 Portion | Selected Project Inputs - Area 2 Portion | Selected Project Inputs - Area 3 Portion | Area 1 | Area 2 | Area 3 | Total | check
[56 empty] | Project kW = | 1026 | 0 | 0
[55 empty] | Capped kW = | 1026 | 1026 | 0 | 0
[56 empty] | Project Area (1, 2, or 3) = | 1 | 2 | 3
[56 empty] | Proportion of Peak Hours Covered = | 100% | 100% | 100%
[55 empty] | Project COD = | 2018
[55 empty] | Effective kW = | 1026 |  |  |  | 1324510.7609 | 0 | 0 | 1324510.7609
[60 empty] | check | check | check
| I/S Year |  | Capital (2015$s) | 2016 | 2017 | 2018 | 2019 | 2020 | 2021 | 2022 | 2023 | 2024 | 2025 | 2026 | 2027 | 2028 | 2029 | 2030 | 2031 | 2032 | 2033 | 2034 | 2035 | 2036 | 2037 | 2038 | 2039 | 2040 | 2041 | 2042 | 2043 | 2044 | 2045 | 2046 | 2047 | 2048 | 2049 | 2050 | 2051 | 2052 | 2053 | 2054 | 2055 | 2056 | 2057 | 2058 | 2059 | 2060 | 2061 | 2062 | 2063 | 2064 |  | MW Required by 2022 | NPV Base $M | Differential NPV $M | Differential NPV $M (adjusted for COD of Selected Project) | Differntial NPV $/MW | NPV of Transmission Avoided Costs for Selected Project
Area I Projects: | [53 empty] | 15
Amagansett Conversion 33 kV | 2017 |  | 8 | 0 | 0.97582 | 0.97582 | 0.97582 | 0.97582 | 0.97582 | 0.97582 | 0.97582 | 0.97582 | 0.97582 | 0.97582 | 0.97582 | 0.97582 | 0.97582 | 0.97582 | 0.97582 | 0.97582 | 0.97582 | 0.97582 | 0.97582 | 0.97582 | 0.97582 | 0.97582 | 0.97582 | 0.97582 | 0.97582 | 0.97582 | 0.97582 | 0.97582 | 0.97582 | 0.97582 | 0.97582 | 0.97582 | 0.97582 | 0.97582 | 0.97582 | [13 empty] | 35 |  | 14.2354
East Hampton Conversion 33 kV | 2017 |  | 3.2 | 0 | 0.39033 | 0.39033 | 0.39033 | 0.39033 | 0.39033 | 0.39033 | 0.39033 | 0.39033 | 0.39033 | 0.39033 | 0.39033 | 0.39033 | 0.39033 | 0.39033 | 0.39033 | 0.39033 | 0.39033 | 0.39033 | 0.39033 | 0.39033 | 0.39033 | 0.39033 | 0.39033 | 0.39033 | 0.39033 | 0.39033 | 0.39033 | 0.39033 | 0.39033 | 0.39033 | 0.39033 | 0.39033 | 0.39033 | 0.39033 | 0.39033 | [13 empty] | 35 |  | 5.6942
Buell Conversion 33 kV | 2017 |  | 3.7 | 0 | 0.45131 | 0.45131 | 0.45131 | 0.45131 | 0.45131 | 0.45131 | 0.45131 | 0.45131 | 0.45131 | 0.45131 | 0.45131 | 0.45131 | 0.45131 | 0.45131 | 0.45131 | 0.45131 | 0.45131 | 0.45131 | 0.45131 | 0.45131 | 0.45131 | 0.45131 | 0.45131 | 0.45131 | 0.45131 | 0.45131 | 0.45131 | 0.45131 | 0.45131 | 0.45131 | 0.45131 | 0.45131 | 0.45131 | 0.45131 | 0.45131 | [13 empty] | 35 |  | 6.5839
Hither Hills Conversion to 33 kV | 2018 |  | 4.8 | 0 | 0 | 0.60305 | 0.60305 | 0.60305 | 0.60305 | 0.60305 | 0.60305 | 0.60305 | 0.60305 | 0.60305 | 0.60305 | 0.60305 | 0.60305 | 0.60305 | 0.60305 | 0.60305 | 0.60305 | 0.60305 | 0.60305 | 0.60305 | 0.60305 | 0.60305 | 0.60305 | 0.60305 | 0.60305 | 0.60305 | 0.60305 | 0.60305 | 0.60305 | 0.60305 | 0.60305 | 0.60305 | 0.60305 | 0.60305 | 0.60305 | 0.60305 | [12 empty] | 35 |  | 8.3388
Culloden Pt Conversion to 33 kV | 2019 |  | 2.8 | 0 | 0 | 0 | 0.36233 | 0.36233 | 0.36233 | 0.36233 | 0.36233 | 0.36233 | 0.36233 | 0.36233 | 0.36233 | 0.36233 | 0.36233 | 0.36233 | 0.36233 | 0.36233 | 0.36233 | 0.36233 | 0.36233 | 0.36233 | 0.36233 | 0.36233 | 0.36233 | 0.36233 | 0.36233 | 0.36233 | 0.36233 | 0.36233 | 0.36233 | 0.36233 | 0.36233 | 0.36233 | 0.36233 | 0.36233 | 0.36233 | 0.36233 | 0.36233 | [11 empty] | 35 |  | 4.7491
No Deferral |  |  | 22.5 |  | 1.8175 | 2.4205 | 2.7828 | 2.7828 | 2.7828 | 2.7828 | 2.7828 | 2.7828 | 2.7828 | 2.7828 | 2.7828 | 2.7828 | 2.7828 | 2.7828 | 2.7828 | 2.7828 | 2.7828 | 2.7828 | 2.7828 | 2.7828 | 2.7828 | 2.7828 | 2.7828 | 2.7828 | 2.7828 | 2.7828 | 2.7828 | 2.7828 | 2.7828 | 2.7828 | 2.7828 | 2.7828 | 2.7828 | 2.7828 | 2.7828 | 0.96539 | 0.36233 | 0 | 0 | 0 | [10 empty] | 39.6013
Amagansett Conversion 33 kV | 2030 |  | 8 | [14 empty] | 1.433 | 1.433 | 1.433 | 1.433 | 1.433 | 1.433 | 1.433 | 1.433 | 1.433 | 1.433 | 1.433 | 1.433 | 1.433 | 1.433 | 1.433 | 1.433 | 1.433 | 1.433 | 1.433 | 1.433 | 1.433 | 1.433 | 1.433 | 1.433 | 1.433 | 1.433 | 1.433 | 1.433 | 1.433 | 1.433 | 1.433 | 1.433 | 1.433 | 1.433 | 1.433 | 35 |  | 10.4225 | 3.8129 | 0 | 0 | 0
East Hampton Conversion 33 kV | 2030 |  | 3.2 | [14 empty] | 0.57321 | 0.57321 | 0.57321 | 0.57321 | 0.57321 | 0.57321 | 0.57321 | 0.57321 | 0.57321 | 0.57321 | 0.57321 | 0.57321 | 0.57321 | 0.57321 | 0.57321 | 0.57321 | 0.57321 | 0.57321 | 0.57321 | 0.57321 | 0.57321 | 0.57321 | 0.57321 | 0.57321 | 0.57321 | 0.57321 | 0.57321 | 0.57321 | 0.57321 | 0.57321 | 0.57321 | 0.57321 | 0.57321 | 0.57321 | 0.57321 | 35 |  | 4.169 | 1.5252 | 0 | 0 | 0
Buell Conversion 33 kV | 2030 |  | 3.7 | [14 empty] | 0.66277 | 0.66277 | 0.66277 | 0.66277 | 0.66277 | 0.66277 | 0.66277 | 0.66277 | 0.66277 | 0.66277 | 0.66277 | 0.66277 | 0.66277 | 0.66277 | 0.66277 | 0.66277 | 0.66277 | 0.66277 | 0.66277 | 0.66277 | 0.66277 | 0.66277 | 0.66277 | 0.66277 | 0.66277 | 0.66277 | 0.66277 | 0.66277 | 0.66277 | 0.66277 | 0.66277 | 0.66277 | 0.66277 | 0.66277 | 0.66277 | 35 |  | 4.8204 | 1.7635 | 0 | 0 | 0
Hither Hills Conversion to 33 kV | 2030 |  | 4.8 | [14 empty] | 0.85981 | 0.85981 | 0.85981 | 0.85981 | 0.85981 | 0.85981 | 0.85981 | 0.85981 | 0.85981 | 0.85981 | 0.85981 | 0.85981 | 0.85981 | 0.85981 | 0.85981 | 0.85981 | 0.85981 | 0.85981 | 0.85981 | 0.85981 | 0.85981 | 0.85981 | 0.85981 | 0.85981 | 0.85981 | 0.85981 | 0.85981 | 0.85981 | 0.85981 | 0.85981 | 0.85981 | 0.85981 | 0.85981 | 0.85981 | 0.85981 | 35 |  | 6.2535 | 2.0853 | 2.0853 | 139022.8879 | 142637.483
Culloden Pt Conversion to 33 kV | 2030 |  | 2.8 | [14 empty] | 0.50156 | 0.50156 | 0.50156 | 0.50156 | 0.50156 | 0.50156 | 0.50156 | 0.50156 | 0.50156 | 0.50156 | 0.50156 | 0.50156 | 0.50156 | 0.50156 | 0.50156 | 0.50156 | 0.50156 | 0.50156 | 0.50156 | 0.50156 | 0.50156 | 0.50156 | 0.50156 | 0.50156 | 0.50156 | 0.50156 | 0.50156 | 0.50156 | 0.50156 | 0.50156 | 0.50156 | 0.50156 | 0.50156 | 0.50156 | 0.50156 | 35 |  | 3.6479 | 1.1012 | 1.1012 | 73412.135 | 75320.8505
Deferral to Indicated Year |  |  | 22.5 | [6 empty] | 0 | 0 | 0 | 0 | 0 | 0 | 0 | 0 | 4.0304 | 4.0304 | 4.0304 | 4.0304 | 4.0304 | 4.0304 | 4.0304 | 4.0304 | 4.0304 | 4.0304 | 4.0304 | 4.0304 | 4.0304 | 4.0304 | 4.0304 | 4.0304 | 4.0304 | 4.0304 | 4.0304 | 4.0304 | 4.0304 | 4.0304 | 4.0304 | 4.0304 | 4.0304 | 4.0304 | 4.0304 | 4.0304 | 4.0304 | 4.0304 | 4.0304 | 4.0304 | 4.0304 | 4.0304 | 4.0304 | 35 |  | 29.3132 | 10.2881 | 3.1865 | 212435.0229 | 217958.3335 | =Area I Portion
[59 empty] | 1324510.7609 | =Area I+II+III Portions
Annual Avoided Costs for Deferral to Indicated Year:
Amagansett Conversion 33 kV | 2030 |  |  | 0 | 0.97582 | 0.97582 | 0.97582 | 0.97582 | 0.97582 | 0.97582 | 0.97582 | 0.97582 | 0.97582 | 0.97582 | 0.97582 | 0.97582 | 0.97582 | -0.4572 | -0.4572 | -0.4572 | -0.4572 | -0.4572 | -0.4572 | -0.4572 | -0.4572 | -0.4572 | -0.4572 | -0.4572 | -0.4572 | -0.4572 | -0.4572 | -0.4572 | -0.4572 | -0.4572 | -0.4572 | -0.4572 | -0.4572 | -0.4572 | -0.4572 | -1.433 | -1.433 | -1.433 | -1.433 | -1.433 | -1.433 | -1.433 | -1.433 | -1.433 | -1.433 | -1.433 | -1.433 | -1.433 | 35 |  |  | 3.8129
East Hampton Conversion 33 kV | 2030 |  |  | 0 | 0.39033 | 0.39033 | 0.39033 | 0.39033 | 0.39033 | 0.39033 | 0.39033 | 0.39033 | 0.39033 | 0.39033 | 0.39033 | 0.39033 | 0.39033 | -0.18288 | -0.18288 | -0.18288 | -0.18288 | -0.18288 | -0.18288 | -0.18288 | -0.18288 | -0.18288 | -0.18288 | -0.18288 | -0.18288 | -0.18288 | -0.18288 | -0.18288 | -0.18288 | -0.18288 | -0.18288 | -0.18288 | -0.18288 | -0.18288 | -0.18288 | -0.57321 | -0.57321 | -0.57321 | -0.57321 | -0.57321 | -0.57321 | -0.57321 | -0.57321 | -0.57321 | -0.57321 | -0.57321 | -0.57321 | -0.57321 | 35 |  |  | 1.5252
Buell Conversion 33 kV | 2030 |  |  | 0 | 0.45131 | 0.45131 | 0.45131 | 0.45131 | 0.45131 | 0.45131 | 0.45131 | 0.45131 | 0.45131 | 0.45131 | 0.45131 | 0.45131 | 0.45131 | -0.21146 | -0.21146 | -0.21146 | -0.21146 | -0.21146 | -0.21146 | -0.21146 | -0.21146 | -0.21146 | -0.21146 | -0.21146 | -0.21146 | -0.21146 | -0.21146 | -0.21146 | -0.21146 | -0.21146 | -0.21146 | -0.21146 | -0.21146 | -0.21146 | -0.21146 | -0.66277 | -0.66277 | -0.66277 | -0.66277 | -0.66277 | -0.66277 | -0.66277 | -0.66277 | -0.66277 | -0.66277 | -0.66277 | -0.66277 | -0.66277 | 35 |  |  | 1.7635
Hither Hills Conversion to 33 kV | 2030 |  |  | 0 | 0 | 0.60305 | 0.60305 | 0.60305 | 0.60305 | 0.60305 | 0.60305 | 0.60305 | 0.60305 | 0.60305 | 0.60305 | 0.60305 | 0.60305 | -0.25676 | -0.25676 | -0.25676 | -0.25676 | -0.25676 | -0.25676 | -0.25676 | -0.25676 | -0.25676 | -0.25676 | -0.25676 | -0.25676 | -0.25676 | -0.25676 | -0.25676 | -0.25676 | -0.25676 | -0.25676 | -0.25676 | -0.25676 | -0.25676 | -0.25676 | -0.25676 | -0.85981 | -0.85981 | -0.85981 | -0.85981 | -0.85981 | -0.85981 | -0.85981 | -0.85981 | -0.85981 | -0.85981 | -0.85981 | -0.85981 | 35 |  |  | 2.0853
Culloden Pt Conversion to 33 kV | 2030 |  |  | 0 | 0 | 0 | 0.36233 | 0.36233 | 0.36233 | 0.36233 | 0.36233 | 0.36233 | 0.36233 | 0.36233 | 0.36233 | 0.36233 | 0.36233 | -0.13922 | -0.13922 | -0.13922 | -0.13922 | -0.13922 | -0.13922 | -0.13922 | -0.13922 | -0.13922 | -0.13922 | -0.13922 | -0.13922 | -0.13922 | -0.13922 | -0.13922 | -0.13922 | -0.13922 | -0.13922 | -0.13922 | -0.13922 | -0.13922 | -0.13922 | -0.13922 | -0.13922 | -0.50156 | -0.50156 | -0.50156 | -0.50156 | -0.50156 | -0.50156 | -0.50156 | -0.50156 | -0.50156 | -0.50156 | -0.50156 | 35 |  |  | 1.1012
Area II Projects: | [53 empty] | 33
Bridgehampton - Buell New 69 kV UG Cable | 2020 |  | 33.2 | 0 | 0 | 0 | 0 | 4.4251 | 4.4251 | 4.4251 | 4.4251 | 4.4251 | 4.4251 | 4.4251 | 4.4251 | 4.4251 | 4.4251 | 4.4251 | 4.4251 | 4.4251 | 4.4251 | 4.4251 | 4.4251 | 4.4251 | 4.4251 | 4.4251 | 4.4251 | 4.4251 | 4.4251 | 4.4251 | 4.4251 | 4.4251 | 4.4251 | 4.4251 | 4.4251 | 4.4251 | 4.4251 | 4.4251 | 4.4251 | 4.4251 | 4.4251 | 4.4251 | [10 empty] | 35 |  | 54.9758
No Deferral |  |  | 33.2 |  | 0 | 0 | 0 | 4.4251 | 4.4251 | 4.4251 | 4.4251 | 4.4251 | 4.4251 | 4.4251 | 4.4251 | 4.4251 | 4.4251 | 4.4251 | 4.4251 | 4.4251 | 4.4251 | 4.4251 | 4.4251 | 4.4251 | 4.4251 | 4.4251 | 4.4251 | 4.4251 | 4.4251 | 4.4251 | 4.4251 | 4.4251 | 4.4251 | 4.4251 | 4.4251 | 4.4251 | 4.4251 | 4.4251 | 4.4251 | 4.4251 | 4.4251 | 4.4251 | [10 empty] | 35 |  | 54.9758
Bridgehampton - Buell New 69 kV UG Cable | 2026 |  | 33.2 | [10 empty] | 5.2839 | 5.2839 | 5.2839 | 5.2839 | 5.2839 | 5.2839 | 5.2839 | 5.2839 | 5.2839 | 5.2839 | 5.2839 | 5.2839 | 5.2839 | 5.2839 | 5.2839 | 5.2839 | 5.2839 | 5.2839 | 5.2839 | 5.2839 | 5.2839 | 5.2839 | 5.2839 | 5.2839 | 5.2839 | 5.2839 | 5.2839 | 5.2839 | 5.2839 | 5.2839 | 5.2839 | 5.2839 | 5.2839 | 5.2839 | 5.2839 |  |  |  |  | 35 |  | 47.608 | 7.3678 | 7.3678 | 153495.4058 | 157486.2864
Deferral to Indicated Year |  |  | 33.2 | [6 empty] | 0 | 0 | 0 | 0 | 5.2839 | 5.2839 | 5.2839 | 5.2839 | 5.2839 | 5.2839 | 5.2839 | 5.2839 | 5.2839 | 5.2839 | 5.2839 | 5.2839 | 5.2839 | 5.2839 | 5.2839 | 5.2839 | 5.2839 | 5.2839 | 5.2839 | 5.2839 | 5.2839 | 5.2839 | 5.2839 | 5.2839 | 5.2839 | 5.2839 | 5.2839 | 5.2839 | 5.2839 | 5.2839 | 5.2839 | 5.2839 | 5.2839 | 5.2839 | 5.2839 |  |  |  |  | 35 |  | 47.608 | 7.3678 | 7.3678 | 153495.4058 | 157486.2864 | =Area II Portion
[59 empty] | 1106552.4274 | =Area II+III Portions
Annual Avoided Costs for Deferral to Indicated Year:
Bridgehampton - Buell New 69 kV UG Cable | 2026 |  |  | 0 | 0 | 0 | 0 | 4.4251 | 4.4251 | 4.4251 | 4.4251 | 4.4251 | 4.4251 | -0.85871 | -0.85871 | -0.85871 | -0.85871 | -0.85871 | -0.85871 | -0.85871 | -0.85871 | -0.85871 | -0.85871 | -0.85871 | -0.85871 | -0.85871 | -0.85871 | -0.85871 | -0.85871 | -0.85871 | -0.85871 | -0.85871 | -0.85871 | -0.85871 | -0.85871 | -0.85871 | -0.85871 | -0.85871 | -0.85871 | -0.85871 | -0.85871 | -0.85871 | -5.2839 | -5.2839 | -5.2839 | -5.2839 | -5.2839 | -5.2839 |  |  |  |  | 35 |  |  | 7.3678
0
Area III Projects: | [52 empty] | 0 | 15
New Canal - Southampton Cable | 2017 |  | 37.6 | 0 | 4.5863 | 4.5863 | 4.5863 | 4.5863 | 4.5863 | 4.5863 | 4.5863 | 4.5863 | 4.5863 | 4.5863 | 4.5863 | 4.5863 | 4.5863 | 4.5863 | 4.5863 | 4.5863 | 4.5863 | 4.5863 | 4.5863 | 4.5863 | 4.5863 | 4.5863 | 4.5863 | 4.5863 | 4.5863 | 4.5863 | 4.5863 | 4.5863 | 4.5863 | 4.5863 | 4.5863 | 4.5863 | 4.5863 | 4.5863 | 4.5863 | [13 empty] | 35 |  | 66.9063
Upgrade Wildwood - Riverhead to 138 kV | 2017 |  | 7.7 | 0 | 0.93922 | 0.93922 | 0.93922 | 0.93922 | 0.93922 | 0.93922 | 0.93922 | 0.93922 | 0.93922 | 0.93922 | 0.93922 | 0.93922 | 0.93922 | 0.93922 | 0.93922 | 0.93922 | 0.93922 | 0.93922 | 0.93922 | 0.93922 | 0.93922 | 0.93922 | 0.93922 | 0.93922 | 0.93922 | 0.93922 | 0.93922 | 0.93922 | 0.93922 | 0.93922 | 0.93922 | 0.93922 | 0.93922 | 0.93922 | 0.93922 | [13 empty] | 35 |  | 13.7016
Riverhead Canal 2nd Line and Bank | 2017 |  | 136.8 | 0 | 16.6864 | 16.6864 | 16.6864 | 16.6864 | 16.6864 | 16.6864 | 16.6864 | 16.6864 | 16.6864 | 16.6864 | 16.6864 | 16.6864 | 16.6864 | 16.6864 | 16.6864 | 16.6864 | 16.6864 | 16.6864 | 16.6864 | 16.6864 | 16.6864 | 16.6864 | 16.6864 | 16.6864 | 16.6864 | 16.6864 | 16.6864 | 16.6864 | 16.6864 | 16.6864 | 16.6864 | 16.6864 | 16.6864 | 16.6864 | 16.6864 | [13 empty] | 35 |  | 243.4251
Canal - Wainscott New 138 kV UG Cable | 2022 |  | 275.5 | 0 | 0 | 0 | 0 | 0 | 0 | 38.957 | 38.957 | 38.957 | 38.957 | 38.957 | 38.957 | 38.957 | 38.957 | 38.957 | 38.957 | 38.957 | 38.957 | 38.957 | 38.957 | 38.957 | 38.957 | 38.957 | 38.957 | 38.957 | 38.957 | 38.957 | 38.957 | 38.957 | 38.957 | 38.957 | 38.957 | 38.957 | 38.957 | 38.957 | 38.957 | 38.957 | 38.957 | 38.957 | 38.957 | 38.957 | [8 empty] | 35 |  | 434.8353
No Deferral |  |  | 457.6 |  | 22.212 | 22.212 | 22.212 | 22.212 | 22.212 | 61.169 | 61.169 | 61.169 | 61.169 | 61.169 | 61.169 | 61.169 | 61.169 | 61.169 | 61.169 | 61.169 | 61.169 | 61.169 | 61.169 | 61.169 | 61.169 | 61.169 | 61.169 | 61.169 | 61.169 | 61.169 | 61.169 | 61.169 | 61.169 | 61.169 | 61.169 | 61.169 | 61.169 | 61.169 | 61.169 | 38.957 | 38.957 | 38.957 | 38.957 | 38.957 | [10 empty] | 758.8683
New Canal - Southampton Cable | 2023 |  | 37.6 | [7 empty] | 5.4763 | 5.4763 | 5.4763 | 5.4763 | 5.4763 | 5.4763 | 5.4763 | 5.4763 | 5.4763 | 5.4763 | 5.4763 | 5.4763 | 5.4763 | 5.4763 | 5.4763 | 5.4763 | 5.4763 | 5.4763 | 5.4763 | 5.4763 | 5.4763 | 5.4763 | 5.4763 | 5.4763 | 5.4763 | 5.4763 | 5.4763 | 5.4763 | 5.4763 | 5.4763 | 5.4763 | 5.4763 | 5.4763 | 5.4763 | 5.4763 | [7 empty] | 35 |  | 57.9396 | 8.9667 | 0 | 0 | 0
Upgrade Wildwood - Riverhead to 138 kV | 2022 |  | 7.7 | [6 empty] | 1.0888 | 1.0888 | 1.0888 | 1.0888 | 1.0888 | 1.0888 | 1.0888 | 1.0888 | 1.0888 | 1.0888 | 1.0888 | 1.0888 | 1.0888 | 1.0888 | 1.0888 | 1.0888 | 1.0888 | 1.0888 | 1.0888 | 1.0888 | 1.0888 | 1.0888 | 1.0888 | 1.0888 | 1.0888 | 1.0888 | 1.0888 | 1.0888 | 1.0888 | 1.0888 | 1.0888 | 1.0888 | 1.0888 | 1.0888 | 1.0888 | [8 empty] | 35 |  | 12.1533 | 1.5483 | 0 | 0 | 0
Riverhead Canal 2nd Line and Bank | 2023 |  | 136.8 | [7 empty] | 19.9245 | 19.9245 | 19.9245 | 19.9245 | 19.9245 | 19.9245 | 19.9245 | 19.9245 | 19.9245 | 19.9245 | 19.9245 | 19.9245 | 19.9245 | 19.9245 | 19.9245 | 19.9245 | 19.9245 | 19.9245 | 19.9245 | 19.9245 | 19.9245 | 19.9245 | 19.9245 | 19.9245 | 19.9245 | 19.9245 | 19.9245 | 19.9245 | 19.9245 | 19.9245 | 19.9245 | 19.9245 | 19.9245 | 19.9245 | 19.9245 | [7 empty] | 35 |  | 210.8017 | 32.6235 | 0 | 0 | 0
Canal - Wainscott New 138 kV UG Cable | 2028 |  | 275.5 | [12 empty] | 46.5167 | 46.5167 | 46.5167 | 46.5167 | 46.5167 | 46.5167 | 46.5167 | 46.5167 | 46.5167 | 46.5167 | 46.5167 | 46.5167 | 46.5167 | 46.5167 | 46.5167 | 46.5167 | 46.5167 | 46.5167 | 46.5167 | 46.5167 | 46.5167 | 46.5167 | 46.5167 | 46.5167 | 46.5167 | 46.5167 | 46.5167 | 46.5167 | 46.5167 | 46.5167 | 46.5167 | 46.5167 | 46.5167 | 46.5167 | 46.5167 |  |  | 35 |  | 376.5593 | 58.276 | 58.276 | 925015.732 | 949066.141
Deferral to Indicated Year |  |  | 457.6 | [6 empty] | 1.0888 | 26.4896 | 26.4896 | 26.4896 | 26.4896 | 26.4896 | 73.0063 | 73.0063 | 73.0063 | 73.0063 | 73.0063 | 73.0063 | 73.0063 | 73.0063 | 73.0063 | 73.0063 | 73.0063 | 73.0063 | 73.0063 | 73.0063 | 73.0063 | 73.0063 | 73.0063 | 73.0063 | 73.0063 | 73.0063 | 73.0063 | 73.0063 | 73.0063 | 73.0063 | 73.0063 | 73.0063 | 73.0063 | 73.0063 | 73.0063 | 71.9175 | 46.5167 | 46.5167 | 46.5167 | 46.5167 | 46.5167 |  |  | 41 |  | 657.4539 | 101.4144 | 58.276 | 925015.732 | 949066.141 | =Area III Portion
[59 empty] | 949066.141 | =Area III Portion
Annual Avoided Costs for Deferral to Indicated Year:
New Canal - Southampton Cable | 2023 |  |  | 0 | 4.5863 | 4.5863 | 4.5863 | 4.5863 | 4.5863 | 4.5863 | -0.88999 | -0.88999 | -0.88999 | -0.88999 | -0.88999 | -0.88999 | -0.88999 | -0.88999 | -0.88999 | -0.88999 | -0.88999 | -0.88999 | -0.88999 | -0.88999 | -0.88999 | -0.88999 | -0.88999 | -0.88999 | -0.88999 | -0.88999 | -0.88999 | -0.88999 | -0.88999 | -0.88999 | -0.88999 | -0.88999 | -0.88999 | -0.88999 | -0.88999 | -5.4763 | -5.4763 | -5.4763 | -5.4763 | -5.4763 | -5.4763 | 0 | 0 | 0 | 0 | 0 |  |  | 35 |  |  | 8.9667
Upgrade Wildwood - Riverhead to 138 kV | 2022 |  |  | 0 | 0.93922 | 0.93922 | 0.93922 | 0.93922 | 0.93922 | -0.14959 | -0.14959 | -0.14959 | -0.14959 | -0.14959 | -0.14959 | -0.14959 | -0.14959 | -0.14959 | -0.14959 | -0.14959 | -0.14959 | -0.14959 | -0.14959 | -0.14959 | -0.14959 | -0.14959 | -0.14959 | -0.14959 | -0.14959 | -0.14959 | -0.14959 | -0.14959 | -0.14959 | -0.14959 | -0.14959 | -0.14959 | -0.14959 | -0.14959 | -0.14959 | -1.0888 | -1.0888 | -1.0888 | -1.0888 | -1.0888 | 0 | 0 | 0 | 0 | 0 | 0 |  |  | 35 |  |  | 1.5483
Riverhead Canal 2nd Line and Bank | 2023 |  |  | 0 | 16.6864 | 16.6864 | 16.6864 | 16.6864 | 16.6864 | 16.6864 | -3.238 | -3.238 | -3.238 | -3.238 | -3.238 | -3.238 | -3.238 | -3.238 | -3.238 | -3.238 | -3.238 | -3.238 | -3.238 | -3.238 | -3.238 | -3.238 | -3.238 | -3.238 | -3.238 | -3.238 | -3.238 | -3.238 | -3.238 | -3.238 | -3.238 | -3.238 | -3.238 | -3.238 | -3.238 | -19.9245 | -19.9245 | -19.9245 | -19.9245 | -19.9245 | -19.9245 | 0 | 0 | 0 | 0 | 0 |  |  | 35 |  |  | 32.6235
Canal - Wainscott New 138 kV UG Cable | 2028 |  |  | 0 | 0 | 0 | 0 | 0 | 0 | 38.957 | 38.957 | 38.957 | 38.957 | 38.957 | 38.957 | -7.5597 | -7.5597 | -7.5597 | -7.5597 | -7.5597 | -7.5597 | -7.5597 | -7.5597 | -7.5597 | -7.5597 | -7.5597 | -7.5597 | -7.5597 | -7.5597 | -7.5597 | -7.5597 | -7.5597 | -7.5597 | -7.5597 | -7.5597 | -7.5597 | -7.5597 | -7.5597 | -7.5597 | -7.5597 | -7.5597 | -7.5597 | -7.5597 | -7.5597 | -46.5167 | -46.5167 | -46.5167 | -46.5167 | -46.5167 | -46.5167 | [5 empty] | 58.276
Total - All Areas (No Deferrals,$Millions) |  |  | 513.3 |  | 24.0294 | 24.6325 | 24.9948 | 29.42 | 29.42 | 68.377 | 68.377 | 68.377 | 68.377 | 68.377 | 68.377 | 68.377 | 68.377 | 68.377 | 68.377 | 68.377 | 68.377 | 68.377 | 68.377 | 68.377 | 68.377 | 68.377 | 68.377 | 68.377 | 68.377 | 68.377 | 68.377 | 68.377 | 68.377 | 68.377 | 68.377 | 68.377 | 68.377 | 68.377 | 68.377 | 44.3475 | 43.7445 | 43.3821 | 38.957 | 38.957 | 0 | 0 | 0 | 0 | 0 | 0 | 0 | 0 |  | 63 | 853.4454 | 119.0703 | = max. total avoided cost in portfolio
Annual Avoided Costs for Deferrals - Area 1 Proposal: (see note*) | Deferral Year |  |  | 2016 | 2017 | 2018 | 2019 | 2020 | 2021 | 2022 | 2023 | 2024 | 2025 | 2026 | 2027 | 2028 | 2029 | 2030 | 2031 | 2032 | 2033 | 2034 | 2035 | 2036 | 2037 | 2038 | 2039 | 2040 | 2041 | 2042 | 2043 | 2044 | 2045 | 2046 | 2047 | 2048 | 2049 | 2050 | 2051 | 2052 | 2053 | 2054 | 2055 | 2056 | 2057 | 2058 | 2059 | 2060 | 2061 | 2062 | 2063 | 2064 |  |  | Differential NPV $M |  | Differential NPV $M (adjusted for COD of Selected Project) | Differntial NPV $/MW | NPV of Transmission Avoided Costs for Selected Project
Area I Projects:
Amagansett Conversion 33 kV | 2030 |  |  | 0 | 0.97582 | 0.97582 | 0.97582 | 0.97582 | 0.97582 | 0.97582 | 0.97582 | 0.97582 | 0.97582 | 0.97582 | 0.97582 | 0.97582 | 0.97582 | -0.4572 | -0.4572 | -0.4572 | -0.4572 | -0.4572 | -0.4572 | -0.4572 | -0.4572 | -0.4572 | -0.4572 | -0.4572 | -0.4572 | -0.4572 | -0.4572 | -0.4572 | -0.4572 | -0.4572 | -0.4572 | -0.4572 | -0.4572 | -0.4572 | -0.4572 | -1.433 | -1.433 | -1.433 | -1.433 | -1.433 | -1.433 | -1.433 | -1.433 | -1.433 | -1.433 | -1.433 | -1.433 | -1.433 |  |  | 3.8129 |  | 0 | 0 | 0
East Hampton Conversion 33 kV | 2030 |  |  | 0 | 0.39033 | 0.39033 | 0.39033 | 0.39033 | 0.39033 | 0.39033 | 0.39033 | 0.39033 | 0.39033 | 0.39033 | 0.39033 | 0.39033 | 0.39033 | -0.18288 | -0.18288 | -0.18288 | -0.18288 | -0.18288 | -0.18288 | -0.18288 | -0.18288 | -0.18288 | -0.18288 | -0.18288 | -0.18288 | -0.18288 | -0.18288 | -0.18288 | -0.18288 | -0.18288 | -0.18288 | -0.18288 | -0.18288 | -0.18288 | -0.18288 | -0.57321 | -0.57321 | -0.57321 | -0.57321 | -0.57321 | -0.57321 | -0.57321 | -0.57321 | -0.57321 | -0.57321 | -0.57321 | -0.57321 | -0.57321 |  |  | 1.5252 |  | 0 | 0 | 0
Buell Conversion 33 kV | 2030 |  |  | 0 | 0.45131 | 0.45131 | 0.45131 | 0.45131 | 0.45131 | 0.45131 | 0.45131 | 0.45131 | 0.45131 | 0.45131 | 0.45131 | 0.45131 | 0.45131 | -0.21146 | -0.21146 | -0.21146 | -0.21146 | -0.21146 | -0.21146 | -0.21146 | -0.21146 | -0.21146 | -0.21146 | -0.21146 | -0.21146 | -0.21146 | -0.21146 | -0.21146 | -0.21146 | -0.21146 | -0.21146 | -0.21146 | -0.21146 | -0.21146 | -0.21146 | -0.66277 | -0.66277 | -0.66277 | -0.66277 | -0.66277 | -0.66277 | -0.66277 | -0.66277 | -0.66277 | -0.66277 | -0.66277 | -0.66277 | -0.66277 |  |  | 1.7635 |  | 0 | 0 | 0
Hither Hills Conversion to 33 kV | 2030 |  |  | 0 | 0 | 0.60305 | 0.60305 | 0.60305 | 0.60305 | 0.60305 | 0.60305 | 0.60305 | 0.60305 | 0.60305 | 0.60305 | 0.60305 | 0.60305 | -0.25676 | -0.25676 | -0.25676 | -0.25676 | -0.25676 | -0.25676 | -0.25676 | -0.25676 | -0.25676 | -0.25676 | -0.25676 | -0.25676 | -0.25676 | -0.25676 | -0.25676 | -0.25676 | -0.25676 | -0.25676 | -0.25676 | -0.25676 | -0.25676 | -0.25676 | -0.25676 | -0.85981 | -0.85981 | -0.85981 | -0.85981 | -0.85981 | -0.85981 | -0.85981 | -0.85981 | -0.85981 | -0.85981 | -0.85981 | -0.85981 |  |  | 2.0853 |  | 2.0853 | 139022.8879 | 142637.483
Culloden Pt Conversion to 33 kV | 2030 |  |  | 0 | 0 | 0 | 0.36233 | 0.36233 | 0.36233 | 0.36233 | 0.36233 | 0.36233 | 0.36233 | 0.36233 | 0.36233 | 0.36233 | 0.36233 | -0.13922 | -0.13922 | -0.13922 | -0.13922 | -0.13922 | -0.13922 | -0.13922 | -0.13922 | -0.13922 | -0.13922 | -0.13922 | -0.13922 | -0.13922 | -0.13922 | -0.13922 | -0.13922 | -0.13922 | -0.13922 | -0.13922 | -0.13922 | -0.13922 | -0.13922 | -0.13922 | -0.13922 | -0.50156 | -0.50156 | -0.50156 | -0.50156 | -0.50156 | -0.50156 | -0.50156 | -0.50156 | -0.50156 | -0.50156 | -0.50156 |  |  | 1.1012 |  | 1.1012 | 73412.135 | 75320.8505
[59 empty] | 217958.3335 | =Area I Portion
Area II Projects: | [58 empty] | 1324510.7609 | =Area I+II+III Portions
Bridgehampton - Buell New 69 kV UG Cable | 2026 |  |  | 0 | 0 | 0 | 0 | 4.4251 | 4.4251 | 4.4251 | 4.4251 | 4.4251 | 4.4251 | -0.85871 | -0.85871 | -0.85871 | -0.85871 | -0.85871 | -0.85871 | -0.85871 | -0.85871 | -0.85871 | -0.85871 | -0.85871 | -0.85871 | -0.85871 | -0.85871 | -0.85871 | -0.85871 | -0.85871 | -0.85871 | -0.85871 | -0.85871 | -0.85871 | -0.85871 | -0.85871 | -0.85871 | -0.85871 | -0.85871 | -0.85871 | -0.85871 | -0.85871 | -5.2839 | -5.2839 | -5.2839 | -5.2839 | -5.2839 | -5.2839 | 0 | 0 | 0 | 0 |  |  | 7.3678 |  | 7.3678 | 153495.4058 | 157486.2864
[59 empty] | 157486.2864 | =Area II Portion
Area III Projects: | [58 empty] | 1106552.4274 | =Area II+III Portions
New Canal - Southampton Cable | 2023 |  |  | 0 | 4.5863 | 4.5863 | 4.5863 | 4.5863 | 4.5863 | 4.5863 | -0.88999 | -0.88999 | -0.88999 | -0.88999 | -0.88999 | -0.88999 | -0.88999 | -0.88999 | -0.88999 | -0.88999 | -0.88999 | -0.88999 | -0.88999 | -0.88999 | -0.88999 | -0.88999 | -0.88999 | -0.88999 | -0.88999 | -0.88999 | -0.88999 | -0.88999 | -0.88999 | -0.88999 | -0.88999 | -0.88999 | -0.88999 | -0.88999 | -0.88999 | -5.4763 | -5.4763 | -5.4763 | -5.4763 | -5.4763 | -5.4763 | 0 | 0 | 0 | 0 | 0 | 0 | 0 |  |  | 8.9667 |  | 0 | 0 | 0
Upgrade Wildwood - Riverhead to 138 kV | 2022 |  |  | 0 | 0.93922 | 0.93922 | 0.93922 | 0.93922 | 0.93922 | -0.14959 | -0.14959 | -0.14959 | -0.14959 | -0.14959 | -0.14959 | -0.14959 | -0.14959 | -0.14959 | -0.14959 | -0.14959 | -0.14959 | -0.14959 | -0.14959 | -0.14959 | -0.14959 | -0.14959 | -0.14959 | -0.14959 | -0.14959 | -0.14959 | -0.14959 | -0.14959 | -0.14959 | -0.14959 | -0.14959 | -0.14959 | -0.14959 | -0.14959 | -0.14959 | -1.0888 | -1.0888 | -1.0888 | -1.0888 | -1.0888 | 0 | 0 | 0 | 0 | 0 | 0 | 0 | 0 |  |  | 1.5483 |  | 0 | 0 | 0
Riverhead Canal 2nd Line and Bank | 2023 |  |  | 0 | 16.6864 | 16.6864 | 16.6864 | 16.6864 | 16.6864 | 16.6864 | -3.238 | -3.238 | -3.238 | -3.238 | -3.238 | -3.238 | -3.238 | -3.238 | -3.238 | -3.238 | -3.238 | -3.238 | -3.238 | -3.238 | -3.238 | -3.238 | -3.238 | -3.238 | -3.238 | -3.238 | -3.238 | -3.238 | -3.238 | -3.238 | -3.238 | -3.238 | -3.238 | -3.238 | -3.238 | -19.9245 | -19.9245 | -19.9245 | -19.9245 | -19.9245 | -19.9245 | 0 | 0 | 0 | 0 | 0 | 0 | 0 |  |  | 32.6235 |  | 0 | 0 | 0
Canal - Wainscott New 138 kV UG Cable | 2028 |  |  | 0 | 0 | 0 | 0 | 0 | 0 | 38.957 | 38.957 | 38.957 | 38.957 | 38.957 | 38.957 | -7.5597 | -7.5597 | -7.5597 | -7.5597 | -7.5597 | -7.5597 | -7.5597 | -7.5597 | -7.5597 | -7.5597 | -7.5597 | -7.5597 | -7.5597 | -7.5597 | -7.5597 | -7.5597 | -7.5597 | -7.5597 | -7.5597 | -7.5597 | -7.5597 | -7.5597 | -7.5597 | -7.5597 | -7.5597 | -7.5597 | -7.5597 | -7.5597 | -7.5597 | -46.5167 | -46.5167 | -46.5167 | -46.5167 | -46.5167 | -46.5167 | 0 | 0 |  |  | 58.276 |  | 58.276 | 925015.732 | 949066.141
[59 empty] | 949066.141 | =Area III Portion
Total - Area 1 Proposal, $Millions (unadjusted) |  |  |  | 0 | 0 | 0.60305 | 0.96539 | 5.3905 | 5.3905 | 44.3475 | 44.3475 | 44.3475 | 44.3475 | 39.0637 | 39.0637 | -7.453 | -7.453 | -8.8144 | -8.8144 | -8.8144 | -8.8144 | -8.8144 | -8.8144 | -8.8144 | -8.8144 | -8.8144 | -8.8144 | -8.8144 | -8.8144 | -8.8144 | -8.8144 | -8.8144 | -8.8144 | -8.8144 | -8.8144 | -8.8144 | -8.8144 | -8.8144 | -8.8144 | -8.8144 | -9.4174 | -9.7798 | -14.2049 | -14.2049 | -53.1619 | -53.1619 | -53.1619 | -53.1619 | -47.878 | -47.878 | -1.3614 | -1.3614 |  |  | 68.8303 |  |  | 1290946.1608 | 1324510.7609
$/MW-yr |  |  |  | 0 | 0 | 40203.5861 | 64359.2408 | 156549.7282 | 156549.7282 | 774914.5398 | 774914.5398 | 774914.5398 | 774914.5398 | 664834.2766 | 664834.2766 | -73525.6468 | -73525.6468 | -164283.4228 | -164283.4228 | -164283.4228 | -164283.4228 | -164283.4228 | -164283.4228 | -164283.4228 | -164283.4228 | -164283.4228 | -164283.4228 | -164283.4228 | -164283.4228 | -164283.4228 | -164283.4228 | -164283.4228 | -164283.4228 | -164283.4228 | -164283.4228 | -164283.4228 | -164283.4228 | -164283.4228 | -164283.4228 | -164283.4228 | -204487.0089 | -228642.6636 | -320833.151 | -320833.151 | -939197.9626 | -939197.9626 | -939197.9626 | -939197.9626 | -829117.6994 | -829117.6994 | -90757.776 | -90757.776
$Millions (adjusted) |  |  |  | 0 | 0 | 0.041249 | 0.066033 | 0.16062 | 0.16062 | 0.79506 | 0.79506 | 0.79506 | 0.79506 | 0.68212 | 0.68212 | -0.075437 | -0.075437 | -0.16855 | -0.16855 | -0.16855 | -0.16855 | -0.16855 | -0.16855 | -0.16855 | -0.16855 | -0.16855 | -0.16855 | -0.16855 | -0.16855 | -0.16855 | -0.16855 | -0.16855 | -0.16855 | -0.16855 | -0.16855 | -0.16855 | -0.16855 | -0.16855 | -0.16855 | -0.16855 | -0.2098 | -0.23459 | -0.32917 | -0.32917 | -0.96362 | -0.96362 | -0.96362 | -0.96362 | -0.85067 | -0.85067 | -0.093117 | -0.093117 |  |  | 1324.5108
Annual Avoided Costs for Deferrals - Area 2 Proposal: (see note*) | Deferral Year |  |  | 2016 | 2017 | 2018 | 2019 | 2020 | 2021 | 2022 | 2023 | 2024 | 2025 | 2026 | 2027 | 2028 | 2029 | 2030 | 2031 | 2032 | 2033 | 2034 | 2035 | 2036 | 2037 | 2038 | 2039 | 2040 | 2041 | 2042 | 2043 | 2044 | 2045 | 2046 | 2047 | 2048 | 2049 | 2050 | 2051 | 2052 | 2053 | 2054 | 2055 | 2056 | 2057 | 2058 | 2059 | 2060 | 2061 | 2062 | 2063 | 2064 |  |  | Differential NPV $M |  | Differential NPV $M (adjusted for COD of Selected Project) | Differntial NPV $/MW | NPV of Transmission Avoided Costs for Selected Project
Area I Projects:
Amagansett Conversion 33 kV | 2030 |  |  | 0 | 0 | 0 | 0 | 0 | 0 | 0 | 0 | 0 | 0 | 0 | 0 | 0 | 0 | 0 | 0 | 0 | 0 | 0 | 0 | 0 | 0 | 0 | 0 | 0 | 0 | 0 | 0 | 0 | 0 | 0 | 0 | 0 | 0 | 0 | 0 | 0 | 0 | 0 | 0 | 0 | 0 | 0 | 0 | 0 | 0 | 0 | 0 | 0 |  |  | 0 |  | 0 | 0 | 0
East Hampton Conversion 33 kV | 2030 |  |  | 0 | 0 | 0 | 0 | 0 | 0 | 0 | 0 | 0 | 0 | 0 | 0 | 0 | 0 | 0 | 0 | 0 | 0 | 0 | 0 | 0 | 0 | 0 | 0 | 0 | 0 | 0 | 0 | 0 | 0 | 0 | 0 | 0 | 0 | 0 | 0 | 0 | 0 | 0 | 0 | 0 | 0 | 0 | 0 | 0 | 0 | 0 | 0 | 0 |  |  | 0 |  | 0 | 0 | 0
Buell Conversion 33 kV | 2030 |  |  | 0 | 0 | 0 | 0 | 0 | 0 | 0 | 0 | 0 | 0 | 0 | 0 | 0 | 0 | 0 | 0 | 0 | 0 | 0 | 0 | 0 | 0 | 0 | 0 | 0 | 0 | 0 | 0 | 0 | 0 | 0 | 0 | 0 | 0 | 0 | 0 | 0 | 0 | 0 | 0 | 0 | 0 | 0 | 0 | 0 | 0 | 0 | 0 | 0 |  |  | 0 |  | 0 | 0 | 0
Hither Hills Conversion to 33 kV | 2030 |  |  | 0 | 0 | 0 | 0 | 0 | 0 | 0 | 0 | 0 | 0 | 0 | 0 | 0 | 0 | 0 | 0 | 0 | 0 | 0 | 0 | 0 | 0 | 0 | 0 | 0 | 0 | 0 | 0 | 0 | 0 | 0 | 0 | 0 | 0 | 0 | 0 | 0 | 0 | 0 | 0 | 0 | 0 | 0 | 0 | 0 | 0 | 0 | 0 | 0 |  |  | 0 |  | 0 | 0 | 0
Culloden Pt Conversion to 33 kV | 2030 |  |  | 0 | 0 | 0 | 0 | 0 | 0 | 0 | 0 | 0 | 0 | 0 | 0 | 0 | 0 | 0 | 0 | 0 | 0 | 0 | 0 | 0 | 0 | 0 | 0 | 0 | 0 | 0 | 0 | 0 | 0 | 0 | 0 | 0 | 0 | 0 | 0 | 0 | 0 | 0 | 0 | 0 | 0 | 0 | 0 | 0 | 0 | 0 | 0 | 0 |  |  | 0 |  | 0 | 0 | 0
[59 empty] | 0 | =Area I Portion
Area II Projects: | [58 empty] | 0 | =Area I+II+III Portions
Bridgehampton - Buell New 69 kV UG Cable | 2026 |  |  | 0 | 0 | 0 | 0 | 4.4251 | 4.4251 | 4.4251 | 4.4251 | 4.4251 | 4.4251 | -0.85871 | -0.85871 | -0.85871 | -0.85871 | -0.85871 | -0.85871 | -0.85871 | -0.85871 | -0.85871 | -0.85871 | -0.85871 | -0.85871 | -0.85871 | -0.85871 | -0.85871 | -0.85871 | -0.85871 | -0.85871 | -0.85871 | -0.85871 | -0.85871 | -0.85871 | -0.85871 | -0.85871 | -0.85871 | -0.85871 | -0.85871 | -0.85871 | -0.85871 | -5.2839 | -5.2839 | -5.2839 | -5.2839 | -5.2839 | -5.2839 | 0 | 0 | 0 | 0 |  |  | 7.3678 |  | 7.3678 | 153495.4058 | 0
[59 empty] | 0 | =Area II Portion
Area III Projects: | [58 empty] | 0 | =Area II+III Portions
New Canal - Southampton Cable | 2023 |  |  | 0 | 4.5863 | 4.5863 | 4.5863 | 4.5863 | 4.5863 | 4.5863 | -0.88999 | -0.88999 | -0.88999 | -0.88999 | -0.88999 | -0.88999 | -0.88999 | -0.88999 | -0.88999 | -0.88999 | -0.88999 | -0.88999 | -0.88999 | -0.88999 | -0.88999 | -0.88999 | -0.88999 | -0.88999 | -0.88999 | -0.88999 | -0.88999 | -0.88999 | -0.88999 | -0.88999 | -0.88999 | -0.88999 | -0.88999 | -0.88999 | -0.88999 | -5.4763 | -5.4763 | -5.4763 | -5.4763 | -5.4763 | -5.4763 | 0 | 0 | 0 | 0 | 0 | 0 | 0 |  |  | 8.9667 |  | 0 | 0 | 0
Upgrade Wildwood - Riverhead to 138 kV | 2022 |  |  | 0 | 0.93922 | 0.93922 | 0.93922 | 0.93922 | 0.93922 | -0.14959 | -0.14959 | -0.14959 | -0.14959 | -0.14959 | -0.14959 | -0.14959 | -0.14959 | -0.14959 | -0.14959 | -0.14959 | -0.14959 | -0.14959 | -0.14959 | -0.14959 | -0.14959 | -0.14959 | -0.14959 | -0.14959 | -0.14959 | -0.14959 | -0.14959 | -0.14959 | -0.14959 | -0.14959 | -0.14959 | -0.14959 | -0.14959 | -0.14959 | -0.14959 | -1.0888 | -1.0888 | -1.0888 | -1.0888 | -1.0888 | 0 | 0 | 0 | 0 | 0 | 0 | 0 | 0 |  |  | 1.5483 |  | 0 | 0 | 0
Riverhead Canal 2nd Line and Bank | 2023 |  |  | 0 | 16.6864 | 16.6864 | 16.6864 | 16.6864 | 16.6864 | 16.6864 | -3.238 | -3.238 | -3.238 | -3.238 | -3.238 | -3.238 | -3.238 | -3.238 | -3.238 | -3.238 | -3.238 | -3.238 | -3.238 | -3.238 | -3.238 | -3.238 | -3.238 | -3.238 | -3.238 | -3.238 | -3.238 | -3.238 | -3.238 | -3.238 | -3.238 | -3.238 | -3.238 | -3.238 | -3.238 | -19.9245 | -19.9245 | -19.9245 | -19.9245 | -19.9245 | -19.9245 | 0 | 0 | 0 | 0 | 0 | 0 | 0 |  |  | 32.6235 |  | 0 | 0 | 0
Canal - Wainscott New 138 kV UG Cable | 2028 |  |  | 0 | 0 | 0 | 0 | 0 | 0 | 38.957 | 38.957 | 38.957 | 38.957 | 38.957 | 38.957 | -7.5597 | -7.5597 | -7.5597 | -7.5597 | -7.5597 | -7.5597 | -7.5597 | -7.5597 | -7.5597 | -7.5597 | -7.5597 | -7.5597 | -7.5597 | -7.5597 | -7.5597 | -7.5597 | -7.5597 | -7.5597 | -7.5597 | -7.5597 | -7.5597 | -7.5597 | -7.5597 | -7.5597 | -7.5597 | -7.5597 | -7.5597 | -7.5597 | -7.5597 | -46.5167 | -46.5167 | -46.5167 | -46.5167 | -46.5167 | -46.5167 | 0 | 0 |  |  | 58.276 |  | 58.276 | 925015.732 | 0
[59 empty] | 0 | =Area III Portion
Total - Area 2 Proposal, $Millions (unadjusted) |  |  |  | 0 | 0 | 0 | 0 | 4.4251 | 4.4251 | 43.3821 | 43.3821 | 43.3821 | 43.3821 | 38.0983 | 38.0983 | -8.4184 | -8.4184 | -8.4184 | -8.4184 | -8.4184 | -8.4184 | -8.4184 | -8.4184 | -8.4184 | -8.4184 | -8.4184 | -8.4184 | -8.4184 | -8.4184 | -8.4184 | -8.4184 | -8.4184 | -8.4184 | -8.4184 | -8.4184 | -8.4184 | -8.4184 | -8.4184 | -8.4184 | -8.4184 | -8.4184 | -8.4184 | -12.8435 | -12.8435 | -51.8005 | -51.8005 | -51.8005 | -51.8005 | -46.5167 | -46.5167 | 0 | 0 |  |  | 65.6438 |  |  | 1078511.1378 | 0
$/MW-yr |  |  |  | 0 | 0 | 0 | 0 | 92190.4874 | 92190.4874 | 710555.299 | 710555.299 | 710555.299 | 710555.299 | 600475.0358 | 600475.0358 | -137884.8876 | -137884.8876 | -137884.8876 | -137884.8876 | -137884.8876 | -137884.8876 | -137884.8876 | -137884.8876 | -137884.8876 | -137884.8876 | -137884.8876 | -137884.8876 | -137884.8876 | -137884.8876 | -137884.8876 | -137884.8876 | -137884.8876 | -137884.8876 | -137884.8876 | -137884.8876 | -137884.8876 | -137884.8876 | -137884.8876 | -137884.8876 | -137884.8876 | -137884.8876 | -137884.8876 | -230075.375 | -230075.375 | -848440.1866 | -848440.1866 | -848440.1866 | -848440.1866 | -738359.9234 | -738359.9234 | 0 | 0
$Millions (adjusted) |  |  |  | 0 | 0 | 0 | 0 | 0 | 0 | 0 | 0 | 0 | 0 | 0 | 0 | 0 | 0 | 0 | 0 | 0 | 0 | 0 | 0 | 0 | 0 | 0 | 0 | 0 | 0 | 0 | 0 | 0 | 0 | 0 | 0 | 0 | 0 | 0 | 0 | 0 | 0 | 0 | 0 | 0 | 0 | 0 | 0 | 0 | 0 | 0 | 0 | 0 |  |  | 0
Annual Avoided Costs for Deferrals - Area 3 Proposal: (see note*) | Deferral Year |  |  | 2016 | 2017 | 2018 | 2019 | 2020 | 2021 | 2022 | 2023 | 2024 | 2025 | 2026 | 2027 | 2028 | 2029 | 2030 | 2031 | 2032 | 2033 | 2034 | 2035 | 2036 | 2037 | 2038 | 2039 | 2040 | 2041 | 2042 | 2043 | 2044 | 2045 | 2046 | 2047 | 2048 | 2049 | 2050 | 2051 | 2052 | 2053 | 2054 | 2055 | 2056 | 2057 | 2058 | 2059 | 2060 | 2061 | 2062 | 2063 | 2064 |  |  | Differential NPV $M |  | Differential NPV $M (adjusted for COD of Selected Project) | Differntial NPV $/MW | NPV of Transmission Avoided Costs for Selected Project
Area I Projects:
Amagansett Conversion 33 kV | 2030 |  |  | 0 | 0 | 0 | 0 | 0 | 0 | 0 | 0 | 0 | 0 | 0 | 0 | 0 | 0 | 0 | 0 | 0 | 0 | 0 | 0 | 0 | 0 | 0 | 0 | 0 | 0 | 0 | 0 | 0 | 0 | 0 | 0 | 0 | 0 | 0 | 0 | 0 | 0 | 0 | 0 | 0 | 0 | 0 | 0 | 0 | 0 | 0 | 0 | 0 |  |  | 0 |  | 0 | 0 | 0
East Hampton Conversion 33 kV | 2030 |  |  | 0 | 0 | 0 | 0 | 0 | 0 | 0 | 0 | 0 | 0 | 0 | 0 | 0 | 0 | 0 | 0 | 0 | 0 | 0 | 0 | 0 | 0 | 0 | 0 | 0 | 0 | 0 | 0 | 0 | 0 | 0 | 0 | 0 | 0 | 0 | 0 | 0 | 0 | 0 | 0 | 0 | 0 | 0 | 0 | 0 | 0 | 0 | 0 | 0 |  |  | 0 |  | 0 | 0 | 0
Buell Conversion 33 kV | 2030 |  |  | 0 | 0 | 0 | 0 | 0 | 0 | 0 | 0 | 0 | 0 | 0 | 0 | 0 | 0 | 0 | 0 | 0 | 0 | 0 | 0 | 0 | 0 | 0 | 0 | 0 | 0 | 0 | 0 | 0 | 0 | 0 | 0 | 0 | 0 | 0 | 0 | 0 | 0 | 0 | 0 | 0 | 0 | 0 | 0 | 0 | 0 | 0 | 0 | 0 |  |  | 0 |  | 0 | 0 | 0
Hither Hills Conversion to 33 kV | 2030 |  |  | 0 | 0 | 0 | 0 | 0 | 0 | 0 | 0 | 0 | 0 | 0 | 0 | 0 | 0 | 0 | 0 | 0 | 0 | 0 | 0 | 0 | 0 | 0 | 0 | 0 | 0 | 0 | 0 | 0 | 0 | 0 | 0 | 0 | 0 | 0 | 0 | 0 | 0 | 0 | 0 | 0 | 0 | 0 | 0 | 0 | 0 | 0 | 0 | 0 |  |  | 0 |  | 0 | 0 | 0
Culloden Pt Conversion to 33 kV | 2030 |  |  | 0 | 0 | 0 | 0 | 0 | 0 | 0 | 0 | 0 | 0 | 0 | 0 | 0 | 0 | 0 | 0 | 0 | 0 | 0 | 0 | 0 | 0 | 0 | 0 | 0 | 0 | 0 | 0 | 0 | 0 | 0 | 0 | 0 | 0 | 0 | 0 | 0 | 0 | 0 | 0 | 0 | 0 | 0 | 0 | 0 | 0 | 0 | 0 | 0 |  |  | 0 |  | 0 | 0 | 0
[59 empty] | 0 | =Area I Portion
Area II Projects: | [58 empty] | 0 | =Area I+II+III Portions
Bridgehampton - Buell New 69 kV UG Cable | 2026 |  |  | 0 | 0 | 0 | 0 | 0 | 0 | 0 | 0 | 0 | 0 | 0 | 0 | 0 | 0 | 0 | 0 | 0 | 0 | 0 | 0 | 0 | 0 | 0 | 0 | 0 | 0 | 0 | 0 | 0 | 0 | 0 | 0 | 0 | 0 | 0 | 0 | 0 | 0 | 0 | 0 | 0 | 0 | 0 | 0 | 0 | 0 | 0 | 0 | 0 |  |  | 0 |  | 0 | 0 | 0
[59 empty] | 0 | =Area II Portion
Area III Projects: | [58 empty] | 0 | =Area II+III Portions
New Canal - Southampton Cable | 2023 |  |  | 0 | 4.5863 | 4.5863 | 4.5863 | 4.5863 | 4.5863 | 4.5863 | -0.88999 | -0.88999 | -0.88999 | -0.88999 | -0.88999 | -0.88999 | -0.88999 | -0.88999 | -0.88999 | -0.88999 | -0.88999 | -0.88999 | -0.88999 | -0.88999 | -0.88999 | -0.88999 | -0.88999 | -0.88999 | -0.88999 | -0.88999 | -0.88999 | -0.88999 | -0.88999 | -0.88999 | -0.88999 | -0.88999 | -0.88999 | -0.88999 | -0.88999 | -5.4763 | -5.4763 | -5.4763 | -5.4763 | -5.4763 | -5.4763 | 0 | 0 | 0 | 0 | 0 | 0 | 0 |  |  | 8.9667 |  | 0 | 0 | 0
Upgrade Wildwood - Riverhead to 138 kV | 2022 |  |  | 0 | 0.93922 | 0.93922 | 0.93922 | 0.93922 | 0.93922 | -0.14959 | -0.14959 | -0.14959 | -0.14959 | -0.14959 | -0.14959 | -0.14959 | -0.14959 | -0.14959 | -0.14959 | -0.14959 | -0.14959 | -0.14959 | -0.14959 | -0.14959 | -0.14959 | -0.14959 | -0.14959 | -0.14959 | -0.14959 | -0.14959 | -0.14959 | -0.14959 | -0.14959 | -0.14959 | -0.14959 | -0.14959 | -0.14959 | -0.14959 | -0.14959 | -1.0888 | -1.0888 | -1.0888 | -1.0888 | -1.0888 | 0 | 0 | 0 | 0 | 0 | 0 | 0 | 0 |  |  | 1.5483 |  | 0 | 0 | 0
Riverhead Canal 2nd Line and Bank | 2023 |  |  | 0 | 16.6864 | 16.6864 | 16.6864 | 16.6864 | 16.6864 | 16.6864 | -3.238 | -3.238 | -3.238 | -3.238 | -3.238 | -3.238 | -3.238 | -3.238 | -3.238 | -3.238 | -3.238 | -3.238 | -3.238 | -3.238 | -3.238 | -3.238 | -3.238 | -3.238 | -3.238 | -3.238 | -3.238 | -3.238 | -3.238 | -3.238 | -3.238 | -3.238 | -3.238 | -3.238 | -3.238 | -19.9245 | -19.9245 | -19.9245 | -19.9245 | -19.9245 | -19.9245 | 0 | 0 | 0 | 0 | 0 | 0 | 0 |  |  | 32.6235 |  | 0 | 0 | 0
Canal - Wainscott New 138 kV UG Cable | 2028 |  |  | 0 | 0 | 0 | 0 | 0 | 0 | 38.957 | 38.957 | 38.957 | 38.957 | 38.957 | 38.957 | -7.5597 | -7.5597 | -7.5597 | -7.5597 | -7.5597 | -7.5597 | -7.5597 | -7.5597 | -7.5597 | -7.5597 | -7.5597 | -7.5597 | -7.5597 | -7.5597 | -7.5597 | -7.5597 | -7.5597 | -7.5597 | -7.5597 | -7.5597 | -7.5597 | -7.5597 | -7.5597 | -7.5597 | -7.5597 | -7.5597 | -7.5597 | -7.5597 | -7.5597 | -46.5167 | -46.5167 | -46.5167 | -46.5167 | -46.5167 | -46.5167 | 0 | 0 |  |  | 58.276 |  | 58.276 | 925015.732 | 0
[59 empty] | 0 | =Area III Portion
Total - Area 3 Proposal, $Millions (unadjusted) |  |  |  | 0 | 22.212 | 22.212 | 22.212 | 22.212 | 22.212 | 60.0802 | 34.6794 | 34.6794 | 34.6794 | 34.6794 | 34.6794 | -11.8373 | -11.8373 | -11.8373 | -11.8373 | -11.8373 | -11.8373 | -11.8373 | -11.8373 | -11.8373 | -11.8373 | -11.8373 | -11.8373 | -11.8373 | -11.8373 | -11.8373 | -11.8373 | -11.8373 | -11.8373 | -11.8373 | -11.8373 | -11.8373 | -11.8373 | -11.8373 | -11.8373 | -34.0493 | -34.0493 | -34.0493 | -34.0493 | -34.0493 | -71.9175 | -46.5167 | -46.5167 | -46.5167 | -46.5167 | -46.5167 | 0 | 0 |  |  | 101.4144 |  |  | 925015.732 | 0
$/MW-yr |  |  |  | 0 | 0 | 0 | 0 | 0 | 0 | 618364.8116 | 618364.8116 | 618364.8116 | 618364.8116 | 618364.8116 | 618364.8116 | -119995.1118 | -119995.1118 | -119995.1118 | -119995.1118 | -119995.1118 | -119995.1118 | -119995.1118 | -119995.1118 | -119995.1118 | -119995.1118 | -119995.1118 | -119995.1118 | -119995.1118 | -119995.1118 | -119995.1118 | -119995.1118 | -119995.1118 | -119995.1118 | -119995.1118 | -119995.1118 | -119995.1118 | -119995.1118 | -119995.1118 | -119995.1118 | -119995.1118 | -119995.1118 | -119995.1118 | -119995.1118 | -119995.1118 | -738359.9234 | -738359.9234 | -738359.9234 | -738359.9234 | -738359.9234 | -738359.9234 | 0 | 0
$Millions (adjusted) |  |  |  | 0 | 0 | 0 | 0 | 0 | 0 | 0 | 0 | 0 | 0 | 0 | 0 | 0 | 0 | 0 | 0 | 0 | 0 | 0 | 0 | 0 | 0 | 0 | 0 | 0 | 0 | 0 | 0 | 0 | 0 | 0 | 0 | 0 | 0 | 0 | 0 | 0 | 0 | 0 | 0 | 0 | 0 | 0 | 0 | 0 | 0 | 0 | 0 | 0 |  |  | 0
Discount Factor (Relative to 1/1/2016) = |  |  |  | 0.94787 | 0.89845 | 0.85161 | 0.80722 | 0.76513 | 0.72525 | 0.68744 | 0.6516 | 0.61763 | 0.58543 | 0.55491 | 0.52598 | 0.49856 | 0.47257 | 0.44793 | 0.42458 | 0.40245 | 0.38147 | 0.36158 | 0.34273 | 0.32486 | 0.30793 | 0.29187 | 0.27666 | 0.26223 | 0.24856 | 0.2356 | 0.22332 | 0.21168 | 0.20064 | 0.19018 | 0.18027 | 0.17087 | 0.16196 | 0.15352 | 0.14552 | 0.13793 | 0.13074 | 0.12392 | 0.11746 | 0.11134 | 0.10554 | 0.10003 | 0.094818 | 0.089875 | 0.08519 | 0.080748 | 0.076539 | 0.072549
* Note: A positive (+) avoided cost in a given year represents a cost savings relative to not having a transmission project deferral.
Note on BF17: Todd Kantarek: Interconnection at East Hampton Sub dist;n side. Added 2.6% transmission loss factor.

## PhII (LIE400-2MW)
Version |  | Based on PSEGLI file: "East End Utility 2_0_Economics_2014_10_13_r28_Sargent_Lundy.xlsx"
Annual Revenue Requirements (Millions of $s)
1) Reference (Transmission only) Case
Project | I/S Year | Investor | Capital (2015$s) | 2016 | 2017 | 2018 | 2019 | 2020 | 2021 | 2022 | 2023 | 2024 | 2025 | 2026 | 2027 | 2028 | 2029 | 2030 | 2031 | 2032 | 2033 | 2034 | 2035 | 2036 | 2037 | 2038 | 2039 | 2040 | 2041 | 2042 | 2043 | 2044 | 2045 | 2046 | 2047 | 2048 | 2049 | 2050 | 2051 | 2052 | 2053 | 2054 | 2055 | 2056 | 2057 | 2058 | 2059 | 2060 | 2061 | 2062 | 2063 | 2064 |  | NPV |  | Proposal Number = | LIE400
Transmission Reinforcement I | 2017 | PSEGLI | 197 | 0 | 24.0294 | 24.0294 | 24.0294 | 24.0294 | 24.0294 | 24.0294 | 24.0294 | 24.0294 | 24.0294 | 24.0294 | 24.0294 | 24.0294 | 24.0294 | 24.0294 | 24.0294 | 24.0294 | 24.0294 | 24.0294 | 24.0294 | 24.0294 | 24.0294 | 24.0294 | 24.0294 | 24.0294 | 24.0294 | 24.0294 | 24.0294 | 24.0294 | 24.0294 | 24.0294 | 24.0294 | 24.0294 | 24.0294 | 24.0294 | 24.0294 | [13 empty] | 35 | 350.5464 |  | Proposer Name = | LI Energy Storage System LLC
Transmission Reinforcement II | 2018 | PSEGLI | 4.8 | 0 | 0 | 0.60305 | 0.60305 | 0.60305 | 0.60305 | 0.60305 | 0.60305 | 0.60305 | 0.60305 | 0.60305 | 0.60305 | 0.60305 | 0.60305 | 0.60305 | 0.60305 | 0.60305 | 0.60305 | 0.60305 | 0.60305 | 0.60305 | 0.60305 | 0.60305 | 0.60305 | 0.60305 | 0.60305 | 0.60305 | 0.60305 | 0.60305 | 0.60305 | 0.60305 | 0.60305 | 0.60305 | 0.60305 | 0.60305 | 0.60305 | 0.60305 | [12 empty] | 35 | 8.3388 |  | Proposal/Project = | East Hampton Energy Storage System
Transmission Reinforcement III | 2019 | PSEGLI | 2.8 | 0 | 0 | 0 | 0.36233 | 0.36233 | 0.36233 | 0.36233 | 0.36233 | 0.36233 | 0.36233 | 0.36233 | 0.36233 | 0.36233 | 0.36233 | 0.36233 | 0.36233 | 0.36233 | 0.36233 | 0.36233 | 0.36233 | 0.36233 | 0.36233 | 0.36233 | 0.36233 | 0.36233 | 0.36233 | 0.36233 | 0.36233 | 0.36233 | 0.36233 | 0.36233 | 0.36233 | 0.36233 | 0.36233 | 0.36233 | 0.36233 | 0.36233 | 0.36233 | [11 empty] | 35 | 4.7491 |  | Option Number = | 2
Transmission Reinforcement IV | 2020 | PSEGLI | 33.2 | 0 | 0 | 0 | 0 | 4.4251 | 4.4251 | 4.4251 | 4.4251 | 4.4251 | 4.4251 | 4.4251 | 4.4251 | 4.4251 | 4.4251 | 4.4251 | 4.4251 | 4.4251 | 4.4251 | 4.4251 | 4.4251 | 4.4251 | 4.4251 | 4.4251 | 4.4251 | 4.4251 | 4.4251 | 4.4251 | 4.4251 | 4.4251 | 4.4251 | 4.4251 | 4.4251 | 4.4251 | 4.4251 | 4.4251 | 4.4251 | 4.4251 | 4.4251 | 4.4251 | [10 empty] | 35 | 54.9758 |  | Location = | 1
Transmission Reinforcement V | 2022 | PSEGLI | 275.5 | 0 | 0 | 0 | 0 | 0 | 0 | 38.957 | 38.957 | 38.957 | 38.957 | 38.957 | 38.957 | 38.957 | 38.957 | 38.957 | 38.957 | 38.957 | 38.957 | 38.957 | 38.957 | 38.957 | 38.957 | 38.957 | 38.957 | 38.957 | 38.957 | 38.957 | 38.957 | 38.957 | 38.957 | 38.957 | 38.957 | 38.957 | 38.957 | 38.957 | 38.957 | 38.957 | 38.957 | 38.957 | 38.957 | 38.957 | [8 empty] | 35 | 434.8353 |  | Technology = | Battery Storage
[56 empty] | Interconnection Points = | East Hampton - 4kV or 13kV
Total |  |  | 513.3 | 0 | 24.0294 | 24.6325 | 24.9948 | 29.42 | 29.42 | 68.377 | 68.377 | 68.377 | 68.377 | 68.377 | 68.377 | 68.377 | 68.377 | 68.377 | 68.377 | 68.377 | 68.377 | 68.377 | 68.377 | 68.377 | 68.377 | 68.377 | 68.377 | 68.377 | 68.377 | 68.377 | 68.377 | 68.377 | 68.377 | 68.377 | 68.377 | 68.377 | 68.377 | 68.377 | 68.377 | 44.3475 | 43.7445 | 43.3821 | 38.957 | 38.957 | 0 | 0 | 0 | 0 | 0 | 0 | 0 | 0 |  | 853.4454 |  | Loss Factor = | 1.026
2016 NPV @ 5.5%, thru 2035 |  |  |  | 2016: 582.1416
2016 NPV @ 5.5%, thru 2056 |  |  |  | 2016: 853.4454 |  |  |  | MW Required by 2022 (cap) = | 15 | 33 | 15 | Output: NPV of Transmission Avoided Costs for Selected Project (see note*)
[57 empty] | Selected Project Inputs - Area 1 Portion | Selected Project Inputs - Area 2 Portion | Selected Project Inputs - Area 3 Portion | Area 1 | Area 2 | Area 3 | Total | check
[56 empty] | Project kW = | 2052 | 0 | 0
[55 empty] | Capped kW = | 2052 | 2052 | 0 | 0
[56 empty] | Project Area (1, 2, or 3) = | 1 | 2 | 3
[56 empty] | Proportion of Peak Hours Covered = | 100% | 100% | 100%
[55 empty] | Project COD = | 2018
[55 empty] | Effective kW = | 2052 |  |  |  | 2649021.5219 | 0 | 0 | 2649021.5219
[60 empty] | check | check | check
| I/S Year |  | Capital (2015$s) | 2016 | 2017 | 2018 | 2019 | 2020 | 2021 | 2022 | 2023 | 2024 | 2025 | 2026 | 2027 | 2028 | 2029 | 2030 | 2031 | 2032 | 2033 | 2034 | 2035 | 2036 | 2037 | 2038 | 2039 | 2040 | 2041 | 2042 | 2043 | 2044 | 2045 | 2046 | 2047 | 2048 | 2049 | 2050 | 2051 | 2052 | 2053 | 2054 | 2055 | 2056 | 2057 | 2058 | 2059 | 2060 | 2061 | 2062 | 2063 | 2064 |  | MW Required by 2022 | NPV Base $M | Differential NPV $M | Differential NPV $M (adjusted for COD of Selected Project) | Differntial NPV $/MW | NPV of Transmission Avoided Costs for Selected Project
Area I Projects: | [53 empty] | 15
Amagansett Conversion 33 kV | 2017 |  | 8 | 0 | 0.97582 | 0.97582 | 0.97582 | 0.97582 | 0.97582 | 0.97582 | 0.97582 | 0.97582 | 0.97582 | 0.97582 | 0.97582 | 0.97582 | 0.97582 | 0.97582 | 0.97582 | 0.97582 | 0.97582 | 0.97582 | 0.97582 | 0.97582 | 0.97582 | 0.97582 | 0.97582 | 0.97582 | 0.97582 | 0.97582 | 0.97582 | 0.97582 | 0.97582 | 0.97582 | 0.97582 | 0.97582 | 0.97582 | 0.97582 | 0.97582 | [13 empty] | 35 |  | 14.2354
East Hampton Conversion 33 kV | 2017 |  | 3.2 | 0 | 0.39033 | 0.39033 | 0.39033 | 0.39033 | 0.39033 | 0.39033 | 0.39033 | 0.39033 | 0.39033 | 0.39033 | 0.39033 | 0.39033 | 0.39033 | 0.39033 | 0.39033 | 0.39033 | 0.39033 | 0.39033 | 0.39033 | 0.39033 | 0.39033 | 0.39033 | 0.39033 | 0.39033 | 0.39033 | 0.39033 | 0.39033 | 0.39033 | 0.39033 | 0.39033 | 0.39033 | 0.39033 | 0.39033 | 0.39033 | 0.39033 | [13 empty] | 35 |  | 5.6942
Buell Conversion 33 kV | 2017 |  | 3.7 | 0 | 0.45131 | 0.45131 | 0.45131 | 0.45131 | 0.45131 | 0.45131 | 0.45131 | 0.45131 | 0.45131 | 0.45131 | 0.45131 | 0.45131 | 0.45131 | 0.45131 | 0.45131 | 0.45131 | 0.45131 | 0.45131 | 0.45131 | 0.45131 | 0.45131 | 0.45131 | 0.45131 | 0.45131 | 0.45131 | 0.45131 | 0.45131 | 0.45131 | 0.45131 | 0.45131 | 0.45131 | 0.45131 | 0.45131 | 0.45131 | 0.45131 | [13 empty] | 35 |  | 6.5839
Hither Hills Conversion to 33 kV | 2018 |  | 4.8 | 0 | 0 | 0.60305 | 0.60305 | 0.60305 | 0.60305 | 0.60305 | 0.60305 | 0.60305 | 0.60305 | 0.60305 | 0.60305 | 0.60305 | 0.60305 | 0.60305 | 0.60305 | 0.60305 | 0.60305 | 0.60305 | 0.60305 | 0.60305 | 0.60305 | 0.60305 | 0.60305 | 0.60305 | 0.60305 | 0.60305 | 0.60305 | 0.60305 | 0.60305 | 0.60305 | 0.60305 | 0.60305 | 0.60305 | 0.60305 | 0.60305 | 0.60305 | [12 empty] | 35 |  | 8.3388
Culloden Pt Conversion to 33 kV | 2019 |  | 2.8 | 0 | 0 | 0 | 0.36233 | 0.36233 | 0.36233 | 0.36233 | 0.36233 | 0.36233 | 0.36233 | 0.36233 | 0.36233 | 0.36233 | 0.36233 | 0.36233 | 0.36233 | 0.36233 | 0.36233 | 0.36233 | 0.36233 | 0.36233 | 0.36233 | 0.36233 | 0.36233 | 0.36233 | 0.36233 | 0.36233 | 0.36233 | 0.36233 | 0.36233 | 0.36233 | 0.36233 | 0.36233 | 0.36233 | 0.36233 | 0.36233 | 0.36233 | 0.36233 | [11 empty] | 35 |  | 4.7491
No Deferral |  |  | 22.5 |  | 1.8175 | 2.4205 | 2.7828 | 2.7828 | 2.7828 | 2.7828 | 2.7828 | 2.7828 | 2.7828 | 2.7828 | 2.7828 | 2.7828 | 2.7828 | 2.7828 | 2.7828 | 2.7828 | 2.7828 | 2.7828 | 2.7828 | 2.7828 | 2.7828 | 2.7828 | 2.7828 | 2.7828 | 2.7828 | 2.7828 | 2.7828 | 2.7828 | 2.7828 | 2.7828 | 2.7828 | 2.7828 | 2.7828 | 2.7828 | 2.7828 | 0.96539 | 0.36233 | 0 | 0 | 0 | [10 empty] | 39.6013
Amagansett Conversion 33 kV | 2030 |  | 8 | [14 empty] | 1.433 | 1.433 | 1.433 | 1.433 | 1.433 | 1.433 | 1.433 | 1.433 | 1.433 | 1.433 | 1.433 | 1.433 | 1.433 | 1.433 | 1.433 | 1.433 | 1.433 | 1.433 | 1.433 | 1.433 | 1.433 | 1.433 | 1.433 | 1.433 | 1.433 | 1.433 | 1.433 | 1.433 | 1.433 | 1.433 | 1.433 | 1.433 | 1.433 | 1.433 | 1.433 | 35 |  | 10.4225 | 3.8129 | 0 | 0 | 0
East Hampton Conversion 33 kV | 2030 |  | 3.2 | [14 empty] | 0.57321 | 0.57321 | 0.57321 | 0.57321 | 0.57321 | 0.57321 | 0.57321 | 0.57321 | 0.57321 | 0.57321 | 0.57321 | 0.57321 | 0.57321 | 0.57321 | 0.57321 | 0.57321 | 0.57321 | 0.57321 | 0.57321 | 0.57321 | 0.57321 | 0.57321 | 0.57321 | 0.57321 | 0.57321 | 0.57321 | 0.57321 | 0.57321 | 0.57321 | 0.57321 | 0.57321 | 0.57321 | 0.57321 | 0.57321 | 0.57321 | 35 |  | 4.169 | 1.5252 | 0 | 0 | 0
Buell Conversion 33 kV | 2030 |  | 3.7 | [14 empty] | 0.66277 | 0.66277 | 0.66277 | 0.66277 | 0.66277 | 0.66277 | 0.66277 | 0.66277 | 0.66277 | 0.66277 | 0.66277 | 0.66277 | 0.66277 | 0.66277 | 0.66277 | 0.66277 | 0.66277 | 0.66277 | 0.66277 | 0.66277 | 0.66277 | 0.66277 | 0.66277 | 0.66277 | 0.66277 | 0.66277 | 0.66277 | 0.66277 | 0.66277 | 0.66277 | 0.66277 | 0.66277 | 0.66277 | 0.66277 | 0.66277 | 35 |  | 4.8204 | 1.7635 | 0 | 0 | 0
Hither Hills Conversion to 33 kV | 2030 |  | 4.8 | [14 empty] | 0.85981 | 0.85981 | 0.85981 | 0.85981 | 0.85981 | 0.85981 | 0.85981 | 0.85981 | 0.85981 | 0.85981 | 0.85981 | 0.85981 | 0.85981 | 0.85981 | 0.85981 | 0.85981 | 0.85981 | 0.85981 | 0.85981 | 0.85981 | 0.85981 | 0.85981 | 0.85981 | 0.85981 | 0.85981 | 0.85981 | 0.85981 | 0.85981 | 0.85981 | 0.85981 | 0.85981 | 0.85981 | 0.85981 | 0.85981 | 0.85981 | 35 |  | 6.2535 | 2.0853 | 2.0853 | 139022.8879 | 285274.966
Culloden Pt Conversion to 33 kV | 2030 |  | 2.8 | [14 empty] | 0.50156 | 0.50156 | 0.50156 | 0.50156 | 0.50156 | 0.50156 | 0.50156 | 0.50156 | 0.50156 | 0.50156 | 0.50156 | 0.50156 | 0.50156 | 0.50156 | 0.50156 | 0.50156 | 0.50156 | 0.50156 | 0.50156 | 0.50156 | 0.50156 | 0.50156 | 0.50156 | 0.50156 | 0.50156 | 0.50156 | 0.50156 | 0.50156 | 0.50156 | 0.50156 | 0.50156 | 0.50156 | 0.50156 | 0.50156 | 0.50156 | 35 |  | 3.6479 | 1.1012 | 1.1012 | 73412.135 | 150641.701
Deferral to Indicated Year |  |  | 22.5 | [6 empty] | 0 | 0 | 0 | 0 | 0 | 0 | 0 | 0 | 4.0304 | 4.0304 | 4.0304 | 4.0304 | 4.0304 | 4.0304 | 4.0304 | 4.0304 | 4.0304 | 4.0304 | 4.0304 | 4.0304 | 4.0304 | 4.0304 | 4.0304 | 4.0304 | 4.0304 | 4.0304 | 4.0304 | 4.0304 | 4.0304 | 4.0304 | 4.0304 | 4.0304 | 4.0304 | 4.0304 | 4.0304 | 4.0304 | 4.0304 | 4.0304 | 4.0304 | 4.0304 | 4.0304 | 4.0304 | 4.0304 | 35 |  | 29.3132 | 10.2881 | 3.1865 | 212435.0229 | 435916.6671 | =Area I Portion
[59 empty] | 2649021.5219 | =Area I+II+III Portions
Annual Avoided Costs for Deferral to Indicated Year:
Amagansett Conversion 33 kV | 2030 |  |  | 0 | 0.97582 | 0.97582 | 0.97582 | 0.97582 | 0.97582 | 0.97582 | 0.97582 | 0.97582 | 0.97582 | 0.97582 | 0.97582 | 0.97582 | 0.97582 | -0.4572 | -0.4572 | -0.4572 | -0.4572 | -0.4572 | -0.4572 | -0.4572 | -0.4572 | -0.4572 | -0.4572 | -0.4572 | -0.4572 | -0.4572 | -0.4572 | -0.4572 | -0.4572 | -0.4572 | -0.4572 | -0.4572 | -0.4572 | -0.4572 | -0.4572 | -1.433 | -1.433 | -1.433 | -1.433 | -1.433 | -1.433 | -1.433 | -1.433 | -1.433 | -1.433 | -1.433 | -1.433 | -1.433 | 35 |  |  | 3.8129
East Hampton Conversion 33 kV | 2030 |  |  | 0 | 0.39033 | 0.39033 | 0.39033 | 0.39033 | 0.39033 | 0.39033 | 0.39033 | 0.39033 | 0.39033 | 0.39033 | 0.39033 | 0.39033 | 0.39033 | -0.18288 | -0.18288 | -0.18288 | -0.18288 | -0.18288 | -0.18288 | -0.18288 | -0.18288 | -0.18288 | -0.18288 | -0.18288 | -0.18288 | -0.18288 | -0.18288 | -0.18288 | -0.18288 | -0.18288 | -0.18288 | -0.18288 | -0.18288 | -0.18288 | -0.18288 | -0.57321 | -0.57321 | -0.57321 | -0.57321 | -0.57321 | -0.57321 | -0.57321 | -0.57321 | -0.57321 | -0.57321 | -0.57321 | -0.57321 | -0.57321 | 35 |  |  | 1.5252
Buell Conversion 33 kV | 2030 |  |  | 0 | 0.45131 | 0.45131 | 0.45131 | 0.45131 | 0.45131 | 0.45131 | 0.45131 | 0.45131 | 0.45131 | 0.45131 | 0.45131 | 0.45131 | 0.45131 | -0.21146 | -0.21146 | -0.21146 | -0.21146 | -0.21146 | -0.21146 | -0.21146 | -0.21146 | -0.21146 | -0.21146 | -0.21146 | -0.21146 | -0.21146 | -0.21146 | -0.21146 | -0.21146 | -0.21146 | -0.21146 | -0.21146 | -0.21146 | -0.21146 | -0.21146 | -0.66277 | -0.66277 | -0.66277 | -0.66277 | -0.66277 | -0.66277 | -0.66277 | -0.66277 | -0.66277 | -0.66277 | -0.66277 | -0.66277 | -0.66277 | 35 |  |  | 1.7635
Hither Hills Conversion to 33 kV | 2030 |  |  | 0 | 0 | 0.60305 | 0.60305 | 0.60305 | 0.60305 | 0.60305 | 0.60305 | 0.60305 | 0.60305 | 0.60305 | 0.60305 | 0.60305 | 0.60305 | -0.25676 | -0.25676 | -0.25676 | -0.25676 | -0.25676 | -0.25676 | -0.25676 | -0.25676 | -0.25676 | -0.25676 | -0.25676 | -0.25676 | -0.25676 | -0.25676 | -0.25676 | -0.25676 | -0.25676 | -0.25676 | -0.25676 | -0.25676 | -0.25676 | -0.25676 | -0.25676 | -0.85981 | -0.85981 | -0.85981 | -0.85981 | -0.85981 | -0.85981 | -0.85981 | -0.85981 | -0.85981 | -0.85981 | -0.85981 | -0.85981 | 35 |  |  | 2.0853
Culloden Pt Conversion to 33 kV | 2030 |  |  | 0 | 0 | 0 | 0.36233 | 0.36233 | 0.36233 | 0.36233 | 0.36233 | 0.36233 | 0.36233 | 0.36233 | 0.36233 | 0.36233 | 0.36233 | -0.13922 | -0.13922 | -0.13922 | -0.13922 | -0.13922 | -0.13922 | -0.13922 | -0.13922 | -0.13922 | -0.13922 | -0.13922 | -0.13922 | -0.13922 | -0.13922 | -0.13922 | -0.13922 | -0.13922 | -0.13922 | -0.13922 | -0.13922 | -0.13922 | -0.13922 | -0.13922 | -0.13922 | -0.50156 | -0.50156 | -0.50156 | -0.50156 | -0.50156 | -0.50156 | -0.50156 | -0.50156 | -0.50156 | -0.50156 | -0.50156 | 35 |  |  | 1.1012
Area II Projects: | [53 empty] | 33
Bridgehampton - Buell New 69 kV UG Cable | 2020 |  | 33.2 | 0 | 0 | 0 | 0 | 4.4251 | 4.4251 | 4.4251 | 4.4251 | 4.4251 | 4.4251 | 4.4251 | 4.4251 | 4.4251 | 4.4251 | 4.4251 | 4.4251 | 4.4251 | 4.4251 | 4.4251 | 4.4251 | 4.4251 | 4.4251 | 4.4251 | 4.4251 | 4.4251 | 4.4251 | 4.4251 | 4.4251 | 4.4251 | 4.4251 | 4.4251 | 4.4251 | 4.4251 | 4.4251 | 4.4251 | 4.4251 | 4.4251 | 4.4251 | 4.4251 | [10 empty] | 35 |  | 54.9758
No Deferral |  |  | 33.2 |  | 0 | 0 | 0 | 4.4251 | 4.4251 | 4.4251 | 4.4251 | 4.4251 | 4.4251 | 4.4251 | 4.4251 | 4.4251 | 4.4251 | 4.4251 | 4.4251 | 4.4251 | 4.4251 | 4.4251 | 4.4251 | 4.4251 | 4.4251 | 4.4251 | 4.4251 | 4.4251 | 4.4251 | 4.4251 | 4.4251 | 4.4251 | 4.4251 | 4.4251 | 4.4251 | 4.4251 | 4.4251 | 4.4251 | 4.4251 | 4.4251 | 4.4251 | 4.4251 | [10 empty] | 35 |  | 54.9758
Bridgehampton - Buell New 69 kV UG Cable | 2026 |  | 33.2 | [10 empty] | 5.2839 | 5.2839 | 5.2839 | 5.2839 | 5.2839 | 5.2839 | 5.2839 | 5.2839 | 5.2839 | 5.2839 | 5.2839 | 5.2839 | 5.2839 | 5.2839 | 5.2839 | 5.2839 | 5.2839 | 5.2839 | 5.2839 | 5.2839 | 5.2839 | 5.2839 | 5.2839 | 5.2839 | 5.2839 | 5.2839 | 5.2839 | 5.2839 | 5.2839 | 5.2839 | 5.2839 | 5.2839 | 5.2839 | 5.2839 | 5.2839 |  |  |  |  | 35 |  | 47.608 | 7.3678 | 7.3678 | 153495.4058 | 314972.5728
Deferral to Indicated Year |  |  | 33.2 | [6 empty] | 0 | 0 | 0 | 0 | 5.2839 | 5.2839 | 5.2839 | 5.2839 | 5.2839 | 5.2839 | 5.2839 | 5.2839 | 5.2839 | 5.2839 | 5.2839 | 5.2839 | 5.2839 | 5.2839 | 5.2839 | 5.2839 | 5.2839 | 5.2839 | 5.2839 | 5.2839 | 5.2839 | 5.2839 | 5.2839 | 5.2839 | 5.2839 | 5.2839 | 5.2839 | 5.2839 | 5.2839 | 5.2839 | 5.2839 | 5.2839 | 5.2839 | 5.2839 | 5.2839 |  |  |  |  | 35 |  | 47.608 | 7.3678 | 7.3678 | 153495.4058 | 314972.5728 | =Area II Portion
[59 empty] | 2213104.8548 | =Area II+III Portions
Annual Avoided Costs for Deferral to Indicated Year:
Bridgehampton - Buell New 69 kV UG Cable | 2026 |  |  | 0 | 0 | 0 | 0 | 4.4251 | 4.4251 | 4.4251 | 4.4251 | 4.4251 | 4.4251 | -0.85871 | -0.85871 | -0.85871 | -0.85871 | -0.85871 | -0.85871 | -0.85871 | -0.85871 | -0.85871 | -0.85871 | -0.85871 | -0.85871 | -0.85871 | -0.85871 | -0.85871 | -0.85871 | -0.85871 | -0.85871 | -0.85871 | -0.85871 | -0.85871 | -0.85871 | -0.85871 | -0.85871 | -0.85871 | -0.85871 | -0.85871 | -0.85871 | -0.85871 | -5.2839 | -5.2839 | -5.2839 | -5.2839 | -5.2839 | -5.2839 |  |  |  |  | 35 |  |  | 7.3678
0
Area III Projects: | [52 empty] | 0 | 15
New Canal - Southampton Cable | 2017 |  | 37.6 | 0 | 4.5863 | 4.5863 | 4.5863 | 4.5863 | 4.5863 | 4.5863 | 4.5863 | 4.5863 | 4.5863 | 4.5863 | 4.5863 | 4.5863 | 4.5863 | 4.5863 | 4.5863 | 4.5863 | 4.5863 | 4.5863 | 4.5863 | 4.5863 | 4.5863 | 4.5863 | 4.5863 | 4.5863 | 4.5863 | 4.5863 | 4.5863 | 4.5863 | 4.5863 | 4.5863 | 4.5863 | 4.5863 | 4.5863 | 4.5863 | 4.5863 | [13 empty] | 35 |  | 66.9063
Upgrade Wildwood - Riverhead to 138 kV | 2017 |  | 7.7 | 0 | 0.93922 | 0.93922 | 0.93922 | 0.93922 | 0.93922 | 0.93922 | 0.93922 | 0.93922 | 0.93922 | 0.93922 | 0.93922 | 0.93922 | 0.93922 | 0.93922 | 0.93922 | 0.93922 | 0.93922 | 0.93922 | 0.93922 | 0.93922 | 0.93922 | 0.93922 | 0.93922 | 0.93922 | 0.93922 | 0.93922 | 0.93922 | 0.93922 | 0.93922 | 0.93922 | 0.93922 | 0.93922 | 0.93922 | 0.93922 | 0.93922 | [13 empty] | 35 |  | 13.7016
Riverhead Canal 2nd Line and Bank | 2017 |  | 136.8 | 0 | 16.6864 | 16.6864 | 16.6864 | 16.6864 | 16.6864 | 16.6864 | 16.6864 | 16.6864 | 16.6864 | 16.6864 | 16.6864 | 16.6864 | 16.6864 | 16.6864 | 16.6864 | 16.6864 | 16.6864 | 16.6864 | 16.6864 | 16.6864 | 16.6864 | 16.6864 | 16.6864 | 16.6864 | 16.6864 | 16.6864 | 16.6864 | 16.6864 | 16.6864 | 16.6864 | 16.6864 | 16.6864 | 16.6864 | 16.6864 | 16.6864 | [13 empty] | 35 |  | 243.4251
Canal - Wainscott New 138 kV UG Cable | 2022 |  | 275.5 | 0 | 0 | 0 | 0 | 0 | 0 | 38.957 | 38.957 | 38.957 | 38.957 | 38.957 | 38.957 | 38.957 | 38.957 | 38.957 | 38.957 | 38.957 | 38.957 | 38.957 | 38.957 | 38.957 | 38.957 | 38.957 | 38.957 | 38.957 | 38.957 | 38.957 | 38.957 | 38.957 | 38.957 | 38.957 | 38.957 | 38.957 | 38.957 | 38.957 | 38.957 | 38.957 | 38.957 | 38.957 | 38.957 | 38.957 | [8 empty] | 35 |  | 434.8353
No Deferral |  |  | 457.6 |  | 22.212 | 22.212 | 22.212 | 22.212 | 22.212 | 61.169 | 61.169 | 61.169 | 61.169 | 61.169 | 61.169 | 61.169 | 61.169 | 61.169 | 61.169 | 61.169 | 61.169 | 61.169 | 61.169 | 61.169 | 61.169 | 61.169 | 61.169 | 61.169 | 61.169 | 61.169 | 61.169 | 61.169 | 61.169 | 61.169 | 61.169 | 61.169 | 61.169 | 61.169 | 61.169 | 38.957 | 38.957 | 38.957 | 38.957 | 38.957 | [10 empty] | 758.8683
New Canal - Southampton Cable | 2023 |  | 37.6 | [7 empty] | 5.4763 | 5.4763 | 5.4763 | 5.4763 | 5.4763 | 5.4763 | 5.4763 | 5.4763 | 5.4763 | 5.4763 | 5.4763 | 5.4763 | 5.4763 | 5.4763 | 5.4763 | 5.4763 | 5.4763 | 5.4763 | 5.4763 | 5.4763 | 5.4763 | 5.4763 | 5.4763 | 5.4763 | 5.4763 | 5.4763 | 5.4763 | 5.4763 | 5.4763 | 5.4763 | 5.4763 | 5.4763 | 5.4763 | 5.4763 | 5.4763 | [7 empty] | 35 |  | 57.9396 | 8.9667 | 0 | 0 | 0
Upgrade Wildwood - Riverhead to 138 kV | 2022 |  | 7.7 | [6 empty] | 1.0888 | 1.0888 | 1.0888 | 1.0888 | 1.0888 | 1.0888 | 1.0888 | 1.0888 | 1.0888 | 1.0888 | 1.0888 | 1.0888 | 1.0888 | 1.0888 | 1.0888 | 1.0888 | 1.0888 | 1.0888 | 1.0888 | 1.0888 | 1.0888 | 1.0888 | 1.0888 | 1.0888 | 1.0888 | 1.0888 | 1.0888 | 1.0888 | 1.0888 | 1.0888 | 1.0888 | 1.0888 | 1.0888 | 1.0888 | 1.0888 | [8 empty] | 35 |  | 12.1533 | 1.5483 | 0 | 0 | 0
Riverhead Canal 2nd Line and Bank | 2023 |  | 136.8 | [7 empty] | 19.9245 | 19.9245 | 19.9245 | 19.9245 | 19.9245 | 19.9245 | 19.9245 | 19.9245 | 19.9245 | 19.9245 | 19.9245 | 19.9245 | 19.9245 | 19.9245 | 19.9245 | 19.9245 | 19.9245 | 19.9245 | 19.9245 | 19.9245 | 19.9245 | 19.9245 | 19.9245 | 19.9245 | 19.9245 | 19.9245 | 19.9245 | 19.9245 | 19.9245 | 19.9245 | 19.9245 | 19.9245 | 19.9245 | 19.9245 | 19.9245 | [7 empty] | 35 |  | 210.8017 | 32.6235 | 0 | 0 | 0
Canal - Wainscott New 138 kV UG Cable | 2028 |  | 275.5 | [12 empty] | 46.5167 | 46.5167 | 46.5167 | 46.5167 | 46.5167 | 46.5167 | 46.5167 | 46.5167 | 46.5167 | 46.5167 | 46.5167 | 46.5167 | 46.5167 | 46.5167 | 46.5167 | 46.5167 | 46.5167 | 46.5167 | 46.5167 | 46.5167 | 46.5167 | 46.5167 | 46.5167 | 46.5167 | 46.5167 | 46.5167 | 46.5167 | 46.5167 | 46.5167 | 46.5167 | 46.5167 | 46.5167 | 46.5167 | 46.5167 | 46.5167 |  |  | 35 |  | 376.5593 | 58.276 | 58.276 | 925015.732 | 1898132.2821
Deferral to Indicated Year |  |  | 457.6 | [6 empty] | 1.0888 | 26.4896 | 26.4896 | 26.4896 | 26.4896 | 26.4896 | 73.0063 | 73.0063 | 73.0063 | 73.0063 | 73.0063 | 73.0063 | 73.0063 | 73.0063 | 73.0063 | 73.0063 | 73.0063 | 73.0063 | 73.0063 | 73.0063 | 73.0063 | 73.0063 | 73.0063 | 73.0063 | 73.0063 | 73.0063 | 73.0063 | 73.0063 | 73.0063 | 73.0063 | 73.0063 | 73.0063 | 73.0063 | 73.0063 | 73.0063 | 71.9175 | 46.5167 | 46.5167 | 46.5167 | 46.5167 | 46.5167 |  |  | 41 |  | 657.4539 | 101.4144 | 58.276 | 925015.732 | 1898132.2821 | =Area III Portion
[59 empty] | 1898132.2821 | =Area III Portion
Annual Avoided Costs for Deferral to Indicated Year:
New Canal - Southampton Cable | 2023 |  |  | 0 | 4.5863 | 4.5863 | 4.5863 | 4.5863 | 4.5863 | 4.5863 | -0.88999 | -0.88999 | -0.88999 | -0.88999 | -0.88999 | -0.88999 | -0.88999 | -0.88999 | -0.88999 | -0.88999 | -0.88999 | -0.88999 | -0.88999 | -0.88999 | -0.88999 | -0.88999 | -0.88999 | -0.88999 | -0.88999 | -0.88999 | -0.88999 | -0.88999 | -0.88999 | -0.88999 | -0.88999 | -0.88999 | -0.88999 | -0.88999 | -0.88999 | -5.4763 | -5.4763 | -5.4763 | -5.4763 | -5.4763 | -5.4763 | 0 | 0 | 0 | 0 | 0 |  |  | 35 |  |  | 8.9667
Upgrade Wildwood - Riverhead to 138 kV | 2022 |  |  | 0 | 0.93922 | 0.93922 | 0.93922 | 0.93922 | 0.93922 | -0.14959 | -0.14959 | -0.14959 | -0.14959 | -0.14959 | -0.14959 | -0.14959 | -0.14959 | -0.14959 | -0.14959 | -0.14959 | -0.14959 | -0.14959 | -0.14959 | -0.14959 | -0.14959 | -0.14959 | -0.14959 | -0.14959 | -0.14959 | -0.14959 | -0.14959 | -0.14959 | -0.14959 | -0.14959 | -0.14959 | -0.14959 | -0.14959 | -0.14959 | -0.14959 | -1.0888 | -1.0888 | -1.0888 | -1.0888 | -1.0888 | 0 | 0 | 0 | 0 | 0 | 0 |  |  | 35 |  |  | 1.5483
Riverhead Canal 2nd Line and Bank | 2023 |  |  | 0 | 16.6864 | 16.6864 | 16.6864 | 16.6864 | 16.6864 | 16.6864 | -3.238 | -3.238 | -3.238 | -3.238 | -3.238 | -3.238 | -3.238 | -3.238 | -3.238 | -3.238 | -3.238 | -3.238 | -3.238 | -3.238 | -3.238 | -3.238 | -3.238 | -3.238 | -3.238 | -3.238 | -3.238 | -3.238 | -3.238 | -3.238 | -3.238 | -3.238 | -3.238 | -3.238 | -3.238 | -19.9245 | -19.9245 | -19.9245 | -19.9245 | -19.9245 | -19.9245 | 0 | 0 | 0 | 0 | 0 |  |  | 35 |  |  | 32.6235
Canal - Wainscott New 138 kV UG Cable | 2028 |  |  | 0 | 0 | 0 | 0 | 0 | 0 | 38.957 | 38.957 | 38.957 | 38.957 | 38.957 | 38.957 | -7.5597 | -7.5597 | -7.5597 | -7.5597 | -7.5597 | -7.5597 | -7.5597 | -7.5597 | -7.5597 | -7.5597 | -7.5597 | -7.5597 | -7.5597 | -7.5597 | -7.5597 | -7.5597 | -7.5597 | -7.5597 | -7.5597 | -7.5597 | -7.5597 | -7.5597 | -7.5597 | -7.5597 | -7.5597 | -7.5597 | -7.5597 | -7.5597 | -7.5597 | -46.5167 | -46.5167 | -46.5167 | -46.5167 | -46.5167 | -46.5167 | [5 empty] | 58.276
Total - All Areas (No Deferrals,$Millions) |  |  | 513.3 |  | 24.0294 | 24.6325 | 24.9948 | 29.42 | 29.42 | 68.377 | 68.377 | 68.377 | 68.377 | 68.377 | 68.377 | 68.377 | 68.377 | 68.377 | 68.377 | 68.377 | 68.377 | 68.377 | 68.377 | 68.377 | 68.377 | 68.377 | 68.377 | 68.377 | 68.377 | 68.377 | 68.377 | 68.377 | 68.377 | 68.377 | 68.377 | 68.377 | 68.377 | 68.377 | 68.377 | 44.3475 | 43.7445 | 43.3821 | 38.957 | 38.957 | 0 | 0 | 0 | 0 | 0 | 0 | 0 | 0 |  | 63 | 853.4454 | 119.0703 | = max. total avoided cost in portfolio
Annual Avoided Costs for Deferrals - Area 1 Proposal: (see note*) | Deferral Year |  |  | 2016 | 2017 | 2018 | 2019 | 2020 | 2021 | 2022 | 2023 | 2024 | 2025 | 2026 | 2027 | 2028 | 2029 | 2030 | 2031 | 2032 | 2033 | 2034 | 2035 | 2036 | 2037 | 2038 | 2039 | 2040 | 2041 | 2042 | 2043 | 2044 | 2045 | 2046 | 2047 | 2048 | 2049 | 2050 | 2051 | 2052 | 2053 | 2054 | 2055 | 2056 | 2057 | 2058 | 2059 | 2060 | 2061 | 2062 | 2063 | 2064 |  |  | Differential NPV $M |  | Differential NPV $M (adjusted for COD of Selected Project) | Differntial NPV $/MW | NPV of Transmission Avoided Costs for Selected Project
Area I Projects:
Amagansett Conversion 33 kV | 2030 |  |  | 0 | 0.97582 | 0.97582 | 0.97582 | 0.97582 | 0.97582 | 0.97582 | 0.97582 | 0.97582 | 0.97582 | 0.97582 | 0.97582 | 0.97582 | 0.97582 | -0.4572 | -0.4572 | -0.4572 | -0.4572 | -0.4572 | -0.4572 | -0.4572 | -0.4572 | -0.4572 | -0.4572 | -0.4572 | -0.4572 | -0.4572 | -0.4572 | -0.4572 | -0.4572 | -0.4572 | -0.4572 | -0.4572 | -0.4572 | -0.4572 | -0.4572 | -1.433 | -1.433 | -1.433 | -1.433 | -1.433 | -1.433 | -1.433 | -1.433 | -1.433 | -1.433 | -1.433 | -1.433 | -1.433 |  |  | 3.8129 |  | 0 | 0 | 0
East Hampton Conversion 33 kV | 2030 |  |  | 0 | 0.39033 | 0.39033 | 0.39033 | 0.39033 | 0.39033 | 0.39033 | 0.39033 | 0.39033 | 0.39033 | 0.39033 | 0.39033 | 0.39033 | 0.39033 | -0.18288 | -0.18288 | -0.18288 | -0.18288 | -0.18288 | -0.18288 | -0.18288 | -0.18288 | -0.18288 | -0.18288 | -0.18288 | -0.18288 | -0.18288 | -0.18288 | -0.18288 | -0.18288 | -0.18288 | -0.18288 | -0.18288 | -0.18288 | -0.18288 | -0.18288 | -0.57321 | -0.57321 | -0.57321 | -0.57321 | -0.57321 | -0.57321 | -0.57321 | -0.57321 | -0.57321 | -0.57321 | -0.57321 | -0.57321 | -0.57321 |  |  | 1.5252 |  | 0 | 0 | 0
Buell Conversion 33 kV | 2030 |  |  | 0 | 0.45131 | 0.45131 | 0.45131 | 0.45131 | 0.45131 | 0.45131 | 0.45131 | 0.45131 | 0.45131 | 0.45131 | 0.45131 | 0.45131 | 0.45131 | -0.21146 | -0.21146 | -0.21146 | -0.21146 | -0.21146 | -0.21146 | -0.21146 | -0.21146 | -0.21146 | -0.21146 | -0.21146 | -0.21146 | -0.21146 | -0.21146 | -0.21146 | -0.21146 | -0.21146 | -0.21146 | -0.21146 | -0.21146 | -0.21146 | -0.21146 | -0.66277 | -0.66277 | -0.66277 | -0.66277 | -0.66277 | -0.66277 | -0.66277 | -0.66277 | -0.66277 | -0.66277 | -0.66277 | -0.66277 | -0.66277 |  |  | 1.7635 |  | 0 | 0 | 0
Hither Hills Conversion to 33 kV | 2030 |  |  | 0 | 0 | 0.60305 | 0.60305 | 0.60305 | 0.60305 | 0.60305 | 0.60305 | 0.60305 | 0.60305 | 0.60305 | 0.60305 | 0.60305 | 0.60305 | -0.25676 | -0.25676 | -0.25676 | -0.25676 | -0.25676 | -0.25676 | -0.25676 | -0.25676 | -0.25676 | -0.25676 | -0.25676 | -0.25676 | -0.25676 | -0.25676 | -0.25676 | -0.25676 | -0.25676 | -0.25676 | -0.25676 | -0.25676 | -0.25676 | -0.25676 | -0.25676 | -0.85981 | -0.85981 | -0.85981 | -0.85981 | -0.85981 | -0.85981 | -0.85981 | -0.85981 | -0.85981 | -0.85981 | -0.85981 | -0.85981 |  |  | 2.0853 |  | 2.0853 | 139022.8879 | 285274.966
Culloden Pt Conversion to 33 kV | 2030 |  |  | 0 | 0 | 0 | 0.36233 | 0.36233 | 0.36233 | 0.36233 | 0.36233 | 0.36233 | 0.36233 | 0.36233 | 0.36233 | 0.36233 | 0.36233 | -0.13922 | -0.13922 | -0.13922 | -0.13922 | -0.13922 | -0.13922 | -0.13922 | -0.13922 | -0.13922 | -0.13922 | -0.13922 | -0.13922 | -0.13922 | -0.13922 | -0.13922 | -0.13922 | -0.13922 | -0.13922 | -0.13922 | -0.13922 | -0.13922 | -0.13922 | -0.13922 | -0.13922 | -0.50156 | -0.50156 | -0.50156 | -0.50156 | -0.50156 | -0.50156 | -0.50156 | -0.50156 | -0.50156 | -0.50156 | -0.50156 |  |  | 1.1012 |  | 1.1012 | 73412.135 | 150641.701
[59 empty] | 435916.6671 | =Area I Portion
Area II Projects: | [58 empty] | 2649021.5219 | =Area I+II+III Portions
Bridgehampton - Buell New 69 kV UG Cable | 2026 |  |  | 0 | 0 | 0 | 0 | 4.4251 | 4.4251 | 4.4251 | 4.4251 | 4.4251 | 4.4251 | -0.85871 | -0.85871 | -0.85871 | -0.85871 | -0.85871 | -0.85871 | -0.85871 | -0.85871 | -0.85871 | -0.85871 | -0.85871 | -0.85871 | -0.85871 | -0.85871 | -0.85871 | -0.85871 | -0.85871 | -0.85871 | -0.85871 | -0.85871 | -0.85871 | -0.85871 | -0.85871 | -0.85871 | -0.85871 | -0.85871 | -0.85871 | -0.85871 | -0.85871 | -5.2839 | -5.2839 | -5.2839 | -5.2839 | -5.2839 | -5.2839 | 0 | 0 | 0 | 0 |  |  | 7.3678 |  | 7.3678 | 153495.4058 | 314972.5728
[59 empty] | 314972.5728 | =Area II Portion
Area III Projects: | [58 empty] | 2213104.8548 | =Area II+III Portions
New Canal - Southampton Cable | 2023 |  |  | 0 | 4.5863 | 4.5863 | 4.5863 | 4.5863 | 4.5863 | 4.5863 | -0.88999 | -0.88999 | -0.88999 | -0.88999 | -0.88999 | -0.88999 | -0.88999 | -0.88999 | -0.88999 | -0.88999 | -0.88999 | -0.88999 | -0.88999 | -0.88999 | -0.88999 | -0.88999 | -0.88999 | -0.88999 | -0.88999 | -0.88999 | -0.88999 | -0.88999 | -0.88999 | -0.88999 | -0.88999 | -0.88999 | -0.88999 | -0.88999 | -0.88999 | -5.4763 | -5.4763 | -5.4763 | -5.4763 | -5.4763 | -5.4763 | 0 | 0 | 0 | 0 | 0 | 0 | 0 |  |  | 8.9667 |  | 0 | 0 | 0
Upgrade Wildwood - Riverhead to 138 kV | 2022 |  |  | 0 | 0.93922 | 0.93922 | 0.93922 | 0.93922 | 0.93922 | -0.14959 | -0.14959 | -0.14959 | -0.14959 | -0.14959 | -0.14959 | -0.14959 | -0.14959 | -0.14959 | -0.14959 | -0.14959 | -0.14959 | -0.14959 | -0.14959 | -0.14959 | -0.14959 | -0.14959 | -0.14959 | -0.14959 | -0.14959 | -0.14959 | -0.14959 | -0.14959 | -0.14959 | -0.14959 | -0.14959 | -0.14959 | -0.14959 | -0.14959 | -0.14959 | -1.0888 | -1.0888 | -1.0888 | -1.0888 | -1.0888 | 0 | 0 | 0 | 0 | 0 | 0 | 0 | 0 |  |  | 1.5483 |  | 0 | 0 | 0
Riverhead Canal 2nd Line and Bank | 2023 |  |  | 0 | 16.6864 | 16.6864 | 16.6864 | 16.6864 | 16.6864 | 16.6864 | -3.238 | -3.238 | -3.238 | -3.238 | -3.238 | -3.238 | -3.238 | -3.238 | -3.238 | -3.238 | -3.238 | -3.238 | -3.238 | -3.238 | -3.238 | -3.238 | -3.238 | -3.238 | -3.238 | -3.238 | -3.238 | -3.238 | -3.238 | -3.238 | -3.238 | -3.238 | -3.238 | -3.238 | -3.238 | -19.9245 | -19.9245 | -19.9245 | -19.9245 | -19.9245 | -19.9245 | 0 | 0 | 0 | 0 | 0 | 0 | 0 |  |  | 32.6235 |  | 0 | 0 | 0
Canal - Wainscott New 138 kV UG Cable | 2028 |  |  | 0 | 0 | 0 | 0 | 0 | 0 | 38.957 | 38.957 | 38.957 | 38.957 | 38.957 | 38.957 | -7.5597 | -7.5597 | -7.5597 | -7.5597 | -7.5597 | -7.5597 | -7.5597 | -7.5597 | -7.5597 | -7.5597 | -7.5597 | -7.5597 | -7.5597 | -7.5597 | -7.5597 | -7.5597 | -7.5597 | -7.5597 | -7.5597 | -7.5597 | -7.5597 | -7.5597 | -7.5597 | -7.5597 | -7.5597 | -7.5597 | -7.5597 | -7.5597 | -7.5597 | -46.5167 | -46.5167 | -46.5167 | -46.5167 | -46.5167 | -46.5167 | 0 | 0 |  |  | 58.276 |  | 58.276 | 925015.732 | 1898132.2821
[59 empty] | 1898132.2821 | =Area III Portion
Total - Area 1 Proposal, $Millions (unadjusted) |  |  |  | 0 | 0 | 0.60305 | 0.96539 | 5.3905 | 5.3905 | 44.3475 | 44.3475 | 44.3475 | 44.3475 | 39.0637 | 39.0637 | -7.453 | -7.453 | -8.8144 | -8.8144 | -8.8144 | -8.8144 | -8.8144 | -8.8144 | -8.8144 | -8.8144 | -8.8144 | -8.8144 | -8.8144 | -8.8144 | -8.8144 | -8.8144 | -8.8144 | -8.8144 | -8.8144 | -8.8144 | -8.8144 | -8.8144 | -8.8144 | -8.8144 | -8.8144 | -9.4174 | -9.7798 | -14.2049 | -14.2049 | -53.1619 | -53.1619 | -53.1619 | -53.1619 | -47.878 | -47.878 | -1.3614 | -1.3614 |  |  | 68.8303 |  |  | 1290946.1608 | 2649021.5219
$/MW-yr |  |  |  | 0 | 0 | 40203.5861 | 64359.2408 | 156549.7282 | 156549.7282 | 774914.5398 | 774914.5398 | 774914.5398 | 774914.5398 | 664834.2766 | 664834.2766 | -73525.6468 | -73525.6468 | -164283.4228 | -164283.4228 | -164283.4228 | -164283.4228 | -164283.4228 | -164283.4228 | -164283.4228 | -164283.4228 | -164283.4228 | -164283.4228 | -164283.4228 | -164283.4228 | -164283.4228 | -164283.4228 | -164283.4228 | -164283.4228 | -164283.4228 | -164283.4228 | -164283.4228 | -164283.4228 | -164283.4228 | -164283.4228 | -164283.4228 | -204487.0089 | -228642.6636 | -320833.151 | -320833.151 | -939197.9626 | -939197.9626 | -939197.9626 | -939197.9626 | -829117.6994 | -829117.6994 | -90757.776 | -90757.776
$Millions (adjusted) |  |  |  | 0 | 0 | 0.082498 | 0.13207 | 0.32124 | 0.32124 | 1.5901 | 1.5901 | 1.5901 | 1.5901 | 1.3642 | 1.3642 | -0.15087 | -0.15087 | -0.33711 | -0.33711 | -0.33711 | -0.33711 | -0.33711 | -0.33711 | -0.33711 | -0.33711 | -0.33711 | -0.33711 | -0.33711 | -0.33711 | -0.33711 | -0.33711 | -0.33711 | -0.33711 | -0.33711 | -0.33711 | -0.33711 | -0.33711 | -0.33711 | -0.33711 | -0.33711 | -0.41961 | -0.46917 | -0.65835 | -0.65835 | -1.9272 | -1.9272 | -1.9272 | -1.9272 | -1.7013 | -1.7013 | -0.18623 | -0.18623 |  |  | 2649.0215
Annual Avoided Costs for Deferrals - Area 2 Proposal: (see note*) | Deferral Year |  |  | 2016 | 2017 | 2018 | 2019 | 2020 | 2021 | 2022 | 2023 | 2024 | 2025 | 2026 | 2027 | 2028 | 2029 | 2030 | 2031 | 2032 | 2033 | 2034 | 2035 | 2036 | 2037 | 2038 | 2039 | 2040 | 2041 | 2042 | 2043 | 2044 | 2045 | 2046 | 2047 | 2048 | 2049 | 2050 | 2051 | 2052 | 2053 | 2054 | 2055 | 2056 | 2057 | 2058 | 2059 | 2060 | 2061 | 2062 | 2063 | 2064 |  |  | Differential NPV $M |  | Differential NPV $M (adjusted for COD of Selected Project) | Differntial NPV $/MW | NPV of Transmission Avoided Costs for Selected Project
Area I Projects:
Amagansett Conversion 33 kV | 2030 |  |  | 0 | 0 | 0 | 0 | 0 | 0 | 0 | 0 | 0 | 0 | 0 | 0 | 0 | 0 | 0 | 0 | 0 | 0 | 0 | 0 | 0 | 0 | 0 | 0 | 0 | 0 | 0 | 0 | 0 | 0 | 0 | 0 | 0 | 0 | 0 | 0 | 0 | 0 | 0 | 0 | 0 | 0 | 0 | 0 | 0 | 0 | 0 | 0 | 0 |  |  | 0 |  | 0 | 0 | 0
East Hampton Conversion 33 kV | 2030 |  |  | 0 | 0 | 0 | 0 | 0 | 0 | 0 | 0 | 0 | 0 | 0 | 0 | 0 | 0 | 0 | 0 | 0 | 0 | 0 | 0 | 0 | 0 | 0 | 0 | 0 | 0 | 0 | 0 | 0 | 0 | 0 | 0 | 0 | 0 | 0 | 0 | 0 | 0 | 0 | 0 | 0 | 0 | 0 | 0 | 0 | 0 | 0 | 0 | 0 |  |  | 0 |  | 0 | 0 | 0
Buell Conversion 33 kV | 2030 |  |  | 0 | 0 | 0 | 0 | 0 | 0 | 0 | 0 | 0 | 0 | 0 | 0 | 0 | 0 | 0 | 0 | 0 | 0 | 0 | 0 | 0 | 0 | 0 | 0 | 0 | 0 | 0 | 0 | 0 | 0 | 0 | 0 | 0 | 0 | 0 | 0 | 0 | 0 | 0 | 0 | 0 | 0 | 0 | 0 | 0 | 0 | 0 | 0 | 0 |  |  | 0 |  | 0 | 0 | 0
Hither Hills Conversion to 33 kV | 2030 |  |  | 0 | 0 | 0 | 0 | 0 | 0 | 0 | 0 | 0 | 0 | 0 | 0 | 0 | 0 | 0 | 0 | 0 | 0 | 0 | 0 | 0 | 0 | 0 | 0 | 0 | 0 | 0 | 0 | 0 | 0 | 0 | 0 | 0 | 0 | 0 | 0 | 0 | 0 | 0 | 0 | 0 | 0 | 0 | 0 | 0 | 0 | 0 | 0 | 0 |  |  | 0 |  | 0 | 0 | 0
Culloden Pt Conversion to 33 kV | 2030 |  |  | 0 | 0 | 0 | 0 | 0 | 0 | 0 | 0 | 0 | 0 | 0 | 0 | 0 | 0 | 0 | 0 | 0 | 0 | 0 | 0 | 0 | 0 | 0 | 0 | 0 | 0 | 0 | 0 | 0 | 0 | 0 | 0 | 0 | 0 | 0 | 0 | 0 | 0 | 0 | 0 | 0 | 0 | 0 | 0 | 0 | 0 | 0 | 0 | 0 |  |  | 0 |  | 0 | 0 | 0
[59 empty] | 0 | =Area I Portion
Area II Projects: | [58 empty] | 0 | =Area I+II+III Portions
Bridgehampton - Buell New 69 kV UG Cable | 2026 |  |  | 0 | 0 | 0 | 0 | 4.4251 | 4.4251 | 4.4251 | 4.4251 | 4.4251 | 4.4251 | -0.85871 | -0.85871 | -0.85871 | -0.85871 | -0.85871 | -0.85871 | -0.85871 | -0.85871 | -0.85871 | -0.85871 | -0.85871 | -0.85871 | -0.85871 | -0.85871 | -0.85871 | -0.85871 | -0.85871 | -0.85871 | -0.85871 | -0.85871 | -0.85871 | -0.85871 | -0.85871 | -0.85871 | -0.85871 | -0.85871 | -0.85871 | -0.85871 | -0.85871 | -5.2839 | -5.2839 | -5.2839 | -5.2839 | -5.2839 | -5.2839 | 0 | 0 | 0 | 0 |  |  | 7.3678 |  | 7.3678 | 153495.4058 | 0
[59 empty] | 0 | =Area II Portion
Area III Projects: | [58 empty] | 0 | =Area II+III Portions
New Canal - Southampton Cable | 2023 |  |  | 0 | 4.5863 | 4.5863 | 4.5863 | 4.5863 | 4.5863 | 4.5863 | -0.88999 | -0.88999 | -0.88999 | -0.88999 | -0.88999 | -0.88999 | -0.88999 | -0.88999 | -0.88999 | -0.88999 | -0.88999 | -0.88999 | -0.88999 | -0.88999 | -0.88999 | -0.88999 | -0.88999 | -0.88999 | -0.88999 | -0.88999 | -0.88999 | -0.88999 | -0.88999 | -0.88999 | -0.88999 | -0.88999 | -0.88999 | -0.88999 | -0.88999 | -5.4763 | -5.4763 | -5.4763 | -5.4763 | -5.4763 | -5.4763 | 0 | 0 | 0 | 0 | 0 | 0 | 0 |  |  | 8.9667 |  | 0 | 0 | 0
Upgrade Wildwood - Riverhead to 138 kV | 2022 |  |  | 0 | 0.93922 | 0.93922 | 0.93922 | 0.93922 | 0.93922 | -0.14959 | -0.14959 | -0.14959 | -0.14959 | -0.14959 | -0.14959 | -0.14959 | -0.14959 | -0.14959 | -0.14959 | -0.14959 | -0.14959 | -0.14959 | -0.14959 | -0.14959 | -0.14959 | -0.14959 | -0.14959 | -0.14959 | -0.14959 | -0.14959 | -0.14959 | -0.14959 | -0.14959 | -0.14959 | -0.14959 | -0.14959 | -0.14959 | -0.14959 | -0.14959 | -1.0888 | -1.0888 | -1.0888 | -1.0888 | -1.0888 | 0 | 0 | 0 | 0 | 0 | 0 | 0 | 0 |  |  | 1.5483 |  | 0 | 0 | 0
Riverhead Canal 2nd Line and Bank | 2023 |  |  | 0 | 16.6864 | 16.6864 | 16.6864 | 16.6864 | 16.6864 | 16.6864 | -3.238 | -3.238 | -3.238 | -3.238 | -3.238 | -3.238 | -3.238 | -3.238 | -3.238 | -3.238 | -3.238 | -3.238 | -3.238 | -3.238 | -3.238 | -3.238 | -3.238 | -3.238 | -3.238 | -3.238 | -3.238 | -3.238 | -3.238 | -3.238 | -3.238 | -3.238 | -3.238 | -3.238 | -3.238 | -19.9245 | -19.9245 | -19.9245 | -19.9245 | -19.9245 | -19.9245 | 0 | 0 | 0 | 0 | 0 | 0 | 0 |  |  | 32.6235 |  | 0 | 0 | 0
Canal - Wainscott New 138 kV UG Cable | 2028 |  |  | 0 | 0 | 0 | 0 | 0 | 0 | 38.957 | 38.957 | 38.957 | 38.957 | 38.957 | 38.957 | -7.5597 | -7.5597 | -7.5597 | -7.5597 | -7.5597 | -7.5597 | -7.5597 | -7.5597 | -7.5597 | -7.5597 | -7.5597 | -7.5597 | -7.5597 | -7.5597 | -7.5597 | -7.5597 | -7.5597 | -7.5597 | -7.5597 | -7.5597 | -7.5597 | -7.5597 | -7.5597 | -7.5597 | -7.5597 | -7.5597 | -7.5597 | -7.5597 | -7.5597 | -46.5167 | -46.5167 | -46.5167 | -46.5167 | -46.5167 | -46.5167 | 0 | 0 |  |  | 58.276 |  | 58.276 | 925015.732 | 0
[59 empty] | 0 | =Area III Portion
Total - Area 2 Proposal, $Millions (unadjusted) |  |  |  | 0 | 0 | 0 | 0 | 4.4251 | 4.4251 | 43.3821 | 43.3821 | 43.3821 | 43.3821 | 38.0983 | 38.0983 | -8.4184 | -8.4184 | -8.4184 | -8.4184 | -8.4184 | -8.4184 | -8.4184 | -8.4184 | -8.4184 | -8.4184 | -8.4184 | -8.4184 | -8.4184 | -8.4184 | -8.4184 | -8.4184 | -8.4184 | -8.4184 | -8.4184 | -8.4184 | -8.4184 | -8.4184 | -8.4184 | -8.4184 | -8.4184 | -8.4184 | -8.4184 | -12.8435 | -12.8435 | -51.8005 | -51.8005 | -51.8005 | -51.8005 | -46.5167 | -46.5167 | 0 | 0 |  |  | 65.6438 |  |  | 1078511.1378 | 0
$/MW-yr |  |  |  | 0 | 0 | 0 | 0 | 92190.4874 | 92190.4874 | 710555.299 | 710555.299 | 710555.299 | 710555.299 | 600475.0358 | 600475.0358 | -137884.8876 | -137884.8876 | -137884.8876 | -137884.8876 | -137884.8876 | -137884.8876 | -137884.8876 | -137884.8876 | -137884.8876 | -137884.8876 | -137884.8876 | -137884.8876 | -137884.8876 | -137884.8876 | -137884.8876 | -137884.8876 | -137884.8876 | -137884.8876 | -137884.8876 | -137884.8876 | -137884.8876 | -137884.8876 | -137884.8876 | -137884.8876 | -137884.8876 | -137884.8876 | -137884.8876 | -230075.375 | -230075.375 | -848440.1866 | -848440.1866 | -848440.1866 | -848440.1866 | -738359.9234 | -738359.9234 | 0 | 0
$Millions (adjusted) |  |  |  | 0 | 0 | 0 | 0 | 0 | 0 | 0 | 0 | 0 | 0 | 0 | 0 | 0 | 0 | 0 | 0 | 0 | 0 | 0 | 0 | 0 | 0 | 0 | 0 | 0 | 0 | 0 | 0 | 0 | 0 | 0 | 0 | 0 | 0 | 0 | 0 | 0 | 0 | 0 | 0 | 0 | 0 | 0 | 0 | 0 | 0 | 0 | 0 | 0 |  |  | 0
Annual Avoided Costs for Deferrals - Area 3 Proposal: (see note*) | Deferral Year |  |  | 2016 | 2017 | 2018 | 2019 | 2020 | 2021 | 2022 | 2023 | 2024 | 2025 | 2026 | 2027 | 2028 | 2029 | 2030 | 2031 | 2032 | 2033 | 2034 | 2035 | 2036 | 2037 | 2038 | 2039 | 2040 | 2041 | 2042 | 2043 | 2044 | 2045 | 2046 | 2047 | 2048 | 2049 | 2050 | 2051 | 2052 | 2053 | 2054 | 2055 | 2056 | 2057 | 2058 | 2059 | 2060 | 2061 | 2062 | 2063 | 2064 |  |  | Differential NPV $M |  | Differential NPV $M (adjusted for COD of Selected Project) | Differntial NPV $/MW | NPV of Transmission Avoided Costs for Selected Project
Area I Projects:
Amagansett Conversion 33 kV | 2030 |  |  | 0 | 0 | 0 | 0 | 0 | 0 | 0 | 0 | 0 | 0 | 0 | 0 | 0 | 0 | 0 | 0 | 0 | 0 | 0 | 0 | 0 | 0 | 0 | 0 | 0 | 0 | 0 | 0 | 0 | 0 | 0 | 0 | 0 | 0 | 0 | 0 | 0 | 0 | 0 | 0 | 0 | 0 | 0 | 0 | 0 | 0 | 0 | 0 | 0 |  |  | 0 |  | 0 | 0 | 0
East Hampton Conversion 33 kV | 2030 |  |  | 0 | 0 | 0 | 0 | 0 | 0 | 0 | 0 | 0 | 0 | 0 | 0 | 0 | 0 | 0 | 0 | 0 | 0 | 0 | 0 | 0 | 0 | 0 | 0 | 0 | 0 | 0 | 0 | 0 | 0 | 0 | 0 | 0 | 0 | 0 | 0 | 0 | 0 | 0 | 0 | 0 | 0 | 0 | 0 | 0 | 0 | 0 | 0 | 0 |  |  | 0 |  | 0 | 0 | 0
Buell Conversion 33 kV | 2030 |  |  | 0 | 0 | 0 | 0 | 0 | 0 | 0 | 0 | 0 | 0 | 0 | 0 | 0 | 0 | 0 | 0 | 0 | 0 | 0 | 0 | 0 | 0 | 0 | 0 | 0 | 0 | 0 | 0 | 0 | 0 | 0 | 0 | 0 | 0 | 0 | 0 | 0 | 0 | 0 | 0 | 0 | 0 | 0 | 0 | 0 | 0 | 0 | 0 | 0 |  |  | 0 |  | 0 | 0 | 0
Hither Hills Conversion to 33 kV | 2030 |  |  | 0 | 0 | 0 | 0 | 0 | 0 | 0 | 0 | 0 | 0 | 0 | 0 | 0 | 0 | 0 | 0 | 0 | 0 | 0 | 0 | 0 | 0 | 0 | 0 | 0 | 0 | 0 | 0 | 0 | 0 | 0 | 0 | 0 | 0 | 0 | 0 | 0 | 0 | 0 | 0 | 0 | 0 | 0 | 0 | 0 | 0 | 0 | 0 | 0 |  |  | 0 |  | 0 | 0 | 0
Culloden Pt Conversion to 33 kV | 2030 |  |  | 0 | 0 | 0 | 0 | 0 | 0 | 0 | 0 | 0 | 0 | 0 | 0 | 0 | 0 | 0 | 0 | 0 | 0 | 0 | 0 | 0 | 0 | 0 | 0 | 0 | 0 | 0 | 0 | 0 | 0 | 0 | 0 | 0 | 0 | 0 | 0 | 0 | 0 | 0 | 0 | 0 | 0 | 0 | 0 | 0 | 0 | 0 | 0 | 0 |  |  | 0 |  | 0 | 0 | 0
[59 empty] | 0 | =Area I Portion
Area II Projects: | [58 empty] | 0 | =Area I+II+III Portions
Bridgehampton - Buell New 69 kV UG Cable | 2026 |  |  | 0 | 0 | 0 | 0 | 0 | 0 | 0 | 0 | 0 | 0 | 0 | 0 | 0 | 0 | 0 | 0 | 0 | 0 | 0 | 0 | 0 | 0 | 0 | 0 | 0 | 0 | 0 | 0 | 0 | 0 | 0 | 0 | 0 | 0 | 0 | 0 | 0 | 0 | 0 | 0 | 0 | 0 | 0 | 0 | 0 | 0 | 0 | 0 | 0 |  |  | 0 |  | 0 | 0 | 0
[59 empty] | 0 | =Area II Portion
Area III Projects: | [58 empty] | 0 | =Area II+III Portions
New Canal - Southampton Cable | 2023 |  |  | 0 | 4.5863 | 4.5863 | 4.5863 | 4.5863 | 4.5863 | 4.5863 | -0.88999 | -0.88999 | -0.88999 | -0.88999 | -0.88999 | -0.88999 | -0.88999 | -0.88999 | -0.88999 | -0.88999 | -0.88999 | -0.88999 | -0.88999 | -0.88999 | -0.88999 | -0.88999 | -0.88999 | -0.88999 | -0.88999 | -0.88999 | -0.88999 | -0.88999 | -0.88999 | -0.88999 | -0.88999 | -0.88999 | -0.88999 | -0.88999 | -0.88999 | -5.4763 | -5.4763 | -5.4763 | -5.4763 | -5.4763 | -5.4763 | 0 | 0 | 0 | 0 | 0 | 0 | 0 |  |  | 8.9667 |  | 0 | 0 | 0
Upgrade Wildwood - Riverhead to 138 kV | 2022 |  |  | 0 | 0.93922 | 0.93922 | 0.93922 | 0.93922 | 0.93922 | -0.14959 | -0.14959 | -0.14959 | -0.14959 | -0.14959 | -0.14959 | -0.14959 | -0.14959 | -0.14959 | -0.14959 | -0.14959 | -0.14959 | -0.14959 | -0.14959 | -0.14959 | -0.14959 | -0.14959 | -0.14959 | -0.14959 | -0.14959 | -0.14959 | -0.14959 | -0.14959 | -0.14959 | -0.14959 | -0.14959 | -0.14959 | -0.14959 | -0.14959 | -0.14959 | -1.0888 | -1.0888 | -1.0888 | -1.0888 | -1.0888 | 0 | 0 | 0 | 0 | 0 | 0 | 0 | 0 |  |  | 1.5483 |  | 0 | 0 | 0
Riverhead Canal 2nd Line and Bank | 2023 |  |  | 0 | 16.6864 | 16.6864 | 16.6864 | 16.6864 | 16.6864 | 16.6864 | -3.238 | -3.238 | -3.238 | -3.238 | -3.238 | -3.238 | -3.238 | -3.238 | -3.238 | -3.238 | -3.238 | -3.238 | -3.238 | -3.238 | -3.238 | -3.238 | -3.238 | -3.238 | -3.238 | -3.238 | -3.238 | -3.238 | -3.238 | -3.238 | -3.238 | -3.238 | -3.238 | -3.238 | -3.238 | -19.9245 | -19.9245 | -19.9245 | -19.9245 | -19.9245 | -19.9245 | 0 | 0 | 0 | 0 | 0 | 0 | 0 |  |  | 32.6235 |  | 0 | 0 | 0
Canal - Wainscott New 138 kV UG Cable | 2028 |  |  | 0 | 0 | 0 | 0 | 0 | 0 | 38.957 | 38.957 | 38.957 | 38.957 | 38.957 | 38.957 | -7.5597 | -7.5597 | -7.5597 | -7.5597 | -7.5597 | -7.5597 | -7.5597 | -7.5597 | -7.5597 | -7.5597 | -7.5597 | -7.5597 | -7.5597 | -7.5597 | -7.5597 | -7.5597 | -7.5597 | -7.5597 | -7.5597 | -7.5597 | -7.5597 | -7.5597 | -7.5597 | -7.5597 | -7.5597 | -7.5597 | -7.5597 | -7.5597 | -7.5597 | -46.5167 | -46.5167 | -46.5167 | -46.5167 | -46.5167 | -46.5167 | 0 | 0 |  |  | 58.276 |  | 58.276 | 925015.732 | 0
[59 empty] | 0 | =Area III Portion
Total - Area 3 Proposal, $Millions (unadjusted) |  |  |  | 0 | 22.212 | 22.212 | 22.212 | 22.212 | 22.212 | 60.0802 | 34.6794 | 34.6794 | 34.6794 | 34.6794 | 34.6794 | -11.8373 | -11.8373 | -11.8373 | -11.8373 | -11.8373 | -11.8373 | -11.8373 | -11.8373 | -11.8373 | -11.8373 | -11.8373 | -11.8373 | -11.8373 | -11.8373 | -11.8373 | -11.8373 | -11.8373 | -11.8373 | -11.8373 | -11.8373 | -11.8373 | -11.8373 | -11.8373 | -11.8373 | -34.0493 | -34.0493 | -34.0493 | -34.0493 | -34.0493 | -71.9175 | -46.5167 | -46.5167 | -46.5167 | -46.5167 | -46.5167 | 0 | 0 |  |  | 101.4144 |  |  | 925015.732 | 0
$/MW-yr |  |  |  | 0 | 0 | 0 | 0 | 0 | 0 | 618364.8116 | 618364.8116 | 618364.8116 | 618364.8116 | 618364.8116 | 618364.8116 | -119995.1118 | -119995.1118 | -119995.1118 | -119995.1118 | -119995.1118 | -119995.1118 | -119995.1118 | -119995.1118 | -119995.1118 | -119995.1118 | -119995.1118 | -119995.1118 | -119995.1118 | -119995.1118 | -119995.1118 | -119995.1118 | -119995.1118 | -119995.1118 | -119995.1118 | -119995.1118 | -119995.1118 | -119995.1118 | -119995.1118 | -119995.1118 | -119995.1118 | -119995.1118 | -119995.1118 | -119995.1118 | -119995.1118 | -738359.9234 | -738359.9234 | -738359.9234 | -738359.9234 | -738359.9234 | -738359.9234 | 0 | 0
$Millions (adjusted) |  |  |  | 0 | 0 | 0 | 0 | 0 | 0 | 0 | 0 | 0 | 0 | 0 | 0 | 0 | 0 | 0 | 0 | 0 | 0 | 0 | 0 | 0 | 0 | 0 | 0 | 0 | 0 | 0 | 0 | 0 | 0 | 0 | 0 | 0 | 0 | 0 | 0 | 0 | 0 | 0 | 0 | 0 | 0 | 0 | 0 | 0 | 0 | 0 | 0 | 0 |  |  | 0
Discount Factor (Relative to 1/1/2016) = |  |  |  | 0.94787 | 0.89845 | 0.85161 | 0.80722 | 0.76513 | 0.72525 | 0.68744 | 0.6516 | 0.61763 | 0.58543 | 0.55491 | 0.52598 | 0.49856 | 0.47257 | 0.44793 | 0.42458 | 0.40245 | 0.38147 | 0.36158 | 0.34273 | 0.32486 | 0.30793 | 0.29187 | 0.27666 | 0.26223 | 0.24856 | 0.2356 | 0.22332 | 0.21168 | 0.20064 | 0.19018 | 0.18027 | 0.17087 | 0.16196 | 0.15352 | 0.14552 | 0.13793 | 0.13074 | 0.12392 | 0.11746 | 0.11134 | 0.10554 | 0.10003 | 0.094818 | 0.089875 | 0.08519 | 0.080748 | 0.076539 | 0.072549
* Note: A positive (+) avoided cost in a given year represents a cost savings relative to not having a transmission project deferral.
Note on BF17: Todd Kantarek: Interconnection at East Hampton Sub dist;n side. Added 2.6% transmission loss factor.

## PhII (LIE400-5MW)
Version |  | Based on PSEGLI file: "East End Utility 2_0_Economics_2014_10_13_r28_Sargent_Lundy.xlsx"
Annual Revenue Requirements (Millions of $s)
1) Reference (Transmission only) Case
Project | I/S Year | Investor | Capital (2015$s) | 2016 | 2017 | 2018 | 2019 | 2020 | 2021 | 2022 | 2023 | 2024 | 2025 | 2026 | 2027 | 2028 | 2029 | 2030 | 2031 | 2032 | 2033 | 2034 | 2035 | 2036 | 2037 | 2038 | 2039 | 2040 | 2041 | 2042 | 2043 | 2044 | 2045 | 2046 | 2047 | 2048 | 2049 | 2050 | 2051 | 2052 | 2053 | 2054 | 2055 | 2056 | 2057 | 2058 | 2059 | 2060 | 2061 | 2062 | 2063 | 2064 |  | NPV |  | Proposal Number = | LIE400
Transmission Reinforcement I | 2017 | PSEGLI | 197 | 0 | 24.0294 | 24.0294 | 24.0294 | 24.0294 | 24.0294 | 24.0294 | 24.0294 | 24.0294 | 24.0294 | 24.0294 | 24.0294 | 24.0294 | 24.0294 | 24.0294 | 24.0294 | 24.0294 | 24.0294 | 24.0294 | 24.0294 | 24.0294 | 24.0294 | 24.0294 | 24.0294 | 24.0294 | 24.0294 | 24.0294 | 24.0294 | 24.0294 | 24.0294 | 24.0294 | 24.0294 | 24.0294 | 24.0294 | 24.0294 | 24.0294 | [13 empty] | 35 | 350.5464 |  | Proposer Name = | LI Energy Storage System LLC
Transmission Reinforcement II | 2018 | PSEGLI | 4.8 | 0 | 0 | 0.60305 | 0.60305 | 0.60305 | 0.60305 | 0.60305 | 0.60305 | 0.60305 | 0.60305 | 0.60305 | 0.60305 | 0.60305 | 0.60305 | 0.60305 | 0.60305 | 0.60305 | 0.60305 | 0.60305 | 0.60305 | 0.60305 | 0.60305 | 0.60305 | 0.60305 | 0.60305 | 0.60305 | 0.60305 | 0.60305 | 0.60305 | 0.60305 | 0.60305 | 0.60305 | 0.60305 | 0.60305 | 0.60305 | 0.60305 | 0.60305 | [12 empty] | 35 | 8.3388 |  | Proposal/Project = | East Hampton Energy Storage System
Transmission Reinforcement III | 2019 | PSEGLI | 2.8 | 0 | 0 | 0 | 0.36233 | 0.36233 | 0.36233 | 0.36233 | 0.36233 | 0.36233 | 0.36233 | 0.36233 | 0.36233 | 0.36233 | 0.36233 | 0.36233 | 0.36233 | 0.36233 | 0.36233 | 0.36233 | 0.36233 | 0.36233 | 0.36233 | 0.36233 | 0.36233 | 0.36233 | 0.36233 | 0.36233 | 0.36233 | 0.36233 | 0.36233 | 0.36233 | 0.36233 | 0.36233 | 0.36233 | 0.36233 | 0.36233 | 0.36233 | 0.36233 | [11 empty] | 35 | 4.7491 |  | Option Number = | 3
Transmission Reinforcement IV | 2020 | PSEGLI | 33.2 | 0 | 0 | 0 | 0 | 4.4251 | 4.4251 | 4.4251 | 4.4251 | 4.4251 | 4.4251 | 4.4251 | 4.4251 | 4.4251 | 4.4251 | 4.4251 | 4.4251 | 4.4251 | 4.4251 | 4.4251 | 4.4251 | 4.4251 | 4.4251 | 4.4251 | 4.4251 | 4.4251 | 4.4251 | 4.4251 | 4.4251 | 4.4251 | 4.4251 | 4.4251 | 4.4251 | 4.4251 | 4.4251 | 4.4251 | 4.4251 | 4.4251 | 4.4251 | 4.4251 | [10 empty] | 35 | 54.9758 |  | Location = | 1
Transmission Reinforcement V | 2022 | PSEGLI | 275.5 | 0 | 0 | 0 | 0 | 0 | 0 | 38.957 | 38.957 | 38.957 | 38.957 | 38.957 | 38.957 | 38.957 | 38.957 | 38.957 | 38.957 | 38.957 | 38.957 | 38.957 | 38.957 | 38.957 | 38.957 | 38.957 | 38.957 | 38.957 | 38.957 | 38.957 | 38.957 | 38.957 | 38.957 | 38.957 | 38.957 | 38.957 | 38.957 | 38.957 | 38.957 | 38.957 | 38.957 | 38.957 | 38.957 | 38.957 | [8 empty] | 35 | 434.8353 |  | Technology = | Battery Storage
[56 empty] | Interconnection Points = | East Hampton - 13kV
Total |  |  | 513.3 | 0 | 24.0294 | 24.6325 | 24.9948 | 29.42 | 29.42 | 68.377 | 68.377 | 68.377 | 68.377 | 68.377 | 68.377 | 68.377 | 68.377 | 68.377 | 68.377 | 68.377 | 68.377 | 68.377 | 68.377 | 68.377 | 68.377 | 68.377 | 68.377 | 68.377 | 68.377 | 68.377 | 68.377 | 68.377 | 68.377 | 68.377 | 68.377 | 68.377 | 68.377 | 68.377 | 68.377 | 44.3475 | 43.7445 | 43.3821 | 38.957 | 38.957 | 0 | 0 | 0 | 0 | 0 | 0 | 0 | 0 |  | 853.4454 |  | Loss Factor = | 1.026
2016 NPV @ 5.5%, thru 2035 |  |  |  | 2016: 582.1416
2016 NPV @ 5.5%, thru 2056 |  |  |  | 2016: 853.4454 |  |  |  | MW Required by 2022 (cap) = | 15 | 33 | 15 | Output: NPV of Transmission Avoided Costs for Selected Project (see note*)
[57 empty] | Selected Project Inputs - Area 1 Portion | Selected Project Inputs - Area 2 Portion | Selected Project Inputs - Area 3 Portion | Area 1 | Area 2 | Area 3 | Total | check
[56 empty] | Project kW = | 5130 | 0 | 0
[55 empty] | Capped kW = | 5130 | 5130 | 0 | 0
[56 empty] | Project Area (1, 2, or 3) = | 1 | 2 | 3
[56 empty] | Proportion of Peak Hours Covered = | 100% | 100% | 100%
[55 empty] | Project COD = | 2018
[55 empty] | Effective kW = | 5130 |  |  |  | 6622553.8047 | 0 | 0 | 6622553.8047
[60 empty] | check | check | check
| I/S Year |  | Capital (2015$s) | 2016 | 2017 | 2018 | 2019 | 2020 | 2021 | 2022 | 2023 | 2024 | 2025 | 2026 | 2027 | 2028 | 2029 | 2030 | 2031 | 2032 | 2033 | 2034 | 2035 | 2036 | 2037 | 2038 | 2039 | 2040 | 2041 | 2042 | 2043 | 2044 | 2045 | 2046 | 2047 | 2048 | 2049 | 2050 | 2051 | 2052 | 2053 | 2054 | 2055 | 2056 | 2057 | 2058 | 2059 | 2060 | 2061 | 2062 | 2063 | 2064 |  | MW Required by 2022 | NPV Base $M | Differential NPV $M | Differential NPV $M (adjusted for COD of Selected Project) | Differntial NPV $/MW | NPV of Transmission Avoided Costs for Selected Project
Area I Projects: | [53 empty] | 15
Amagansett Conversion 33 kV | 2017 |  | 8 | 0 | 0.97582 | 0.97582 | 0.97582 | 0.97582 | 0.97582 | 0.97582 | 0.97582 | 0.97582 | 0.97582 | 0.97582 | 0.97582 | 0.97582 | 0.97582 | 0.97582 | 0.97582 | 0.97582 | 0.97582 | 0.97582 | 0.97582 | 0.97582 | 0.97582 | 0.97582 | 0.97582 | 0.97582 | 0.97582 | 0.97582 | 0.97582 | 0.97582 | 0.97582 | 0.97582 | 0.97582 | 0.97582 | 0.97582 | 0.97582 | 0.97582 | [13 empty] | 35 |  | 14.2354
East Hampton Conversion 33 kV | 2017 |  | 3.2 | 0 | 0.39033 | 0.39033 | 0.39033 | 0.39033 | 0.39033 | 0.39033 | 0.39033 | 0.39033 | 0.39033 | 0.39033 | 0.39033 | 0.39033 | 0.39033 | 0.39033 | 0.39033 | 0.39033 | 0.39033 | 0.39033 | 0.39033 | 0.39033 | 0.39033 | 0.39033 | 0.39033 | 0.39033 | 0.39033 | 0.39033 | 0.39033 | 0.39033 | 0.39033 | 0.39033 | 0.39033 | 0.39033 | 0.39033 | 0.39033 | 0.39033 | [13 empty] | 35 |  | 5.6942
Buell Conversion 33 kV | 2017 |  | 3.7 | 0 | 0.45131 | 0.45131 | 0.45131 | 0.45131 | 0.45131 | 0.45131 | 0.45131 | 0.45131 | 0.45131 | 0.45131 | 0.45131 | 0.45131 | 0.45131 | 0.45131 | 0.45131 | 0.45131 | 0.45131 | 0.45131 | 0.45131 | 0.45131 | 0.45131 | 0.45131 | 0.45131 | 0.45131 | 0.45131 | 0.45131 | 0.45131 | 0.45131 | 0.45131 | 0.45131 | 0.45131 | 0.45131 | 0.45131 | 0.45131 | 0.45131 | [13 empty] | 35 |  | 6.5839
Hither Hills Conversion to 33 kV | 2018 |  | 4.8 | 0 | 0 | 0.60305 | 0.60305 | 0.60305 | 0.60305 | 0.60305 | 0.60305 | 0.60305 | 0.60305 | 0.60305 | 0.60305 | 0.60305 | 0.60305 | 0.60305 | 0.60305 | 0.60305 | 0.60305 | 0.60305 | 0.60305 | 0.60305 | 0.60305 | 0.60305 | 0.60305 | 0.60305 | 0.60305 | 0.60305 | 0.60305 | 0.60305 | 0.60305 | 0.60305 | 0.60305 | 0.60305 | 0.60305 | 0.60305 | 0.60305 | 0.60305 | [12 empty] | 35 |  | 8.3388
Culloden Pt Conversion to 33 kV | 2019 |  | 2.8 | 0 | 0 | 0 | 0.36233 | 0.36233 | 0.36233 | 0.36233 | 0.36233 | 0.36233 | 0.36233 | 0.36233 | 0.36233 | 0.36233 | 0.36233 | 0.36233 | 0.36233 | 0.36233 | 0.36233 | 0.36233 | 0.36233 | 0.36233 | 0.36233 | 0.36233 | 0.36233 | 0.36233 | 0.36233 | 0.36233 | 0.36233 | 0.36233 | 0.36233 | 0.36233 | 0.36233 | 0.36233 | 0.36233 | 0.36233 | 0.36233 | 0.36233 | 0.36233 | [11 empty] | 35 |  | 4.7491
No Deferral |  |  | 22.5 |  | 1.8175 | 2.4205 | 2.7828 | 2.7828 | 2.7828 | 2.7828 | 2.7828 | 2.7828 | 2.7828 | 2.7828 | 2.7828 | 2.7828 | 2.7828 | 2.7828 | 2.7828 | 2.7828 | 2.7828 | 2.7828 | 2.7828 | 2.7828 | 2.7828 | 2.7828 | 2.7828 | 2.7828 | 2.7828 | 2.7828 | 2.7828 | 2.7828 | 2.7828 | 2.7828 | 2.7828 | 2.7828 | 2.7828 | 2.7828 | 2.7828 | 0.96539 | 0.36233 | 0 | 0 | 0 | [10 empty] | 39.6013
Amagansett Conversion 33 kV | 2030 |  | 8 | [14 empty] | 1.433 | 1.433 | 1.433 | 1.433 | 1.433 | 1.433 | 1.433 | 1.433 | 1.433 | 1.433 | 1.433 | 1.433 | 1.433 | 1.433 | 1.433 | 1.433 | 1.433 | 1.433 | 1.433 | 1.433 | 1.433 | 1.433 | 1.433 | 1.433 | 1.433 | 1.433 | 1.433 | 1.433 | 1.433 | 1.433 | 1.433 | 1.433 | 1.433 | 1.433 | 1.433 | 35 |  | 10.4225 | 3.8129 | 0 | 0 | 0
East Hampton Conversion 33 kV | 2030 |  | 3.2 | [14 empty] | 0.57321 | 0.57321 | 0.57321 | 0.57321 | 0.57321 | 0.57321 | 0.57321 | 0.57321 | 0.57321 | 0.57321 | 0.57321 | 0.57321 | 0.57321 | 0.57321 | 0.57321 | 0.57321 | 0.57321 | 0.57321 | 0.57321 | 0.57321 | 0.57321 | 0.57321 | 0.57321 | 0.57321 | 0.57321 | 0.57321 | 0.57321 | 0.57321 | 0.57321 | 0.57321 | 0.57321 | 0.57321 | 0.57321 | 0.57321 | 0.57321 | 35 |  | 4.169 | 1.5252 | 0 | 0 | 0
Buell Conversion 33 kV | 2030 |  | 3.7 | [14 empty] | 0.66277 | 0.66277 | 0.66277 | 0.66277 | 0.66277 | 0.66277 | 0.66277 | 0.66277 | 0.66277 | 0.66277 | 0.66277 | 0.66277 | 0.66277 | 0.66277 | 0.66277 | 0.66277 | 0.66277 | 0.66277 | 0.66277 | 0.66277 | 0.66277 | 0.66277 | 0.66277 | 0.66277 | 0.66277 | 0.66277 | 0.66277 | 0.66277 | 0.66277 | 0.66277 | 0.66277 | 0.66277 | 0.66277 | 0.66277 | 0.66277 | 35 |  | 4.8204 | 1.7635 | 0 | 0 | 0
Hither Hills Conversion to 33 kV | 2030 |  | 4.8 | [14 empty] | 0.85981 | 0.85981 | 0.85981 | 0.85981 | 0.85981 | 0.85981 | 0.85981 | 0.85981 | 0.85981 | 0.85981 | 0.85981 | 0.85981 | 0.85981 | 0.85981 | 0.85981 | 0.85981 | 0.85981 | 0.85981 | 0.85981 | 0.85981 | 0.85981 | 0.85981 | 0.85981 | 0.85981 | 0.85981 | 0.85981 | 0.85981 | 0.85981 | 0.85981 | 0.85981 | 0.85981 | 0.85981 | 0.85981 | 0.85981 | 0.85981 | 35 |  | 6.2535 | 2.0853 | 2.0853 | 139022.8879 | 713187.4151
Culloden Pt Conversion to 33 kV | 2030 |  | 2.8 | [14 empty] | 0.50156 | 0.50156 | 0.50156 | 0.50156 | 0.50156 | 0.50156 | 0.50156 | 0.50156 | 0.50156 | 0.50156 | 0.50156 | 0.50156 | 0.50156 | 0.50156 | 0.50156 | 0.50156 | 0.50156 | 0.50156 | 0.50156 | 0.50156 | 0.50156 | 0.50156 | 0.50156 | 0.50156 | 0.50156 | 0.50156 | 0.50156 | 0.50156 | 0.50156 | 0.50156 | 0.50156 | 0.50156 | 0.50156 | 0.50156 | 0.50156 | 35 |  | 3.6479 | 1.1012 | 1.1012 | 73412.135 | 376604.2526
Deferral to Indicated Year |  |  | 22.5 | [6 empty] | 0 | 0 | 0 | 0 | 0 | 0 | 0 | 0 | 4.0304 | 4.0304 | 4.0304 | 4.0304 | 4.0304 | 4.0304 | 4.0304 | 4.0304 | 4.0304 | 4.0304 | 4.0304 | 4.0304 | 4.0304 | 4.0304 | 4.0304 | 4.0304 | 4.0304 | 4.0304 | 4.0304 | 4.0304 | 4.0304 | 4.0304 | 4.0304 | 4.0304 | 4.0304 | 4.0304 | 4.0304 | 4.0304 | 4.0304 | 4.0304 | 4.0304 | 4.0304 | 4.0304 | 4.0304 | 4.0304 | 35 |  | 29.3132 | 10.2881 | 3.1865 | 212435.0229 | 1089791.6676 | =Area I Portion
[59 empty] | 6622553.8047 | =Area I+II+III Portions
Annual Avoided Costs for Deferral to Indicated Year:
Amagansett Conversion 33 kV | 2030 |  |  | 0 | 0.97582 | 0.97582 | 0.97582 | 0.97582 | 0.97582 | 0.97582 | 0.97582 | 0.97582 | 0.97582 | 0.97582 | 0.97582 | 0.97582 | 0.97582 | -0.4572 | -0.4572 | -0.4572 | -0.4572 | -0.4572 | -0.4572 | -0.4572 | -0.4572 | -0.4572 | -0.4572 | -0.4572 | -0.4572 | -0.4572 | -0.4572 | -0.4572 | -0.4572 | -0.4572 | -0.4572 | -0.4572 | -0.4572 | -0.4572 | -0.4572 | -1.433 | -1.433 | -1.433 | -1.433 | -1.433 | -1.433 | -1.433 | -1.433 | -1.433 | -1.433 | -1.433 | -1.433 | -1.433 | 35 |  |  | 3.8129
East Hampton Conversion 33 kV | 2030 |  |  | 0 | 0.39033 | 0.39033 | 0.39033 | 0.39033 | 0.39033 | 0.39033 | 0.39033 | 0.39033 | 0.39033 | 0.39033 | 0.39033 | 0.39033 | 0.39033 | -0.18288 | -0.18288 | -0.18288 | -0.18288 | -0.18288 | -0.18288 | -0.18288 | -0.18288 | -0.18288 | -0.18288 | -0.18288 | -0.18288 | -0.18288 | -0.18288 | -0.18288 | -0.18288 | -0.18288 | -0.18288 | -0.18288 | -0.18288 | -0.18288 | -0.18288 | -0.57321 | -0.57321 | -0.57321 | -0.57321 | -0.57321 | -0.57321 | -0.57321 | -0.57321 | -0.57321 | -0.57321 | -0.57321 | -0.57321 | -0.57321 | 35 |  |  | 1.5252
Buell Conversion 33 kV | 2030 |  |  | 0 | 0.45131 | 0.45131 | 0.45131 | 0.45131 | 0.45131 | 0.45131 | 0.45131 | 0.45131 | 0.45131 | 0.45131 | 0.45131 | 0.45131 | 0.45131 | -0.21146 | -0.21146 | -0.21146 | -0.21146 | -0.21146 | -0.21146 | -0.21146 | -0.21146 | -0.21146 | -0.21146 | -0.21146 | -0.21146 | -0.21146 | -0.21146 | -0.21146 | -0.21146 | -0.21146 | -0.21146 | -0.21146 | -0.21146 | -0.21146 | -0.21146 | -0.66277 | -0.66277 | -0.66277 | -0.66277 | -0.66277 | -0.66277 | -0.66277 | -0.66277 | -0.66277 | -0.66277 | -0.66277 | -0.66277 | -0.66277 | 35 |  |  | 1.7635
Hither Hills Conversion to 33 kV | 2030 |  |  | 0 | 0 | 0.60305 | 0.60305 | 0.60305 | 0.60305 | 0.60305 | 0.60305 | 0.60305 | 0.60305 | 0.60305 | 0.60305 | 0.60305 | 0.60305 | -0.25676 | -0.25676 | -0.25676 | -0.25676 | -0.25676 | -0.25676 | -0.25676 | -0.25676 | -0.25676 | -0.25676 | -0.25676 | -0.25676 | -0.25676 | -0.25676 | -0.25676 | -0.25676 | -0.25676 | -0.25676 | -0.25676 | -0.25676 | -0.25676 | -0.25676 | -0.25676 | -0.85981 | -0.85981 | -0.85981 | -0.85981 | -0.85981 | -0.85981 | -0.85981 | -0.85981 | -0.85981 | -0.85981 | -0.85981 | -0.85981 | 35 |  |  | 2.0853
Culloden Pt Conversion to 33 kV | 2030 |  |  | 0 | 0 | 0 | 0.36233 | 0.36233 | 0.36233 | 0.36233 | 0.36233 | 0.36233 | 0.36233 | 0.36233 | 0.36233 | 0.36233 | 0.36233 | -0.13922 | -0.13922 | -0.13922 | -0.13922 | -0.13922 | -0.13922 | -0.13922 | -0.13922 | -0.13922 | -0.13922 | -0.13922 | -0.13922 | -0.13922 | -0.13922 | -0.13922 | -0.13922 | -0.13922 | -0.13922 | -0.13922 | -0.13922 | -0.13922 | -0.13922 | -0.13922 | -0.13922 | -0.50156 | -0.50156 | -0.50156 | -0.50156 | -0.50156 | -0.50156 | -0.50156 | -0.50156 | -0.50156 | -0.50156 | -0.50156 | 35 |  |  | 1.1012
Area II Projects: | [53 empty] | 33
Bridgehampton - Buell New 69 kV UG Cable | 2020 |  | 33.2 | 0 | 0 | 0 | 0 | 4.4251 | 4.4251 | 4.4251 | 4.4251 | 4.4251 | 4.4251 | 4.4251 | 4.4251 | 4.4251 | 4.4251 | 4.4251 | 4.4251 | 4.4251 | 4.4251 | 4.4251 | 4.4251 | 4.4251 | 4.4251 | 4.4251 | 4.4251 | 4.4251 | 4.4251 | 4.4251 | 4.4251 | 4.4251 | 4.4251 | 4.4251 | 4.4251 | 4.4251 | 4.4251 | 4.4251 | 4.4251 | 4.4251 | 4.4251 | 4.4251 | [10 empty] | 35 |  | 54.9758
No Deferral |  |  | 33.2 |  | 0 | 0 | 0 | 4.4251 | 4.4251 | 4.4251 | 4.4251 | 4.4251 | 4.4251 | 4.4251 | 4.4251 | 4.4251 | 4.4251 | 4.4251 | 4.4251 | 4.4251 | 4.4251 | 4.4251 | 4.4251 | 4.4251 | 4.4251 | 4.4251 | 4.4251 | 4.4251 | 4.4251 | 4.4251 | 4.4251 | 4.4251 | 4.4251 | 4.4251 | 4.4251 | 4.4251 | 4.4251 | 4.4251 | 4.4251 | 4.4251 | 4.4251 | 4.4251 | [10 empty] | 35 |  | 54.9758
Bridgehampton - Buell New 69 kV UG Cable | 2026 |  | 33.2 | [10 empty] | 5.2839 | 5.2839 | 5.2839 | 5.2839 | 5.2839 | 5.2839 | 5.2839 | 5.2839 | 5.2839 | 5.2839 | 5.2839 | 5.2839 | 5.2839 | 5.2839 | 5.2839 | 5.2839 | 5.2839 | 5.2839 | 5.2839 | 5.2839 | 5.2839 | 5.2839 | 5.2839 | 5.2839 | 5.2839 | 5.2839 | 5.2839 | 5.2839 | 5.2839 | 5.2839 | 5.2839 | 5.2839 | 5.2839 | 5.2839 | 5.2839 |  |  |  |  | 35 |  | 47.608 | 7.3678 | 7.3678 | 153495.4058 | 787431.4319
Deferral to Indicated Year |  |  | 33.2 | [6 empty] | 0 | 0 | 0 | 0 | 5.2839 | 5.2839 | 5.2839 | 5.2839 | 5.2839 | 5.2839 | 5.2839 | 5.2839 | 5.2839 | 5.2839 | 5.2839 | 5.2839 | 5.2839 | 5.2839 | 5.2839 | 5.2839 | 5.2839 | 5.2839 | 5.2839 | 5.2839 | 5.2839 | 5.2839 | 5.2839 | 5.2839 | 5.2839 | 5.2839 | 5.2839 | 5.2839 | 5.2839 | 5.2839 | 5.2839 | 5.2839 | 5.2839 | 5.2839 | 5.2839 |  |  |  |  | 35 |  | 47.608 | 7.3678 | 7.3678 | 153495.4058 | 787431.4319 | =Area II Portion
[59 empty] | 5532762.1371 | =Area II+III Portions
Annual Avoided Costs for Deferral to Indicated Year:
Bridgehampton - Buell New 69 kV UG Cable | 2026 |  |  | 0 | 0 | 0 | 0 | 4.4251 | 4.4251 | 4.4251 | 4.4251 | 4.4251 | 4.4251 | -0.85871 | -0.85871 | -0.85871 | -0.85871 | -0.85871 | -0.85871 | -0.85871 | -0.85871 | -0.85871 | -0.85871 | -0.85871 | -0.85871 | -0.85871 | -0.85871 | -0.85871 | -0.85871 | -0.85871 | -0.85871 | -0.85871 | -0.85871 | -0.85871 | -0.85871 | -0.85871 | -0.85871 | -0.85871 | -0.85871 | -0.85871 | -0.85871 | -0.85871 | -5.2839 | -5.2839 | -5.2839 | -5.2839 | -5.2839 | -5.2839 |  |  |  |  | 35 |  |  | 7.3678
0
Area III Projects: | [52 empty] | 0 | 15
New Canal - Southampton Cable | 2017 |  | 37.6 | 0 | 4.5863 | 4.5863 | 4.5863 | 4.5863 | 4.5863 | 4.5863 | 4.5863 | 4.5863 | 4.5863 | 4.5863 | 4.5863 | 4.5863 | 4.5863 | 4.5863 | 4.5863 | 4.5863 | 4.5863 | 4.5863 | 4.5863 | 4.5863 | 4.5863 | 4.5863 | 4.5863 | 4.5863 | 4.5863 | 4.5863 | 4.5863 | 4.5863 | 4.5863 | 4.5863 | 4.5863 | 4.5863 | 4.5863 | 4.5863 | 4.5863 | [13 empty] | 35 |  | 66.9063
Upgrade Wildwood - Riverhead to 138 kV | 2017 |  | 7.7 | 0 | 0.93922 | 0.93922 | 0.93922 | 0.93922 | 0.93922 | 0.93922 | 0.93922 | 0.93922 | 0.93922 | 0.93922 | 0.93922 | 0.93922 | 0.93922 | 0.93922 | 0.93922 | 0.93922 | 0.93922 | 0.93922 | 0.93922 | 0.93922 | 0.93922 | 0.93922 | 0.93922 | 0.93922 | 0.93922 | 0.93922 | 0.93922 | 0.93922 | 0.93922 | 0.93922 | 0.93922 | 0.93922 | 0.93922 | 0.93922 | 0.93922 | [13 empty] | 35 |  | 13.7016
Riverhead Canal 2nd Line and Bank | 2017 |  | 136.8 | 0 | 16.6864 | 16.6864 | 16.6864 | 16.6864 | 16.6864 | 16.6864 | 16.6864 | 16.6864 | 16.6864 | 16.6864 | 16.6864 | 16.6864 | 16.6864 | 16.6864 | 16.6864 | 16.6864 | 16.6864 | 16.6864 | 16.6864 | 16.6864 | 16.6864 | 16.6864 | 16.6864 | 16.6864 | 16.6864 | 16.6864 | 16.6864 | 16.6864 | 16.6864 | 16.6864 | 16.6864 | 16.6864 | 16.6864 | 16.6864 | 16.6864 | [13 empty] | 35 |  | 243.4251
Canal - Wainscott New 138 kV UG Cable | 2022 |  | 275.5 | 0 | 0 | 0 | 0 | 0 | 0 | 38.957 | 38.957 | 38.957 | 38.957 | 38.957 | 38.957 | 38.957 | 38.957 | 38.957 | 38.957 | 38.957 | 38.957 | 38.957 | 38.957 | 38.957 | 38.957 | 38.957 | 38.957 | 38.957 | 38.957 | 38.957 | 38.957 | 38.957 | 38.957 | 38.957 | 38.957 | 38.957 | 38.957 | 38.957 | 38.957 | 38.957 | 38.957 | 38.957 | 38.957 | 38.957 | [8 empty] | 35 |  | 434.8353
No Deferral |  |  | 457.6 |  | 22.212 | 22.212 | 22.212 | 22.212 | 22.212 | 61.169 | 61.169 | 61.169 | 61.169 | 61.169 | 61.169 | 61.169 | 61.169 | 61.169 | 61.169 | 61.169 | 61.169 | 61.169 | 61.169 | 61.169 | 61.169 | 61.169 | 61.169 | 61.169 | 61.169 | 61.169 | 61.169 | 61.169 | 61.169 | 61.169 | 61.169 | 61.169 | 61.169 | 61.169 | 61.169 | 38.957 | 38.957 | 38.957 | 38.957 | 38.957 | [10 empty] | 758.8683
New Canal - Southampton Cable | 2023 |  | 37.6 | [7 empty] | 5.4763 | 5.4763 | 5.4763 | 5.4763 | 5.4763 | 5.4763 | 5.4763 | 5.4763 | 5.4763 | 5.4763 | 5.4763 | 5.4763 | 5.4763 | 5.4763 | 5.4763 | 5.4763 | 5.4763 | 5.4763 | 5.4763 | 5.4763 | 5.4763 | 5.4763 | 5.4763 | 5.4763 | 5.4763 | 5.4763 | 5.4763 | 5.4763 | 5.4763 | 5.4763 | 5.4763 | 5.4763 | 5.4763 | 5.4763 | 5.4763 | [7 empty] | 35 |  | 57.9396 | 8.9667 | 0 | 0 | 0
Upgrade Wildwood - Riverhead to 138 kV | 2022 |  | 7.7 | [6 empty] | 1.0888 | 1.0888 | 1.0888 | 1.0888 | 1.0888 | 1.0888 | 1.0888 | 1.0888 | 1.0888 | 1.0888 | 1.0888 | 1.0888 | 1.0888 | 1.0888 | 1.0888 | 1.0888 | 1.0888 | 1.0888 | 1.0888 | 1.0888 | 1.0888 | 1.0888 | 1.0888 | 1.0888 | 1.0888 | 1.0888 | 1.0888 | 1.0888 | 1.0888 | 1.0888 | 1.0888 | 1.0888 | 1.0888 | 1.0888 | 1.0888 | [8 empty] | 35 |  | 12.1533 | 1.5483 | 0 | 0 | 0
Riverhead Canal 2nd Line and Bank | 2023 |  | 136.8 | [7 empty] | 19.9245 | 19.9245 | 19.9245 | 19.9245 | 19.9245 | 19.9245 | 19.9245 | 19.9245 | 19.9245 | 19.9245 | 19.9245 | 19.9245 | 19.9245 | 19.9245 | 19.9245 | 19.9245 | 19.9245 | 19.9245 | 19.9245 | 19.9245 | 19.9245 | 19.9245 | 19.9245 | 19.9245 | 19.9245 | 19.9245 | 19.9245 | 19.9245 | 19.9245 | 19.9245 | 19.9245 | 19.9245 | 19.9245 | 19.9245 | 19.9245 | [7 empty] | 35 |  | 210.8017 | 32.6235 | 0 | 0 | 0
Canal - Wainscott New 138 kV UG Cable | 2028 |  | 275.5 | [12 empty] | 46.5167 | 46.5167 | 46.5167 | 46.5167 | 46.5167 | 46.5167 | 46.5167 | 46.5167 | 46.5167 | 46.5167 | 46.5167 | 46.5167 | 46.5167 | 46.5167 | 46.5167 | 46.5167 | 46.5167 | 46.5167 | 46.5167 | 46.5167 | 46.5167 | 46.5167 | 46.5167 | 46.5167 | 46.5167 | 46.5167 | 46.5167 | 46.5167 | 46.5167 | 46.5167 | 46.5167 | 46.5167 | 46.5167 | 46.5167 | 46.5167 |  |  | 35 |  | 376.5593 | 58.276 | 58.276 | 925015.732 | 4745330.7052
Deferral to Indicated Year |  |  | 457.6 | [6 empty] | 1.0888 | 26.4896 | 26.4896 | 26.4896 | 26.4896 | 26.4896 | 73.0063 | 73.0063 | 73.0063 | 73.0063 | 73.0063 | 73.0063 | 73.0063 | 73.0063 | 73.0063 | 73.0063 | 73.0063 | 73.0063 | 73.0063 | 73.0063 | 73.0063 | 73.0063 | 73.0063 | 73.0063 | 73.0063 | 73.0063 | 73.0063 | 73.0063 | 73.0063 | 73.0063 | 73.0063 | 73.0063 | 73.0063 | 73.0063 | 73.0063 | 71.9175 | 46.5167 | 46.5167 | 46.5167 | 46.5167 | 46.5167 |  |  | 41 |  | 657.4539 | 101.4144 | 58.276 | 925015.732 | 4745330.7052 | =Area III Portion
[59 empty] | 4745330.7052 | =Area III Portion
Annual Avoided Costs for Deferral to Indicated Year:
New Canal - Southampton Cable | 2023 |  |  | 0 | 4.5863 | 4.5863 | 4.5863 | 4.5863 | 4.5863 | 4.5863 | -0.88999 | -0.88999 | -0.88999 | -0.88999 | -0.88999 | -0.88999 | -0.88999 | -0.88999 | -0.88999 | -0.88999 | -0.88999 | -0.88999 | -0.88999 | -0.88999 | -0.88999 | -0.88999 | -0.88999 | -0.88999 | -0.88999 | -0.88999 | -0.88999 | -0.88999 | -0.88999 | -0.88999 | -0.88999 | -0.88999 | -0.88999 | -0.88999 | -0.88999 | -5.4763 | -5.4763 | -5.4763 | -5.4763 | -5.4763 | -5.4763 | 0 | 0 | 0 | 0 | 0 |  |  | 35 |  |  | 8.9667
Upgrade Wildwood - Riverhead to 138 kV | 2022 |  |  | 0 | 0.93922 | 0.93922 | 0.93922 | 0.93922 | 0.93922 | -0.14959 | -0.14959 | -0.14959 | -0.14959 | -0.14959 | -0.14959 | -0.14959 | -0.14959 | -0.14959 | -0.14959 | -0.14959 | -0.14959 | -0.14959 | -0.14959 | -0.14959 | -0.14959 | -0.14959 | -0.14959 | -0.14959 | -0.14959 | -0.14959 | -0.14959 | -0.14959 | -0.14959 | -0.14959 | -0.14959 | -0.14959 | -0.14959 | -0.14959 | -0.14959 | -1.0888 | -1.0888 | -1.0888 | -1.0888 | -1.0888 | 0 | 0 | 0 | 0 | 0 | 0 |  |  | 35 |  |  | 1.5483
Riverhead Canal 2nd Line and Bank | 2023 |  |  | 0 | 16.6864 | 16.6864 | 16.6864 | 16.6864 | 16.6864 | 16.6864 | -3.238 | -3.238 | -3.238 | -3.238 | -3.238 | -3.238 | -3.238 | -3.238 | -3.238 | -3.238 | -3.238 | -3.238 | -3.238 | -3.238 | -3.238 | -3.238 | -3.238 | -3.238 | -3.238 | -3.238 | -3.238 | -3.238 | -3.238 | -3.238 | -3.238 | -3.238 | -3.238 | -3.238 | -3.238 | -19.9245 | -19.9245 | -19.9245 | -19.9245 | -19.9245 | -19.9245 | 0 | 0 | 0 | 0 | 0 |  |  | 35 |  |  | 32.6235
Canal - Wainscott New 138 kV UG Cable | 2028 |  |  | 0 | 0 | 0 | 0 | 0 | 0 | 38.957 | 38.957 | 38.957 | 38.957 | 38.957 | 38.957 | -7.5597 | -7.5597 | -7.5597 | -7.5597 | -7.5597 | -7.5597 | -7.5597 | -7.5597 | -7.5597 | -7.5597 | -7.5597 | -7.5597 | -7.5597 | -7.5597 | -7.5597 | -7.5597 | -7.5597 | -7.5597 | -7.5597 | -7.5597 | -7.5597 | -7.5597 | -7.5597 | -7.5597 | -7.5597 | -7.5597 | -7.5597 | -7.5597 | -7.5597 | -46.5167 | -46.5167 | -46.5167 | -46.5167 | -46.5167 | -46.5167 | [5 empty] | 58.276
Total - All Areas (No Deferrals,$Millions) |  |  | 513.3 |  | 24.0294 | 24.6325 | 24.9948 | 29.42 | 29.42 | 68.377 | 68.377 | 68.377 | 68.377 | 68.377 | 68.377 | 68.377 | 68.377 | 68.377 | 68.377 | 68.377 | 68.377 | 68.377 | 68.377 | 68.377 | 68.377 | 68.377 | 68.377 | 68.377 | 68.377 | 68.377 | 68.377 | 68.377 | 68.377 | 68.377 | 68.377 | 68.377 | 68.377 | 68.377 | 68.377 | 44.3475 | 43.7445 | 43.3821 | 38.957 | 38.957 | 0 | 0 | 0 | 0 | 0 | 0 | 0 | 0 |  | 63 | 853.4454 | 119.0703 | = max. total avoided cost in portfolio
Annual Avoided Costs for Deferrals - Area 1 Proposal: (see note*) | Deferral Year |  |  | 2016 | 2017 | 2018 | 2019 | 2020 | 2021 | 2022 | 2023 | 2024 | 2025 | 2026 | 2027 | 2028 | 2029 | 2030 | 2031 | 2032 | 2033 | 2034 | 2035 | 2036 | 2037 | 2038 | 2039 | 2040 | 2041 | 2042 | 2043 | 2044 | 2045 | 2046 | 2047 | 2048 | 2049 | 2050 | 2051 | 2052 | 2053 | 2054 | 2055 | 2056 | 2057 | 2058 | 2059 | 2060 | 2061 | 2062 | 2063 | 2064 |  |  | Differential NPV $M |  | Differential NPV $M (adjusted for COD of Selected Project) | Differntial NPV $/MW | NPV of Transmission Avoided Costs for Selected Project
Area I Projects:
Amagansett Conversion 33 kV | 2030 |  |  | 0 | 0.97582 | 0.97582 | 0.97582 | 0.97582 | 0.97582 | 0.97582 | 0.97582 | 0.97582 | 0.97582 | 0.97582 | 0.97582 | 0.97582 | 0.97582 | -0.4572 | -0.4572 | -0.4572 | -0.4572 | -0.4572 | -0.4572 | -0.4572 | -0.4572 | -0.4572 | -0.4572 | -0.4572 | -0.4572 | -0.4572 | -0.4572 | -0.4572 | -0.4572 | -0.4572 | -0.4572 | -0.4572 | -0.4572 | -0.4572 | -0.4572 | -1.433 | -1.433 | -1.433 | -1.433 | -1.433 | -1.433 | -1.433 | -1.433 | -1.433 | -1.433 | -1.433 | -1.433 | -1.433 |  |  | 3.8129 |  | 0 | 0 | 0
East Hampton Conversion 33 kV | 2030 |  |  | 0 | 0.39033 | 0.39033 | 0.39033 | 0.39033 | 0.39033 | 0.39033 | 0.39033 | 0.39033 | 0.39033 | 0.39033 | 0.39033 | 0.39033 | 0.39033 | -0.18288 | -0.18288 | -0.18288 | -0.18288 | -0.18288 | -0.18288 | -0.18288 | -0.18288 | -0.18288 | -0.18288 | -0.18288 | -0.18288 | -0.18288 | -0.18288 | -0.18288 | -0.18288 | -0.18288 | -0.18288 | -0.18288 | -0.18288 | -0.18288 | -0.18288 | -0.57321 | -0.57321 | -0.57321 | -0.57321 | -0.57321 | -0.57321 | -0.57321 | -0.57321 | -0.57321 | -0.57321 | -0.57321 | -0.57321 | -0.57321 |  |  | 1.5252 |  | 0 | 0 | 0
Buell Conversion 33 kV | 2030 |  |  | 0 | 0.45131 | 0.45131 | 0.45131 | 0.45131 | 0.45131 | 0.45131 | 0.45131 | 0.45131 | 0.45131 | 0.45131 | 0.45131 | 0.45131 | 0.45131 | -0.21146 | -0.21146 | -0.21146 | -0.21146 | -0.21146 | -0.21146 | -0.21146 | -0.21146 | -0.21146 | -0.21146 | -0.21146 | -0.21146 | -0.21146 | -0.21146 | -0.21146 | -0.21146 | -0.21146 | -0.21146 | -0.21146 | -0.21146 | -0.21146 | -0.21146 | -0.66277 | -0.66277 | -0.66277 | -0.66277 | -0.66277 | -0.66277 | -0.66277 | -0.66277 | -0.66277 | -0.66277 | -0.66277 | -0.66277 | -0.66277 |  |  | 1.7635 |  | 0 | 0 | 0
Hither Hills Conversion to 33 kV | 2030 |  |  | 0 | 0 | 0.60305 | 0.60305 | 0.60305 | 0.60305 | 0.60305 | 0.60305 | 0.60305 | 0.60305 | 0.60305 | 0.60305 | 0.60305 | 0.60305 | -0.25676 | -0.25676 | -0.25676 | -0.25676 | -0.25676 | -0.25676 | -0.25676 | -0.25676 | -0.25676 | -0.25676 | -0.25676 | -0.25676 | -0.25676 | -0.25676 | -0.25676 | -0.25676 | -0.25676 | -0.25676 | -0.25676 | -0.25676 | -0.25676 | -0.25676 | -0.25676 | -0.85981 | -0.85981 | -0.85981 | -0.85981 | -0.85981 | -0.85981 | -0.85981 | -0.85981 | -0.85981 | -0.85981 | -0.85981 | -0.85981 |  |  | 2.0853 |  | 2.0853 | 139022.8879 | 713187.4151
Culloden Pt Conversion to 33 kV | 2030 |  |  | 0 | 0 | 0 | 0.36233 | 0.36233 | 0.36233 | 0.36233 | 0.36233 | 0.36233 | 0.36233 | 0.36233 | 0.36233 | 0.36233 | 0.36233 | -0.13922 | -0.13922 | -0.13922 | -0.13922 | -0.13922 | -0.13922 | -0.13922 | -0.13922 | -0.13922 | -0.13922 | -0.13922 | -0.13922 | -0.13922 | -0.13922 | -0.13922 | -0.13922 | -0.13922 | -0.13922 | -0.13922 | -0.13922 | -0.13922 | -0.13922 | -0.13922 | -0.13922 | -0.50156 | -0.50156 | -0.50156 | -0.50156 | -0.50156 | -0.50156 | -0.50156 | -0.50156 | -0.50156 | -0.50156 | -0.50156 |  |  | 1.1012 |  | 1.1012 | 73412.135 | 376604.2526
[59 empty] | 1089791.6676 | =Area I Portion
Area II Projects: | [58 empty] | 6622553.8047 | =Area I+II+III Portions
Bridgehampton - Buell New 69 kV UG Cable | 2026 |  |  | 0 | 0 | 0 | 0 | 4.4251 | 4.4251 | 4.4251 | 4.4251 | 4.4251 | 4.4251 | -0.85871 | -0.85871 | -0.85871 | -0.85871 | -0.85871 | -0.85871 | -0.85871 | -0.85871 | -0.85871 | -0.85871 | -0.85871 | -0.85871 | -0.85871 | -0.85871 | -0.85871 | -0.85871 | -0.85871 | -0.85871 | -0.85871 | -0.85871 | -0.85871 | -0.85871 | -0.85871 | -0.85871 | -0.85871 | -0.85871 | -0.85871 | -0.85871 | -0.85871 | -5.2839 | -5.2839 | -5.2839 | -5.2839 | -5.2839 | -5.2839 | 0 | 0 | 0 | 0 |  |  | 7.3678 |  | 7.3678 | 153495.4058 | 787431.4319
[59 empty] | 787431.4319 | =Area II Portion
Area III Projects: | [58 empty] | 5532762.1371 | =Area II+III Portions
New Canal - Southampton Cable | 2023 |  |  | 0 | 4.5863 | 4.5863 | 4.5863 | 4.5863 | 4.5863 | 4.5863 | -0.88999 | -0.88999 | -0.88999 | -0.88999 | -0.88999 | -0.88999 | -0.88999 | -0.88999 | -0.88999 | -0.88999 | -0.88999 | -0.88999 | -0.88999 | -0.88999 | -0.88999 | -0.88999 | -0.88999 | -0.88999 | -0.88999 | -0.88999 | -0.88999 | -0.88999 | -0.88999 | -0.88999 | -0.88999 | -0.88999 | -0.88999 | -0.88999 | -0.88999 | -5.4763 | -5.4763 | -5.4763 | -5.4763 | -5.4763 | -5.4763 | 0 | 0 | 0 | 0 | 0 | 0 | 0 |  |  | 8.9667 |  | 0 | 0 | 0
Upgrade Wildwood - Riverhead to 138 kV | 2022 |  |  | 0 | 0.93922 | 0.93922 | 0.93922 | 0.93922 | 0.93922 | -0.14959 | -0.14959 | -0.14959 | -0.14959 | -0.14959 | -0.14959 | -0.14959 | -0.14959 | -0.14959 | -0.14959 | -0.14959 | -0.14959 | -0.14959 | -0.14959 | -0.14959 | -0.14959 | -0.14959 | -0.14959 | -0.14959 | -0.14959 | -0.14959 | -0.14959 | -0.14959 | -0.14959 | -0.14959 | -0.14959 | -0.14959 | -0.14959 | -0.14959 | -0.14959 | -1.0888 | -1.0888 | -1.0888 | -1.0888 | -1.0888 | 0 | 0 | 0 | 0 | 0 | 0 | 0 | 0 |  |  | 1.5483 |  | 0 | 0 | 0
Riverhead Canal 2nd Line and Bank | 2023 |  |  | 0 | 16.6864 | 16.6864 | 16.6864 | 16.6864 | 16.6864 | 16.6864 | -3.238 | -3.238 | -3.238 | -3.238 | -3.238 | -3.238 | -3.238 | -3.238 | -3.238 | -3.238 | -3.238 | -3.238 | -3.238 | -3.238 | -3.238 | -3.238 | -3.238 | -3.238 | -3.238 | -3.238 | -3.238 | -3.238 | -3.238 | -3.238 | -3.238 | -3.238 | -3.238 | -3.238 | -3.238 | -19.9245 | -19.9245 | -19.9245 | -19.9245 | -19.9245 | -19.9245 | 0 | 0 | 0 | 0 | 0 | 0 | 0 |  |  | 32.6235 |  | 0 | 0 | 0
Canal - Wainscott New 138 kV UG Cable | 2028 |  |  | 0 | 0 | 0 | 0 | 0 | 0 | 38.957 | 38.957 | 38.957 | 38.957 | 38.957 | 38.957 | -7.5597 | -7.5597 | -7.5597 | -7.5597 | -7.5597 | -7.5597 | -7.5597 | -7.5597 | -7.5597 | -7.5597 | -7.5597 | -7.5597 | -7.5597 | -7.5597 | -7.5597 | -7.5597 | -7.5597 | -7.5597 | -7.5597 | -7.5597 | -7.5597 | -7.5597 | -7.5597 | -7.5597 | -7.5597 | -7.5597 | -7.5597 | -7.5597 | -7.5597 | -46.5167 | -46.5167 | -46.5167 | -46.5167 | -46.5167 | -46.5167 | 0 | 0 |  |  | 58.276 |  | 58.276 | 925015.732 | 4745330.7052
[59 empty] | 4745330.7052 | =Area III Portion
Total - Area 1 Proposal, $Millions (unadjusted) |  |  |  | 0 | 0 | 0.60305 | 0.96539 | 5.3905 | 5.3905 | 44.3475 | 44.3475 | 44.3475 | 44.3475 | 39.0637 | 39.0637 | -7.453 | -7.453 | -8.8144 | -8.8144 | -8.8144 | -8.8144 | -8.8144 | -8.8144 | -8.8144 | -8.8144 | -8.8144 | -8.8144 | -8.8144 | -8.8144 | -8.8144 | -8.8144 | -8.8144 | -8.8144 | -8.8144 | -8.8144 | -8.8144 | -8.8144 | -8.8144 | -8.8144 | -8.8144 | -9.4174 | -9.7798 | -14.2049 | -14.2049 | -53.1619 | -53.1619 | -53.1619 | -53.1619 | -47.878 | -47.878 | -1.3614 | -1.3614 |  |  | 68.8303 |  |  | 1290946.1608 | 6622553.8047
$/MW-yr |  |  |  | 0 | 0 | 40203.5861 | 64359.2408 | 156549.7282 | 156549.7282 | 774914.5398 | 774914.5398 | 774914.5398 | 774914.5398 | 664834.2766 | 664834.2766 | -73525.6468 | -73525.6468 | -164283.4228 | -164283.4228 | -164283.4228 | -164283.4228 | -164283.4228 | -164283.4228 | -164283.4228 | -164283.4228 | -164283.4228 | -164283.4228 | -164283.4228 | -164283.4228 | -164283.4228 | -164283.4228 | -164283.4228 | -164283.4228 | -164283.4228 | -164283.4228 | -164283.4228 | -164283.4228 | -164283.4228 | -164283.4228 | -164283.4228 | -204487.0089 | -228642.6636 | -320833.151 | -320833.151 | -939197.9626 | -939197.9626 | -939197.9626 | -939197.9626 | -829117.6994 | -829117.6994 | -90757.776 | -90757.776
$Millions (adjusted) |  |  |  | 0 | 0 | 0.20624 | 0.33016 | 0.8031 | 0.8031 | 3.9753 | 3.9753 | 3.9753 | 3.9753 | 3.4106 | 3.4106 | -0.37719 | -0.37719 | -0.84277 | -0.84277 | -0.84277 | -0.84277 | -0.84277 | -0.84277 | -0.84277 | -0.84277 | -0.84277 | -0.84277 | -0.84277 | -0.84277 | -0.84277 | -0.84277 | -0.84277 | -0.84277 | -0.84277 | -0.84277 | -0.84277 | -0.84277 | -0.84277 | -0.84277 | -0.84277 | -1.049 | -1.1729 | -1.6459 | -1.6459 | -4.8181 | -4.8181 | -4.8181 | -4.8181 | -4.2534 | -4.2534 | -0.46559 | -0.46559 |  |  | 6622.5538
Annual Avoided Costs for Deferrals - Area 2 Proposal: (see note*) | Deferral Year |  |  | 2016 | 2017 | 2018 | 2019 | 2020 | 2021 | 2022 | 2023 | 2024 | 2025 | 2026 | 2027 | 2028 | 2029 | 2030 | 2031 | 2032 | 2033 | 2034 | 2035 | 2036 | 2037 | 2038 | 2039 | 2040 | 2041 | 2042 | 2043 | 2044 | 2045 | 2046 | 2047 | 2048 | 2049 | 2050 | 2051 | 2052 | 2053 | 2054 | 2055 | 2056 | 2057 | 2058 | 2059 | 2060 | 2061 | 2062 | 2063 | 2064 |  |  | Differential NPV $M |  | Differential NPV $M (adjusted for COD of Selected Project) | Differntial NPV $/MW | NPV of Transmission Avoided Costs for Selected Project
Area I Projects:
Amagansett Conversion 33 kV | 2030 |  |  | 0 | 0 | 0 | 0 | 0 | 0 | 0 | 0 | 0 | 0 | 0 | 0 | 0 | 0 | 0 | 0 | 0 | 0 | 0 | 0 | 0 | 0 | 0 | 0 | 0 | 0 | 0 | 0 | 0 | 0 | 0 | 0 | 0 | 0 | 0 | 0 | 0 | 0 | 0 | 0 | 0 | 0 | 0 | 0 | 0 | 0 | 0 | 0 | 0 |  |  | 0 |  | 0 | 0 | 0
East Hampton Conversion 33 kV | 2030 |  |  | 0 | 0 | 0 | 0 | 0 | 0 | 0 | 0 | 0 | 0 | 0 | 0 | 0 | 0 | 0 | 0 | 0 | 0 | 0 | 0 | 0 | 0 | 0 | 0 | 0 | 0 | 0 | 0 | 0 | 0 | 0 | 0 | 0 | 0 | 0 | 0 | 0 | 0 | 0 | 0 | 0 | 0 | 0 | 0 | 0 | 0 | 0 | 0 | 0 |  |  | 0 |  | 0 | 0 | 0
Buell Conversion 33 kV | 2030 |  |  | 0 | 0 | 0 | 0 | 0 | 0 | 0 | 0 | 0 | 0 | 0 | 0 | 0 | 0 | 0 | 0 | 0 | 0 | 0 | 0 | 0 | 0 | 0 | 0 | 0 | 0 | 0 | 0 | 0 | 0 | 0 | 0 | 0 | 0 | 0 | 0 | 0 | 0 | 0 | 0 | 0 | 0 | 0 | 0 | 0 | 0 | 0 | 0 | 0 |  |  | 0 |  | 0 | 0 | 0
Hither Hills Conversion to 33 kV | 2030 |  |  | 0 | 0 | 0 | 0 | 0 | 0 | 0 | 0 | 0 | 0 | 0 | 0 | 0 | 0 | 0 | 0 | 0 | 0 | 0 | 0 | 0 | 0 | 0 | 0 | 0 | 0 | 0 | 0 | 0 | 0 | 0 | 0 | 0 | 0 | 0 | 0 | 0 | 0 | 0 | 0 | 0 | 0 | 0 | 0 | 0 | 0 | 0 | 0 | 0 |  |  | 0 |  | 0 | 0 | 0
Culloden Pt Conversion to 33 kV | 2030 |  |  | 0 | 0 | 0 | 0 | 0 | 0 | 0 | 0 | 0 | 0 | 0 | 0 | 0 | 0 | 0 | 0 | 0 | 0 | 0 | 0 | 0 | 0 | 0 | 0 | 0 | 0 | 0 | 0 | 0 | 0 | 0 | 0 | 0 | 0 | 0 | 0 | 0 | 0 | 0 | 0 | 0 | 0 | 0 | 0 | 0 | 0 | 0 | 0 | 0 |  |  | 0 |  | 0 | 0 | 0
[59 empty] | 0 | =Area I Portion
Area II Projects: | [58 empty] | 0 | =Area I+II+III Portions
Bridgehampton - Buell New 69 kV UG Cable | 2026 |  |  | 0 | 0 | 0 | 0 | 4.4251 | 4.4251 | 4.4251 | 4.4251 | 4.4251 | 4.4251 | -0.85871 | -0.85871 | -0.85871 | -0.85871 | -0.85871 | -0.85871 | -0.85871 | -0.85871 | -0.85871 | -0.85871 | -0.85871 | -0.85871 | -0.85871 | -0.85871 | -0.85871 | -0.85871 | -0.85871 | -0.85871 | -0.85871 | -0.85871 | -0.85871 | -0.85871 | -0.85871 | -0.85871 | -0.85871 | -0.85871 | -0.85871 | -0.85871 | -0.85871 | -5.2839 | -5.2839 | -5.2839 | -5.2839 | -5.2839 | -5.2839 | 0 | 0 | 0 | 0 |  |  | 7.3678 |  | 7.3678 | 153495.4058 | 0
[59 empty] | 0 | =Area II Portion
Area III Projects: | [58 empty] | 0 | =Area II+III Portions
New Canal - Southampton Cable | 2023 |  |  | 0 | 4.5863 | 4.5863 | 4.5863 | 4.5863 | 4.5863 | 4.5863 | -0.88999 | -0.88999 | -0.88999 | -0.88999 | -0.88999 | -0.88999 | -0.88999 | -0.88999 | -0.88999 | -0.88999 | -0.88999 | -0.88999 | -0.88999 | -0.88999 | -0.88999 | -0.88999 | -0.88999 | -0.88999 | -0.88999 | -0.88999 | -0.88999 | -0.88999 | -0.88999 | -0.88999 | -0.88999 | -0.88999 | -0.88999 | -0.88999 | -0.88999 | -5.4763 | -5.4763 | -5.4763 | -5.4763 | -5.4763 | -5.4763 | 0 | 0 | 0 | 0 | 0 | 0 | 0 |  |  | 8.9667 |  | 0 | 0 | 0
Upgrade Wildwood - Riverhead to 138 kV | 2022 |  |  | 0 | 0.93922 | 0.93922 | 0.93922 | 0.93922 | 0.93922 | -0.14959 | -0.14959 | -0.14959 | -0.14959 | -0.14959 | -0.14959 | -0.14959 | -0.14959 | -0.14959 | -0.14959 | -0.14959 | -0.14959 | -0.14959 | -0.14959 | -0.14959 | -0.14959 | -0.14959 | -0.14959 | -0.14959 | -0.14959 | -0.14959 | -0.14959 | -0.14959 | -0.14959 | -0.14959 | -0.14959 | -0.14959 | -0.14959 | -0.14959 | -0.14959 | -1.0888 | -1.0888 | -1.0888 | -1.0888 | -1.0888 | 0 | 0 | 0 | 0 | 0 | 0 | 0 | 0 |  |  | 1.5483 |  | 0 | 0 | 0
Riverhead Canal 2nd Line and Bank | 2023 |  |  | 0 | 16.6864 | 16.6864 | 16.6864 | 16.6864 | 16.6864 | 16.6864 | -3.238 | -3.238 | -3.238 | -3.238 | -3.238 | -3.238 | -3.238 | -3.238 | -3.238 | -3.238 | -3.238 | -3.238 | -3.238 | -3.238 | -3.238 | -3.238 | -3.238 | -3.238 | -3.238 | -3.238 | -3.238 | -3.238 | -3.238 | -3.238 | -3.238 | -3.238 | -3.238 | -3.238 | -3.238 | -19.9245 | -19.9245 | -19.9245 | -19.9245 | -19.9245 | -19.9245 | 0 | 0 | 0 | 0 | 0 | 0 | 0 |  |  | 32.6235 |  | 0 | 0 | 0
Canal - Wainscott New 138 kV UG Cable | 2028 |  |  | 0 | 0 | 0 | 0 | 0 | 0 | 38.957 | 38.957 | 38.957 | 38.957 | 38.957 | 38.957 | -7.5597 | -7.5597 | -7.5597 | -7.5597 | -7.5597 | -7.5597 | -7.5597 | -7.5597 | -7.5597 | -7.5597 | -7.5597 | -7.5597 | -7.5597 | -7.5597 | -7.5597 | -7.5597 | -7.5597 | -7.5597 | -7.5597 | -7.5597 | -7.5597 | -7.5597 | -7.5597 | -7.5597 | -7.5597 | -7.5597 | -7.5597 | -7.5597 | -7.5597 | -46.5167 | -46.5167 | -46.5167 | -46.5167 | -46.5167 | -46.5167 | 0 | 0 |  |  | 58.276 |  | 58.276 | 925015.732 | 0
[59 empty] | 0 | =Area III Portion
Total - Area 2 Proposal, $Millions (unadjusted) |  |  |  | 0 | 0 | 0 | 0 | 4.4251 | 4.4251 | 43.3821 | 43.3821 | 43.3821 | 43.3821 | 38.0983 | 38.0983 | -8.4184 | -8.4184 | -8.4184 | -8.4184 | -8.4184 | -8.4184 | -8.4184 | -8.4184 | -8.4184 | -8.4184 | -8.4184 | -8.4184 | -8.4184 | -8.4184 | -8.4184 | -8.4184 | -8.4184 | -8.4184 | -8.4184 | -8.4184 | -8.4184 | -8.4184 | -8.4184 | -8.4184 | -8.4184 | -8.4184 | -8.4184 | -12.8435 | -12.8435 | -51.8005 | -51.8005 | -51.8005 | -51.8005 | -46.5167 | -46.5167 | 0 | 0 |  |  | 65.6438 |  |  | 1078511.1378 | 0
$/MW-yr |  |  |  | 0 | 0 | 0 | 0 | 92190.4874 | 92190.4874 | 710555.299 | 710555.299 | 710555.299 | 710555.299 | 600475.0358 | 600475.0358 | -137884.8876 | -137884.8876 | -137884.8876 | -137884.8876 | -137884.8876 | -137884.8876 | -137884.8876 | -137884.8876 | -137884.8876 | -137884.8876 | -137884.8876 | -137884.8876 | -137884.8876 | -137884.8876 | -137884.8876 | -137884.8876 | -137884.8876 | -137884.8876 | -137884.8876 | -137884.8876 | -137884.8876 | -137884.8876 | -137884.8876 | -137884.8876 | -137884.8876 | -137884.8876 | -137884.8876 | -230075.375 | -230075.375 | -848440.1866 | -848440.1866 | -848440.1866 | -848440.1866 | -738359.9234 | -738359.9234 | 0 | 0
$Millions (adjusted) |  |  |  | 0 | 0 | 0 | 0 | 0 | 0 | 0 | 0 | 0 | 0 | 0 | 0 | 0 | 0 | 0 | 0 | 0 | 0 | 0 | 0 | 0 | 0 | 0 | 0 | 0 | 0 | 0 | 0 | 0 | 0 | 0 | 0 | 0 | 0 | 0 | 0 | 0 | 0 | 0 | 0 | 0 | 0 | 0 | 0 | 0 | 0 | 0 | 0 | 0 |  |  | 0
Annual Avoided Costs for Deferrals - Area 3 Proposal: (see note*) | Deferral Year |  |  | 2016 | 2017 | 2018 | 2019 | 2020 | 2021 | 2022 | 2023 | 2024 | 2025 | 2026 | 2027 | 2028 | 2029 | 2030 | 2031 | 2032 | 2033 | 2034 | 2035 | 2036 | 2037 | 2038 | 2039 | 2040 | 2041 | 2042 | 2043 | 2044 | 2045 | 2046 | 2047 | 2048 | 2049 | 2050 | 2051 | 2052 | 2053 | 2054 | 2055 | 2056 | 2057 | 2058 | 2059 | 2060 | 2061 | 2062 | 2063 | 2064 |  |  | Differential NPV $M |  | Differential NPV $M (adjusted for COD of Selected Project) | Differntial NPV $/MW | NPV of Transmission Avoided Costs for Selected Project
Area I Projects:
Amagansett Conversion 33 kV | 2030 |  |  | 0 | 0 | 0 | 0 | 0 | 0 | 0 | 0 | 0 | 0 | 0 | 0 | 0 | 0 | 0 | 0 | 0 | 0 | 0 | 0 | 0 | 0 | 0 | 0 | 0 | 0 | 0 | 0 | 0 | 0 | 0 | 0 | 0 | 0 | 0 | 0 | 0 | 0 | 0 | 0 | 0 | 0 | 0 | 0 | 0 | 0 | 0 | 0 | 0 |  |  | 0 |  | 0 | 0 | 0
East Hampton Conversion 33 kV | 2030 |  |  | 0 | 0 | 0 | 0 | 0 | 0 | 0 | 0 | 0 | 0 | 0 | 0 | 0 | 0 | 0 | 0 | 0 | 0 | 0 | 0 | 0 | 0 | 0 | 0 | 0 | 0 | 0 | 0 | 0 | 0 | 0 | 0 | 0 | 0 | 0 | 0 | 0 | 0 | 0 | 0 | 0 | 0 | 0 | 0 | 0 | 0 | 0 | 0 | 0 |  |  | 0 |  | 0 | 0 | 0
Buell Conversion 33 kV | 2030 |  |  | 0 | 0 | 0 | 0 | 0 | 0 | 0 | 0 | 0 | 0 | 0 | 0 | 0 | 0 | 0 | 0 | 0 | 0 | 0 | 0 | 0 | 0 | 0 | 0 | 0 | 0 | 0 | 0 | 0 | 0 | 0 | 0 | 0 | 0 | 0 | 0 | 0 | 0 | 0 | 0 | 0 | 0 | 0 | 0 | 0 | 0 | 0 | 0 | 0 |  |  | 0 |  | 0 | 0 | 0
Hither Hills Conversion to 33 kV | 2030 |  |  | 0 | 0 | 0 | 0 | 0 | 0 | 0 | 0 | 0 | 0 | 0 | 0 | 0 | 0 | 0 | 0 | 0 | 0 | 0 | 0 | 0 | 0 | 0 | 0 | 0 | 0 | 0 | 0 | 0 | 0 | 0 | 0 | 0 | 0 | 0 | 0 | 0 | 0 | 0 | 0 | 0 | 0 | 0 | 0 | 0 | 0 | 0 | 0 | 0 |  |  | 0 |  | 0 | 0 | 0
Culloden Pt Conversion to 33 kV | 2030 |  |  | 0 | 0 | 0 | 0 | 0 | 0 | 0 | 0 | 0 | 0 | 0 | 0 | 0 | 0 | 0 | 0 | 0 | 0 | 0 | 0 | 0 | 0 | 0 | 0 | 0 | 0 | 0 | 0 | 0 | 0 | 0 | 0 | 0 | 0 | 0 | 0 | 0 | 0 | 0 | 0 | 0 | 0 | 0 | 0 | 0 | 0 | 0 | 0 | 0 |  |  | 0 |  | 0 | 0 | 0
[59 empty] | 0 | =Area I Portion
Area II Projects: | [58 empty] | 0 | =Area I+II+III Portions
Bridgehampton - Buell New 69 kV UG Cable | 2026 |  |  | 0 | 0 | 0 | 0 | 0 | 0 | 0 | 0 | 0 | 0 | 0 | 0 | 0 | 0 | 0 | 0 | 0 | 0 | 0 | 0 | 0 | 0 | 0 | 0 | 0 | 0 | 0 | 0 | 0 | 0 | 0 | 0 | 0 | 0 | 0 | 0 | 0 | 0 | 0 | 0 | 0 | 0 | 0 | 0 | 0 | 0 | 0 | 0 | 0 |  |  | 0 |  | 0 | 0 | 0
[59 empty] | 0 | =Area II Portion
Area III Projects: | [58 empty] | 0 | =Area II+III Portions
New Canal - Southampton Cable | 2023 |  |  | 0 | 4.5863 | 4.5863 | 4.5863 | 4.5863 | 4.5863 | 4.5863 | -0.88999 | -0.88999 | -0.88999 | -0.88999 | -0.88999 | -0.88999 | -0.88999 | -0.88999 | -0.88999 | -0.88999 | -0.88999 | -0.88999 | -0.88999 | -0.88999 | -0.88999 | -0.88999 | -0.88999 | -0.88999 | -0.88999 | -0.88999 | -0.88999 | -0.88999 | -0.88999 | -0.88999 | -0.88999 | -0.88999 | -0.88999 | -0.88999 | -0.88999 | -5.4763 | -5.4763 | -5.4763 | -5.4763 | -5.4763 | -5.4763 | 0 | 0 | 0 | 0 | 0 | 0 | 0 |  |  | 8.9667 |  | 0 | 0 | 0
Upgrade Wildwood - Riverhead to 138 kV | 2022 |  |  | 0 | 0.93922 | 0.93922 | 0.93922 | 0.93922 | 0.93922 | -0.14959 | -0.14959 | -0.14959 | -0.14959 | -0.14959 | -0.14959 | -0.14959 | -0.14959 | -0.14959 | -0.14959 | -0.14959 | -0.14959 | -0.14959 | -0.14959 | -0.14959 | -0.14959 | -0.14959 | -0.14959 | -0.14959 | -0.14959 | -0.14959 | -0.14959 | -0.14959 | -0.14959 | -0.14959 | -0.14959 | -0.14959 | -0.14959 | -0.14959 | -0.14959 | -1.0888 | -1.0888 | -1.0888 | -1.0888 | -1.0888 | 0 | 0 | 0 | 0 | 0 | 0 | 0 | 0 |  |  | 1.5483 |  | 0 | 0 | 0
Riverhead Canal 2nd Line and Bank | 2023 |  |  | 0 | 16.6864 | 16.6864 | 16.6864 | 16.6864 | 16.6864 | 16.6864 | -3.238 | -3.238 | -3.238 | -3.238 | -3.238 | -3.238 | -3.238 | -3.238 | -3.238 | -3.238 | -3.238 | -3.238 | -3.238 | -3.238 | -3.238 | -3.238 | -3.238 | -3.238 | -3.238 | -3.238 | -3.238 | -3.238 | -3.238 | -3.238 | -3.238 | -3.238 | -3.238 | -3.238 | -3.238 | -19.9245 | -19.9245 | -19.9245 | -19.9245 | -19.9245 | -19.9245 | 0 | 0 | 0 | 0 | 0 | 0 | 0 |  |  | 32.6235 |  | 0 | 0 | 0
Canal - Wainscott New 138 kV UG Cable | 2028 |  |  | 0 | 0 | 0 | 0 | 0 | 0 | 38.957 | 38.957 | 38.957 | 38.957 | 38.957 | 38.957 | -7.5597 | -7.5597 | -7.5597 | -7.5597 | -7.5597 | -7.5597 | -7.5597 | -7.5597 | -7.5597 | -7.5597 | -7.5597 | -7.5597 | -7.5597 | -7.5597 | -7.5597 | -7.5597 | -7.5597 | -7.5597 | -7.5597 | -7.5597 | -7.5597 | -7.5597 | -7.5597 | -7.5597 | -7.5597 | -7.5597 | -7.5597 | -7.5597 | -7.5597 | -46.5167 | -46.5167 | -46.5167 | -46.5167 | -46.5167 | -46.5167 | 0 | 0 |  |  | 58.276 |  | 58.276 | 925015.732 | 0
[59 empty] | 0 | =Area III Portion
Total - Area 3 Proposal, $Millions (unadjusted) |  |  |  | 0 | 22.212 | 22.212 | 22.212 | 22.212 | 22.212 | 60.0802 | 34.6794 | 34.6794 | 34.6794 | 34.6794 | 34.6794 | -11.8373 | -11.8373 | -11.8373 | -11.8373 | -11.8373 | -11.8373 | -11.8373 | -11.8373 | -11.8373 | -11.8373 | -11.8373 | -11.8373 | -11.8373 | -11.8373 | -11.8373 | -11.8373 | -11.8373 | -11.8373 | -11.8373 | -11.8373 | -11.8373 | -11.8373 | -11.8373 | -11.8373 | -34.0493 | -34.0493 | -34.0493 | -34.0493 | -34.0493 | -71.9175 | -46.5167 | -46.5167 | -46.5167 | -46.5167 | -46.5167 | 0 | 0 |  |  | 101.4144 |  |  | 925015.732 | 0
$/MW-yr |  |  |  | 0 | 0 | 0 | 0 | 0 | 0 | 618364.8116 | 618364.8116 | 618364.8116 | 618364.8116 | 618364.8116 | 618364.8116 | -119995.1118 | -119995.1118 | -119995.1118 | -119995.1118 | -119995.1118 | -119995.1118 | -119995.1118 | -119995.1118 | -119995.1118 | -119995.1118 | -119995.1118 | -119995.1118 | -119995.1118 | -119995.1118 | -119995.1118 | -119995.1118 | -119995.1118 | -119995.1118 | -119995.1118 | -119995.1118 | -119995.1118 | -119995.1118 | -119995.1118 | -119995.1118 | -119995.1118 | -119995.1118 | -119995.1118 | -119995.1118 | -119995.1118 | -738359.9234 | -738359.9234 | -738359.9234 | -738359.9234 | -738359.9234 | -738359.9234 | 0 | 0
$Millions (adjusted) |  |  |  | 0 | 0 | 0 | 0 | 0 | 0 | 0 | 0 | 0 | 0 | 0 | 0 | 0 | 0 | 0 | 0 | 0 | 0 | 0 | 0 | 0 | 0 | 0 | 0 | 0 | 0 | 0 | 0 | 0 | 0 | 0 | 0 | 0 | 0 | 0 | 0 | 0 | 0 | 0 | 0 | 0 | 0 | 0 | 0 | 0 | 0 | 0 | 0 | 0 |  |  | 0
Discount Factor (Relative to 1/1/2016) = |  |  |  | 0.94787 | 0.89845 | 0.85161 | 0.80722 | 0.76513 | 0.72525 | 0.68744 | 0.6516 | 0.61763 | 0.58543 | 0.55491 | 0.52598 | 0.49856 | 0.47257 | 0.44793 | 0.42458 | 0.40245 | 0.38147 | 0.36158 | 0.34273 | 0.32486 | 0.30793 | 0.29187 | 0.27666 | 0.26223 | 0.24856 | 0.2356 | 0.22332 | 0.21168 | 0.20064 | 0.19018 | 0.18027 | 0.17087 | 0.16196 | 0.15352 | 0.14552 | 0.13793 | 0.13074 | 0.12392 | 0.11746 | 0.11134 | 0.10554 | 0.10003 | 0.094818 | 0.089875 | 0.08519 | 0.080748 | 0.076539 | 0.072549
* Note: A positive (+) avoided cost in a given year represents a cost savings relative to not having a transmission project deferral.
Note on BF17: Todd Kantarek: Interconnection at East Hampton Sub dist;n side. Added 2.6% transmission loss factor.

## PhII (LIE400-9MW)
Version |  | Based on PSEGLI file: "East End Utility 2_0_Economics_2014_10_13_r28_Sargent_Lundy.xlsx"
Annual Revenue Requirements (Millions of $s)
1) Reference (Transmission only) Case
Project | I/S Year | Investor | Capital (2015$s) | 2016 | 2017 | 2018 | 2019 | 2020 | 2021 | 2022 | 2023 | 2024 | 2025 | 2026 | 2027 | 2028 | 2029 | 2030 | 2031 | 2032 | 2033 | 2034 | 2035 | 2036 | 2037 | 2038 | 2039 | 2040 | 2041 | 2042 | 2043 | 2044 | 2045 | 2046 | 2047 | 2048 | 2049 | 2050 | 2051 | 2052 | 2053 | 2054 | 2055 | 2056 | 2057 | 2058 | 2059 | 2060 | 2061 | 2062 | 2063 | 2064 |  | NPV |  | Proposal Number = | LIE400
Transmission Reinforcement I | 2017 | PSEGLI | 197 | 0 | 24.0294 | 24.0294 | 24.0294 | 24.0294 | 24.0294 | 24.0294 | 24.0294 | 24.0294 | 24.0294 | 24.0294 | 24.0294 | 24.0294 | 24.0294 | 24.0294 | 24.0294 | 24.0294 | 24.0294 | 24.0294 | 24.0294 | 24.0294 | 24.0294 | 24.0294 | 24.0294 | 24.0294 | 24.0294 | 24.0294 | 24.0294 | 24.0294 | 24.0294 | 24.0294 | 24.0294 | 24.0294 | 24.0294 | 24.0294 | 24.0294 | [13 empty] | 35 | 350.5464 |  | Proposer Name = | LI Energy Storage System LLC
Transmission Reinforcement II | 2018 | PSEGLI | 4.8 | 0 | 0 | 0.60305 | 0.60305 | 0.60305 | 0.60305 | 0.60305 | 0.60305 | 0.60305 | 0.60305 | 0.60305 | 0.60305 | 0.60305 | 0.60305 | 0.60305 | 0.60305 | 0.60305 | 0.60305 | 0.60305 | 0.60305 | 0.60305 | 0.60305 | 0.60305 | 0.60305 | 0.60305 | 0.60305 | 0.60305 | 0.60305 | 0.60305 | 0.60305 | 0.60305 | 0.60305 | 0.60305 | 0.60305 | 0.60305 | 0.60305 | 0.60305 | [12 empty] | 35 | 8.3388 |  | Proposal/Project = | East Hampton Energy Storage System
Transmission Reinforcement III | 2019 | PSEGLI | 2.8 | 0 | 0 | 0 | 0.36233 | 0.36233 | 0.36233 | 0.36233 | 0.36233 | 0.36233 | 0.36233 | 0.36233 | 0.36233 | 0.36233 | 0.36233 | 0.36233 | 0.36233 | 0.36233 | 0.36233 | 0.36233 | 0.36233 | 0.36233 | 0.36233 | 0.36233 | 0.36233 | 0.36233 | 0.36233 | 0.36233 | 0.36233 | 0.36233 | 0.36233 | 0.36233 | 0.36233 | 0.36233 | 0.36233 | 0.36233 | 0.36233 | 0.36233 | 0.36233 | [11 empty] | 35 | 4.7491 |  | Option Number = | 4
Transmission Reinforcement IV | 2020 | PSEGLI | 33.2 | 0 | 0 | 0 | 0 | 4.4251 | 4.4251 | 4.4251 | 4.4251 | 4.4251 | 4.4251 | 4.4251 | 4.4251 | 4.4251 | 4.4251 | 4.4251 | 4.4251 | 4.4251 | 4.4251 | 4.4251 | 4.4251 | 4.4251 | 4.4251 | 4.4251 | 4.4251 | 4.4251 | 4.4251 | 4.4251 | 4.4251 | 4.4251 | 4.4251 | 4.4251 | 4.4251 | 4.4251 | 4.4251 | 4.4251 | 4.4251 | 4.4251 | 4.4251 | 4.4251 | [10 empty] | 35 | 54.9758 |  | Location = | 1
Transmission Reinforcement V | 2022 | PSEGLI | 275.5 | 0 | 0 | 0 | 0 | 0 | 0 | 38.957 | 38.957 | 38.957 | 38.957 | 38.957 | 38.957 | 38.957 | 38.957 | 38.957 | 38.957 | 38.957 | 38.957 | 38.957 | 38.957 | 38.957 | 38.957 | 38.957 | 38.957 | 38.957 | 38.957 | 38.957 | 38.957 | 38.957 | 38.957 | 38.957 | 38.957 | 38.957 | 38.957 | 38.957 | 38.957 | 38.957 | 38.957 | 38.957 | 38.957 | 38.957 | [8 empty] | 35 | 434.8353 |  | Technology = | Battery Storage
[56 empty] | Interconnection Points = | East Hampton - 13kV
Total |  |  | 513.3 | 0 | 24.0294 | 24.6325 | 24.9948 | 29.42 | 29.42 | 68.377 | 68.377 | 68.377 | 68.377 | 68.377 | 68.377 | 68.377 | 68.377 | 68.377 | 68.377 | 68.377 | 68.377 | 68.377 | 68.377 | 68.377 | 68.377 | 68.377 | 68.377 | 68.377 | 68.377 | 68.377 | 68.377 | 68.377 | 68.377 | 68.377 | 68.377 | 68.377 | 68.377 | 68.377 | 68.377 | 44.3475 | 43.7445 | 43.3821 | 38.957 | 38.957 | 0 | 0 | 0 | 0 | 0 | 0 | 0 | 0 |  | 853.4454 |  | Loss Factor = | 1.026
2016 NPV @ 5.5%, thru 2035 |  |  |  | 2016: 582.1416
2016 NPV @ 5.5%, thru 2056 |  |  |  | 2016: 853.4454 |  |  |  | MW Required by 2022 (cap) = | 15 | 33 | 15 | Output: NPV of Transmission Avoided Costs for Selected Project (see note*)
[57 empty] | Selected Project Inputs - Area 1 Portion | Selected Project Inputs - Area 2 Portion | Selected Project Inputs - Area 3 Portion | Area 1 | Area 2 | Area 3 | Total | check
[56 empty] | Project kW = | 9234 | 0 | 0
[55 empty] | Capped kW = | 9234 | 9234 | 0 | 0
[56 empty] | Project Area (1, 2, or 3) = | 1 | 2 | 3
[56 empty] | Proportion of Peak Hours Covered = | 100% | 100% | 100%
[55 empty] | Project COD = | 2018
[55 empty] | Effective kW = | 9234 |  |  |  | 11920596.8485 | 0 | 0 | 11920596.8485
[60 empty] | check | check | check
| I/S Year |  | Capital (2015$s) | 2016 | 2017 | 2018 | 2019 | 2020 | 2021 | 2022 | 2023 | 2024 | 2025 | 2026 | 2027 | 2028 | 2029 | 2030 | 2031 | 2032 | 2033 | 2034 | 2035 | 2036 | 2037 | 2038 | 2039 | 2040 | 2041 | 2042 | 2043 | 2044 | 2045 | 2046 | 2047 | 2048 | 2049 | 2050 | 2051 | 2052 | 2053 | 2054 | 2055 | 2056 | 2057 | 2058 | 2059 | 2060 | 2061 | 2062 | 2063 | 2064 |  | MW Required by 2022 | NPV Base $M | Differential NPV $M | Differential NPV $M (adjusted for COD of Selected Project) | Differntial NPV $/MW | NPV of Transmission Avoided Costs for Selected Project
Area I Projects: | [53 empty] | 15
Amagansett Conversion 33 kV | 2017 |  | 8 | 0 | 0.97582 | 0.97582 | 0.97582 | 0.97582 | 0.97582 | 0.97582 | 0.97582 | 0.97582 | 0.97582 | 0.97582 | 0.97582 | 0.97582 | 0.97582 | 0.97582 | 0.97582 | 0.97582 | 0.97582 | 0.97582 | 0.97582 | 0.97582 | 0.97582 | 0.97582 | 0.97582 | 0.97582 | 0.97582 | 0.97582 | 0.97582 | 0.97582 | 0.97582 | 0.97582 | 0.97582 | 0.97582 | 0.97582 | 0.97582 | 0.97582 | [13 empty] | 35 |  | 14.2354
East Hampton Conversion 33 kV | 2017 |  | 3.2 | 0 | 0.39033 | 0.39033 | 0.39033 | 0.39033 | 0.39033 | 0.39033 | 0.39033 | 0.39033 | 0.39033 | 0.39033 | 0.39033 | 0.39033 | 0.39033 | 0.39033 | 0.39033 | 0.39033 | 0.39033 | 0.39033 | 0.39033 | 0.39033 | 0.39033 | 0.39033 | 0.39033 | 0.39033 | 0.39033 | 0.39033 | 0.39033 | 0.39033 | 0.39033 | 0.39033 | 0.39033 | 0.39033 | 0.39033 | 0.39033 | 0.39033 | [13 empty] | 35 |  | 5.6942
Buell Conversion 33 kV | 2017 |  | 3.7 | 0 | 0.45131 | 0.45131 | 0.45131 | 0.45131 | 0.45131 | 0.45131 | 0.45131 | 0.45131 | 0.45131 | 0.45131 | 0.45131 | 0.45131 | 0.45131 | 0.45131 | 0.45131 | 0.45131 | 0.45131 | 0.45131 | 0.45131 | 0.45131 | 0.45131 | 0.45131 | 0.45131 | 0.45131 | 0.45131 | 0.45131 | 0.45131 | 0.45131 | 0.45131 | 0.45131 | 0.45131 | 0.45131 | 0.45131 | 0.45131 | 0.45131 | [13 empty] | 35 |  | 6.5839
Hither Hills Conversion to 33 kV | 2018 |  | 4.8 | 0 | 0 | 0.60305 | 0.60305 | 0.60305 | 0.60305 | 0.60305 | 0.60305 | 0.60305 | 0.60305 | 0.60305 | 0.60305 | 0.60305 | 0.60305 | 0.60305 | 0.60305 | 0.60305 | 0.60305 | 0.60305 | 0.60305 | 0.60305 | 0.60305 | 0.60305 | 0.60305 | 0.60305 | 0.60305 | 0.60305 | 0.60305 | 0.60305 | 0.60305 | 0.60305 | 0.60305 | 0.60305 | 0.60305 | 0.60305 | 0.60305 | 0.60305 | [12 empty] | 35 |  | 8.3388
Culloden Pt Conversion to 33 kV | 2019 |  | 2.8 | 0 | 0 | 0 | 0.36233 | 0.36233 | 0.36233 | 0.36233 | 0.36233 | 0.36233 | 0.36233 | 0.36233 | 0.36233 | 0.36233 | 0.36233 | 0.36233 | 0.36233 | 0.36233 | 0.36233 | 0.36233 | 0.36233 | 0.36233 | 0.36233 | 0.36233 | 0.36233 | 0.36233 | 0.36233 | 0.36233 | 0.36233 | 0.36233 | 0.36233 | 0.36233 | 0.36233 | 0.36233 | 0.36233 | 0.36233 | 0.36233 | 0.36233 | 0.36233 | [11 empty] | 35 |  | 4.7491
No Deferral |  |  | 22.5 |  | 1.8175 | 2.4205 | 2.7828 | 2.7828 | 2.7828 | 2.7828 | 2.7828 | 2.7828 | 2.7828 | 2.7828 | 2.7828 | 2.7828 | 2.7828 | 2.7828 | 2.7828 | 2.7828 | 2.7828 | 2.7828 | 2.7828 | 2.7828 | 2.7828 | 2.7828 | 2.7828 | 2.7828 | 2.7828 | 2.7828 | 2.7828 | 2.7828 | 2.7828 | 2.7828 | 2.7828 | 2.7828 | 2.7828 | 2.7828 | 2.7828 | 0.96539 | 0.36233 | 0 | 0 | 0 | [10 empty] | 39.6013
Amagansett Conversion 33 kV | 2030 |  | 8 | [14 empty] | 1.433 | 1.433 | 1.433 | 1.433 | 1.433 | 1.433 | 1.433 | 1.433 | 1.433 | 1.433 | 1.433 | 1.433 | 1.433 | 1.433 | 1.433 | 1.433 | 1.433 | 1.433 | 1.433 | 1.433 | 1.433 | 1.433 | 1.433 | 1.433 | 1.433 | 1.433 | 1.433 | 1.433 | 1.433 | 1.433 | 1.433 | 1.433 | 1.433 | 1.433 | 1.433 | 35 |  | 10.4225 | 3.8129 | 0 | 0 | 0
East Hampton Conversion 33 kV | 2030 |  | 3.2 | [14 empty] | 0.57321 | 0.57321 | 0.57321 | 0.57321 | 0.57321 | 0.57321 | 0.57321 | 0.57321 | 0.57321 | 0.57321 | 0.57321 | 0.57321 | 0.57321 | 0.57321 | 0.57321 | 0.57321 | 0.57321 | 0.57321 | 0.57321 | 0.57321 | 0.57321 | 0.57321 | 0.57321 | 0.57321 | 0.57321 | 0.57321 | 0.57321 | 0.57321 | 0.57321 | 0.57321 | 0.57321 | 0.57321 | 0.57321 | 0.57321 | 0.57321 | 35 |  | 4.169 | 1.5252 | 0 | 0 | 0
Buell Conversion 33 kV | 2030 |  | 3.7 | [14 empty] | 0.66277 | 0.66277 | 0.66277 | 0.66277 | 0.66277 | 0.66277 | 0.66277 | 0.66277 | 0.66277 | 0.66277 | 0.66277 | 0.66277 | 0.66277 | 0.66277 | 0.66277 | 0.66277 | 0.66277 | 0.66277 | 0.66277 | 0.66277 | 0.66277 | 0.66277 | 0.66277 | 0.66277 | 0.66277 | 0.66277 | 0.66277 | 0.66277 | 0.66277 | 0.66277 | 0.66277 | 0.66277 | 0.66277 | 0.66277 | 0.66277 | 35 |  | 4.8204 | 1.7635 | 0 | 0 | 0
Hither Hills Conversion to 33 kV | 2030 |  | 4.8 | [14 empty] | 0.85981 | 0.85981 | 0.85981 | 0.85981 | 0.85981 | 0.85981 | 0.85981 | 0.85981 | 0.85981 | 0.85981 | 0.85981 | 0.85981 | 0.85981 | 0.85981 | 0.85981 | 0.85981 | 0.85981 | 0.85981 | 0.85981 | 0.85981 | 0.85981 | 0.85981 | 0.85981 | 0.85981 | 0.85981 | 0.85981 | 0.85981 | 0.85981 | 0.85981 | 0.85981 | 0.85981 | 0.85981 | 0.85981 | 0.85981 | 0.85981 | 35 |  | 6.2535 | 2.0853 | 2.0853 | 139022.8879 | 1283737.3471
Culloden Pt Conversion to 33 kV | 2030 |  | 2.8 | [14 empty] | 0.50156 | 0.50156 | 0.50156 | 0.50156 | 0.50156 | 0.50156 | 0.50156 | 0.50156 | 0.50156 | 0.50156 | 0.50156 | 0.50156 | 0.50156 | 0.50156 | 0.50156 | 0.50156 | 0.50156 | 0.50156 | 0.50156 | 0.50156 | 0.50156 | 0.50156 | 0.50156 | 0.50156 | 0.50156 | 0.50156 | 0.50156 | 0.50156 | 0.50156 | 0.50156 | 0.50156 | 0.50156 | 0.50156 | 0.50156 | 0.50156 | 35 |  | 3.6479 | 1.1012 | 1.1012 | 73412.135 | 677887.6546
Deferral to Indicated Year |  |  | 22.5 | [6 empty] | 0 | 0 | 0 | 0 | 0 | 0 | 0 | 0 | 4.0304 | 4.0304 | 4.0304 | 4.0304 | 4.0304 | 4.0304 | 4.0304 | 4.0304 | 4.0304 | 4.0304 | 4.0304 | 4.0304 | 4.0304 | 4.0304 | 4.0304 | 4.0304 | 4.0304 | 4.0304 | 4.0304 | 4.0304 | 4.0304 | 4.0304 | 4.0304 | 4.0304 | 4.0304 | 4.0304 | 4.0304 | 4.0304 | 4.0304 | 4.0304 | 4.0304 | 4.0304 | 4.0304 | 4.0304 | 4.0304 | 35 |  | 29.3132 | 10.2881 | 3.1865 | 212435.0229 | 1961625.0018 | =Area I Portion
[59 empty] | 11920596.8485 | =Area I+II+III Portions
Annual Avoided Costs for Deferral to Indicated Year:
Amagansett Conversion 33 kV | 2030 |  |  | 0 | 0.97582 | 0.97582 | 0.97582 | 0.97582 | 0.97582 | 0.97582 | 0.97582 | 0.97582 | 0.97582 | 0.97582 | 0.97582 | 0.97582 | 0.97582 | -0.4572 | -0.4572 | -0.4572 | -0.4572 | -0.4572 | -0.4572 | -0.4572 | -0.4572 | -0.4572 | -0.4572 | -0.4572 | -0.4572 | -0.4572 | -0.4572 | -0.4572 | -0.4572 | -0.4572 | -0.4572 | -0.4572 | -0.4572 | -0.4572 | -0.4572 | -1.433 | -1.433 | -1.433 | -1.433 | -1.433 | -1.433 | -1.433 | -1.433 | -1.433 | -1.433 | -1.433 | -1.433 | -1.433 | 35 |  |  | 3.8129
East Hampton Conversion 33 kV | 2030 |  |  | 0 | 0.39033 | 0.39033 | 0.39033 | 0.39033 | 0.39033 | 0.39033 | 0.39033 | 0.39033 | 0.39033 | 0.39033 | 0.39033 | 0.39033 | 0.39033 | -0.18288 | -0.18288 | -0.18288 | -0.18288 | -0.18288 | -0.18288 | -0.18288 | -0.18288 | -0.18288 | -0.18288 | -0.18288 | -0.18288 | -0.18288 | -0.18288 | -0.18288 | -0.18288 | -0.18288 | -0.18288 | -0.18288 | -0.18288 | -0.18288 | -0.18288 | -0.57321 | -0.57321 | -0.57321 | -0.57321 | -0.57321 | -0.57321 | -0.57321 | -0.57321 | -0.57321 | -0.57321 | -0.57321 | -0.57321 | -0.57321 | 35 |  |  | 1.5252
Buell Conversion 33 kV | 2030 |  |  | 0 | 0.45131 | 0.45131 | 0.45131 | 0.45131 | 0.45131 | 0.45131 | 0.45131 | 0.45131 | 0.45131 | 0.45131 | 0.45131 | 0.45131 | 0.45131 | -0.21146 | -0.21146 | -0.21146 | -0.21146 | -0.21146 | -0.21146 | -0.21146 | -0.21146 | -0.21146 | -0.21146 | -0.21146 | -0.21146 | -0.21146 | -0.21146 | -0.21146 | -0.21146 | -0.21146 | -0.21146 | -0.21146 | -0.21146 | -0.21146 | -0.21146 | -0.66277 | -0.66277 | -0.66277 | -0.66277 | -0.66277 | -0.66277 | -0.66277 | -0.66277 | -0.66277 | -0.66277 | -0.66277 | -0.66277 | -0.66277 | 35 |  |  | 1.7635
Hither Hills Conversion to 33 kV | 2030 |  |  | 0 | 0 | 0.60305 | 0.60305 | 0.60305 | 0.60305 | 0.60305 | 0.60305 | 0.60305 | 0.60305 | 0.60305 | 0.60305 | 0.60305 | 0.60305 | -0.25676 | -0.25676 | -0.25676 | -0.25676 | -0.25676 | -0.25676 | -0.25676 | -0.25676 | -0.25676 | -0.25676 | -0.25676 | -0.25676 | -0.25676 | -0.25676 | -0.25676 | -0.25676 | -0.25676 | -0.25676 | -0.25676 | -0.25676 | -0.25676 | -0.25676 | -0.25676 | -0.85981 | -0.85981 | -0.85981 | -0.85981 | -0.85981 | -0.85981 | -0.85981 | -0.85981 | -0.85981 | -0.85981 | -0.85981 | -0.85981 | 35 |  |  | 2.0853
Culloden Pt Conversion to 33 kV | 2030 |  |  | 0 | 0 | 0 | 0.36233 | 0.36233 | 0.36233 | 0.36233 | 0.36233 | 0.36233 | 0.36233 | 0.36233 | 0.36233 | 0.36233 | 0.36233 | -0.13922 | -0.13922 | -0.13922 | -0.13922 | -0.13922 | -0.13922 | -0.13922 | -0.13922 | -0.13922 | -0.13922 | -0.13922 | -0.13922 | -0.13922 | -0.13922 | -0.13922 | -0.13922 | -0.13922 | -0.13922 | -0.13922 | -0.13922 | -0.13922 | -0.13922 | -0.13922 | -0.13922 | -0.50156 | -0.50156 | -0.50156 | -0.50156 | -0.50156 | -0.50156 | -0.50156 | -0.50156 | -0.50156 | -0.50156 | -0.50156 | 35 |  |  | 1.1012
Area II Projects: | [53 empty] | 33
Bridgehampton - Buell New 69 kV UG Cable | 2020 |  | 33.2 | 0 | 0 | 0 | 0 | 4.4251 | 4.4251 | 4.4251 | 4.4251 | 4.4251 | 4.4251 | 4.4251 | 4.4251 | 4.4251 | 4.4251 | 4.4251 | 4.4251 | 4.4251 | 4.4251 | 4.4251 | 4.4251 | 4.4251 | 4.4251 | 4.4251 | 4.4251 | 4.4251 | 4.4251 | 4.4251 | 4.4251 | 4.4251 | 4.4251 | 4.4251 | 4.4251 | 4.4251 | 4.4251 | 4.4251 | 4.4251 | 4.4251 | 4.4251 | 4.4251 | [10 empty] | 35 |  | 54.9758
No Deferral |  |  | 33.2 |  | 0 | 0 | 0 | 4.4251 | 4.4251 | 4.4251 | 4.4251 | 4.4251 | 4.4251 | 4.4251 | 4.4251 | 4.4251 | 4.4251 | 4.4251 | 4.4251 | 4.4251 | 4.4251 | 4.4251 | 4.4251 | 4.4251 | 4.4251 | 4.4251 | 4.4251 | 4.4251 | 4.4251 | 4.4251 | 4.4251 | 4.4251 | 4.4251 | 4.4251 | 4.4251 | 4.4251 | 4.4251 | 4.4251 | 4.4251 | 4.4251 | 4.4251 | 4.4251 | [10 empty] | 35 |  | 54.9758
Bridgehampton - Buell New 69 kV UG Cable | 2026 |  | 33.2 | [10 empty] | 5.2839 | 5.2839 | 5.2839 | 5.2839 | 5.2839 | 5.2839 | 5.2839 | 5.2839 | 5.2839 | 5.2839 | 5.2839 | 5.2839 | 5.2839 | 5.2839 | 5.2839 | 5.2839 | 5.2839 | 5.2839 | 5.2839 | 5.2839 | 5.2839 | 5.2839 | 5.2839 | 5.2839 | 5.2839 | 5.2839 | 5.2839 | 5.2839 | 5.2839 | 5.2839 | 5.2839 | 5.2839 | 5.2839 | 5.2839 | 5.2839 |  |  |  |  | 35 |  | 47.608 | 7.3678 | 7.3678 | 153495.4058 | 1417376.5774
Deferral to Indicated Year |  |  | 33.2 | [6 empty] | 0 | 0 | 0 | 0 | 5.2839 | 5.2839 | 5.2839 | 5.2839 | 5.2839 | 5.2839 | 5.2839 | 5.2839 | 5.2839 | 5.2839 | 5.2839 | 5.2839 | 5.2839 | 5.2839 | 5.2839 | 5.2839 | 5.2839 | 5.2839 | 5.2839 | 5.2839 | 5.2839 | 5.2839 | 5.2839 | 5.2839 | 5.2839 | 5.2839 | 5.2839 | 5.2839 | 5.2839 | 5.2839 | 5.2839 | 5.2839 | 5.2839 | 5.2839 | 5.2839 |  |  |  |  | 35 |  | 47.608 | 7.3678 | 7.3678 | 153495.4058 | 1417376.5774 | =Area II Portion
[59 empty] | 9958971.8467 | =Area II+III Portions
Annual Avoided Costs for Deferral to Indicated Year:
Bridgehampton - Buell New 69 kV UG Cable | 2026 |  |  | 0 | 0 | 0 | 0 | 4.4251 | 4.4251 | 4.4251 | 4.4251 | 4.4251 | 4.4251 | -0.85871 | -0.85871 | -0.85871 | -0.85871 | -0.85871 | -0.85871 | -0.85871 | -0.85871 | -0.85871 | -0.85871 | -0.85871 | -0.85871 | -0.85871 | -0.85871 | -0.85871 | -0.85871 | -0.85871 | -0.85871 | -0.85871 | -0.85871 | -0.85871 | -0.85871 | -0.85871 | -0.85871 | -0.85871 | -0.85871 | -0.85871 | -0.85871 | -0.85871 | -5.2839 | -5.2839 | -5.2839 | -5.2839 | -5.2839 | -5.2839 |  |  |  |  | 35 |  |  | 7.3678
0
Area III Projects: | [52 empty] | 0 | 15
New Canal - Southampton Cable | 2017 |  | 37.6 | 0 | 4.5863 | 4.5863 | 4.5863 | 4.5863 | 4.5863 | 4.5863 | 4.5863 | 4.5863 | 4.5863 | 4.5863 | 4.5863 | 4.5863 | 4.5863 | 4.5863 | 4.5863 | 4.5863 | 4.5863 | 4.5863 | 4.5863 | 4.5863 | 4.5863 | 4.5863 | 4.5863 | 4.5863 | 4.5863 | 4.5863 | 4.5863 | 4.5863 | 4.5863 | 4.5863 | 4.5863 | 4.5863 | 4.5863 | 4.5863 | 4.5863 | [13 empty] | 35 |  | 66.9063
Upgrade Wildwood - Riverhead to 138 kV | 2017 |  | 7.7 | 0 | 0.93922 | 0.93922 | 0.93922 | 0.93922 | 0.93922 | 0.93922 | 0.93922 | 0.93922 | 0.93922 | 0.93922 | 0.93922 | 0.93922 | 0.93922 | 0.93922 | 0.93922 | 0.93922 | 0.93922 | 0.93922 | 0.93922 | 0.93922 | 0.93922 | 0.93922 | 0.93922 | 0.93922 | 0.93922 | 0.93922 | 0.93922 | 0.93922 | 0.93922 | 0.93922 | 0.93922 | 0.93922 | 0.93922 | 0.93922 | 0.93922 | [13 empty] | 35 |  | 13.7016
Riverhead Canal 2nd Line and Bank | 2017 |  | 136.8 | 0 | 16.6864 | 16.6864 | 16.6864 | 16.6864 | 16.6864 | 16.6864 | 16.6864 | 16.6864 | 16.6864 | 16.6864 | 16.6864 | 16.6864 | 16.6864 | 16.6864 | 16.6864 | 16.6864 | 16.6864 | 16.6864 | 16.6864 | 16.6864 | 16.6864 | 16.6864 | 16.6864 | 16.6864 | 16.6864 | 16.6864 | 16.6864 | 16.6864 | 16.6864 | 16.6864 | 16.6864 | 16.6864 | 16.6864 | 16.6864 | 16.6864 | [13 empty] | 35 |  | 243.4251
Canal - Wainscott New 138 kV UG Cable | 2022 |  | 275.5 | 0 | 0 | 0 | 0 | 0 | 0 | 38.957 | 38.957 | 38.957 | 38.957 | 38.957 | 38.957 | 38.957 | 38.957 | 38.957 | 38.957 | 38.957 | 38.957 | 38.957 | 38.957 | 38.957 | 38.957 | 38.957 | 38.957 | 38.957 | 38.957 | 38.957 | 38.957 | 38.957 | 38.957 | 38.957 | 38.957 | 38.957 | 38.957 | 38.957 | 38.957 | 38.957 | 38.957 | 38.957 | 38.957 | 38.957 | [8 empty] | 35 |  | 434.8353
No Deferral |  |  | 457.6 |  | 22.212 | 22.212 | 22.212 | 22.212 | 22.212 | 61.169 | 61.169 | 61.169 | 61.169 | 61.169 | 61.169 | 61.169 | 61.169 | 61.169 | 61.169 | 61.169 | 61.169 | 61.169 | 61.169 | 61.169 | 61.169 | 61.169 | 61.169 | 61.169 | 61.169 | 61.169 | 61.169 | 61.169 | 61.169 | 61.169 | 61.169 | 61.169 | 61.169 | 61.169 | 61.169 | 38.957 | 38.957 | 38.957 | 38.957 | 38.957 | [10 empty] | 758.8683
New Canal - Southampton Cable | 2023 |  | 37.6 | [7 empty] | 5.4763 | 5.4763 | 5.4763 | 5.4763 | 5.4763 | 5.4763 | 5.4763 | 5.4763 | 5.4763 | 5.4763 | 5.4763 | 5.4763 | 5.4763 | 5.4763 | 5.4763 | 5.4763 | 5.4763 | 5.4763 | 5.4763 | 5.4763 | 5.4763 | 5.4763 | 5.4763 | 5.4763 | 5.4763 | 5.4763 | 5.4763 | 5.4763 | 5.4763 | 5.4763 | 5.4763 | 5.4763 | 5.4763 | 5.4763 | 5.4763 | [7 empty] | 35 |  | 57.9396 | 8.9667 | 0 | 0 | 0
Upgrade Wildwood - Riverhead to 138 kV | 2022 |  | 7.7 | [6 empty] | 1.0888 | 1.0888 | 1.0888 | 1.0888 | 1.0888 | 1.0888 | 1.0888 | 1.0888 | 1.0888 | 1.0888 | 1.0888 | 1.0888 | 1.0888 | 1.0888 | 1.0888 | 1.0888 | 1.0888 | 1.0888 | 1.0888 | 1.0888 | 1.0888 | 1.0888 | 1.0888 | 1.0888 | 1.0888 | 1.0888 | 1.0888 | 1.0888 | 1.0888 | 1.0888 | 1.0888 | 1.0888 | 1.0888 | 1.0888 | 1.0888 | [8 empty] | 35 |  | 12.1533 | 1.5483 | 0 | 0 | 0
Riverhead Canal 2nd Line and Bank | 2023 |  | 136.8 | [7 empty] | 19.9245 | 19.9245 | 19.9245 | 19.9245 | 19.9245 | 19.9245 | 19.9245 | 19.9245 | 19.9245 | 19.9245 | 19.9245 | 19.9245 | 19.9245 | 19.9245 | 19.9245 | 19.9245 | 19.9245 | 19.9245 | 19.9245 | 19.9245 | 19.9245 | 19.9245 | 19.9245 | 19.9245 | 19.9245 | 19.9245 | 19.9245 | 19.9245 | 19.9245 | 19.9245 | 19.9245 | 19.9245 | 19.9245 | 19.9245 | 19.9245 | [7 empty] | 35 |  | 210.8017 | 32.6235 | 0 | 0 | 0
Canal - Wainscott New 138 kV UG Cable | 2028 |  | 275.5 | [12 empty] | 46.5167 | 46.5167 | 46.5167 | 46.5167 | 46.5167 | 46.5167 | 46.5167 | 46.5167 | 46.5167 | 46.5167 | 46.5167 | 46.5167 | 46.5167 | 46.5167 | 46.5167 | 46.5167 | 46.5167 | 46.5167 | 46.5167 | 46.5167 | 46.5167 | 46.5167 | 46.5167 | 46.5167 | 46.5167 | 46.5167 | 46.5167 | 46.5167 | 46.5167 | 46.5167 | 46.5167 | 46.5167 | 46.5167 | 46.5167 | 46.5167 |  |  | 35 |  | 376.5593 | 58.276 | 58.276 | 925015.732 | 8541595.2693
Deferral to Indicated Year |  |  | 457.6 | [6 empty] | 1.0888 | 26.4896 | 26.4896 | 26.4896 | 26.4896 | 26.4896 | 73.0063 | 73.0063 | 73.0063 | 73.0063 | 73.0063 | 73.0063 | 73.0063 | 73.0063 | 73.0063 | 73.0063 | 73.0063 | 73.0063 | 73.0063 | 73.0063 | 73.0063 | 73.0063 | 73.0063 | 73.0063 | 73.0063 | 73.0063 | 73.0063 | 73.0063 | 73.0063 | 73.0063 | 73.0063 | 73.0063 | 73.0063 | 73.0063 | 73.0063 | 71.9175 | 46.5167 | 46.5167 | 46.5167 | 46.5167 | 46.5167 |  |  | 41 |  | 657.4539 | 101.4144 | 58.276 | 925015.732 | 8541595.2693 | =Area III Portion
[59 empty] | 8541595.2693 | =Area III Portion
Annual Avoided Costs for Deferral to Indicated Year:
New Canal - Southampton Cable | 2023 |  |  | 0 | 4.5863 | 4.5863 | 4.5863 | 4.5863 | 4.5863 | 4.5863 | -0.88999 | -0.88999 | -0.88999 | -0.88999 | -0.88999 | -0.88999 | -0.88999 | -0.88999 | -0.88999 | -0.88999 | -0.88999 | -0.88999 | -0.88999 | -0.88999 | -0.88999 | -0.88999 | -0.88999 | -0.88999 | -0.88999 | -0.88999 | -0.88999 | -0.88999 | -0.88999 | -0.88999 | -0.88999 | -0.88999 | -0.88999 | -0.88999 | -0.88999 | -5.4763 | -5.4763 | -5.4763 | -5.4763 | -5.4763 | -5.4763 | 0 | 0 | 0 | 0 | 0 |  |  | 35 |  |  | 8.9667
Upgrade Wildwood - Riverhead to 138 kV | 2022 |  |  | 0 | 0.93922 | 0.93922 | 0.93922 | 0.93922 | 0.93922 | -0.14959 | -0.14959 | -0.14959 | -0.14959 | -0.14959 | -0.14959 | -0.14959 | -0.14959 | -0.14959 | -0.14959 | -0.14959 | -0.14959 | -0.14959 | -0.14959 | -0.14959 | -0.14959 | -0.14959 | -0.14959 | -0.14959 | -0.14959 | -0.14959 | -0.14959 | -0.14959 | -0.14959 | -0.14959 | -0.14959 | -0.14959 | -0.14959 | -0.14959 | -0.14959 | -1.0888 | -1.0888 | -1.0888 | -1.0888 | -1.0888 | 0 | 0 | 0 | 0 | 0 | 0 |  |  | 35 |  |  | 1.5483
Riverhead Canal 2nd Line and Bank | 2023 |  |  | 0 | 16.6864 | 16.6864 | 16.6864 | 16.6864 | 16.6864 | 16.6864 | -3.238 | -3.238 | -3.238 | -3.238 | -3.238 | -3.238 | -3.238 | -3.238 | -3.238 | -3.238 | -3.238 | -3.238 | -3.238 | -3.238 | -3.238 | -3.238 | -3.238 | -3.238 | -3.238 | -3.238 | -3.238 | -3.238 | -3.238 | -3.238 | -3.238 | -3.238 | -3.238 | -3.238 | -3.238 | -19.9245 | -19.9245 | -19.9245 | -19.9245 | -19.9245 | -19.9245 | 0 | 0 | 0 | 0 | 0 |  |  | 35 |  |  | 32.6235
Canal - Wainscott New 138 kV UG Cable | 2028 |  |  | 0 | 0 | 0 | 0 | 0 | 0 | 38.957 | 38.957 | 38.957 | 38.957 | 38.957 | 38.957 | -7.5597 | -7.5597 | -7.5597 | -7.5597 | -7.5597 | -7.5597 | -7.5597 | -7.5597 | -7.5597 | -7.5597 | -7.5597 | -7.5597 | -7.5597 | -7.5597 | -7.5597 | -7.5597 | -7.5597 | -7.5597 | -7.5597 | -7.5597 | -7.5597 | -7.5597 | -7.5597 | -7.5597 | -7.5597 | -7.5597 | -7.5597 | -7.5597 | -7.5597 | -46.5167 | -46.5167 | -46.5167 | -46.5167 | -46.5167 | -46.5167 | [5 empty] | 58.276
Total - All Areas (No Deferrals,$Millions) |  |  | 513.3 |  | 24.0294 | 24.6325 | 24.9948 | 29.42 | 29.42 | 68.377 | 68.377 | 68.377 | 68.377 | 68.377 | 68.377 | 68.377 | 68.377 | 68.377 | 68.377 | 68.377 | 68.377 | 68.377 | 68.377 | 68.377 | 68.377 | 68.377 | 68.377 | 68.377 | 68.377 | 68.377 | 68.377 | 68.377 | 68.377 | 68.377 | 68.377 | 68.377 | 68.377 | 68.377 | 68.377 | 44.3475 | 43.7445 | 43.3821 | 38.957 | 38.957 | 0 | 0 | 0 | 0 | 0 | 0 | 0 | 0 |  | 63 | 853.4454 | 119.0703 | = max. total avoided cost in portfolio
Annual Avoided Costs for Deferrals - Area 1 Proposal: (see note*) | Deferral Year |  |  | 2016 | 2017 | 2018 | 2019 | 2020 | 2021 | 2022 | 2023 | 2024 | 2025 | 2026 | 2027 | 2028 | 2029 | 2030 | 2031 | 2032 | 2033 | 2034 | 2035 | 2036 | 2037 | 2038 | 2039 | 2040 | 2041 | 2042 | 2043 | 2044 | 2045 | 2046 | 2047 | 2048 | 2049 | 2050 | 2051 | 2052 | 2053 | 2054 | 2055 | 2056 | 2057 | 2058 | 2059 | 2060 | 2061 | 2062 | 2063 | 2064 |  |  | Differential NPV $M |  | Differential NPV $M (adjusted for COD of Selected Project) | Differntial NPV $/MW | NPV of Transmission Avoided Costs for Selected Project
Area I Projects:
Amagansett Conversion 33 kV | 2030 |  |  | 0 | 0.97582 | 0.97582 | 0.97582 | 0.97582 | 0.97582 | 0.97582 | 0.97582 | 0.97582 | 0.97582 | 0.97582 | 0.97582 | 0.97582 | 0.97582 | -0.4572 | -0.4572 | -0.4572 | -0.4572 | -0.4572 | -0.4572 | -0.4572 | -0.4572 | -0.4572 | -0.4572 | -0.4572 | -0.4572 | -0.4572 | -0.4572 | -0.4572 | -0.4572 | -0.4572 | -0.4572 | -0.4572 | -0.4572 | -0.4572 | -0.4572 | -1.433 | -1.433 | -1.433 | -1.433 | -1.433 | -1.433 | -1.433 | -1.433 | -1.433 | -1.433 | -1.433 | -1.433 | -1.433 |  |  | 3.8129 |  | 0 | 0 | 0
East Hampton Conversion 33 kV | 2030 |  |  | 0 | 0.39033 | 0.39033 | 0.39033 | 0.39033 | 0.39033 | 0.39033 | 0.39033 | 0.39033 | 0.39033 | 0.39033 | 0.39033 | 0.39033 | 0.39033 | -0.18288 | -0.18288 | -0.18288 | -0.18288 | -0.18288 | -0.18288 | -0.18288 | -0.18288 | -0.18288 | -0.18288 | -0.18288 | -0.18288 | -0.18288 | -0.18288 | -0.18288 | -0.18288 | -0.18288 | -0.18288 | -0.18288 | -0.18288 | -0.18288 | -0.18288 | -0.57321 | -0.57321 | -0.57321 | -0.57321 | -0.57321 | -0.57321 | -0.57321 | -0.57321 | -0.57321 | -0.57321 | -0.57321 | -0.57321 | -0.57321 |  |  | 1.5252 |  | 0 | 0 | 0
Buell Conversion 33 kV | 2030 |  |  | 0 | 0.45131 | 0.45131 | 0.45131 | 0.45131 | 0.45131 | 0.45131 | 0.45131 | 0.45131 | 0.45131 | 0.45131 | 0.45131 | 0.45131 | 0.45131 | -0.21146 | -0.21146 | -0.21146 | -0.21146 | -0.21146 | -0.21146 | -0.21146 | -0.21146 | -0.21146 | -0.21146 | -0.21146 | -0.21146 | -0.21146 | -0.21146 | -0.21146 | -0.21146 | -0.21146 | -0.21146 | -0.21146 | -0.21146 | -0.21146 | -0.21146 | -0.66277 | -0.66277 | -0.66277 | -0.66277 | -0.66277 | -0.66277 | -0.66277 | -0.66277 | -0.66277 | -0.66277 | -0.66277 | -0.66277 | -0.66277 |  |  | 1.7635 |  | 0 | 0 | 0
Hither Hills Conversion to 33 kV | 2030 |  |  | 0 | 0 | 0.60305 | 0.60305 | 0.60305 | 0.60305 | 0.60305 | 0.60305 | 0.60305 | 0.60305 | 0.60305 | 0.60305 | 0.60305 | 0.60305 | -0.25676 | -0.25676 | -0.25676 | -0.25676 | -0.25676 | -0.25676 | -0.25676 | -0.25676 | -0.25676 | -0.25676 | -0.25676 | -0.25676 | -0.25676 | -0.25676 | -0.25676 | -0.25676 | -0.25676 | -0.25676 | -0.25676 | -0.25676 | -0.25676 | -0.25676 | -0.25676 | -0.85981 | -0.85981 | -0.85981 | -0.85981 | -0.85981 | -0.85981 | -0.85981 | -0.85981 | -0.85981 | -0.85981 | -0.85981 | -0.85981 |  |  | 2.0853 |  | 2.0853 | 139022.8879 | 1283737.3471
Culloden Pt Conversion to 33 kV | 2030 |  |  | 0 | 0 | 0 | 0.36233 | 0.36233 | 0.36233 | 0.36233 | 0.36233 | 0.36233 | 0.36233 | 0.36233 | 0.36233 | 0.36233 | 0.36233 | -0.13922 | -0.13922 | -0.13922 | -0.13922 | -0.13922 | -0.13922 | -0.13922 | -0.13922 | -0.13922 | -0.13922 | -0.13922 | -0.13922 | -0.13922 | -0.13922 | -0.13922 | -0.13922 | -0.13922 | -0.13922 | -0.13922 | -0.13922 | -0.13922 | -0.13922 | -0.13922 | -0.13922 | -0.50156 | -0.50156 | -0.50156 | -0.50156 | -0.50156 | -0.50156 | -0.50156 | -0.50156 | -0.50156 | -0.50156 | -0.50156 |  |  | 1.1012 |  | 1.1012 | 73412.135 | 677887.6546
[59 empty] | 1961625.0018 | =Area I Portion
Area II Projects: | [58 empty] | 11920596.8485 | =Area I+II+III Portions
Bridgehampton - Buell New 69 kV UG Cable | 2026 |  |  | 0 | 0 | 0 | 0 | 4.4251 | 4.4251 | 4.4251 | 4.4251 | 4.4251 | 4.4251 | -0.85871 | -0.85871 | -0.85871 | -0.85871 | -0.85871 | -0.85871 | -0.85871 | -0.85871 | -0.85871 | -0.85871 | -0.85871 | -0.85871 | -0.85871 | -0.85871 | -0.85871 | -0.85871 | -0.85871 | -0.85871 | -0.85871 | -0.85871 | -0.85871 | -0.85871 | -0.85871 | -0.85871 | -0.85871 | -0.85871 | -0.85871 | -0.85871 | -0.85871 | -5.2839 | -5.2839 | -5.2839 | -5.2839 | -5.2839 | -5.2839 | 0 | 0 | 0 | 0 |  |  | 7.3678 |  | 7.3678 | 153495.4058 | 1417376.5774
[59 empty] | 1417376.5774 | =Area II Portion
Area III Projects: | [58 empty] | 9958971.8467 | =Area II+III Portions
New Canal - Southampton Cable | 2023 |  |  | 0 | 4.5863 | 4.5863 | 4.5863 | 4.5863 | 4.5863 | 4.5863 | -0.88999 | -0.88999 | -0.88999 | -0.88999 | -0.88999 | -0.88999 | -0.88999 | -0.88999 | -0.88999 | -0.88999 | -0.88999 | -0.88999 | -0.88999 | -0.88999 | -0.88999 | -0.88999 | -0.88999 | -0.88999 | -0.88999 | -0.88999 | -0.88999 | -0.88999 | -0.88999 | -0.88999 | -0.88999 | -0.88999 | -0.88999 | -0.88999 | -0.88999 | -5.4763 | -5.4763 | -5.4763 | -5.4763 | -5.4763 | -5.4763 | 0 | 0 | 0 | 0 | 0 | 0 | 0 |  |  | 8.9667 |  | 0 | 0 | 0
Upgrade Wildwood - Riverhead to 138 kV | 2022 |  |  | 0 | 0.93922 | 0.93922 | 0.93922 | 0.93922 | 0.93922 | -0.14959 | -0.14959 | -0.14959 | -0.14959 | -0.14959 | -0.14959 | -0.14959 | -0.14959 | -0.14959 | -0.14959 | -0.14959 | -0.14959 | -0.14959 | -0.14959 | -0.14959 | -0.14959 | -0.14959 | -0.14959 | -0.14959 | -0.14959 | -0.14959 | -0.14959 | -0.14959 | -0.14959 | -0.14959 | -0.14959 | -0.14959 | -0.14959 | -0.14959 | -0.14959 | -1.0888 | -1.0888 | -1.0888 | -1.0888 | -1.0888 | 0 | 0 | 0 | 0 | 0 | 0 | 0 | 0 |  |  | 1.5483 |  | 0 | 0 | 0
Riverhead Canal 2nd Line and Bank | 2023 |  |  | 0 | 16.6864 | 16.6864 | 16.6864 | 16.6864 | 16.6864 | 16.6864 | -3.238 | -3.238 | -3.238 | -3.238 | -3.238 | -3.238 | -3.238 | -3.238 | -3.238 | -3.238 | -3.238 | -3.238 | -3.238 | -3.238 | -3.238 | -3.238 | -3.238 | -3.238 | -3.238 | -3.238 | -3.238 | -3.238 | -3.238 | -3.238 | -3.238 | -3.238 | -3.238 | -3.238 | -3.238 | -19.9245 | -19.9245 | -19.9245 | -19.9245 | -19.9245 | -19.9245 | 0 | 0 | 0 | 0 | 0 | 0 | 0 |  |  | 32.6235 |  | 0 | 0 | 0
Canal - Wainscott New 138 kV UG Cable | 2028 |  |  | 0 | 0 | 0 | 0 | 0 | 0 | 38.957 | 38.957 | 38.957 | 38.957 | 38.957 | 38.957 | -7.5597 | -7.5597 | -7.5597 | -7.5597 | -7.5597 | -7.5597 | -7.5597 | -7.5597 | -7.5597 | -7.5597 | -7.5597 | -7.5597 | -7.5597 | -7.5597 | -7.5597 | -7.5597 | -7.5597 | -7.5597 | -7.5597 | -7.5597 | -7.5597 | -7.5597 | -7.5597 | -7.5597 | -7.5597 | -7.5597 | -7.5597 | -7.5597 | -7.5597 | -46.5167 | -46.5167 | -46.5167 | -46.5167 | -46.5167 | -46.5167 | 0 | 0 |  |  | 58.276 |  | 58.276 | 925015.732 | 8541595.2693
[59 empty] | 8541595.2693 | =Area III Portion
Total - Area 1 Proposal, $Millions (unadjusted) |  |  |  | 0 | 0 | 0.60305 | 0.96539 | 5.3905 | 5.3905 | 44.3475 | 44.3475 | 44.3475 | 44.3475 | 39.0637 | 39.0637 | -7.453 | -7.453 | -8.8144 | -8.8144 | -8.8144 | -8.8144 | -8.8144 | -8.8144 | -8.8144 | -8.8144 | -8.8144 | -8.8144 | -8.8144 | -8.8144 | -8.8144 | -8.8144 | -8.8144 | -8.8144 | -8.8144 | -8.8144 | -8.8144 | -8.8144 | -8.8144 | -8.8144 | -8.8144 | -9.4174 | -9.7798 | -14.2049 | -14.2049 | -53.1619 | -53.1619 | -53.1619 | -53.1619 | -47.878 | -47.878 | -1.3614 | -1.3614 |  |  | 68.8303 |  |  | 1290946.1608 | 11920596.8485
$/MW-yr |  |  |  | 0 | 0 | 40203.5861 | 64359.2408 | 156549.7282 | 156549.7282 | 774914.5398 | 774914.5398 | 774914.5398 | 774914.5398 | 664834.2766 | 664834.2766 | -73525.6468 | -73525.6468 | -164283.4228 | -164283.4228 | -164283.4228 | -164283.4228 | -164283.4228 | -164283.4228 | -164283.4228 | -164283.4228 | -164283.4228 | -164283.4228 | -164283.4228 | -164283.4228 | -164283.4228 | -164283.4228 | -164283.4228 | -164283.4228 | -164283.4228 | -164283.4228 | -164283.4228 | -164283.4228 | -164283.4228 | -164283.4228 | -164283.4228 | -204487.0089 | -228642.6636 | -320833.151 | -320833.151 | -939197.9626 | -939197.9626 | -939197.9626 | -939197.9626 | -829117.6994 | -829117.6994 | -90757.776 | -90757.776
$Millions (adjusted) |  |  |  | 0 | 0 | 0.37124 | 0.59429 | 1.4456 | 1.4456 | 7.1556 | 7.1556 | 7.1556 | 7.1556 | 6.1391 | 6.1391 | -0.67894 | -0.67894 | -1.517 | -1.517 | -1.517 | -1.517 | -1.517 | -1.517 | -1.517 | -1.517 | -1.517 | -1.517 | -1.517 | -1.517 | -1.517 | -1.517 | -1.517 | -1.517 | -1.517 | -1.517 | -1.517 | -1.517 | -1.517 | -1.517 | -1.517 | -1.8882 | -2.1113 | -2.9626 | -2.9626 | -8.6726 | -8.6726 | -8.6726 | -8.6726 | -7.6561 | -7.6561 | -0.83806 | -0.83806 |  |  | 11920.5968
Annual Avoided Costs for Deferrals - Area 2 Proposal: (see note*) | Deferral Year |  |  | 2016 | 2017 | 2018 | 2019 | 2020 | 2021 | 2022 | 2023 | 2024 | 2025 | 2026 | 2027 | 2028 | 2029 | 2030 | 2031 | 2032 | 2033 | 2034 | 2035 | 2036 | 2037 | 2038 | 2039 | 2040 | 2041 | 2042 | 2043 | 2044 | 2045 | 2046 | 2047 | 2048 | 2049 | 2050 | 2051 | 2052 | 2053 | 2054 | 2055 | 2056 | 2057 | 2058 | 2059 | 2060 | 2061 | 2062 | 2063 | 2064 |  |  | Differential NPV $M |  | Differential NPV $M (adjusted for COD of Selected Project) | Differntial NPV $/MW | NPV of Transmission Avoided Costs for Selected Project
Area I Projects:
Amagansett Conversion 33 kV | 2030 |  |  | 0 | 0 | 0 | 0 | 0 | 0 | 0 | 0 | 0 | 0 | 0 | 0 | 0 | 0 | 0 | 0 | 0 | 0 | 0 | 0 | 0 | 0 | 0 | 0 | 0 | 0 | 0 | 0 | 0 | 0 | 0 | 0 | 0 | 0 | 0 | 0 | 0 | 0 | 0 | 0 | 0 | 0 | 0 | 0 | 0 | 0 | 0 | 0 | 0 |  |  | 0 |  | 0 | 0 | 0
East Hampton Conversion 33 kV | 2030 |  |  | 0 | 0 | 0 | 0 | 0 | 0 | 0 | 0 | 0 | 0 | 0 | 0 | 0 | 0 | 0 | 0 | 0 | 0 | 0 | 0 | 0 | 0 | 0 | 0 | 0 | 0 | 0 | 0 | 0 | 0 | 0 | 0 | 0 | 0 | 0 | 0 | 0 | 0 | 0 | 0 | 0 | 0 | 0 | 0 | 0 | 0 | 0 | 0 | 0 |  |  | 0 |  | 0 | 0 | 0
Buell Conversion 33 kV | 2030 |  |  | 0 | 0 | 0 | 0 | 0 | 0 | 0 | 0 | 0 | 0 | 0 | 0 | 0 | 0 | 0 | 0 | 0 | 0 | 0 | 0 | 0 | 0 | 0 | 0 | 0 | 0 | 0 | 0 | 0 | 0 | 0 | 0 | 0 | 0 | 0 | 0 | 0 | 0 | 0 | 0 | 0 | 0 | 0 | 0 | 0 | 0 | 0 | 0 | 0 |  |  | 0 |  | 0 | 0 | 0
Hither Hills Conversion to 33 kV | 2030 |  |  | 0 | 0 | 0 | 0 | 0 | 0 | 0 | 0 | 0 | 0 | 0 | 0 | 0 | 0 | 0 | 0 | 0 | 0 | 0 | 0 | 0 | 0 | 0 | 0 | 0 | 0 | 0 | 0 | 0 | 0 | 0 | 0 | 0 | 0 | 0 | 0 | 0 | 0 | 0 | 0 | 0 | 0 | 0 | 0 | 0 | 0 | 0 | 0 | 0 |  |  | 0 |  | 0 | 0 | 0
Culloden Pt Conversion to 33 kV | 2030 |  |  | 0 | 0 | 0 | 0 | 0 | 0 | 0 | 0 | 0 | 0 | 0 | 0 | 0 | 0 | 0 | 0 | 0 | 0 | 0 | 0 | 0 | 0 | 0 | 0 | 0 | 0 | 0 | 0 | 0 | 0 | 0 | 0 | 0 | 0 | 0 | 0 | 0 | 0 | 0 | 0 | 0 | 0 | 0 | 0 | 0 | 0 | 0 | 0 | 0 |  |  | 0 |  | 0 | 0 | 0
[59 empty] | 0 | =Area I Portion
Area II Projects: | [58 empty] | 0 | =Area I+II+III Portions
Bridgehampton - Buell New 69 kV UG Cable | 2026 |  |  | 0 | 0 | 0 | 0 | 4.4251 | 4.4251 | 4.4251 | 4.4251 | 4.4251 | 4.4251 | -0.85871 | -0.85871 | -0.85871 | -0.85871 | -0.85871 | -0.85871 | -0.85871 | -0.85871 | -0.85871 | -0.85871 | -0.85871 | -0.85871 | -0.85871 | -0.85871 | -0.85871 | -0.85871 | -0.85871 | -0.85871 | -0.85871 | -0.85871 | -0.85871 | -0.85871 | -0.85871 | -0.85871 | -0.85871 | -0.85871 | -0.85871 | -0.85871 | -0.85871 | -5.2839 | -5.2839 | -5.2839 | -5.2839 | -5.2839 | -5.2839 | 0 | 0 | 0 | 0 |  |  | 7.3678 |  | 7.3678 | 153495.4058 | 0
[59 empty] | 0 | =Area II Portion
Area III Projects: | [58 empty] | 0 | =Area II+III Portions
New Canal - Southampton Cable | 2023 |  |  | 0 | 4.5863 | 4.5863 | 4.5863 | 4.5863 | 4.5863 | 4.5863 | -0.88999 | -0.88999 | -0.88999 | -0.88999 | -0.88999 | -0.88999 | -0.88999 | -0.88999 | -0.88999 | -0.88999 | -0.88999 | -0.88999 | -0.88999 | -0.88999 | -0.88999 | -0.88999 | -0.88999 | -0.88999 | -0.88999 | -0.88999 | -0.88999 | -0.88999 | -0.88999 | -0.88999 | -0.88999 | -0.88999 | -0.88999 | -0.88999 | -0.88999 | -5.4763 | -5.4763 | -5.4763 | -5.4763 | -5.4763 | -5.4763 | 0 | 0 | 0 | 0 | 0 | 0 | 0 |  |  | 8.9667 |  | 0 | 0 | 0
Upgrade Wildwood - Riverhead to 138 kV | 2022 |  |  | 0 | 0.93922 | 0.93922 | 0.93922 | 0.93922 | 0.93922 | -0.14959 | -0.14959 | -0.14959 | -0.14959 | -0.14959 | -0.14959 | -0.14959 | -0.14959 | -0.14959 | -0.14959 | -0.14959 | -0.14959 | -0.14959 | -0.14959 | -0.14959 | -0.14959 | -0.14959 | -0.14959 | -0.14959 | -0.14959 | -0.14959 | -0.14959 | -0.14959 | -0.14959 | -0.14959 | -0.14959 | -0.14959 | -0.14959 | -0.14959 | -0.14959 | -1.0888 | -1.0888 | -1.0888 | -1.0888 | -1.0888 | 0 | 0 | 0 | 0 | 0 | 0 | 0 | 0 |  |  | 1.5483 |  | 0 | 0 | 0
Riverhead Canal 2nd Line and Bank | 2023 |  |  | 0 | 16.6864 | 16.6864 | 16.6864 | 16.6864 | 16.6864 | 16.6864 | -3.238 | -3.238 | -3.238 | -3.238 | -3.238 | -3.238 | -3.238 | -3.238 | -3.238 | -3.238 | -3.238 | -3.238 | -3.238 | -3.238 | -3.238 | -3.238 | -3.238 | -3.238 | -3.238 | -3.238 | -3.238 | -3.238 | -3.238 | -3.238 | -3.238 | -3.238 | -3.238 | -3.238 | -3.238 | -19.9245 | -19.9245 | -19.9245 | -19.9245 | -19.9245 | -19.9245 | 0 | 0 | 0 | 0 | 0 | 0 | 0 |  |  | 32.6235 |  | 0 | 0 | 0
Canal - Wainscott New 138 kV UG Cable | 2028 |  |  | 0 | 0 | 0 | 0 | 0 | 0 | 38.957 | 38.957 | 38.957 | 38.957 | 38.957 | 38.957 | -7.5597 | -7.5597 | -7.5597 | -7.5597 | -7.5597 | -7.5597 | -7.5597 | -7.5597 | -7.5597 | -7.5597 | -7.5597 | -7.5597 | -7.5597 | -7.5597 | -7.5597 | -7.5597 | -7.5597 | -7.5597 | -7.5597 | -7.5597 | -7.5597 | -7.5597 | -7.5597 | -7.5597 | -7.5597 | -7.5597 | -7.5597 | -7.5597 | -7.5597 | -46.5167 | -46.5167 | -46.5167 | -46.5167 | -46.5167 | -46.5167 | 0 | 0 |  |  | 58.276 |  | 58.276 | 925015.732 | 0
[59 empty] | 0 | =Area III Portion
Total - Area 2 Proposal, $Millions (unadjusted) |  |  |  | 0 | 0 | 0 | 0 | 4.4251 | 4.4251 | 43.3821 | 43.3821 | 43.3821 | 43.3821 | 38.0983 | 38.0983 | -8.4184 | -8.4184 | -8.4184 | -8.4184 | -8.4184 | -8.4184 | -8.4184 | -8.4184 | -8.4184 | -8.4184 | -8.4184 | -8.4184 | -8.4184 | -8.4184 | -8.4184 | -8.4184 | -8.4184 | -8.4184 | -8.4184 | -8.4184 | -8.4184 | -8.4184 | -8.4184 | -8.4184 | -8.4184 | -8.4184 | -8.4184 | -12.8435 | -12.8435 | -51.8005 | -51.8005 | -51.8005 | -51.8005 | -46.5167 | -46.5167 | 0 | 0 |  |  | 65.6438 |  |  | 1078511.1378 | 0
$/MW-yr |  |  |  | 0 | 0 | 0 | 0 | 92190.4874 | 92190.4874 | 710555.299 | 710555.299 | 710555.299 | 710555.299 | 600475.0358 | 600475.0358 | -137884.8876 | -137884.8876 | -137884.8876 | -137884.8876 | -137884.8876 | -137884.8876 | -137884.8876 | -137884.8876 | -137884.8876 | -137884.8876 | -137884.8876 | -137884.8876 | -137884.8876 | -137884.8876 | -137884.8876 | -137884.8876 | -137884.8876 | -137884.8876 | -137884.8876 | -137884.8876 | -137884.8876 | -137884.8876 | -137884.8876 | -137884.8876 | -137884.8876 | -137884.8876 | -137884.8876 | -230075.375 | -230075.375 | -848440.1866 | -848440.1866 | -848440.1866 | -848440.1866 | -738359.9234 | -738359.9234 | 0 | 0
$Millions (adjusted) |  |  |  | 0 | 0 | 0 | 0 | 0 | 0 | 0 | 0 | 0 | 0 | 0 | 0 | 0 | 0 | 0 | 0 | 0 | 0 | 0 | 0 | 0 | 0 | 0 | 0 | 0 | 0 | 0 | 0 | 0 | 0 | 0 | 0 | 0 | 0 | 0 | 0 | 0 | 0 | 0 | 0 | 0 | 0 | 0 | 0 | 0 | 0 | 0 | 0 | 0 |  |  | 0
Annual Avoided Costs for Deferrals - Area 3 Proposal: (see note*) | Deferral Year |  |  | 2016 | 2017 | 2018 | 2019 | 2020 | 2021 | 2022 | 2023 | 2024 | 2025 | 2026 | 2027 | 2028 | 2029 | 2030 | 2031 | 2032 | 2033 | 2034 | 2035 | 2036 | 2037 | 2038 | 2039 | 2040 | 2041 | 2042 | 2043 | 2044 | 2045 | 2046 | 2047 | 2048 | 2049 | 2050 | 2051 | 2052 | 2053 | 2054 | 2055 | 2056 | 2057 | 2058 | 2059 | 2060 | 2061 | 2062 | 2063 | 2064 |  |  | Differential NPV $M |  | Differential NPV $M (adjusted for COD of Selected Project) | Differntial NPV $/MW | NPV of Transmission Avoided Costs for Selected Project
Area I Projects:
Amagansett Conversion 33 kV | 2030 |  |  | 0 | 0 | 0 | 0 | 0 | 0 | 0 | 0 | 0 | 0 | 0 | 0 | 0 | 0 | 0 | 0 | 0 | 0 | 0 | 0 | 0 | 0 | 0 | 0 | 0 | 0 | 0 | 0 | 0 | 0 | 0 | 0 | 0 | 0 | 0 | 0 | 0 | 0 | 0 | 0 | 0 | 0 | 0 | 0 | 0 | 0 | 0 | 0 | 0 |  |  | 0 |  | 0 | 0 | 0
East Hampton Conversion 33 kV | 2030 |  |  | 0 | 0 | 0 | 0 | 0 | 0 | 0 | 0 | 0 | 0 | 0 | 0 | 0 | 0 | 0 | 0 | 0 | 0 | 0 | 0 | 0 | 0 | 0 | 0 | 0 | 0 | 0 | 0 | 0 | 0 | 0 | 0 | 0 | 0 | 0 | 0 | 0 | 0 | 0 | 0 | 0 | 0 | 0 | 0 | 0 | 0 | 0 | 0 | 0 |  |  | 0 |  | 0 | 0 | 0
Buell Conversion 33 kV | 2030 |  |  | 0 | 0 | 0 | 0 | 0 | 0 | 0 | 0 | 0 | 0 | 0 | 0 | 0 | 0 | 0 | 0 | 0 | 0 | 0 | 0 | 0 | 0 | 0 | 0 | 0 | 0 | 0 | 0 | 0 | 0 | 0 | 0 | 0 | 0 | 0 | 0 | 0 | 0 | 0 | 0 | 0 | 0 | 0 | 0 | 0 | 0 | 0 | 0 | 0 |  |  | 0 |  | 0 | 0 | 0
Hither Hills Conversion to 33 kV | 2030 |  |  | 0 | 0 | 0 | 0 | 0 | 0 | 0 | 0 | 0 | 0 | 0 | 0 | 0 | 0 | 0 | 0 | 0 | 0 | 0 | 0 | 0 | 0 | 0 | 0 | 0 | 0 | 0 | 0 | 0 | 0 | 0 | 0 | 0 | 0 | 0 | 0 | 0 | 0 | 0 | 0 | 0 | 0 | 0 | 0 | 0 | 0 | 0 | 0 | 0 |  |  | 0 |  | 0 | 0 | 0
Culloden Pt Conversion to 33 kV | 2030 |  |  | 0 | 0 | 0 | 0 | 0 | 0 | 0 | 0 | 0 | 0 | 0 | 0 | 0 | 0 | 0 | 0 | 0 | 0 | 0 | 0 | 0 | 0 | 0 | 0 | 0 | 0 | 0 | 0 | 0 | 0 | 0 | 0 | 0 | 0 | 0 | 0 | 0 | 0 | 0 | 0 | 0 | 0 | 0 | 0 | 0 | 0 | 0 | 0 | 0 |  |  | 0 |  | 0 | 0 | 0
[59 empty] | 0 | =Area I Portion
Area II Projects: | [58 empty] | 0 | =Area I+II+III Portions
Bridgehampton - Buell New 69 kV UG Cable | 2026 |  |  | 0 | 0 | 0 | 0 | 0 | 0 | 0 | 0 | 0 | 0 | 0 | 0 | 0 | 0 | 0 | 0 | 0 | 0 | 0 | 0 | 0 | 0 | 0 | 0 | 0 | 0 | 0 | 0 | 0 | 0 | 0 | 0 | 0 | 0 | 0 | 0 | 0 | 0 | 0 | 0 | 0 | 0 | 0 | 0 | 0 | 0 | 0 | 0 | 0 |  |  | 0 |  | 0 | 0 | 0
[59 empty] | 0 | =Area II Portion
Area III Projects: | [58 empty] | 0 | =Area II+III Portions
New Canal - Southampton Cable | 2023 |  |  | 0 | 4.5863 | 4.5863 | 4.5863 | 4.5863 | 4.5863 | 4.5863 | -0.88999 | -0.88999 | -0.88999 | -0.88999 | -0.88999 | -0.88999 | -0.88999 | -0.88999 | -0.88999 | -0.88999 | -0.88999 | -0.88999 | -0.88999 | -0.88999 | -0.88999 | -0.88999 | -0.88999 | -0.88999 | -0.88999 | -0.88999 | -0.88999 | -0.88999 | -0.88999 | -0.88999 | -0.88999 | -0.88999 | -0.88999 | -0.88999 | -0.88999 | -5.4763 | -5.4763 | -5.4763 | -5.4763 | -5.4763 | -5.4763 | 0 | 0 | 0 | 0 | 0 | 0 | 0 |  |  | 8.9667 |  | 0 | 0 | 0
Upgrade Wildwood - Riverhead to 138 kV | 2022 |  |  | 0 | 0.93922 | 0.93922 | 0.93922 | 0.93922 | 0.93922 | -0.14959 | -0.14959 | -0.14959 | -0.14959 | -0.14959 | -0.14959 | -0.14959 | -0.14959 | -0.14959 | -0.14959 | -0.14959 | -0.14959 | -0.14959 | -0.14959 | -0.14959 | -0.14959 | -0.14959 | -0.14959 | -0.14959 | -0.14959 | -0.14959 | -0.14959 | -0.14959 | -0.14959 | -0.14959 | -0.14959 | -0.14959 | -0.14959 | -0.14959 | -0.14959 | -1.0888 | -1.0888 | -1.0888 | -1.0888 | -1.0888 | 0 | 0 | 0 | 0 | 0 | 0 | 0 | 0 |  |  | 1.5483 |  | 0 | 0 | 0
Riverhead Canal 2nd Line and Bank | 2023 |  |  | 0 | 16.6864 | 16.6864 | 16.6864 | 16.6864 | 16.6864 | 16.6864 | -3.238 | -3.238 | -3.238 | -3.238 | -3.238 | -3.238 | -3.238 | -3.238 | -3.238 | -3.238 | -3.238 | -3.238 | -3.238 | -3.238 | -3.238 | -3.238 | -3.238 | -3.238 | -3.238 | -3.238 | -3.238 | -3.238 | -3.238 | -3.238 | -3.238 | -3.238 | -3.238 | -3.238 | -3.238 | -19.9245 | -19.9245 | -19.9245 | -19.9245 | -19.9245 | -19.9245 | 0 | 0 | 0 | 0 | 0 | 0 | 0 |  |  | 32.6235 |  | 0 | 0 | 0
Canal - Wainscott New 138 kV UG Cable | 2028 |  |  | 0 | 0 | 0 | 0 | 0 | 0 | 38.957 | 38.957 | 38.957 | 38.957 | 38.957 | 38.957 | -7.5597 | -7.5597 | -7.5597 | -7.5597 | -7.5597 | -7.5597 | -7.5597 | -7.5597 | -7.5597 | -7.5597 | -7.5597 | -7.5597 | -7.5597 | -7.5597 | -7.5597 | -7.5597 | -7.5597 | -7.5597 | -7.5597 | -7.5597 | -7.5597 | -7.5597 | -7.5597 | -7.5597 | -7.5597 | -7.5597 | -7.5597 | -7.5597 | -7.5597 | -46.5167 | -46.5167 | -46.5167 | -46.5167 | -46.5167 | -46.5167 | 0 | 0 |  |  | 58.276 |  | 58.276 | 925015.732 | 0
[59 empty] | 0 | =Area III Portion
Total - Area 3 Proposal, $Millions (unadjusted) |  |  |  | 0 | 22.212 | 22.212 | 22.212 | 22.212 | 22.212 | 60.0802 | 34.6794 | 34.6794 | 34.6794 | 34.6794 | 34.6794 | -11.8373 | -11.8373 | -11.8373 | -11.8373 | -11.8373 | -11.8373 | -11.8373 | -11.8373 | -11.8373 | -11.8373 | -11.8373 | -11.8373 | -11.8373 | -11.8373 | -11.8373 | -11.8373 | -11.8373 | -11.8373 | -11.8373 | -11.8373 | -11.8373 | -11.8373 | -11.8373 | -11.8373 | -34.0493 | -34.0493 | -34.0493 | -34.0493 | -34.0493 | -71.9175 | -46.5167 | -46.5167 | -46.5167 | -46.5167 | -46.5167 | 0 | 0 |  |  | 101.4144 |  |  | 925015.732 | 0
$/MW-yr |  |  |  | 0 | 0 | 0 | 0 | 0 | 0 | 618364.8116 | 618364.8116 | 618364.8116 | 618364.8116 | 618364.8116 | 618364.8116 | -119995.1118 | -119995.1118 | -119995.1118 | -119995.1118 | -119995.1118 | -119995.1118 | -119995.1118 | -119995.1118 | -119995.1118 | -119995.1118 | -119995.1118 | -119995.1118 | -119995.1118 | -119995.1118 | -119995.1118 | -119995.1118 | -119995.1118 | -119995.1118 | -119995.1118 | -119995.1118 | -119995.1118 | -119995.1118 | -119995.1118 | -119995.1118 | -119995.1118 | -119995.1118 | -119995.1118 | -119995.1118 | -119995.1118 | -738359.9234 | -738359.9234 | -738359.9234 | -738359.9234 | -738359.9234 | -738359.9234 | 0 | 0
$Millions (adjusted) |  |  |  | 0 | 0 | 0 | 0 | 0 | 0 | 0 | 0 | 0 | 0 | 0 | 0 | 0 | 0 | 0 | 0 | 0 | 0 | 0 | 0 | 0 | 0 | 0 | 0 | 0 | 0 | 0 | 0 | 0 | 0 | 0 | 0 | 0 | 0 | 0 | 0 | 0 | 0 | 0 | 0 | 0 | 0 | 0 | 0 | 0 | 0 | 0 | 0 | 0 |  |  | 0
Discount Factor (Relative to 1/1/2016) = |  |  |  | 0.94787 | 0.89845 | 0.85161 | 0.80722 | 0.76513 | 0.72525 | 0.68744 | 0.6516 | 0.61763 | 0.58543 | 0.55491 | 0.52598 | 0.49856 | 0.47257 | 0.44793 | 0.42458 | 0.40245 | 0.38147 | 0.36158 | 0.34273 | 0.32486 | 0.30793 | 0.29187 | 0.27666 | 0.26223 | 0.24856 | 0.2356 | 0.22332 | 0.21168 | 0.20064 | 0.19018 | 0.18027 | 0.17087 | 0.16196 | 0.15352 | 0.14552 | 0.13793 | 0.13074 | 0.12392 | 0.11746 | 0.11134 | 0.10554 | 0.10003 | 0.094818 | 0.089875 | 0.08519 | 0.080748 | 0.076539 | 0.072549
* Note: A positive (+) avoided cost in a given year represents a cost savings relative to not having a transmission project deferral.
Note on BF17: Todd Kantarek: Interconnection at East Hampton Sub dist;n side. Added 2.6% transmission loss factor.

## PhII (LIE400-33MW)
Version |  | Based on PSEGLI file: "East End Utility 2_0_Economics_2014_10_13_r28_Sargent_Lundy.xlsx"
Annual Revenue Requirements (Millions of $s)
1) Reference (Transmission only) Case
Project | I/S Year | Investor | Capital (2015$s) | 2016 | 2017 | 2018 | 2019 | 2020 | 2021 | 2022 | 2023 | 2024 | 2025 | 2026 | 2027 | 2028 | 2029 | 2030 | 2031 | 2032 | 2033 | 2034 | 2035 | 2036 | 2037 | 2038 | 2039 | 2040 | 2041 | 2042 | 2043 | 2044 | 2045 | 2046 | 2047 | 2048 | 2049 | 2050 | 2051 | 2052 | 2053 | 2054 | 2055 | 2056 | 2057 | 2058 | 2059 | 2060 | 2061 | 2062 | 2063 | 2064 |  | NPV |  | Proposal Number = | LIE400
Transmission Reinforcement I | 2017 | PSEGLI | 197 | 0 | 24.0294 | 24.0294 | 24.0294 | 24.0294 | 24.0294 | 24.0294 | 24.0294 | 24.0294 | 24.0294 | 24.0294 | 24.0294 | 24.0294 | 24.0294 | 24.0294 | 24.0294 | 24.0294 | 24.0294 | 24.0294 | 24.0294 | 24.0294 | 24.0294 | 24.0294 | 24.0294 | 24.0294 | 24.0294 | 24.0294 | 24.0294 | 24.0294 | 24.0294 | 24.0294 | 24.0294 | 24.0294 | 24.0294 | 24.0294 | 24.0294 | [13 empty] | 35 | 350.5464 |  | Proposer Name = | LI Energy Storage System LLC
Transmission Reinforcement II | 2018 | PSEGLI | 4.8 | 0 | 0 | 0.60305 | 0.60305 | 0.60305 | 0.60305 | 0.60305 | 0.60305 | 0.60305 | 0.60305 | 0.60305 | 0.60305 | 0.60305 | 0.60305 | 0.60305 | 0.60305 | 0.60305 | 0.60305 | 0.60305 | 0.60305 | 0.60305 | 0.60305 | 0.60305 | 0.60305 | 0.60305 | 0.60305 | 0.60305 | 0.60305 | 0.60305 | 0.60305 | 0.60305 | 0.60305 | 0.60305 | 0.60305 | 0.60305 | 0.60305 | 0.60305 | [12 empty] | 35 | 8.3388 |  | Proposal/Project = | East Hampton Energy Storage System
Transmission Reinforcement III | 2019 | PSEGLI | 2.8 | 0 | 0 | 0 | 0.36233 | 0.36233 | 0.36233 | 0.36233 | 0.36233 | 0.36233 | 0.36233 | 0.36233 | 0.36233 | 0.36233 | 0.36233 | 0.36233 | 0.36233 | 0.36233 | 0.36233 | 0.36233 | 0.36233 | 0.36233 | 0.36233 | 0.36233 | 0.36233 | 0.36233 | 0.36233 | 0.36233 | 0.36233 | 0.36233 | 0.36233 | 0.36233 | 0.36233 | 0.36233 | 0.36233 | 0.36233 | 0.36233 | 0.36233 | 0.36233 | [11 empty] | 35 | 4.7491 |  | Option Number = | 5
Transmission Reinforcement IV | 2020 | PSEGLI | 33.2 | 0 | 0 | 0 | 0 | 4.4251 | 4.4251 | 4.4251 | 4.4251 | 4.4251 | 4.4251 | 4.4251 | 4.4251 | 4.4251 | 4.4251 | 4.4251 | 4.4251 | 4.4251 | 4.4251 | 4.4251 | 4.4251 | 4.4251 | 4.4251 | 4.4251 | 4.4251 | 4.4251 | 4.4251 | 4.4251 | 4.4251 | 4.4251 | 4.4251 | 4.4251 | 4.4251 | 4.4251 | 4.4251 | 4.4251 | 4.4251 | 4.4251 | 4.4251 | 4.4251 | [10 empty] | 35 | 54.9758 |  | Location = | 1
Transmission Reinforcement V | 2022 | PSEGLI | 275.5 | 0 | 0 | 0 | 0 | 0 | 0 | 38.957 | 38.957 | 38.957 | 38.957 | 38.957 | 38.957 | 38.957 | 38.957 | 38.957 | 38.957 | 38.957 | 38.957 | 38.957 | 38.957 | 38.957 | 38.957 | 38.957 | 38.957 | 38.957 | 38.957 | 38.957 | 38.957 | 38.957 | 38.957 | 38.957 | 38.957 | 38.957 | 38.957 | 38.957 | 38.957 | 38.957 | 38.957 | 38.957 | 38.957 | 38.957 | [8 empty] | 35 | 434.8353 |  | Technology = | Battery Storage
[56 empty] | Interconnection Points = | East Hampton - 69kV
Total |  |  | 513.3 | 0 | 24.0294 | 24.6325 | 24.9948 | 29.42 | 29.42 | 68.377 | 68.377 | 68.377 | 68.377 | 68.377 | 68.377 | 68.377 | 68.377 | 68.377 | 68.377 | 68.377 | 68.377 | 68.377 | 68.377 | 68.377 | 68.377 | 68.377 | 68.377 | 68.377 | 68.377 | 68.377 | 68.377 | 68.377 | 68.377 | 68.377 | 68.377 | 68.377 | 68.377 | 68.377 | 68.377 | 44.3475 | 43.7445 | 43.3821 | 38.957 | 38.957 | 0 | 0 | 0 | 0 | 0 | 0 | 0 | 0 |  | 853.4454 |  | Loss Factor = | 1
2016 NPV @ 5.5%, thru 2035 |  |  |  | 2016: 582.1416
2016 NPV @ 5.5%, thru 2056 |  |  |  | 2016: 853.4454 |  |  |  | MW Required by 2022 (cap) = | 15 | 33 | 15 | Output: NPV of Transmission Avoided Costs for Selected Project (see note*)
[57 empty] | Selected Project Inputs - Area 1 Portion | Selected Project Inputs - Area 2 Portion | Selected Project Inputs - Area 3 Portion | Area 1 | Area 2 | Area 3 | Total | check
[56 empty] | Project kW = | 0 | 33000 | 0
[55 empty] | Capped kW = | 33000 | 0 | 33000 | 0
[56 empty] | Project Area (1, 2, or 3) = | 1 | 2 | 3
[56 empty] | Proportion of Peak Hours Covered = | 100% | 100% | 100%
[55 empty] | Project COD = | 2018
[55 empty] | Effective kW = | 33000 |  |  |  | 0 | 35590867.5484 | 0 | 35590867.5484
[60 empty] | check | check | check
| I/S Year |  | Capital (2015$s) | 2016 | 2017 | 2018 | 2019 | 2020 | 2021 | 2022 | 2023 | 2024 | 2025 | 2026 | 2027 | 2028 | 2029 | 2030 | 2031 | 2032 | 2033 | 2034 | 2035 | 2036 | 2037 | 2038 | 2039 | 2040 | 2041 | 2042 | 2043 | 2044 | 2045 | 2046 | 2047 | 2048 | 2049 | 2050 | 2051 | 2052 | 2053 | 2054 | 2055 | 2056 | 2057 | 2058 | 2059 | 2060 | 2061 | 2062 | 2063 | 2064 |  | MW Required by 2022 | NPV Base $M | Differential NPV $M | Differential NPV $M (adjusted for COD of Selected Project) | Differntial NPV $/MW | NPV of Transmission Avoided Costs for Selected Project
Area I Projects: | [53 empty] | 15
Amagansett Conversion 33 kV | 2017 |  | 8 | 0 | 0.97582 | 0.97582 | 0.97582 | 0.97582 | 0.97582 | 0.97582 | 0.97582 | 0.97582 | 0.97582 | 0.97582 | 0.97582 | 0.97582 | 0.97582 | 0.97582 | 0.97582 | 0.97582 | 0.97582 | 0.97582 | 0.97582 | 0.97582 | 0.97582 | 0.97582 | 0.97582 | 0.97582 | 0.97582 | 0.97582 | 0.97582 | 0.97582 | 0.97582 | 0.97582 | 0.97582 | 0.97582 | 0.97582 | 0.97582 | 0.97582 | [13 empty] | 35 |  | 14.2354
East Hampton Conversion 33 kV | 2017 |  | 3.2 | 0 | 0.39033 | 0.39033 | 0.39033 | 0.39033 | 0.39033 | 0.39033 | 0.39033 | 0.39033 | 0.39033 | 0.39033 | 0.39033 | 0.39033 | 0.39033 | 0.39033 | 0.39033 | 0.39033 | 0.39033 | 0.39033 | 0.39033 | 0.39033 | 0.39033 | 0.39033 | 0.39033 | 0.39033 | 0.39033 | 0.39033 | 0.39033 | 0.39033 | 0.39033 | 0.39033 | 0.39033 | 0.39033 | 0.39033 | 0.39033 | 0.39033 | [13 empty] | 35 |  | 5.6942
Buell Conversion 33 kV | 2017 |  | 3.7 | 0 | 0.45131 | 0.45131 | 0.45131 | 0.45131 | 0.45131 | 0.45131 | 0.45131 | 0.45131 | 0.45131 | 0.45131 | 0.45131 | 0.45131 | 0.45131 | 0.45131 | 0.45131 | 0.45131 | 0.45131 | 0.45131 | 0.45131 | 0.45131 | 0.45131 | 0.45131 | 0.45131 | 0.45131 | 0.45131 | 0.45131 | 0.45131 | 0.45131 | 0.45131 | 0.45131 | 0.45131 | 0.45131 | 0.45131 | 0.45131 | 0.45131 | [13 empty] | 35 |  | 6.5839
Hither Hills Conversion to 33 kV | 2018 |  | 4.8 | 0 | 0 | 0.60305 | 0.60305 | 0.60305 | 0.60305 | 0.60305 | 0.60305 | 0.60305 | 0.60305 | 0.60305 | 0.60305 | 0.60305 | 0.60305 | 0.60305 | 0.60305 | 0.60305 | 0.60305 | 0.60305 | 0.60305 | 0.60305 | 0.60305 | 0.60305 | 0.60305 | 0.60305 | 0.60305 | 0.60305 | 0.60305 | 0.60305 | 0.60305 | 0.60305 | 0.60305 | 0.60305 | 0.60305 | 0.60305 | 0.60305 | 0.60305 | [12 empty] | 35 |  | 8.3388
Culloden Pt Conversion to 33 kV | 2019 |  | 2.8 | 0 | 0 | 0 | 0.36233 | 0.36233 | 0.36233 | 0.36233 | 0.36233 | 0.36233 | 0.36233 | 0.36233 | 0.36233 | 0.36233 | 0.36233 | 0.36233 | 0.36233 | 0.36233 | 0.36233 | 0.36233 | 0.36233 | 0.36233 | 0.36233 | 0.36233 | 0.36233 | 0.36233 | 0.36233 | 0.36233 | 0.36233 | 0.36233 | 0.36233 | 0.36233 | 0.36233 | 0.36233 | 0.36233 | 0.36233 | 0.36233 | 0.36233 | 0.36233 | [11 empty] | 35 |  | 4.7491
No Deferral |  |  | 22.5 |  | 1.8175 | 2.4205 | 2.7828 | 2.7828 | 2.7828 | 2.7828 | 2.7828 | 2.7828 | 2.7828 | 2.7828 | 2.7828 | 2.7828 | 2.7828 | 2.7828 | 2.7828 | 2.7828 | 2.7828 | 2.7828 | 2.7828 | 2.7828 | 2.7828 | 2.7828 | 2.7828 | 2.7828 | 2.7828 | 2.7828 | 2.7828 | 2.7828 | 2.7828 | 2.7828 | 2.7828 | 2.7828 | 2.7828 | 2.7828 | 2.7828 | 0.96539 | 0.36233 | 0 | 0 | 0 | [10 empty] | 39.6013
Amagansett Conversion 33 kV | 2030 |  | 8 | [14 empty] | 1.433 | 1.433 | 1.433 | 1.433 | 1.433 | 1.433 | 1.433 | 1.433 | 1.433 | 1.433 | 1.433 | 1.433 | 1.433 | 1.433 | 1.433 | 1.433 | 1.433 | 1.433 | 1.433 | 1.433 | 1.433 | 1.433 | 1.433 | 1.433 | 1.433 | 1.433 | 1.433 | 1.433 | 1.433 | 1.433 | 1.433 | 1.433 | 1.433 | 1.433 | 1.433 | 35 |  | 10.4225 | 3.8129 | 0 | 0 | 0
East Hampton Conversion 33 kV | 2030 |  | 3.2 | [14 empty] | 0.57321 | 0.57321 | 0.57321 | 0.57321 | 0.57321 | 0.57321 | 0.57321 | 0.57321 | 0.57321 | 0.57321 | 0.57321 | 0.57321 | 0.57321 | 0.57321 | 0.57321 | 0.57321 | 0.57321 | 0.57321 | 0.57321 | 0.57321 | 0.57321 | 0.57321 | 0.57321 | 0.57321 | 0.57321 | 0.57321 | 0.57321 | 0.57321 | 0.57321 | 0.57321 | 0.57321 | 0.57321 | 0.57321 | 0.57321 | 0.57321 | 35 |  | 4.169 | 1.5252 | 0 | 0 | 0
Buell Conversion 33 kV | 2030 |  | 3.7 | [14 empty] | 0.66277 | 0.66277 | 0.66277 | 0.66277 | 0.66277 | 0.66277 | 0.66277 | 0.66277 | 0.66277 | 0.66277 | 0.66277 | 0.66277 | 0.66277 | 0.66277 | 0.66277 | 0.66277 | 0.66277 | 0.66277 | 0.66277 | 0.66277 | 0.66277 | 0.66277 | 0.66277 | 0.66277 | 0.66277 | 0.66277 | 0.66277 | 0.66277 | 0.66277 | 0.66277 | 0.66277 | 0.66277 | 0.66277 | 0.66277 | 0.66277 | 35 |  | 4.8204 | 1.7635 | 0 | 0 | 0
Hither Hills Conversion to 33 kV | 2030 |  | 4.8 | [14 empty] | 0.85981 | 0.85981 | 0.85981 | 0.85981 | 0.85981 | 0.85981 | 0.85981 | 0.85981 | 0.85981 | 0.85981 | 0.85981 | 0.85981 | 0.85981 | 0.85981 | 0.85981 | 0.85981 | 0.85981 | 0.85981 | 0.85981 | 0.85981 | 0.85981 | 0.85981 | 0.85981 | 0.85981 | 0.85981 | 0.85981 | 0.85981 | 0.85981 | 0.85981 | 0.85981 | 0.85981 | 0.85981 | 0.85981 | 0.85981 | 0.85981 | 35 |  | 6.2535 | 2.0853 | 2.0853 | 139022.8879 | 4587755.3017
Culloden Pt Conversion to 33 kV | 2030 |  | 2.8 | [14 empty] | 0.50156 | 0.50156 | 0.50156 | 0.50156 | 0.50156 | 0.50156 | 0.50156 | 0.50156 | 0.50156 | 0.50156 | 0.50156 | 0.50156 | 0.50156 | 0.50156 | 0.50156 | 0.50156 | 0.50156 | 0.50156 | 0.50156 | 0.50156 | 0.50156 | 0.50156 | 0.50156 | 0.50156 | 0.50156 | 0.50156 | 0.50156 | 0.50156 | 0.50156 | 0.50156 | 0.50156 | 0.50156 | 0.50156 | 0.50156 | 0.50156 | 35 |  | 3.6479 | 1.1012 | 1.1012 | 73412.135 | 2422600.4551
Deferral to Indicated Year |  |  | 22.5 | [6 empty] | 0 | 0 | 0 | 0 | 0 | 0 | 0 | 0 | 4.0304 | 4.0304 | 4.0304 | 4.0304 | 4.0304 | 4.0304 | 4.0304 | 4.0304 | 4.0304 | 4.0304 | 4.0304 | 4.0304 | 4.0304 | 4.0304 | 4.0304 | 4.0304 | 4.0304 | 4.0304 | 4.0304 | 4.0304 | 4.0304 | 4.0304 | 4.0304 | 4.0304 | 4.0304 | 4.0304 | 4.0304 | 4.0304 | 4.0304 | 4.0304 | 4.0304 | 4.0304 | 4.0304 | 4.0304 | 4.0304 | 35 |  | 29.3132 | 10.2881 | 3.1865 | 212435.0229 | 7010355.7568 | =Area I Portion
[59 empty] | 42601223.3052 | =Area I+II+III Portions
Annual Avoided Costs for Deferral to Indicated Year:
Amagansett Conversion 33 kV | 2030 |  |  | 0 | 0.97582 | 0.97582 | 0.97582 | 0.97582 | 0.97582 | 0.97582 | 0.97582 | 0.97582 | 0.97582 | 0.97582 | 0.97582 | 0.97582 | 0.97582 | -0.4572 | -0.4572 | -0.4572 | -0.4572 | -0.4572 | -0.4572 | -0.4572 | -0.4572 | -0.4572 | -0.4572 | -0.4572 | -0.4572 | -0.4572 | -0.4572 | -0.4572 | -0.4572 | -0.4572 | -0.4572 | -0.4572 | -0.4572 | -0.4572 | -0.4572 | -1.433 | -1.433 | -1.433 | -1.433 | -1.433 | -1.433 | -1.433 | -1.433 | -1.433 | -1.433 | -1.433 | -1.433 | -1.433 | 35 |  |  | 3.8129
East Hampton Conversion 33 kV | 2030 |  |  | 0 | 0.39033 | 0.39033 | 0.39033 | 0.39033 | 0.39033 | 0.39033 | 0.39033 | 0.39033 | 0.39033 | 0.39033 | 0.39033 | 0.39033 | 0.39033 | -0.18288 | -0.18288 | -0.18288 | -0.18288 | -0.18288 | -0.18288 | -0.18288 | -0.18288 | -0.18288 | -0.18288 | -0.18288 | -0.18288 | -0.18288 | -0.18288 | -0.18288 | -0.18288 | -0.18288 | -0.18288 | -0.18288 | -0.18288 | -0.18288 | -0.18288 | -0.57321 | -0.57321 | -0.57321 | -0.57321 | -0.57321 | -0.57321 | -0.57321 | -0.57321 | -0.57321 | -0.57321 | -0.57321 | -0.57321 | -0.57321 | 35 |  |  | 1.5252
Buell Conversion 33 kV | 2030 |  |  | 0 | 0.45131 | 0.45131 | 0.45131 | 0.45131 | 0.45131 | 0.45131 | 0.45131 | 0.45131 | 0.45131 | 0.45131 | 0.45131 | 0.45131 | 0.45131 | -0.21146 | -0.21146 | -0.21146 | -0.21146 | -0.21146 | -0.21146 | -0.21146 | -0.21146 | -0.21146 | -0.21146 | -0.21146 | -0.21146 | -0.21146 | -0.21146 | -0.21146 | -0.21146 | -0.21146 | -0.21146 | -0.21146 | -0.21146 | -0.21146 | -0.21146 | -0.66277 | -0.66277 | -0.66277 | -0.66277 | -0.66277 | -0.66277 | -0.66277 | -0.66277 | -0.66277 | -0.66277 | -0.66277 | -0.66277 | -0.66277 | 35 |  |  | 1.7635
Hither Hills Conversion to 33 kV | 2030 |  |  | 0 | 0 | 0.60305 | 0.60305 | 0.60305 | 0.60305 | 0.60305 | 0.60305 | 0.60305 | 0.60305 | 0.60305 | 0.60305 | 0.60305 | 0.60305 | -0.25676 | -0.25676 | -0.25676 | -0.25676 | -0.25676 | -0.25676 | -0.25676 | -0.25676 | -0.25676 | -0.25676 | -0.25676 | -0.25676 | -0.25676 | -0.25676 | -0.25676 | -0.25676 | -0.25676 | -0.25676 | -0.25676 | -0.25676 | -0.25676 | -0.25676 | -0.25676 | -0.85981 | -0.85981 | -0.85981 | -0.85981 | -0.85981 | -0.85981 | -0.85981 | -0.85981 | -0.85981 | -0.85981 | -0.85981 | -0.85981 | 35 |  |  | 2.0853
Culloden Pt Conversion to 33 kV | 2030 |  |  | 0 | 0 | 0 | 0.36233 | 0.36233 | 0.36233 | 0.36233 | 0.36233 | 0.36233 | 0.36233 | 0.36233 | 0.36233 | 0.36233 | 0.36233 | -0.13922 | -0.13922 | -0.13922 | -0.13922 | -0.13922 | -0.13922 | -0.13922 | -0.13922 | -0.13922 | -0.13922 | -0.13922 | -0.13922 | -0.13922 | -0.13922 | -0.13922 | -0.13922 | -0.13922 | -0.13922 | -0.13922 | -0.13922 | -0.13922 | -0.13922 | -0.13922 | -0.13922 | -0.50156 | -0.50156 | -0.50156 | -0.50156 | -0.50156 | -0.50156 | -0.50156 | -0.50156 | -0.50156 | -0.50156 | -0.50156 | 35 |  |  | 1.1012
Area II Projects: | [53 empty] | 33
Bridgehampton - Buell New 69 kV UG Cable | 2020 |  | 33.2 | 0 | 0 | 0 | 0 | 4.4251 | 4.4251 | 4.4251 | 4.4251 | 4.4251 | 4.4251 | 4.4251 | 4.4251 | 4.4251 | 4.4251 | 4.4251 | 4.4251 | 4.4251 | 4.4251 | 4.4251 | 4.4251 | 4.4251 | 4.4251 | 4.4251 | 4.4251 | 4.4251 | 4.4251 | 4.4251 | 4.4251 | 4.4251 | 4.4251 | 4.4251 | 4.4251 | 4.4251 | 4.4251 | 4.4251 | 4.4251 | 4.4251 | 4.4251 | 4.4251 | [10 empty] | 35 |  | 54.9758
No Deferral |  |  | 33.2 |  | 0 | 0 | 0 | 4.4251 | 4.4251 | 4.4251 | 4.4251 | 4.4251 | 4.4251 | 4.4251 | 4.4251 | 4.4251 | 4.4251 | 4.4251 | 4.4251 | 4.4251 | 4.4251 | 4.4251 | 4.4251 | 4.4251 | 4.4251 | 4.4251 | 4.4251 | 4.4251 | 4.4251 | 4.4251 | 4.4251 | 4.4251 | 4.4251 | 4.4251 | 4.4251 | 4.4251 | 4.4251 | 4.4251 | 4.4251 | 4.4251 | 4.4251 | 4.4251 | [10 empty] | 35 |  | 54.9758
Bridgehampton - Buell New 69 kV UG Cable | 2026 |  | 33.2 | [10 empty] | 5.2839 | 5.2839 | 5.2839 | 5.2839 | 5.2839 | 5.2839 | 5.2839 | 5.2839 | 5.2839 | 5.2839 | 5.2839 | 5.2839 | 5.2839 | 5.2839 | 5.2839 | 5.2839 | 5.2839 | 5.2839 | 5.2839 | 5.2839 | 5.2839 | 5.2839 | 5.2839 | 5.2839 | 5.2839 | 5.2839 | 5.2839 | 5.2839 | 5.2839 | 5.2839 | 5.2839 | 5.2839 | 5.2839 | 5.2839 | 5.2839 |  |  |  |  | 35 |  | 47.608 | 7.3678 | 7.3678 | 153495.4058 | 5065348.3923
Deferral to Indicated Year |  |  | 33.2 | [6 empty] | 0 | 0 | 0 | 0 | 5.2839 | 5.2839 | 5.2839 | 5.2839 | 5.2839 | 5.2839 | 5.2839 | 5.2839 | 5.2839 | 5.2839 | 5.2839 | 5.2839 | 5.2839 | 5.2839 | 5.2839 | 5.2839 | 5.2839 | 5.2839 | 5.2839 | 5.2839 | 5.2839 | 5.2839 | 5.2839 | 5.2839 | 5.2839 | 5.2839 | 5.2839 | 5.2839 | 5.2839 | 5.2839 | 5.2839 | 5.2839 | 5.2839 | 5.2839 | 5.2839 |  |  |  |  | 35 |  | 47.608 | 7.3678 | 7.3678 | 153495.4058 | 5065348.3923 | =Area II Portion
[59 empty] | 35590867.5484 | =Area II+III Portions
Annual Avoided Costs for Deferral to Indicated Year:
Bridgehampton - Buell New 69 kV UG Cable | 2026 |  |  | 0 | 0 | 0 | 0 | 4.4251 | 4.4251 | 4.4251 | 4.4251 | 4.4251 | 4.4251 | -0.85871 | -0.85871 | -0.85871 | -0.85871 | -0.85871 | -0.85871 | -0.85871 | -0.85871 | -0.85871 | -0.85871 | -0.85871 | -0.85871 | -0.85871 | -0.85871 | -0.85871 | -0.85871 | -0.85871 | -0.85871 | -0.85871 | -0.85871 | -0.85871 | -0.85871 | -0.85871 | -0.85871 | -0.85871 | -0.85871 | -0.85871 | -0.85871 | -0.85871 | -5.2839 | -5.2839 | -5.2839 | -5.2839 | -5.2839 | -5.2839 |  |  |  |  | 35 |  |  | 7.3678
0
Area III Projects: | [52 empty] | 0 | 15
New Canal - Southampton Cable | 2017 |  | 37.6 | 0 | 4.5863 | 4.5863 | 4.5863 | 4.5863 | 4.5863 | 4.5863 | 4.5863 | 4.5863 | 4.5863 | 4.5863 | 4.5863 | 4.5863 | 4.5863 | 4.5863 | 4.5863 | 4.5863 | 4.5863 | 4.5863 | 4.5863 | 4.5863 | 4.5863 | 4.5863 | 4.5863 | 4.5863 | 4.5863 | 4.5863 | 4.5863 | 4.5863 | 4.5863 | 4.5863 | 4.5863 | 4.5863 | 4.5863 | 4.5863 | 4.5863 | [13 empty] | 35 |  | 66.9063
Upgrade Wildwood - Riverhead to 138 kV | 2017 |  | 7.7 | 0 | 0.93922 | 0.93922 | 0.93922 | 0.93922 | 0.93922 | 0.93922 | 0.93922 | 0.93922 | 0.93922 | 0.93922 | 0.93922 | 0.93922 | 0.93922 | 0.93922 | 0.93922 | 0.93922 | 0.93922 | 0.93922 | 0.93922 | 0.93922 | 0.93922 | 0.93922 | 0.93922 | 0.93922 | 0.93922 | 0.93922 | 0.93922 | 0.93922 | 0.93922 | 0.93922 | 0.93922 | 0.93922 | 0.93922 | 0.93922 | 0.93922 | [13 empty] | 35 |  | 13.7016
Riverhead Canal 2nd Line and Bank | 2017 |  | 136.8 | 0 | 16.6864 | 16.6864 | 16.6864 | 16.6864 | 16.6864 | 16.6864 | 16.6864 | 16.6864 | 16.6864 | 16.6864 | 16.6864 | 16.6864 | 16.6864 | 16.6864 | 16.6864 | 16.6864 | 16.6864 | 16.6864 | 16.6864 | 16.6864 | 16.6864 | 16.6864 | 16.6864 | 16.6864 | 16.6864 | 16.6864 | 16.6864 | 16.6864 | 16.6864 | 16.6864 | 16.6864 | 16.6864 | 16.6864 | 16.6864 | 16.6864 | [13 empty] | 35 |  | 243.4251
Canal - Wainscott New 138 kV UG Cable | 2022 |  | 275.5 | 0 | 0 | 0 | 0 | 0 | 0 | 38.957 | 38.957 | 38.957 | 38.957 | 38.957 | 38.957 | 38.957 | 38.957 | 38.957 | 38.957 | 38.957 | 38.957 | 38.957 | 38.957 | 38.957 | 38.957 | 38.957 | 38.957 | 38.957 | 38.957 | 38.957 | 38.957 | 38.957 | 38.957 | 38.957 | 38.957 | 38.957 | 38.957 | 38.957 | 38.957 | 38.957 | 38.957 | 38.957 | 38.957 | 38.957 | [8 empty] | 35 |  | 434.8353
No Deferral |  |  | 457.6 |  | 22.212 | 22.212 | 22.212 | 22.212 | 22.212 | 61.169 | 61.169 | 61.169 | 61.169 | 61.169 | 61.169 | 61.169 | 61.169 | 61.169 | 61.169 | 61.169 | 61.169 | 61.169 | 61.169 | 61.169 | 61.169 | 61.169 | 61.169 | 61.169 | 61.169 | 61.169 | 61.169 | 61.169 | 61.169 | 61.169 | 61.169 | 61.169 | 61.169 | 61.169 | 61.169 | 38.957 | 38.957 | 38.957 | 38.957 | 38.957 | [10 empty] | 758.8683
New Canal - Southampton Cable | 2023 |  | 37.6 | [7 empty] | 5.4763 | 5.4763 | 5.4763 | 5.4763 | 5.4763 | 5.4763 | 5.4763 | 5.4763 | 5.4763 | 5.4763 | 5.4763 | 5.4763 | 5.4763 | 5.4763 | 5.4763 | 5.4763 | 5.4763 | 5.4763 | 5.4763 | 5.4763 | 5.4763 | 5.4763 | 5.4763 | 5.4763 | 5.4763 | 5.4763 | 5.4763 | 5.4763 | 5.4763 | 5.4763 | 5.4763 | 5.4763 | 5.4763 | 5.4763 | 5.4763 | [7 empty] | 35 |  | 57.9396 | 8.9667 | 0 | 0 | 0
Upgrade Wildwood - Riverhead to 138 kV | 2022 |  | 7.7 | [6 empty] | 1.0888 | 1.0888 | 1.0888 | 1.0888 | 1.0888 | 1.0888 | 1.0888 | 1.0888 | 1.0888 | 1.0888 | 1.0888 | 1.0888 | 1.0888 | 1.0888 | 1.0888 | 1.0888 | 1.0888 | 1.0888 | 1.0888 | 1.0888 | 1.0888 | 1.0888 | 1.0888 | 1.0888 | 1.0888 | 1.0888 | 1.0888 | 1.0888 | 1.0888 | 1.0888 | 1.0888 | 1.0888 | 1.0888 | 1.0888 | 1.0888 | [8 empty] | 35 |  | 12.1533 | 1.5483 | 0 | 0 | 0
Riverhead Canal 2nd Line and Bank | 2023 |  | 136.8 | [7 empty] | 19.9245 | 19.9245 | 19.9245 | 19.9245 | 19.9245 | 19.9245 | 19.9245 | 19.9245 | 19.9245 | 19.9245 | 19.9245 | 19.9245 | 19.9245 | 19.9245 | 19.9245 | 19.9245 | 19.9245 | 19.9245 | 19.9245 | 19.9245 | 19.9245 | 19.9245 | 19.9245 | 19.9245 | 19.9245 | 19.9245 | 19.9245 | 19.9245 | 19.9245 | 19.9245 | 19.9245 | 19.9245 | 19.9245 | 19.9245 | 19.9245 | [7 empty] | 35 |  | 210.8017 | 32.6235 | 0 | 0 | 0
Canal - Wainscott New 138 kV UG Cable | 2028 |  | 275.5 | [12 empty] | 46.5167 | 46.5167 | 46.5167 | 46.5167 | 46.5167 | 46.5167 | 46.5167 | 46.5167 | 46.5167 | 46.5167 | 46.5167 | 46.5167 | 46.5167 | 46.5167 | 46.5167 | 46.5167 | 46.5167 | 46.5167 | 46.5167 | 46.5167 | 46.5167 | 46.5167 | 46.5167 | 46.5167 | 46.5167 | 46.5167 | 46.5167 | 46.5167 | 46.5167 | 46.5167 | 46.5167 | 46.5167 | 46.5167 | 46.5167 | 46.5167 |  |  | 35 |  | 376.5593 | 58.276 | 58.276 | 925015.732 | 30525519.1561
Deferral to Indicated Year |  |  | 457.6 | [6 empty] | 1.0888 | 26.4896 | 26.4896 | 26.4896 | 26.4896 | 26.4896 | 73.0063 | 73.0063 | 73.0063 | 73.0063 | 73.0063 | 73.0063 | 73.0063 | 73.0063 | 73.0063 | 73.0063 | 73.0063 | 73.0063 | 73.0063 | 73.0063 | 73.0063 | 73.0063 | 73.0063 | 73.0063 | 73.0063 | 73.0063 | 73.0063 | 73.0063 | 73.0063 | 73.0063 | 73.0063 | 73.0063 | 73.0063 | 73.0063 | 73.0063 | 71.9175 | 46.5167 | 46.5167 | 46.5167 | 46.5167 | 46.5167 |  |  | 41 |  | 657.4539 | 101.4144 | 58.276 | 925015.732 | 30525519.1561 | =Area III Portion
[59 empty] | 30525519.1561 | =Area III Portion
Annual Avoided Costs for Deferral to Indicated Year:
New Canal - Southampton Cable | 2023 |  |  | 0 | 4.5863 | 4.5863 | 4.5863 | 4.5863 | 4.5863 | 4.5863 | -0.88999 | -0.88999 | -0.88999 | -0.88999 | -0.88999 | -0.88999 | -0.88999 | -0.88999 | -0.88999 | -0.88999 | -0.88999 | -0.88999 | -0.88999 | -0.88999 | -0.88999 | -0.88999 | -0.88999 | -0.88999 | -0.88999 | -0.88999 | -0.88999 | -0.88999 | -0.88999 | -0.88999 | -0.88999 | -0.88999 | -0.88999 | -0.88999 | -0.88999 | -5.4763 | -5.4763 | -5.4763 | -5.4763 | -5.4763 | -5.4763 | 0 | 0 | 0 | 0 | 0 |  |  | 35 |  |  | 8.9667
Upgrade Wildwood - Riverhead to 138 kV | 2022 |  |  | 0 | 0.93922 | 0.93922 | 0.93922 | 0.93922 | 0.93922 | -0.14959 | -0.14959 | -0.14959 | -0.14959 | -0.14959 | -0.14959 | -0.14959 | -0.14959 | -0.14959 | -0.14959 | -0.14959 | -0.14959 | -0.14959 | -0.14959 | -0.14959 | -0.14959 | -0.14959 | -0.14959 | -0.14959 | -0.14959 | -0.14959 | -0.14959 | -0.14959 | -0.14959 | -0.14959 | -0.14959 | -0.14959 | -0.14959 | -0.14959 | -0.14959 | -1.0888 | -1.0888 | -1.0888 | -1.0888 | -1.0888 | 0 | 0 | 0 | 0 | 0 | 0 |  |  | 35 |  |  | 1.5483
Riverhead Canal 2nd Line and Bank | 2023 |  |  | 0 | 16.6864 | 16.6864 | 16.6864 | 16.6864 | 16.6864 | 16.6864 | -3.238 | -3.238 | -3.238 | -3.238 | -3.238 | -3.238 | -3.238 | -3.238 | -3.238 | -3.238 | -3.238 | -3.238 | -3.238 | -3.238 | -3.238 | -3.238 | -3.238 | -3.238 | -3.238 | -3.238 | -3.238 | -3.238 | -3.238 | -3.238 | -3.238 | -3.238 | -3.238 | -3.238 | -3.238 | -19.9245 | -19.9245 | -19.9245 | -19.9245 | -19.9245 | -19.9245 | 0 | 0 | 0 | 0 | 0 |  |  | 35 |  |  | 32.6235
Canal - Wainscott New 138 kV UG Cable | 2028 |  |  | 0 | 0 | 0 | 0 | 0 | 0 | 38.957 | 38.957 | 38.957 | 38.957 | 38.957 | 38.957 | -7.5597 | -7.5597 | -7.5597 | -7.5597 | -7.5597 | -7.5597 | -7.5597 | -7.5597 | -7.5597 | -7.5597 | -7.5597 | -7.5597 | -7.5597 | -7.5597 | -7.5597 | -7.5597 | -7.5597 | -7.5597 | -7.5597 | -7.5597 | -7.5597 | -7.5597 | -7.5597 | -7.5597 | -7.5597 | -7.5597 | -7.5597 | -7.5597 | -7.5597 | -46.5167 | -46.5167 | -46.5167 | -46.5167 | -46.5167 | -46.5167 | [5 empty] | 58.276
Total - All Areas (No Deferrals,$Millions) |  |  | 513.3 |  | 24.0294 | 24.6325 | 24.9948 | 29.42 | 29.42 | 68.377 | 68.377 | 68.377 | 68.377 | 68.377 | 68.377 | 68.377 | 68.377 | 68.377 | 68.377 | 68.377 | 68.377 | 68.377 | 68.377 | 68.377 | 68.377 | 68.377 | 68.377 | 68.377 | 68.377 | 68.377 | 68.377 | 68.377 | 68.377 | 68.377 | 68.377 | 68.377 | 68.377 | 68.377 | 68.377 | 44.3475 | 43.7445 | 43.3821 | 38.957 | 38.957 | 0 | 0 | 0 | 0 | 0 | 0 | 0 | 0 |  | 63 | 853.4454 | 119.0703 | = max. total avoided cost in portfolio
Annual Avoided Costs for Deferrals - Area 1 Proposal: (see note*) | Deferral Year |  |  | 2016 | 2017 | 2018 | 2019 | 2020 | 2021 | 2022 | 2023 | 2024 | 2025 | 2026 | 2027 | 2028 | 2029 | 2030 | 2031 | 2032 | 2033 | 2034 | 2035 | 2036 | 2037 | 2038 | 2039 | 2040 | 2041 | 2042 | 2043 | 2044 | 2045 | 2046 | 2047 | 2048 | 2049 | 2050 | 2051 | 2052 | 2053 | 2054 | 2055 | 2056 | 2057 | 2058 | 2059 | 2060 | 2061 | 2062 | 2063 | 2064 |  |  | Differential NPV $M |  | Differential NPV $M (adjusted for COD of Selected Project) | Differntial NPV $/MW | NPV of Transmission Avoided Costs for Selected Project
Area I Projects:
Amagansett Conversion 33 kV | 2030 |  |  | 0 | 0.97582 | 0.97582 | 0.97582 | 0.97582 | 0.97582 | 0.97582 | 0.97582 | 0.97582 | 0.97582 | 0.97582 | 0.97582 | 0.97582 | 0.97582 | -0.4572 | -0.4572 | -0.4572 | -0.4572 | -0.4572 | -0.4572 | -0.4572 | -0.4572 | -0.4572 | -0.4572 | -0.4572 | -0.4572 | -0.4572 | -0.4572 | -0.4572 | -0.4572 | -0.4572 | -0.4572 | -0.4572 | -0.4572 | -0.4572 | -0.4572 | -1.433 | -1.433 | -1.433 | -1.433 | -1.433 | -1.433 | -1.433 | -1.433 | -1.433 | -1.433 | -1.433 | -1.433 | -1.433 |  |  | 3.8129 |  | 0 | 0 | 0
East Hampton Conversion 33 kV | 2030 |  |  | 0 | 0.39033 | 0.39033 | 0.39033 | 0.39033 | 0.39033 | 0.39033 | 0.39033 | 0.39033 | 0.39033 | 0.39033 | 0.39033 | 0.39033 | 0.39033 | -0.18288 | -0.18288 | -0.18288 | -0.18288 | -0.18288 | -0.18288 | -0.18288 | -0.18288 | -0.18288 | -0.18288 | -0.18288 | -0.18288 | -0.18288 | -0.18288 | -0.18288 | -0.18288 | -0.18288 | -0.18288 | -0.18288 | -0.18288 | -0.18288 | -0.18288 | -0.57321 | -0.57321 | -0.57321 | -0.57321 | -0.57321 | -0.57321 | -0.57321 | -0.57321 | -0.57321 | -0.57321 | -0.57321 | -0.57321 | -0.57321 |  |  | 1.5252 |  | 0 | 0 | 0
Buell Conversion 33 kV | 2030 |  |  | 0 | 0.45131 | 0.45131 | 0.45131 | 0.45131 | 0.45131 | 0.45131 | 0.45131 | 0.45131 | 0.45131 | 0.45131 | 0.45131 | 0.45131 | 0.45131 | -0.21146 | -0.21146 | -0.21146 | -0.21146 | -0.21146 | -0.21146 | -0.21146 | -0.21146 | -0.21146 | -0.21146 | -0.21146 | -0.21146 | -0.21146 | -0.21146 | -0.21146 | -0.21146 | -0.21146 | -0.21146 | -0.21146 | -0.21146 | -0.21146 | -0.21146 | -0.66277 | -0.66277 | -0.66277 | -0.66277 | -0.66277 | -0.66277 | -0.66277 | -0.66277 | -0.66277 | -0.66277 | -0.66277 | -0.66277 | -0.66277 |  |  | 1.7635 |  | 0 | 0 | 0
Hither Hills Conversion to 33 kV | 2030 |  |  | 0 | 0 | 0.60305 | 0.60305 | 0.60305 | 0.60305 | 0.60305 | 0.60305 | 0.60305 | 0.60305 | 0.60305 | 0.60305 | 0.60305 | 0.60305 | -0.25676 | -0.25676 | -0.25676 | -0.25676 | -0.25676 | -0.25676 | -0.25676 | -0.25676 | -0.25676 | -0.25676 | -0.25676 | -0.25676 | -0.25676 | -0.25676 | -0.25676 | -0.25676 | -0.25676 | -0.25676 | -0.25676 | -0.25676 | -0.25676 | -0.25676 | -0.25676 | -0.85981 | -0.85981 | -0.85981 | -0.85981 | -0.85981 | -0.85981 | -0.85981 | -0.85981 | -0.85981 | -0.85981 | -0.85981 | -0.85981 |  |  | 2.0853 |  | 2.0853 | 139022.8879 | 0
Culloden Pt Conversion to 33 kV | 2030 |  |  | 0 | 0 | 0 | 0.36233 | 0.36233 | 0.36233 | 0.36233 | 0.36233 | 0.36233 | 0.36233 | 0.36233 | 0.36233 | 0.36233 | 0.36233 | -0.13922 | -0.13922 | -0.13922 | -0.13922 | -0.13922 | -0.13922 | -0.13922 | -0.13922 | -0.13922 | -0.13922 | -0.13922 | -0.13922 | -0.13922 | -0.13922 | -0.13922 | -0.13922 | -0.13922 | -0.13922 | -0.13922 | -0.13922 | -0.13922 | -0.13922 | -0.13922 | -0.13922 | -0.50156 | -0.50156 | -0.50156 | -0.50156 | -0.50156 | -0.50156 | -0.50156 | -0.50156 | -0.50156 | -0.50156 | -0.50156 |  |  | 1.1012 |  | 1.1012 | 73412.135 | 0
[59 empty] | 0 | =Area I Portion
Area II Projects: | [58 empty] | 0 | =Area I+II+III Portions
Bridgehampton - Buell New 69 kV UG Cable | 2026 |  |  | 0 | 0 | 0 | 0 | 4.4251 | 4.4251 | 4.4251 | 4.4251 | 4.4251 | 4.4251 | -0.85871 | -0.85871 | -0.85871 | -0.85871 | -0.85871 | -0.85871 | -0.85871 | -0.85871 | -0.85871 | -0.85871 | -0.85871 | -0.85871 | -0.85871 | -0.85871 | -0.85871 | -0.85871 | -0.85871 | -0.85871 | -0.85871 | -0.85871 | -0.85871 | -0.85871 | -0.85871 | -0.85871 | -0.85871 | -0.85871 | -0.85871 | -0.85871 | -0.85871 | -5.2839 | -5.2839 | -5.2839 | -5.2839 | -5.2839 | -5.2839 | 0 | 0 | 0 | 0 |  |  | 7.3678 |  | 7.3678 | 153495.4058 | 0
[59 empty] | 0 | =Area II Portion
Area III Projects: | [58 empty] | 0 | =Area II+III Portions
New Canal - Southampton Cable | 2023 |  |  | 0 | 4.5863 | 4.5863 | 4.5863 | 4.5863 | 4.5863 | 4.5863 | -0.88999 | -0.88999 | -0.88999 | -0.88999 | -0.88999 | -0.88999 | -0.88999 | -0.88999 | -0.88999 | -0.88999 | -0.88999 | -0.88999 | -0.88999 | -0.88999 | -0.88999 | -0.88999 | -0.88999 | -0.88999 | -0.88999 | -0.88999 | -0.88999 | -0.88999 | -0.88999 | -0.88999 | -0.88999 | -0.88999 | -0.88999 | -0.88999 | -0.88999 | -5.4763 | -5.4763 | -5.4763 | -5.4763 | -5.4763 | -5.4763 | 0 | 0 | 0 | 0 | 0 | 0 | 0 |  |  | 8.9667 |  | 0 | 0 | 0
Upgrade Wildwood - Riverhead to 138 kV | 2022 |  |  | 0 | 0.93922 | 0.93922 | 0.93922 | 0.93922 | 0.93922 | -0.14959 | -0.14959 | -0.14959 | -0.14959 | -0.14959 | -0.14959 | -0.14959 | -0.14959 | -0.14959 | -0.14959 | -0.14959 | -0.14959 | -0.14959 | -0.14959 | -0.14959 | -0.14959 | -0.14959 | -0.14959 | -0.14959 | -0.14959 | -0.14959 | -0.14959 | -0.14959 | -0.14959 | -0.14959 | -0.14959 | -0.14959 | -0.14959 | -0.14959 | -0.14959 | -1.0888 | -1.0888 | -1.0888 | -1.0888 | -1.0888 | 0 | 0 | 0 | 0 | 0 | 0 | 0 | 0 |  |  | 1.5483 |  | 0 | 0 | 0
Riverhead Canal 2nd Line and Bank | 2023 |  |  | 0 | 16.6864 | 16.6864 | 16.6864 | 16.6864 | 16.6864 | 16.6864 | -3.238 | -3.238 | -3.238 | -3.238 | -3.238 | -3.238 | -3.238 | -3.238 | -3.238 | -3.238 | -3.238 | -3.238 | -3.238 | -3.238 | -3.238 | -3.238 | -3.238 | -3.238 | -3.238 | -3.238 | -3.238 | -3.238 | -3.238 | -3.238 | -3.238 | -3.238 | -3.238 | -3.238 | -3.238 | -19.9245 | -19.9245 | -19.9245 | -19.9245 | -19.9245 | -19.9245 | 0 | 0 | 0 | 0 | 0 | 0 | 0 |  |  | 32.6235 |  | 0 | 0 | 0
Canal - Wainscott New 138 kV UG Cable | 2028 |  |  | 0 | 0 | 0 | 0 | 0 | 0 | 38.957 | 38.957 | 38.957 | 38.957 | 38.957 | 38.957 | -7.5597 | -7.5597 | -7.5597 | -7.5597 | -7.5597 | -7.5597 | -7.5597 | -7.5597 | -7.5597 | -7.5597 | -7.5597 | -7.5597 | -7.5597 | -7.5597 | -7.5597 | -7.5597 | -7.5597 | -7.5597 | -7.5597 | -7.5597 | -7.5597 | -7.5597 | -7.5597 | -7.5597 | -7.5597 | -7.5597 | -7.5597 | -7.5597 | -7.5597 | -46.5167 | -46.5167 | -46.5167 | -46.5167 | -46.5167 | -46.5167 | 0 | 0 |  |  | 58.276 |  | 58.276 | 925015.732 | 0
[59 empty] | 0 | =Area III Portion
Total - Area 1 Proposal, $Millions (unadjusted) |  |  |  | 0 | 0 | 0.60305 | 0.96539 | 5.3905 | 5.3905 | 44.3475 | 44.3475 | 44.3475 | 44.3475 | 39.0637 | 39.0637 | -7.453 | -7.453 | -8.8144 | -8.8144 | -8.8144 | -8.8144 | -8.8144 | -8.8144 | -8.8144 | -8.8144 | -8.8144 | -8.8144 | -8.8144 | -8.8144 | -8.8144 | -8.8144 | -8.8144 | -8.8144 | -8.8144 | -8.8144 | -8.8144 | -8.8144 | -8.8144 | -8.8144 | -8.8144 | -9.4174 | -9.7798 | -14.2049 | -14.2049 | -53.1619 | -53.1619 | -53.1619 | -53.1619 | -47.878 | -47.878 | -1.3614 | -1.3614 |  |  | 68.8303 |  |  | 1290946.1608 | 0
$/MW-yr |  |  |  | 0 | 0 | 40203.5861 | 64359.2408 | 156549.7282 | 156549.7282 | 774914.5398 | 774914.5398 | 774914.5398 | 774914.5398 | 664834.2766 | 664834.2766 | -73525.6468 | -73525.6468 | -164283.4228 | -164283.4228 | -164283.4228 | -164283.4228 | -164283.4228 | -164283.4228 | -164283.4228 | -164283.4228 | -164283.4228 | -164283.4228 | -164283.4228 | -164283.4228 | -164283.4228 | -164283.4228 | -164283.4228 | -164283.4228 | -164283.4228 | -164283.4228 | -164283.4228 | -164283.4228 | -164283.4228 | -164283.4228 | -164283.4228 | -204487.0089 | -228642.6636 | -320833.151 | -320833.151 | -939197.9626 | -939197.9626 | -939197.9626 | -939197.9626 | -829117.6994 | -829117.6994 | -90757.776 | -90757.776
$Millions (adjusted) |  |  |  | 0 | 0 | 0 | 0 | 0 | 0 | 0 | 0 | 0 | 0 | 0 | 0 | 0 | 0 | 0 | 0 | 0 | 0 | 0 | 0 | 0 | 0 | 0 | 0 | 0 | 0 | 0 | 0 | 0 | 0 | 0 | 0 | 0 | 0 | 0 | 0 | 0 | 0 | 0 | 0 | 0 | 0 | 0 | 0 | 0 | 0 | 0 | 0 | 0 |  |  | 0
Annual Avoided Costs for Deferrals - Area 2 Proposal: (see note*) | Deferral Year |  |  | 2016 | 2017 | 2018 | 2019 | 2020 | 2021 | 2022 | 2023 | 2024 | 2025 | 2026 | 2027 | 2028 | 2029 | 2030 | 2031 | 2032 | 2033 | 2034 | 2035 | 2036 | 2037 | 2038 | 2039 | 2040 | 2041 | 2042 | 2043 | 2044 | 2045 | 2046 | 2047 | 2048 | 2049 | 2050 | 2051 | 2052 | 2053 | 2054 | 2055 | 2056 | 2057 | 2058 | 2059 | 2060 | 2061 | 2062 | 2063 | 2064 |  |  | Differential NPV $M |  | Differential NPV $M (adjusted for COD of Selected Project) | Differntial NPV $/MW | NPV of Transmission Avoided Costs for Selected Project
Area I Projects:
Amagansett Conversion 33 kV | 2030 |  |  | 0 | 0 | 0 | 0 | 0 | 0 | 0 | 0 | 0 | 0 | 0 | 0 | 0 | 0 | 0 | 0 | 0 | 0 | 0 | 0 | 0 | 0 | 0 | 0 | 0 | 0 | 0 | 0 | 0 | 0 | 0 | 0 | 0 | 0 | 0 | 0 | 0 | 0 | 0 | 0 | 0 | 0 | 0 | 0 | 0 | 0 | 0 | 0 | 0 |  |  | 0 |  | 0 | 0 | 0
East Hampton Conversion 33 kV | 2030 |  |  | 0 | 0 | 0 | 0 | 0 | 0 | 0 | 0 | 0 | 0 | 0 | 0 | 0 | 0 | 0 | 0 | 0 | 0 | 0 | 0 | 0 | 0 | 0 | 0 | 0 | 0 | 0 | 0 | 0 | 0 | 0 | 0 | 0 | 0 | 0 | 0 | 0 | 0 | 0 | 0 | 0 | 0 | 0 | 0 | 0 | 0 | 0 | 0 | 0 |  |  | 0 |  | 0 | 0 | 0
Buell Conversion 33 kV | 2030 |  |  | 0 | 0 | 0 | 0 | 0 | 0 | 0 | 0 | 0 | 0 | 0 | 0 | 0 | 0 | 0 | 0 | 0 | 0 | 0 | 0 | 0 | 0 | 0 | 0 | 0 | 0 | 0 | 0 | 0 | 0 | 0 | 0 | 0 | 0 | 0 | 0 | 0 | 0 | 0 | 0 | 0 | 0 | 0 | 0 | 0 | 0 | 0 | 0 | 0 |  |  | 0 |  | 0 | 0 | 0
Hither Hills Conversion to 33 kV | 2030 |  |  | 0 | 0 | 0 | 0 | 0 | 0 | 0 | 0 | 0 | 0 | 0 | 0 | 0 | 0 | 0 | 0 | 0 | 0 | 0 | 0 | 0 | 0 | 0 | 0 | 0 | 0 | 0 | 0 | 0 | 0 | 0 | 0 | 0 | 0 | 0 | 0 | 0 | 0 | 0 | 0 | 0 | 0 | 0 | 0 | 0 | 0 | 0 | 0 | 0 |  |  | 0 |  | 0 | 0 | 0
Culloden Pt Conversion to 33 kV | 2030 |  |  | 0 | 0 | 0 | 0 | 0 | 0 | 0 | 0 | 0 | 0 | 0 | 0 | 0 | 0 | 0 | 0 | 0 | 0 | 0 | 0 | 0 | 0 | 0 | 0 | 0 | 0 | 0 | 0 | 0 | 0 | 0 | 0 | 0 | 0 | 0 | 0 | 0 | 0 | 0 | 0 | 0 | 0 | 0 | 0 | 0 | 0 | 0 | 0 | 0 |  |  | 0 |  | 0 | 0 | 0
[59 empty] | 0 | =Area I Portion
Area II Projects: | [58 empty] | 35590867.5484 | =Area I+II+III Portions
Bridgehampton - Buell New 69 kV UG Cable | 2026 |  |  | 0 | 0 | 0 | 0 | 4.4251 | 4.4251 | 4.4251 | 4.4251 | 4.4251 | 4.4251 | -0.85871 | -0.85871 | -0.85871 | -0.85871 | -0.85871 | -0.85871 | -0.85871 | -0.85871 | -0.85871 | -0.85871 | -0.85871 | -0.85871 | -0.85871 | -0.85871 | -0.85871 | -0.85871 | -0.85871 | -0.85871 | -0.85871 | -0.85871 | -0.85871 | -0.85871 | -0.85871 | -0.85871 | -0.85871 | -0.85871 | -0.85871 | -0.85871 | -0.85871 | -5.2839 | -5.2839 | -5.2839 | -5.2839 | -5.2839 | -5.2839 | 0 | 0 | 0 | 0 |  |  | 7.3678 |  | 7.3678 | 153495.4058 | 5065348.3923
[59 empty] | 5065348.3923 | =Area II Portion
Area III Projects: | [58 empty] | 35590867.5484 | =Area II+III Portions
New Canal - Southampton Cable | 2023 |  |  | 0 | 4.5863 | 4.5863 | 4.5863 | 4.5863 | 4.5863 | 4.5863 | -0.88999 | -0.88999 | -0.88999 | -0.88999 | -0.88999 | -0.88999 | -0.88999 | -0.88999 | -0.88999 | -0.88999 | -0.88999 | -0.88999 | -0.88999 | -0.88999 | -0.88999 | -0.88999 | -0.88999 | -0.88999 | -0.88999 | -0.88999 | -0.88999 | -0.88999 | -0.88999 | -0.88999 | -0.88999 | -0.88999 | -0.88999 | -0.88999 | -0.88999 | -5.4763 | -5.4763 | -5.4763 | -5.4763 | -5.4763 | -5.4763 | 0 | 0 | 0 | 0 | 0 | 0 | 0 |  |  | 8.9667 |  | 0 | 0 | 0
Upgrade Wildwood - Riverhead to 138 kV | 2022 |  |  | 0 | 0.93922 | 0.93922 | 0.93922 | 0.93922 | 0.93922 | -0.14959 | -0.14959 | -0.14959 | -0.14959 | -0.14959 | -0.14959 | -0.14959 | -0.14959 | -0.14959 | -0.14959 | -0.14959 | -0.14959 | -0.14959 | -0.14959 | -0.14959 | -0.14959 | -0.14959 | -0.14959 | -0.14959 | -0.14959 | -0.14959 | -0.14959 | -0.14959 | -0.14959 | -0.14959 | -0.14959 | -0.14959 | -0.14959 | -0.14959 | -0.14959 | -1.0888 | -1.0888 | -1.0888 | -1.0888 | -1.0888 | 0 | 0 | 0 | 0 | 0 | 0 | 0 | 0 |  |  | 1.5483 |  | 0 | 0 | 0
Riverhead Canal 2nd Line and Bank | 2023 |  |  | 0 | 16.6864 | 16.6864 | 16.6864 | 16.6864 | 16.6864 | 16.6864 | -3.238 | -3.238 | -3.238 | -3.238 | -3.238 | -3.238 | -3.238 | -3.238 | -3.238 | -3.238 | -3.238 | -3.238 | -3.238 | -3.238 | -3.238 | -3.238 | -3.238 | -3.238 | -3.238 | -3.238 | -3.238 | -3.238 | -3.238 | -3.238 | -3.238 | -3.238 | -3.238 | -3.238 | -3.238 | -19.9245 | -19.9245 | -19.9245 | -19.9245 | -19.9245 | -19.9245 | 0 | 0 | 0 | 0 | 0 | 0 | 0 |  |  | 32.6235 |  | 0 | 0 | 0
Canal - Wainscott New 138 kV UG Cable | 2028 |  |  | 0 | 0 | 0 | 0 | 0 | 0 | 38.957 | 38.957 | 38.957 | 38.957 | 38.957 | 38.957 | -7.5597 | -7.5597 | -7.5597 | -7.5597 | -7.5597 | -7.5597 | -7.5597 | -7.5597 | -7.5597 | -7.5597 | -7.5597 | -7.5597 | -7.5597 | -7.5597 | -7.5597 | -7.5597 | -7.5597 | -7.5597 | -7.5597 | -7.5597 | -7.5597 | -7.5597 | -7.5597 | -7.5597 | -7.5597 | -7.5597 | -7.5597 | -7.5597 | -7.5597 | -46.5167 | -46.5167 | -46.5167 | -46.5167 | -46.5167 | -46.5167 | 0 | 0 |  |  | 58.276 |  | 58.276 | 925015.732 | 30525519.1561
[59 empty] | 30525519.1561 | =Area III Portion
Total - Area 2 Proposal, $Millions (unadjusted) |  |  |  | 0 | 0 | 0 | 0 | 4.4251 | 4.4251 | 43.3821 | 43.3821 | 43.3821 | 43.3821 | 38.0983 | 38.0983 | -8.4184 | -8.4184 | -8.4184 | -8.4184 | -8.4184 | -8.4184 | -8.4184 | -8.4184 | -8.4184 | -8.4184 | -8.4184 | -8.4184 | -8.4184 | -8.4184 | -8.4184 | -8.4184 | -8.4184 | -8.4184 | -8.4184 | -8.4184 | -8.4184 | -8.4184 | -8.4184 | -8.4184 | -8.4184 | -8.4184 | -8.4184 | -12.8435 | -12.8435 | -51.8005 | -51.8005 | -51.8005 | -51.8005 | -46.5167 | -46.5167 | 0 | 0 |  |  | 65.6438 |  |  | 1078511.1378 | 35590867.5484
$/MW-yr |  |  |  | 0 | 0 | 0 | 0 | 92190.4874 | 92190.4874 | 710555.299 | 710555.299 | 710555.299 | 710555.299 | 600475.0358 | 600475.0358 | -137884.8876 | -137884.8876 | -137884.8876 | -137884.8876 | -137884.8876 | -137884.8876 | -137884.8876 | -137884.8876 | -137884.8876 | -137884.8876 | -137884.8876 | -137884.8876 | -137884.8876 | -137884.8876 | -137884.8876 | -137884.8876 | -137884.8876 | -137884.8876 | -137884.8876 | -137884.8876 | -137884.8876 | -137884.8876 | -137884.8876 | -137884.8876 | -137884.8876 | -137884.8876 | -137884.8876 | -230075.375 | -230075.375 | -848440.1866 | -848440.1866 | -848440.1866 | -848440.1866 | -738359.9234 | -738359.9234 | 0 | 0
$Millions (adjusted) |  |  |  | 0 | 0 | 0 | 0 | 3.0423 | 3.0423 | 23.4483 | 23.4483 | 23.4483 | 23.4483 | 19.8157 | 19.8157 | -4.5502 | -4.5502 | -4.5502 | -4.5502 | -4.5502 | -4.5502 | -4.5502 | -4.5502 | -4.5502 | -4.5502 | -4.5502 | -4.5502 | -4.5502 | -4.5502 | -4.5502 | -4.5502 | -4.5502 | -4.5502 | -4.5502 | -4.5502 | -4.5502 | -4.5502 | -4.5502 | -4.5502 | -4.5502 | -4.5502 | -4.5502 | -7.5925 | -7.5925 | -27.9985 | -27.9985 | -27.9985 | -27.9985 | -24.3659 | -24.3659 | 0 | 0 |  |  | 35590.8675
Annual Avoided Costs for Deferrals - Area 3 Proposal: (see note*) | Deferral Year |  |  | 2016 | 2017 | 2018 | 2019 | 2020 | 2021 | 2022 | 2023 | 2024 | 2025 | 2026 | 2027 | 2028 | 2029 | 2030 | 2031 | 2032 | 2033 | 2034 | 2035 | 2036 | 2037 | 2038 | 2039 | 2040 | 2041 | 2042 | 2043 | 2044 | 2045 | 2046 | 2047 | 2048 | 2049 | 2050 | 2051 | 2052 | 2053 | 2054 | 2055 | 2056 | 2057 | 2058 | 2059 | 2060 | 2061 | 2062 | 2063 | 2064 |  |  | Differential NPV $M |  | Differential NPV $M (adjusted for COD of Selected Project) | Differntial NPV $/MW | NPV of Transmission Avoided Costs for Selected Project
Area I Projects:
Amagansett Conversion 33 kV | 2030 |  |  | 0 | 0 | 0 | 0 | 0 | 0 | 0 | 0 | 0 | 0 | 0 | 0 | 0 | 0 | 0 | 0 | 0 | 0 | 0 | 0 | 0 | 0 | 0 | 0 | 0 | 0 | 0 | 0 | 0 | 0 | 0 | 0 | 0 | 0 | 0 | 0 | 0 | 0 | 0 | 0 | 0 | 0 | 0 | 0 | 0 | 0 | 0 | 0 | 0 |  |  | 0 |  | 0 | 0 | 0
East Hampton Conversion 33 kV | 2030 |  |  | 0 | 0 | 0 | 0 | 0 | 0 | 0 | 0 | 0 | 0 | 0 | 0 | 0 | 0 | 0 | 0 | 0 | 0 | 0 | 0 | 0 | 0 | 0 | 0 | 0 | 0 | 0 | 0 | 0 | 0 | 0 | 0 | 0 | 0 | 0 | 0 | 0 | 0 | 0 | 0 | 0 | 0 | 0 | 0 | 0 | 0 | 0 | 0 | 0 |  |  | 0 |  | 0 | 0 | 0
Buell Conversion 33 kV | 2030 |  |  | 0 | 0 | 0 | 0 | 0 | 0 | 0 | 0 | 0 | 0 | 0 | 0 | 0 | 0 | 0 | 0 | 0 | 0 | 0 | 0 | 0 | 0 | 0 | 0 | 0 | 0 | 0 | 0 | 0 | 0 | 0 | 0 | 0 | 0 | 0 | 0 | 0 | 0 | 0 | 0 | 0 | 0 | 0 | 0 | 0 | 0 | 0 | 0 | 0 |  |  | 0 |  | 0 | 0 | 0
Hither Hills Conversion to 33 kV | 2030 |  |  | 0 | 0 | 0 | 0 | 0 | 0 | 0 | 0 | 0 | 0 | 0 | 0 | 0 | 0 | 0 | 0 | 0 | 0 | 0 | 0 | 0 | 0 | 0 | 0 | 0 | 0 | 0 | 0 | 0 | 0 | 0 | 0 | 0 | 0 | 0 | 0 | 0 | 0 | 0 | 0 | 0 | 0 | 0 | 0 | 0 | 0 | 0 | 0 | 0 |  |  | 0 |  | 0 | 0 | 0
Culloden Pt Conversion to 33 kV | 2030 |  |  | 0 | 0 | 0 | 0 | 0 | 0 | 0 | 0 | 0 | 0 | 0 | 0 | 0 | 0 | 0 | 0 | 0 | 0 | 0 | 0 | 0 | 0 | 0 | 0 | 0 | 0 | 0 | 0 | 0 | 0 | 0 | 0 | 0 | 0 | 0 | 0 | 0 | 0 | 0 | 0 | 0 | 0 | 0 | 0 | 0 | 0 | 0 | 0 | 0 |  |  | 0 |  | 0 | 0 | 0
[59 empty] | 0 | =Area I Portion
Area II Projects: | [58 empty] | 0 | =Area I+II+III Portions
Bridgehampton - Buell New 69 kV UG Cable | 2026 |  |  | 0 | 0 | 0 | 0 | 0 | 0 | 0 | 0 | 0 | 0 | 0 | 0 | 0 | 0 | 0 | 0 | 0 | 0 | 0 | 0 | 0 | 0 | 0 | 0 | 0 | 0 | 0 | 0 | 0 | 0 | 0 | 0 | 0 | 0 | 0 | 0 | 0 | 0 | 0 | 0 | 0 | 0 | 0 | 0 | 0 | 0 | 0 | 0 | 0 |  |  | 0 |  | 0 | 0 | 0
[59 empty] | 0 | =Area II Portion
Area III Projects: | [58 empty] | 0 | =Area II+III Portions
New Canal - Southampton Cable | 2023 |  |  | 0 | 4.5863 | 4.5863 | 4.5863 | 4.5863 | 4.5863 | 4.5863 | -0.88999 | -0.88999 | -0.88999 | -0.88999 | -0.88999 | -0.88999 | -0.88999 | -0.88999 | -0.88999 | -0.88999 | -0.88999 | -0.88999 | -0.88999 | -0.88999 | -0.88999 | -0.88999 | -0.88999 | -0.88999 | -0.88999 | -0.88999 | -0.88999 | -0.88999 | -0.88999 | -0.88999 | -0.88999 | -0.88999 | -0.88999 | -0.88999 | -0.88999 | -5.4763 | -5.4763 | -5.4763 | -5.4763 | -5.4763 | -5.4763 | 0 | 0 | 0 | 0 | 0 | 0 | 0 |  |  | 8.9667 |  | 0 | 0 | 0
Upgrade Wildwood - Riverhead to 138 kV | 2022 |  |  | 0 | 0.93922 | 0.93922 | 0.93922 | 0.93922 | 0.93922 | -0.14959 | -0.14959 | -0.14959 | -0.14959 | -0.14959 | -0.14959 | -0.14959 | -0.14959 | -0.14959 | -0.14959 | -0.14959 | -0.14959 | -0.14959 | -0.14959 | -0.14959 | -0.14959 | -0.14959 | -0.14959 | -0.14959 | -0.14959 | -0.14959 | -0.14959 | -0.14959 | -0.14959 | -0.14959 | -0.14959 | -0.14959 | -0.14959 | -0.14959 | -0.14959 | -1.0888 | -1.0888 | -1.0888 | -1.0888 | -1.0888 | 0 | 0 | 0 | 0 | 0 | 0 | 0 | 0 |  |  | 1.5483 |  | 0 | 0 | 0
Riverhead Canal 2nd Line and Bank | 2023 |  |  | 0 | 16.6864 | 16.6864 | 16.6864 | 16.6864 | 16.6864 | 16.6864 | -3.238 | -3.238 | -3.238 | -3.238 | -3.238 | -3.238 | -3.238 | -3.238 | -3.238 | -3.238 | -3.238 | -3.238 | -3.238 | -3.238 | -3.238 | -3.238 | -3.238 | -3.238 | -3.238 | -3.238 | -3.238 | -3.238 | -3.238 | -3.238 | -3.238 | -3.238 | -3.238 | -3.238 | -3.238 | -19.9245 | -19.9245 | -19.9245 | -19.9245 | -19.9245 | -19.9245 | 0 | 0 | 0 | 0 | 0 | 0 | 0 |  |  | 32.6235 |  | 0 | 0 | 0
Canal - Wainscott New 138 kV UG Cable | 2028 |  |  | 0 | 0 | 0 | 0 | 0 | 0 | 38.957 | 38.957 | 38.957 | 38.957 | 38.957 | 38.957 | -7.5597 | -7.5597 | -7.5597 | -7.5597 | -7.5597 | -7.5597 | -7.5597 | -7.5597 | -7.5597 | -7.5597 | -7.5597 | -7.5597 | -7.5597 | -7.5597 | -7.5597 | -7.5597 | -7.5597 | -7.5597 | -7.5597 | -7.5597 | -7.5597 | -7.5597 | -7.5597 | -7.5597 | -7.5597 | -7.5597 | -7.5597 | -7.5597 | -7.5597 | -46.5167 | -46.5167 | -46.5167 | -46.5167 | -46.5167 | -46.5167 | 0 | 0 |  |  | 58.276 |  | 58.276 | 925015.732 | 0
[59 empty] | 0 | =Area III Portion
Total - Area 3 Proposal, $Millions (unadjusted) |  |  |  | 0 | 22.212 | 22.212 | 22.212 | 22.212 | 22.212 | 60.0802 | 34.6794 | 34.6794 | 34.6794 | 34.6794 | 34.6794 | -11.8373 | -11.8373 | -11.8373 | -11.8373 | -11.8373 | -11.8373 | -11.8373 | -11.8373 | -11.8373 | -11.8373 | -11.8373 | -11.8373 | -11.8373 | -11.8373 | -11.8373 | -11.8373 | -11.8373 | -11.8373 | -11.8373 | -11.8373 | -11.8373 | -11.8373 | -11.8373 | -11.8373 | -34.0493 | -34.0493 | -34.0493 | -34.0493 | -34.0493 | -71.9175 | -46.5167 | -46.5167 | -46.5167 | -46.5167 | -46.5167 | 0 | 0 |  |  | 101.4144 |  |  | 925015.732 | 0
$/MW-yr |  |  |  | 0 | 0 | 0 | 0 | 0 | 0 | 618364.8116 | 618364.8116 | 618364.8116 | 618364.8116 | 618364.8116 | 618364.8116 | -119995.1118 | -119995.1118 | -119995.1118 | -119995.1118 | -119995.1118 | -119995.1118 | -119995.1118 | -119995.1118 | -119995.1118 | -119995.1118 | -119995.1118 | -119995.1118 | -119995.1118 | -119995.1118 | -119995.1118 | -119995.1118 | -119995.1118 | -119995.1118 | -119995.1118 | -119995.1118 | -119995.1118 | -119995.1118 | -119995.1118 | -119995.1118 | -119995.1118 | -119995.1118 | -119995.1118 | -119995.1118 | -119995.1118 | -738359.9234 | -738359.9234 | -738359.9234 | -738359.9234 | -738359.9234 | -738359.9234 | 0 | 0
$Millions (adjusted) |  |  |  | 0 | 0 | 0 | 0 | 0 | 0 | 0 | 0 | 0 | 0 | 0 | 0 | 0 | 0 | 0 | 0 | 0 | 0 | 0 | 0 | 0 | 0 | 0 | 0 | 0 | 0 | 0 | 0 | 0 | 0 | 0 | 0 | 0 | 0 | 0 | 0 | 0 | 0 | 0 | 0 | 0 | 0 | 0 | 0 | 0 | 0 | 0 | 0 | 0 |  |  | 0
Discount Factor (Relative to 1/1/2016) = |  |  |  | 0.94787 | 0.89845 | 0.85161 | 0.80722 | 0.76513 | 0.72525 | 0.68744 | 0.6516 | 0.61763 | 0.58543 | 0.55491 | 0.52598 | 0.49856 | 0.47257 | 0.44793 | 0.42458 | 0.40245 | 0.38147 | 0.36158 | 0.34273 | 0.32486 | 0.30793 | 0.29187 | 0.27666 | 0.26223 | 0.24856 | 0.2356 | 0.22332 | 0.21168 | 0.20064 | 0.19018 | 0.18027 | 0.17087 | 0.16196 | 0.15352 | 0.14552 | 0.13793 | 0.13074 | 0.12392 | 0.11746 | 0.11134 | 0.10554 | 0.10003 | 0.094818 | 0.089875 | 0.08519 | 0.080748 | 0.076539 | 0.072549
* Note: A positive (+) avoided cost in a given year represents a cost savings relative to not having a transmission project deferral.
Note on BF17: Todd Kantarek: Interconnection at East Hampton Sub transmission side, so no loss factor

## PhII (NEX100)
Version |  | Based on PSEGLI file: "East End Utility 2_0_Economics_2014_10_13_r28_Sargent_Lundy.xlsx"
Annual Revenue Requirements (Millions of $s)
1) Reference (Transmission only) Case
Project | I/S Year | Investor | Capital (2015$s) | 2016 | 2017 | 2018 | 2019 | 2020 | 2021 | 2022 | 2023 | 2024 | 2025 | 2026 | 2027 | 2028 | 2029 | 2030 | 2031 | 2032 | 2033 | 2034 | 2035 | 2036 | 2037 | 2038 | 2039 | 2040 | 2041 | 2042 | 2043 | 2044 | 2045 | 2046 | 2047 | 2048 | 2049 | 2050 | 2051 | 2052 | 2053 | 2054 | 2055 | 2056 | 2057 | 2058 | 2059 | 2060 | 2061 | 2062 | 2063 | 2064 |  | NPV |  | Proposal Number = | NEX100
Transmission Reinforcement I | 2017 | PSEGLI | 197 | 0 | 24.0294 | 24.0294 | 24.0294 | 24.0294 | 24.0294 | 24.0294 | 24.0294 | 24.0294 | 24.0294 | 24.0294 | 24.0294 | 24.0294 | 24.0294 | 24.0294 | 24.0294 | 24.0294 | 24.0294 | 24.0294 | 24.0294 | 24.0294 | 24.0294 | 24.0294 | 24.0294 | 24.0294 | 24.0294 | 24.0294 | 24.0294 | 24.0294 | 24.0294 | 24.0294 | 24.0294 | 24.0294 | 24.0294 | 24.0294 | 24.0294 | [13 empty] | 35 | 350.5464 |  | Proposer Name = | NextEra Energy
Transmission Reinforcement II | 2018 | PSEGLI | 4.8 | 0 | 0 | 0.60305 | 0.60305 | 0.60305 | 0.60305 | 0.60305 | 0.60305 | 0.60305 | 0.60305 | 0.60305 | 0.60305 | 0.60305 | 0.60305 | 0.60305 | 0.60305 | 0.60305 | 0.60305 | 0.60305 | 0.60305 | 0.60305 | 0.60305 | 0.60305 | 0.60305 | 0.60305 | 0.60305 | 0.60305 | 0.60305 | 0.60305 | 0.60305 | 0.60305 | 0.60305 | 0.60305 | 0.60305 | 0.60305 | 0.60305 | 0.60305 | [12 empty] | 35 | 8.3388 |  | Proposal/Project = | South Fork Thermal Energy Storage
Transmission Reinforcement III | 2019 | PSEGLI | 2.8 | 0 | 0 | 0 | 0.36233 | 0.36233 | 0.36233 | 0.36233 | 0.36233 | 0.36233 | 0.36233 | 0.36233 | 0.36233 | 0.36233 | 0.36233 | 0.36233 | 0.36233 | 0.36233 | 0.36233 | 0.36233 | 0.36233 | 0.36233 | 0.36233 | 0.36233 | 0.36233 | 0.36233 | 0.36233 | 0.36233 | 0.36233 | 0.36233 | 0.36233 | 0.36233 | 0.36233 | 0.36233 | 0.36233 | 0.36233 | 0.36233 | 0.36233 | 0.36233 | [11 empty] | 35 | 4.7491 |  | Option Number = | 1
Transmission Reinforcement IV | 2020 | PSEGLI | 33.2 | 0 | 0 | 0 | 0 | 4.4251 | 4.4251 | 4.4251 | 4.4251 | 4.4251 | 4.4251 | 4.4251 | 4.4251 | 4.4251 | 4.4251 | 4.4251 | 4.4251 | 4.4251 | 4.4251 | 4.4251 | 4.4251 | 4.4251 | 4.4251 | 4.4251 | 4.4251 | 4.4251 | 4.4251 | 4.4251 | 4.4251 | 4.4251 | 4.4251 | 4.4251 | 4.4251 | 4.4251 | 4.4251 | 4.4251 | 4.4251 | 4.4251 | 4.4251 | 4.4251 | [10 empty] | 35 | 54.9758 |  | Location = | All
Transmission Reinforcement V | 2022 | PSEGLI | 275.5 | 0 | 0 | 0 | 0 | 0 | 0 | 38.957 | 38.957 | 38.957 | 38.957 | 38.957 | 38.957 | 38.957 | 38.957 | 38.957 | 38.957 | 38.957 | 38.957 | 38.957 | 38.957 | 38.957 | 38.957 | 38.957 | 38.957 | 38.957 | 38.957 | 38.957 | 38.957 | 38.957 | 38.957 | 38.957 | 38.957 | 38.957 | 38.957 | 38.957 | 38.957 | 38.957 | 38.957 | 38.957 | 38.957 | 38.957 | [8 empty] | 35 | 434.8353 |  | Technology = | Thermal Energy Storage
[56 empty] | Interconnection Points = | Behind the Meter
Total |  |  | 513.3 | 0 | 24.0294 | 24.6325 | 24.9948 | 29.42 | 29.42 | 68.377 | 68.377 | 68.377 | 68.377 | 68.377 | 68.377 | 68.377 | 68.377 | 68.377 | 68.377 | 68.377 | 68.377 | 68.377 | 68.377 | 68.377 | 68.377 | 68.377 | 68.377 | 68.377 | 68.377 | 68.377 | 68.377 | 68.377 | 68.377 | 68.377 | 68.377 | 68.377 | 68.377 | 68.377 | 68.377 | 44.3475 | 43.7445 | 43.3821 | 38.957 | 38.957 | 0 | 0 | 0 | 0 | 0 | 0 | 0 | 0 |  | 853.4454 |  | Loss Factor = | 1.067
2016 NPV @ 5.5%, thru 2035 |  |  |  | 2016: 582.1416
2016 NPV @ 5.5%, thru 2056 |  |  |  | 2016: 853.4454 |  |  |  | MW Required by 2022 (cap) = | 15 | 33 | 15 | Output: NPV of Transmission Avoided Costs for Selected Project (see note*)
[57 empty] | Selected Project Inputs - Area 1 Portion | Selected Project Inputs - Area 2 Portion | Selected Project Inputs - Area 3 Portion | Area 1 | Area 2 | Area 3 | Total | check
[56 empty] | Project kW = | 1333.75 | 2400.75 | 6935.5
[55 empty] | Capped kW = | 10670 | 1333.75 | 2400.75 | 6935.5
[56 empty] | Project Area (1, 2, or 3) = | 1 | 2 | 3
[56 empty] | Proportion of Peak Hours Covered = | 100% | 100% | 100%
[55 empty] | Project COD = | 2018
[55 empty] | Effective kW = | 10670 |  |  |  | 1721799.4419 | 2589235.6141 | 6415446.6093 | 10726481.6654
[60 empty] | check | check | check
| I/S Year |  | Capital (2015$s) | 2016 | 2017 | 2018 | 2019 | 2020 | 2021 | 2022 | 2023 | 2024 | 2025 | 2026 | 2027 | 2028 | 2029 | 2030 | 2031 | 2032 | 2033 | 2034 | 2035 | 2036 | 2037 | 2038 | 2039 | 2040 | 2041 | 2042 | 2043 | 2044 | 2045 | 2046 | 2047 | 2048 | 2049 | 2050 | 2051 | 2052 | 2053 | 2054 | 2055 | 2056 | 2057 | 2058 | 2059 | 2060 | 2061 | 2062 | 2063 | 2064 |  | MW Required by 2022 | NPV Base $M | Differential NPV $M | Differential NPV $M (adjusted for COD of Selected Project) | Differntial NPV $/MW | NPV of Transmission Avoided Costs for Selected Project
Area I Projects: | [53 empty] | 15
Amagansett Conversion 33 kV | 2017 |  | 8 | 0 | 0.97582 | 0.97582 | 0.97582 | 0.97582 | 0.97582 | 0.97582 | 0.97582 | 0.97582 | 0.97582 | 0.97582 | 0.97582 | 0.97582 | 0.97582 | 0.97582 | 0.97582 | 0.97582 | 0.97582 | 0.97582 | 0.97582 | 0.97582 | 0.97582 | 0.97582 | 0.97582 | 0.97582 | 0.97582 | 0.97582 | 0.97582 | 0.97582 | 0.97582 | 0.97582 | 0.97582 | 0.97582 | 0.97582 | 0.97582 | 0.97582 | [13 empty] | 35 |  | 14.2354
East Hampton Conversion 33 kV | 2017 |  | 3.2 | 0 | 0.39033 | 0.39033 | 0.39033 | 0.39033 | 0.39033 | 0.39033 | 0.39033 | 0.39033 | 0.39033 | 0.39033 | 0.39033 | 0.39033 | 0.39033 | 0.39033 | 0.39033 | 0.39033 | 0.39033 | 0.39033 | 0.39033 | 0.39033 | 0.39033 | 0.39033 | 0.39033 | 0.39033 | 0.39033 | 0.39033 | 0.39033 | 0.39033 | 0.39033 | 0.39033 | 0.39033 | 0.39033 | 0.39033 | 0.39033 | 0.39033 | [13 empty] | 35 |  | 5.6942
Buell Conversion 33 kV | 2017 |  | 3.7 | 0 | 0.45131 | 0.45131 | 0.45131 | 0.45131 | 0.45131 | 0.45131 | 0.45131 | 0.45131 | 0.45131 | 0.45131 | 0.45131 | 0.45131 | 0.45131 | 0.45131 | 0.45131 | 0.45131 | 0.45131 | 0.45131 | 0.45131 | 0.45131 | 0.45131 | 0.45131 | 0.45131 | 0.45131 | 0.45131 | 0.45131 | 0.45131 | 0.45131 | 0.45131 | 0.45131 | 0.45131 | 0.45131 | 0.45131 | 0.45131 | 0.45131 | [13 empty] | 35 |  | 6.5839
Hither Hills Conversion to 33 kV | 2018 |  | 4.8 | 0 | 0 | 0.60305 | 0.60305 | 0.60305 | 0.60305 | 0.60305 | 0.60305 | 0.60305 | 0.60305 | 0.60305 | 0.60305 | 0.60305 | 0.60305 | 0.60305 | 0.60305 | 0.60305 | 0.60305 | 0.60305 | 0.60305 | 0.60305 | 0.60305 | 0.60305 | 0.60305 | 0.60305 | 0.60305 | 0.60305 | 0.60305 | 0.60305 | 0.60305 | 0.60305 | 0.60305 | 0.60305 | 0.60305 | 0.60305 | 0.60305 | 0.60305 | [12 empty] | 35 |  | 8.3388
Culloden Pt Conversion to 33 kV | 2019 |  | 2.8 | 0 | 0 | 0 | 0.36233 | 0.36233 | 0.36233 | 0.36233 | 0.36233 | 0.36233 | 0.36233 | 0.36233 | 0.36233 | 0.36233 | 0.36233 | 0.36233 | 0.36233 | 0.36233 | 0.36233 | 0.36233 | 0.36233 | 0.36233 | 0.36233 | 0.36233 | 0.36233 | 0.36233 | 0.36233 | 0.36233 | 0.36233 | 0.36233 | 0.36233 | 0.36233 | 0.36233 | 0.36233 | 0.36233 | 0.36233 | 0.36233 | 0.36233 | 0.36233 | [11 empty] | 35 |  | 4.7491
No Deferral |  |  | 22.5 |  | 1.8175 | 2.4205 | 2.7828 | 2.7828 | 2.7828 | 2.7828 | 2.7828 | 2.7828 | 2.7828 | 2.7828 | 2.7828 | 2.7828 | 2.7828 | 2.7828 | 2.7828 | 2.7828 | 2.7828 | 2.7828 | 2.7828 | 2.7828 | 2.7828 | 2.7828 | 2.7828 | 2.7828 | 2.7828 | 2.7828 | 2.7828 | 2.7828 | 2.7828 | 2.7828 | 2.7828 | 2.7828 | 2.7828 | 2.7828 | 2.7828 | 0.96539 | 0.36233 | 0 | 0 | 0 | [10 empty] | 39.6013
Amagansett Conversion 33 kV | 2030 |  | 8 | [14 empty] | 1.433 | 1.433 | 1.433 | 1.433 | 1.433 | 1.433 | 1.433 | 1.433 | 1.433 | 1.433 | 1.433 | 1.433 | 1.433 | 1.433 | 1.433 | 1.433 | 1.433 | 1.433 | 1.433 | 1.433 | 1.433 | 1.433 | 1.433 | 1.433 | 1.433 | 1.433 | 1.433 | 1.433 | 1.433 | 1.433 | 1.433 | 1.433 | 1.433 | 1.433 | 1.433 | 35 |  | 10.4225 | 3.8129 | 0 | 0 | 0
East Hampton Conversion 33 kV | 2030 |  | 3.2 | [14 empty] | 0.57321 | 0.57321 | 0.57321 | 0.57321 | 0.57321 | 0.57321 | 0.57321 | 0.57321 | 0.57321 | 0.57321 | 0.57321 | 0.57321 | 0.57321 | 0.57321 | 0.57321 | 0.57321 | 0.57321 | 0.57321 | 0.57321 | 0.57321 | 0.57321 | 0.57321 | 0.57321 | 0.57321 | 0.57321 | 0.57321 | 0.57321 | 0.57321 | 0.57321 | 0.57321 | 0.57321 | 0.57321 | 0.57321 | 0.57321 | 0.57321 | 35 |  | 4.169 | 1.5252 | 0 | 0 | 0
Buell Conversion 33 kV | 2030 |  | 3.7 | [14 empty] | 0.66277 | 0.66277 | 0.66277 | 0.66277 | 0.66277 | 0.66277 | 0.66277 | 0.66277 | 0.66277 | 0.66277 | 0.66277 | 0.66277 | 0.66277 | 0.66277 | 0.66277 | 0.66277 | 0.66277 | 0.66277 | 0.66277 | 0.66277 | 0.66277 | 0.66277 | 0.66277 | 0.66277 | 0.66277 | 0.66277 | 0.66277 | 0.66277 | 0.66277 | 0.66277 | 0.66277 | 0.66277 | 0.66277 | 0.66277 | 0.66277 | 35 |  | 4.8204 | 1.7635 | 0 | 0 | 0
Hither Hills Conversion to 33 kV | 2030 |  | 4.8 | [14 empty] | 0.85981 | 0.85981 | 0.85981 | 0.85981 | 0.85981 | 0.85981 | 0.85981 | 0.85981 | 0.85981 | 0.85981 | 0.85981 | 0.85981 | 0.85981 | 0.85981 | 0.85981 | 0.85981 | 0.85981 | 0.85981 | 0.85981 | 0.85981 | 0.85981 | 0.85981 | 0.85981 | 0.85981 | 0.85981 | 0.85981 | 0.85981 | 0.85981 | 0.85981 | 0.85981 | 0.85981 | 0.85981 | 0.85981 | 0.85981 | 0.85981 | 35 |  | 6.2535 | 2.0853 | 2.0853 | 139022.8879 | 1483374.2142
Culloden Pt Conversion to 33 kV | 2030 |  | 2.8 | [14 empty] | 0.50156 | 0.50156 | 0.50156 | 0.50156 | 0.50156 | 0.50156 | 0.50156 | 0.50156 | 0.50156 | 0.50156 | 0.50156 | 0.50156 | 0.50156 | 0.50156 | 0.50156 | 0.50156 | 0.50156 | 0.50156 | 0.50156 | 0.50156 | 0.50156 | 0.50156 | 0.50156 | 0.50156 | 0.50156 | 0.50156 | 0.50156 | 0.50156 | 0.50156 | 0.50156 | 0.50156 | 0.50156 | 0.50156 | 0.50156 | 0.50156 | 35 |  | 3.6479 | 1.1012 | 1.1012 | 73412.135 | 783307.4805
Deferral to Indicated Year |  |  | 22.5 | [6 empty] | 0 | 0 | 0 | 0 | 0 | 0 | 0 | 0 | 4.0304 | 4.0304 | 4.0304 | 4.0304 | 4.0304 | 4.0304 | 4.0304 | 4.0304 | 4.0304 | 4.0304 | 4.0304 | 4.0304 | 4.0304 | 4.0304 | 4.0304 | 4.0304 | 4.0304 | 4.0304 | 4.0304 | 4.0304 | 4.0304 | 4.0304 | 4.0304 | 4.0304 | 4.0304 | 4.0304 | 4.0304 | 4.0304 | 4.0304 | 4.0304 | 4.0304 | 4.0304 | 4.0304 | 4.0304 | 4.0304 | 35 |  | 29.3132 | 10.2881 | 3.1865 | 212435.0229 | 2266681.6947 | =Area I Portion
[59 empty] | 13774395.5353 | =Area I+II+III Portions
Annual Avoided Costs for Deferral to Indicated Year:
Amagansett Conversion 33 kV | 2030 |  |  | 0 | 0.97582 | 0.97582 | 0.97582 | 0.97582 | 0.97582 | 0.97582 | 0.97582 | 0.97582 | 0.97582 | 0.97582 | 0.97582 | 0.97582 | 0.97582 | -0.4572 | -0.4572 | -0.4572 | -0.4572 | -0.4572 | -0.4572 | -0.4572 | -0.4572 | -0.4572 | -0.4572 | -0.4572 | -0.4572 | -0.4572 | -0.4572 | -0.4572 | -0.4572 | -0.4572 | -0.4572 | -0.4572 | -0.4572 | -0.4572 | -0.4572 | -1.433 | -1.433 | -1.433 | -1.433 | -1.433 | -1.433 | -1.433 | -1.433 | -1.433 | -1.433 | -1.433 | -1.433 | -1.433 | 35 |  |  | 3.8129
East Hampton Conversion 33 kV | 2030 |  |  | 0 | 0.39033 | 0.39033 | 0.39033 | 0.39033 | 0.39033 | 0.39033 | 0.39033 | 0.39033 | 0.39033 | 0.39033 | 0.39033 | 0.39033 | 0.39033 | -0.18288 | -0.18288 | -0.18288 | -0.18288 | -0.18288 | -0.18288 | -0.18288 | -0.18288 | -0.18288 | -0.18288 | -0.18288 | -0.18288 | -0.18288 | -0.18288 | -0.18288 | -0.18288 | -0.18288 | -0.18288 | -0.18288 | -0.18288 | -0.18288 | -0.18288 | -0.57321 | -0.57321 | -0.57321 | -0.57321 | -0.57321 | -0.57321 | -0.57321 | -0.57321 | -0.57321 | -0.57321 | -0.57321 | -0.57321 | -0.57321 | 35 |  |  | 1.5252
Buell Conversion 33 kV | 2030 |  |  | 0 | 0.45131 | 0.45131 | 0.45131 | 0.45131 | 0.45131 | 0.45131 | 0.45131 | 0.45131 | 0.45131 | 0.45131 | 0.45131 | 0.45131 | 0.45131 | -0.21146 | -0.21146 | -0.21146 | -0.21146 | -0.21146 | -0.21146 | -0.21146 | -0.21146 | -0.21146 | -0.21146 | -0.21146 | -0.21146 | -0.21146 | -0.21146 | -0.21146 | -0.21146 | -0.21146 | -0.21146 | -0.21146 | -0.21146 | -0.21146 | -0.21146 | -0.66277 | -0.66277 | -0.66277 | -0.66277 | -0.66277 | -0.66277 | -0.66277 | -0.66277 | -0.66277 | -0.66277 | -0.66277 | -0.66277 | -0.66277 | 35 |  |  | 1.7635
Hither Hills Conversion to 33 kV | 2030 |  |  | 0 | 0 | 0.60305 | 0.60305 | 0.60305 | 0.60305 | 0.60305 | 0.60305 | 0.60305 | 0.60305 | 0.60305 | 0.60305 | 0.60305 | 0.60305 | -0.25676 | -0.25676 | -0.25676 | -0.25676 | -0.25676 | -0.25676 | -0.25676 | -0.25676 | -0.25676 | -0.25676 | -0.25676 | -0.25676 | -0.25676 | -0.25676 | -0.25676 | -0.25676 | -0.25676 | -0.25676 | -0.25676 | -0.25676 | -0.25676 | -0.25676 | -0.25676 | -0.85981 | -0.85981 | -0.85981 | -0.85981 | -0.85981 | -0.85981 | -0.85981 | -0.85981 | -0.85981 | -0.85981 | -0.85981 | -0.85981 | 35 |  |  | 2.0853
Culloden Pt Conversion to 33 kV | 2030 |  |  | 0 | 0 | 0 | 0.36233 | 0.36233 | 0.36233 | 0.36233 | 0.36233 | 0.36233 | 0.36233 | 0.36233 | 0.36233 | 0.36233 | 0.36233 | -0.13922 | -0.13922 | -0.13922 | -0.13922 | -0.13922 | -0.13922 | -0.13922 | -0.13922 | -0.13922 | -0.13922 | -0.13922 | -0.13922 | -0.13922 | -0.13922 | -0.13922 | -0.13922 | -0.13922 | -0.13922 | -0.13922 | -0.13922 | -0.13922 | -0.13922 | -0.13922 | -0.13922 | -0.50156 | -0.50156 | -0.50156 | -0.50156 | -0.50156 | -0.50156 | -0.50156 | -0.50156 | -0.50156 | -0.50156 | -0.50156 | 35 |  |  | 1.1012
Area II Projects: | [53 empty] | 33
Bridgehampton - Buell New 69 kV UG Cable | 2020 |  | 33.2 | 0 | 0 | 0 | 0 | 4.4251 | 4.4251 | 4.4251 | 4.4251 | 4.4251 | 4.4251 | 4.4251 | 4.4251 | 4.4251 | 4.4251 | 4.4251 | 4.4251 | 4.4251 | 4.4251 | 4.4251 | 4.4251 | 4.4251 | 4.4251 | 4.4251 | 4.4251 | 4.4251 | 4.4251 | 4.4251 | 4.4251 | 4.4251 | 4.4251 | 4.4251 | 4.4251 | 4.4251 | 4.4251 | 4.4251 | 4.4251 | 4.4251 | 4.4251 | 4.4251 | [10 empty] | 35 |  | 54.9758
No Deferral |  |  | 33.2 |  | 0 | 0 | 0 | 4.4251 | 4.4251 | 4.4251 | 4.4251 | 4.4251 | 4.4251 | 4.4251 | 4.4251 | 4.4251 | 4.4251 | 4.4251 | 4.4251 | 4.4251 | 4.4251 | 4.4251 | 4.4251 | 4.4251 | 4.4251 | 4.4251 | 4.4251 | 4.4251 | 4.4251 | 4.4251 | 4.4251 | 4.4251 | 4.4251 | 4.4251 | 4.4251 | 4.4251 | 4.4251 | 4.4251 | 4.4251 | 4.4251 | 4.4251 | 4.4251 | [10 empty] | 35 |  | 54.9758
Bridgehampton - Buell New 69 kV UG Cable | 2026 |  | 33.2 | [10 empty] | 5.2839 | 5.2839 | 5.2839 | 5.2839 | 5.2839 | 5.2839 | 5.2839 | 5.2839 | 5.2839 | 5.2839 | 5.2839 | 5.2839 | 5.2839 | 5.2839 | 5.2839 | 5.2839 | 5.2839 | 5.2839 | 5.2839 | 5.2839 | 5.2839 | 5.2839 | 5.2839 | 5.2839 | 5.2839 | 5.2839 | 5.2839 | 5.2839 | 5.2839 | 5.2839 | 5.2839 | 5.2839 | 5.2839 | 5.2839 | 5.2839 |  |  |  |  | 35 |  | 47.608 | 7.3678 | 7.3678 | 153495.4058 | 1637795.9802
Deferral to Indicated Year |  |  | 33.2 | [6 empty] | 0 | 0 | 0 | 0 | 5.2839 | 5.2839 | 5.2839 | 5.2839 | 5.2839 | 5.2839 | 5.2839 | 5.2839 | 5.2839 | 5.2839 | 5.2839 | 5.2839 | 5.2839 | 5.2839 | 5.2839 | 5.2839 | 5.2839 | 5.2839 | 5.2839 | 5.2839 | 5.2839 | 5.2839 | 5.2839 | 5.2839 | 5.2839 | 5.2839 | 5.2839 | 5.2839 | 5.2839 | 5.2839 | 5.2839 | 5.2839 | 5.2839 | 5.2839 | 5.2839 |  |  |  |  | 35 |  | 47.608 | 7.3678 | 7.3678 | 153495.4058 | 1637795.9802 | =Area II Portion
[59 empty] | 11507713.8407 | =Area II+III Portions
Annual Avoided Costs for Deferral to Indicated Year:
Bridgehampton - Buell New 69 kV UG Cable | 2026 |  |  | 0 | 0 | 0 | 0 | 4.4251 | 4.4251 | 4.4251 | 4.4251 | 4.4251 | 4.4251 | -0.85871 | -0.85871 | -0.85871 | -0.85871 | -0.85871 | -0.85871 | -0.85871 | -0.85871 | -0.85871 | -0.85871 | -0.85871 | -0.85871 | -0.85871 | -0.85871 | -0.85871 | -0.85871 | -0.85871 | -0.85871 | -0.85871 | -0.85871 | -0.85871 | -0.85871 | -0.85871 | -0.85871 | -0.85871 | -0.85871 | -0.85871 | -0.85871 | -0.85871 | -5.2839 | -5.2839 | -5.2839 | -5.2839 | -5.2839 | -5.2839 |  |  |  |  | 35 |  |  | 7.3678
0
Area III Projects: | [52 empty] | 0 | 15
New Canal - Southampton Cable | 2017 |  | 37.6 | 0 | 4.5863 | 4.5863 | 4.5863 | 4.5863 | 4.5863 | 4.5863 | 4.5863 | 4.5863 | 4.5863 | 4.5863 | 4.5863 | 4.5863 | 4.5863 | 4.5863 | 4.5863 | 4.5863 | 4.5863 | 4.5863 | 4.5863 | 4.5863 | 4.5863 | 4.5863 | 4.5863 | 4.5863 | 4.5863 | 4.5863 | 4.5863 | 4.5863 | 4.5863 | 4.5863 | 4.5863 | 4.5863 | 4.5863 | 4.5863 | 4.5863 | [13 empty] | 35 |  | 66.9063
Upgrade Wildwood - Riverhead to 138 kV | 2017 |  | 7.7 | 0 | 0.93922 | 0.93922 | 0.93922 | 0.93922 | 0.93922 | 0.93922 | 0.93922 | 0.93922 | 0.93922 | 0.93922 | 0.93922 | 0.93922 | 0.93922 | 0.93922 | 0.93922 | 0.93922 | 0.93922 | 0.93922 | 0.93922 | 0.93922 | 0.93922 | 0.93922 | 0.93922 | 0.93922 | 0.93922 | 0.93922 | 0.93922 | 0.93922 | 0.93922 | 0.93922 | 0.93922 | 0.93922 | 0.93922 | 0.93922 | 0.93922 | [13 empty] | 35 |  | 13.7016
Riverhead Canal 2nd Line and Bank | 2017 |  | 136.8 | 0 | 16.6864 | 16.6864 | 16.6864 | 16.6864 | 16.6864 | 16.6864 | 16.6864 | 16.6864 | 16.6864 | 16.6864 | 16.6864 | 16.6864 | 16.6864 | 16.6864 | 16.6864 | 16.6864 | 16.6864 | 16.6864 | 16.6864 | 16.6864 | 16.6864 | 16.6864 | 16.6864 | 16.6864 | 16.6864 | 16.6864 | 16.6864 | 16.6864 | 16.6864 | 16.6864 | 16.6864 | 16.6864 | 16.6864 | 16.6864 | 16.6864 | [13 empty] | 35 |  | 243.4251
Canal - Wainscott New 138 kV UG Cable | 2022 |  | 275.5 | 0 | 0 | 0 | 0 | 0 | 0 | 38.957 | 38.957 | 38.957 | 38.957 | 38.957 | 38.957 | 38.957 | 38.957 | 38.957 | 38.957 | 38.957 | 38.957 | 38.957 | 38.957 | 38.957 | 38.957 | 38.957 | 38.957 | 38.957 | 38.957 | 38.957 | 38.957 | 38.957 | 38.957 | 38.957 | 38.957 | 38.957 | 38.957 | 38.957 | 38.957 | 38.957 | 38.957 | 38.957 | 38.957 | 38.957 | [8 empty] | 35 |  | 434.8353
No Deferral |  |  | 457.6 |  | 22.212 | 22.212 | 22.212 | 22.212 | 22.212 | 61.169 | 61.169 | 61.169 | 61.169 | 61.169 | 61.169 | 61.169 | 61.169 | 61.169 | 61.169 | 61.169 | 61.169 | 61.169 | 61.169 | 61.169 | 61.169 | 61.169 | 61.169 | 61.169 | 61.169 | 61.169 | 61.169 | 61.169 | 61.169 | 61.169 | 61.169 | 61.169 | 61.169 | 61.169 | 61.169 | 38.957 | 38.957 | 38.957 | 38.957 | 38.957 | [10 empty] | 758.8683
New Canal - Southampton Cable | 2023 |  | 37.6 | [7 empty] | 5.4763 | 5.4763 | 5.4763 | 5.4763 | 5.4763 | 5.4763 | 5.4763 | 5.4763 | 5.4763 | 5.4763 | 5.4763 | 5.4763 | 5.4763 | 5.4763 | 5.4763 | 5.4763 | 5.4763 | 5.4763 | 5.4763 | 5.4763 | 5.4763 | 5.4763 | 5.4763 | 5.4763 | 5.4763 | 5.4763 | 5.4763 | 5.4763 | 5.4763 | 5.4763 | 5.4763 | 5.4763 | 5.4763 | 5.4763 | 5.4763 | [7 empty] | 35 |  | 57.9396 | 8.9667 | 0 | 0 | 0
Upgrade Wildwood - Riverhead to 138 kV | 2022 |  | 7.7 | [6 empty] | 1.0888 | 1.0888 | 1.0888 | 1.0888 | 1.0888 | 1.0888 | 1.0888 | 1.0888 | 1.0888 | 1.0888 | 1.0888 | 1.0888 | 1.0888 | 1.0888 | 1.0888 | 1.0888 | 1.0888 | 1.0888 | 1.0888 | 1.0888 | 1.0888 | 1.0888 | 1.0888 | 1.0888 | 1.0888 | 1.0888 | 1.0888 | 1.0888 | 1.0888 | 1.0888 | 1.0888 | 1.0888 | 1.0888 | 1.0888 | 1.0888 | [8 empty] | 35 |  | 12.1533 | 1.5483 | 0 | 0 | 0
Riverhead Canal 2nd Line and Bank | 2023 |  | 136.8 | [7 empty] | 19.9245 | 19.9245 | 19.9245 | 19.9245 | 19.9245 | 19.9245 | 19.9245 | 19.9245 | 19.9245 | 19.9245 | 19.9245 | 19.9245 | 19.9245 | 19.9245 | 19.9245 | 19.9245 | 19.9245 | 19.9245 | 19.9245 | 19.9245 | 19.9245 | 19.9245 | 19.9245 | 19.9245 | 19.9245 | 19.9245 | 19.9245 | 19.9245 | 19.9245 | 19.9245 | 19.9245 | 19.9245 | 19.9245 | 19.9245 | 19.9245 | [7 empty] | 35 |  | 210.8017 | 32.6235 | 0 | 0 | 0
Canal - Wainscott New 138 kV UG Cable | 2028 |  | 275.5 | [12 empty] | 46.5167 | 46.5167 | 46.5167 | 46.5167 | 46.5167 | 46.5167 | 46.5167 | 46.5167 | 46.5167 | 46.5167 | 46.5167 | 46.5167 | 46.5167 | 46.5167 | 46.5167 | 46.5167 | 46.5167 | 46.5167 | 46.5167 | 46.5167 | 46.5167 | 46.5167 | 46.5167 | 46.5167 | 46.5167 | 46.5167 | 46.5167 | 46.5167 | 46.5167 | 46.5167 | 46.5167 | 46.5167 | 46.5167 | 46.5167 | 46.5167 |  |  | 35 |  | 376.5593 | 58.276 | 58.276 | 925015.732 | 9869917.8605
Deferral to Indicated Year |  |  | 457.6 | [6 empty] | 1.0888 | 26.4896 | 26.4896 | 26.4896 | 26.4896 | 26.4896 | 73.0063 | 73.0063 | 73.0063 | 73.0063 | 73.0063 | 73.0063 | 73.0063 | 73.0063 | 73.0063 | 73.0063 | 73.0063 | 73.0063 | 73.0063 | 73.0063 | 73.0063 | 73.0063 | 73.0063 | 73.0063 | 73.0063 | 73.0063 | 73.0063 | 73.0063 | 73.0063 | 73.0063 | 73.0063 | 73.0063 | 73.0063 | 73.0063 | 73.0063 | 71.9175 | 46.5167 | 46.5167 | 46.5167 | 46.5167 | 46.5167 |  |  | 41 |  | 657.4539 | 101.4144 | 58.276 | 925015.732 | 9869917.8605 | =Area III Portion
[59 empty] | 9869917.8605 | =Area III Portion
Annual Avoided Costs for Deferral to Indicated Year:
New Canal - Southampton Cable | 2023 |  |  | 0 | 4.5863 | 4.5863 | 4.5863 | 4.5863 | 4.5863 | 4.5863 | -0.88999 | -0.88999 | -0.88999 | -0.88999 | -0.88999 | -0.88999 | -0.88999 | -0.88999 | -0.88999 | -0.88999 | -0.88999 | -0.88999 | -0.88999 | -0.88999 | -0.88999 | -0.88999 | -0.88999 | -0.88999 | -0.88999 | -0.88999 | -0.88999 | -0.88999 | -0.88999 | -0.88999 | -0.88999 | -0.88999 | -0.88999 | -0.88999 | -0.88999 | -5.4763 | -5.4763 | -5.4763 | -5.4763 | -5.4763 | -5.4763 | 0 | 0 | 0 | 0 | 0 |  |  | 35 |  |  | 8.9667
Upgrade Wildwood - Riverhead to 138 kV | 2022 |  |  | 0 | 0.93922 | 0.93922 | 0.93922 | 0.93922 | 0.93922 | -0.14959 | -0.14959 | -0.14959 | -0.14959 | -0.14959 | -0.14959 | -0.14959 | -0.14959 | -0.14959 | -0.14959 | -0.14959 | -0.14959 | -0.14959 | -0.14959 | -0.14959 | -0.14959 | -0.14959 | -0.14959 | -0.14959 | -0.14959 | -0.14959 | -0.14959 | -0.14959 | -0.14959 | -0.14959 | -0.14959 | -0.14959 | -0.14959 | -0.14959 | -0.14959 | -1.0888 | -1.0888 | -1.0888 | -1.0888 | -1.0888 | 0 | 0 | 0 | 0 | 0 | 0 |  |  | 35 |  |  | 1.5483
Riverhead Canal 2nd Line and Bank | 2023 |  |  | 0 | 16.6864 | 16.6864 | 16.6864 | 16.6864 | 16.6864 | 16.6864 | -3.238 | -3.238 | -3.238 | -3.238 | -3.238 | -3.238 | -3.238 | -3.238 | -3.238 | -3.238 | -3.238 | -3.238 | -3.238 | -3.238 | -3.238 | -3.238 | -3.238 | -3.238 | -3.238 | -3.238 | -3.238 | -3.238 | -3.238 | -3.238 | -3.238 | -3.238 | -3.238 | -3.238 | -3.238 | -19.9245 | -19.9245 | -19.9245 | -19.9245 | -19.9245 | -19.9245 | 0 | 0 | 0 | 0 | 0 |  |  | 35 |  |  | 32.6235
Canal - Wainscott New 138 kV UG Cable | 2028 |  |  | 0 | 0 | 0 | 0 | 0 | 0 | 38.957 | 38.957 | 38.957 | 38.957 | 38.957 | 38.957 | -7.5597 | -7.5597 | -7.5597 | -7.5597 | -7.5597 | -7.5597 | -7.5597 | -7.5597 | -7.5597 | -7.5597 | -7.5597 | -7.5597 | -7.5597 | -7.5597 | -7.5597 | -7.5597 | -7.5597 | -7.5597 | -7.5597 | -7.5597 | -7.5597 | -7.5597 | -7.5597 | -7.5597 | -7.5597 | -7.5597 | -7.5597 | -7.5597 | -7.5597 | -46.5167 | -46.5167 | -46.5167 | -46.5167 | -46.5167 | -46.5167 | [5 empty] | 58.276
Total - All Areas (No Deferrals,$Millions) |  |  | 513.3 |  | 24.0294 | 24.6325 | 24.9948 | 29.42 | 29.42 | 68.377 | 68.377 | 68.377 | 68.377 | 68.377 | 68.377 | 68.377 | 68.377 | 68.377 | 68.377 | 68.377 | 68.377 | 68.377 | 68.377 | 68.377 | 68.377 | 68.377 | 68.377 | 68.377 | 68.377 | 68.377 | 68.377 | 68.377 | 68.377 | 68.377 | 68.377 | 68.377 | 68.377 | 68.377 | 68.377 | 44.3475 | 43.7445 | 43.3821 | 38.957 | 38.957 | 0 | 0 | 0 | 0 | 0 | 0 | 0 | 0 |  | 63 | 853.4454 | 119.0703 | = max. total avoided cost in portfolio
Annual Avoided Costs for Deferrals - Area 1 Proposal: (see note*) | Deferral Year |  |  | 2016 | 2017 | 2018 | 2019 | 2020 | 2021 | 2022 | 2023 | 2024 | 2025 | 2026 | 2027 | 2028 | 2029 | 2030 | 2031 | 2032 | 2033 | 2034 | 2035 | 2036 | 2037 | 2038 | 2039 | 2040 | 2041 | 2042 | 2043 | 2044 | 2045 | 2046 | 2047 | 2048 | 2049 | 2050 | 2051 | 2052 | 2053 | 2054 | 2055 | 2056 | 2057 | 2058 | 2059 | 2060 | 2061 | 2062 | 2063 | 2064 |  |  | Differential NPV $M |  | Differential NPV $M (adjusted for COD of Selected Project) | Differntial NPV $/MW | NPV of Transmission Avoided Costs for Selected Project
Area I Projects:
Amagansett Conversion 33 kV | 2030 |  |  | 0 | 0.97582 | 0.97582 | 0.97582 | 0.97582 | 0.97582 | 0.97582 | 0.97582 | 0.97582 | 0.97582 | 0.97582 | 0.97582 | 0.97582 | 0.97582 | -0.4572 | -0.4572 | -0.4572 | -0.4572 | -0.4572 | -0.4572 | -0.4572 | -0.4572 | -0.4572 | -0.4572 | -0.4572 | -0.4572 | -0.4572 | -0.4572 | -0.4572 | -0.4572 | -0.4572 | -0.4572 | -0.4572 | -0.4572 | -0.4572 | -0.4572 | -1.433 | -1.433 | -1.433 | -1.433 | -1.433 | -1.433 | -1.433 | -1.433 | -1.433 | -1.433 | -1.433 | -1.433 | -1.433 |  |  | 3.8129 |  | 0 | 0 | 0
East Hampton Conversion 33 kV | 2030 |  |  | 0 | 0.39033 | 0.39033 | 0.39033 | 0.39033 | 0.39033 | 0.39033 | 0.39033 | 0.39033 | 0.39033 | 0.39033 | 0.39033 | 0.39033 | 0.39033 | -0.18288 | -0.18288 | -0.18288 | -0.18288 | -0.18288 | -0.18288 | -0.18288 | -0.18288 | -0.18288 | -0.18288 | -0.18288 | -0.18288 | -0.18288 | -0.18288 | -0.18288 | -0.18288 | -0.18288 | -0.18288 | -0.18288 | -0.18288 | -0.18288 | -0.18288 | -0.57321 | -0.57321 | -0.57321 | -0.57321 | -0.57321 | -0.57321 | -0.57321 | -0.57321 | -0.57321 | -0.57321 | -0.57321 | -0.57321 | -0.57321 |  |  | 1.5252 |  | 0 | 0 | 0
Buell Conversion 33 kV | 2030 |  |  | 0 | 0.45131 | 0.45131 | 0.45131 | 0.45131 | 0.45131 | 0.45131 | 0.45131 | 0.45131 | 0.45131 | 0.45131 | 0.45131 | 0.45131 | 0.45131 | -0.21146 | -0.21146 | -0.21146 | -0.21146 | -0.21146 | -0.21146 | -0.21146 | -0.21146 | -0.21146 | -0.21146 | -0.21146 | -0.21146 | -0.21146 | -0.21146 | -0.21146 | -0.21146 | -0.21146 | -0.21146 | -0.21146 | -0.21146 | -0.21146 | -0.21146 | -0.66277 | -0.66277 | -0.66277 | -0.66277 | -0.66277 | -0.66277 | -0.66277 | -0.66277 | -0.66277 | -0.66277 | -0.66277 | -0.66277 | -0.66277 |  |  | 1.7635 |  | 0 | 0 | 0
Hither Hills Conversion to 33 kV | 2030 |  |  | 0 | 0 | 0.60305 | 0.60305 | 0.60305 | 0.60305 | 0.60305 | 0.60305 | 0.60305 | 0.60305 | 0.60305 | 0.60305 | 0.60305 | 0.60305 | -0.25676 | -0.25676 | -0.25676 | -0.25676 | -0.25676 | -0.25676 | -0.25676 | -0.25676 | -0.25676 | -0.25676 | -0.25676 | -0.25676 | -0.25676 | -0.25676 | -0.25676 | -0.25676 | -0.25676 | -0.25676 | -0.25676 | -0.25676 | -0.25676 | -0.25676 | -0.25676 | -0.85981 | -0.85981 | -0.85981 | -0.85981 | -0.85981 | -0.85981 | -0.85981 | -0.85981 | -0.85981 | -0.85981 | -0.85981 | -0.85981 |  |  | 2.0853 |  | 2.0853 | 139022.8879 | 185421.7768
Culloden Pt Conversion to 33 kV | 2030 |  |  | 0 | 0 | 0 | 0.36233 | 0.36233 | 0.36233 | 0.36233 | 0.36233 | 0.36233 | 0.36233 | 0.36233 | 0.36233 | 0.36233 | 0.36233 | -0.13922 | -0.13922 | -0.13922 | -0.13922 | -0.13922 | -0.13922 | -0.13922 | -0.13922 | -0.13922 | -0.13922 | -0.13922 | -0.13922 | -0.13922 | -0.13922 | -0.13922 | -0.13922 | -0.13922 | -0.13922 | -0.13922 | -0.13922 | -0.13922 | -0.13922 | -0.13922 | -0.13922 | -0.50156 | -0.50156 | -0.50156 | -0.50156 | -0.50156 | -0.50156 | -0.50156 | -0.50156 | -0.50156 | -0.50156 | -0.50156 |  |  | 1.1012 |  | 1.1012 | 73412.135 | 97913.4351
[59 empty] | 283335.2118 | =Area I Portion
Area II Projects: | [58 empty] | 1721799.4419 | =Area I+II+III Portions
Bridgehampton - Buell New 69 kV UG Cable | 2026 |  |  | 0 | 0 | 0 | 0 | 4.4251 | 4.4251 | 4.4251 | 4.4251 | 4.4251 | 4.4251 | -0.85871 | -0.85871 | -0.85871 | -0.85871 | -0.85871 | -0.85871 | -0.85871 | -0.85871 | -0.85871 | -0.85871 | -0.85871 | -0.85871 | -0.85871 | -0.85871 | -0.85871 | -0.85871 | -0.85871 | -0.85871 | -0.85871 | -0.85871 | -0.85871 | -0.85871 | -0.85871 | -0.85871 | -0.85871 | -0.85871 | -0.85871 | -0.85871 | -0.85871 | -5.2839 | -5.2839 | -5.2839 | -5.2839 | -5.2839 | -5.2839 | 0 | 0 | 0 | 0 |  |  | 7.3678 |  | 7.3678 | 153495.4058 | 204724.4975
[59 empty] | 204724.4975 | =Area II Portion
Area III Projects: | [58 empty] | 1438464.2301 | =Area II+III Portions
New Canal - Southampton Cable | 2023 |  |  | 0 | 4.5863 | 4.5863 | 4.5863 | 4.5863 | 4.5863 | 4.5863 | -0.88999 | -0.88999 | -0.88999 | -0.88999 | -0.88999 | -0.88999 | -0.88999 | -0.88999 | -0.88999 | -0.88999 | -0.88999 | -0.88999 | -0.88999 | -0.88999 | -0.88999 | -0.88999 | -0.88999 | -0.88999 | -0.88999 | -0.88999 | -0.88999 | -0.88999 | -0.88999 | -0.88999 | -0.88999 | -0.88999 | -0.88999 | -0.88999 | -0.88999 | -5.4763 | -5.4763 | -5.4763 | -5.4763 | -5.4763 | -5.4763 | 0 | 0 | 0 | 0 | 0 | 0 | 0 |  |  | 8.9667 |  | 0 | 0 | 0
Upgrade Wildwood - Riverhead to 138 kV | 2022 |  |  | 0 | 0.93922 | 0.93922 | 0.93922 | 0.93922 | 0.93922 | -0.14959 | -0.14959 | -0.14959 | -0.14959 | -0.14959 | -0.14959 | -0.14959 | -0.14959 | -0.14959 | -0.14959 | -0.14959 | -0.14959 | -0.14959 | -0.14959 | -0.14959 | -0.14959 | -0.14959 | -0.14959 | -0.14959 | -0.14959 | -0.14959 | -0.14959 | -0.14959 | -0.14959 | -0.14959 | -0.14959 | -0.14959 | -0.14959 | -0.14959 | -0.14959 | -1.0888 | -1.0888 | -1.0888 | -1.0888 | -1.0888 | 0 | 0 | 0 | 0 | 0 | 0 | 0 | 0 |  |  | 1.5483 |  | 0 | 0 | 0
Riverhead Canal 2nd Line and Bank | 2023 |  |  | 0 | 16.6864 | 16.6864 | 16.6864 | 16.6864 | 16.6864 | 16.6864 | -3.238 | -3.238 | -3.238 | -3.238 | -3.238 | -3.238 | -3.238 | -3.238 | -3.238 | -3.238 | -3.238 | -3.238 | -3.238 | -3.238 | -3.238 | -3.238 | -3.238 | -3.238 | -3.238 | -3.238 | -3.238 | -3.238 | -3.238 | -3.238 | -3.238 | -3.238 | -3.238 | -3.238 | -3.238 | -19.9245 | -19.9245 | -19.9245 | -19.9245 | -19.9245 | -19.9245 | 0 | 0 | 0 | 0 | 0 | 0 | 0 |  |  | 32.6235 |  | 0 | 0 | 0
Canal - Wainscott New 138 kV UG Cable | 2028 |  |  | 0 | 0 | 0 | 0 | 0 | 0 | 38.957 | 38.957 | 38.957 | 38.957 | 38.957 | 38.957 | -7.5597 | -7.5597 | -7.5597 | -7.5597 | -7.5597 | -7.5597 | -7.5597 | -7.5597 | -7.5597 | -7.5597 | -7.5597 | -7.5597 | -7.5597 | -7.5597 | -7.5597 | -7.5597 | -7.5597 | -7.5597 | -7.5597 | -7.5597 | -7.5597 | -7.5597 | -7.5597 | -7.5597 | -7.5597 | -7.5597 | -7.5597 | -7.5597 | -7.5597 | -46.5167 | -46.5167 | -46.5167 | -46.5167 | -46.5167 | -46.5167 | 0 | 0 |  |  | 58.276 |  | 58.276 | 925015.732 | 1233739.7326
[59 empty] | 1233739.7326 | =Area III Portion
Total - Area 1 Proposal, $Millions (unadjusted) |  |  |  | 0 | 0 | 0.60305 | 0.96539 | 5.3905 | 5.3905 | 44.3475 | 44.3475 | 44.3475 | 44.3475 | 39.0637 | 39.0637 | -7.453 | -7.453 | -8.8144 | -8.8144 | -8.8144 | -8.8144 | -8.8144 | -8.8144 | -8.8144 | -8.8144 | -8.8144 | -8.8144 | -8.8144 | -8.8144 | -8.8144 | -8.8144 | -8.8144 | -8.8144 | -8.8144 | -8.8144 | -8.8144 | -8.8144 | -8.8144 | -8.8144 | -8.8144 | -9.4174 | -9.7798 | -14.2049 | -14.2049 | -53.1619 | -53.1619 | -53.1619 | -53.1619 | -47.878 | -47.878 | -1.3614 | -1.3614 |  |  | 68.8303 |  |  | 1290946.1608 | 1721799.4419
$/MW-yr |  |  |  | 0 | 0 | 40203.5861 | 64359.2408 | 156549.7282 | 156549.7282 | 774914.5398 | 774914.5398 | 774914.5398 | 774914.5398 | 664834.2766 | 664834.2766 | -73525.6468 | -73525.6468 | -164283.4228 | -164283.4228 | -164283.4228 | -164283.4228 | -164283.4228 | -164283.4228 | -164283.4228 | -164283.4228 | -164283.4228 | -164283.4228 | -164283.4228 | -164283.4228 | -164283.4228 | -164283.4228 | -164283.4228 | -164283.4228 | -164283.4228 | -164283.4228 | -164283.4228 | -164283.4228 | -164283.4228 | -164283.4228 | -164283.4228 | -204487.0089 | -228642.6636 | -320833.151 | -320833.151 | -939197.9626 | -939197.9626 | -939197.9626 | -939197.9626 | -829117.6994 | -829117.6994 | -90757.776 | -90757.776
$Millions (adjusted) |  |  |  | 0 | 0 | 0.053622 | 0.085839 | 0.2088 | 0.2088 | 1.0335 | 1.0335 | 1.0335 | 1.0335 | 0.88672 | 0.88672 | -0.098065 | -0.098065 | -0.21911 | -0.21911 | -0.21911 | -0.21911 | -0.21911 | -0.21911 | -0.21911 | -0.21911 | -0.21911 | -0.21911 | -0.21911 | -0.21911 | -0.21911 | -0.21911 | -0.21911 | -0.21911 | -0.21911 | -0.21911 | -0.21911 | -0.21911 | -0.21911 | -0.21911 | -0.21911 | -0.27273 | -0.30495 | -0.42791 | -0.42791 | -1.2527 | -1.2527 | -1.2527 | -1.2527 | -1.1058 | -1.1058 | -0.12105 | -0.12105 |  |  | 1721.7994
Annual Avoided Costs for Deferrals - Area 2 Proposal: (see note*) | Deferral Year |  |  | 2016 | 2017 | 2018 | 2019 | 2020 | 2021 | 2022 | 2023 | 2024 | 2025 | 2026 | 2027 | 2028 | 2029 | 2030 | 2031 | 2032 | 2033 | 2034 | 2035 | 2036 | 2037 | 2038 | 2039 | 2040 | 2041 | 2042 | 2043 | 2044 | 2045 | 2046 | 2047 | 2048 | 2049 | 2050 | 2051 | 2052 | 2053 | 2054 | 2055 | 2056 | 2057 | 2058 | 2059 | 2060 | 2061 | 2062 | 2063 | 2064 |  |  | Differential NPV $M |  | Differential NPV $M (adjusted for COD of Selected Project) | Differntial NPV $/MW | NPV of Transmission Avoided Costs for Selected Project
Area I Projects:
Amagansett Conversion 33 kV | 2030 |  |  | 0 | 0 | 0 | 0 | 0 | 0 | 0 | 0 | 0 | 0 | 0 | 0 | 0 | 0 | 0 | 0 | 0 | 0 | 0 | 0 | 0 | 0 | 0 | 0 | 0 | 0 | 0 | 0 | 0 | 0 | 0 | 0 | 0 | 0 | 0 | 0 | 0 | 0 | 0 | 0 | 0 | 0 | 0 | 0 | 0 | 0 | 0 | 0 | 0 |  |  | 0 |  | 0 | 0 | 0
East Hampton Conversion 33 kV | 2030 |  |  | 0 | 0 | 0 | 0 | 0 | 0 | 0 | 0 | 0 | 0 | 0 | 0 | 0 | 0 | 0 | 0 | 0 | 0 | 0 | 0 | 0 | 0 | 0 | 0 | 0 | 0 | 0 | 0 | 0 | 0 | 0 | 0 | 0 | 0 | 0 | 0 | 0 | 0 | 0 | 0 | 0 | 0 | 0 | 0 | 0 | 0 | 0 | 0 | 0 |  |  | 0 |  | 0 | 0 | 0
Buell Conversion 33 kV | 2030 |  |  | 0 | 0 | 0 | 0 | 0 | 0 | 0 | 0 | 0 | 0 | 0 | 0 | 0 | 0 | 0 | 0 | 0 | 0 | 0 | 0 | 0 | 0 | 0 | 0 | 0 | 0 | 0 | 0 | 0 | 0 | 0 | 0 | 0 | 0 | 0 | 0 | 0 | 0 | 0 | 0 | 0 | 0 | 0 | 0 | 0 | 0 | 0 | 0 | 0 |  |  | 0 |  | 0 | 0 | 0
Hither Hills Conversion to 33 kV | 2030 |  |  | 0 | 0 | 0 | 0 | 0 | 0 | 0 | 0 | 0 | 0 | 0 | 0 | 0 | 0 | 0 | 0 | 0 | 0 | 0 | 0 | 0 | 0 | 0 | 0 | 0 | 0 | 0 | 0 | 0 | 0 | 0 | 0 | 0 | 0 | 0 | 0 | 0 | 0 | 0 | 0 | 0 | 0 | 0 | 0 | 0 | 0 | 0 | 0 | 0 |  |  | 0 |  | 0 | 0 | 0
Culloden Pt Conversion to 33 kV | 2030 |  |  | 0 | 0 | 0 | 0 | 0 | 0 | 0 | 0 | 0 | 0 | 0 | 0 | 0 | 0 | 0 | 0 | 0 | 0 | 0 | 0 | 0 | 0 | 0 | 0 | 0 | 0 | 0 | 0 | 0 | 0 | 0 | 0 | 0 | 0 | 0 | 0 | 0 | 0 | 0 | 0 | 0 | 0 | 0 | 0 | 0 | 0 | 0 | 0 | 0 |  |  | 0 |  | 0 | 0 | 0
[59 empty] | 0 | =Area I Portion
Area II Projects: | [58 empty] | 2589235.6141 | =Area I+II+III Portions
Bridgehampton - Buell New 69 kV UG Cable | 2026 |  |  | 0 | 0 | 0 | 0 | 4.4251 | 4.4251 | 4.4251 | 4.4251 | 4.4251 | 4.4251 | -0.85871 | -0.85871 | -0.85871 | -0.85871 | -0.85871 | -0.85871 | -0.85871 | -0.85871 | -0.85871 | -0.85871 | -0.85871 | -0.85871 | -0.85871 | -0.85871 | -0.85871 | -0.85871 | -0.85871 | -0.85871 | -0.85871 | -0.85871 | -0.85871 | -0.85871 | -0.85871 | -0.85871 | -0.85871 | -0.85871 | -0.85871 | -0.85871 | -0.85871 | -5.2839 | -5.2839 | -5.2839 | -5.2839 | -5.2839 | -5.2839 | 0 | 0 | 0 | 0 |  |  | 7.3678 |  | 7.3678 | 153495.4058 | 368504.0955
[59 empty] | 368504.0955 | =Area II Portion
Area III Projects: | [58 empty] | 2589235.6141 | =Area II+III Portions
New Canal - Southampton Cable | 2023 |  |  | 0 | 4.5863 | 4.5863 | 4.5863 | 4.5863 | 4.5863 | 4.5863 | -0.88999 | -0.88999 | -0.88999 | -0.88999 | -0.88999 | -0.88999 | -0.88999 | -0.88999 | -0.88999 | -0.88999 | -0.88999 | -0.88999 | -0.88999 | -0.88999 | -0.88999 | -0.88999 | -0.88999 | -0.88999 | -0.88999 | -0.88999 | -0.88999 | -0.88999 | -0.88999 | -0.88999 | -0.88999 | -0.88999 | -0.88999 | -0.88999 | -0.88999 | -5.4763 | -5.4763 | -5.4763 | -5.4763 | -5.4763 | -5.4763 | 0 | 0 | 0 | 0 | 0 | 0 | 0 |  |  | 8.9667 |  | 0 | 0 | 0
Upgrade Wildwood - Riverhead to 138 kV | 2022 |  |  | 0 | 0.93922 | 0.93922 | 0.93922 | 0.93922 | 0.93922 | -0.14959 | -0.14959 | -0.14959 | -0.14959 | -0.14959 | -0.14959 | -0.14959 | -0.14959 | -0.14959 | -0.14959 | -0.14959 | -0.14959 | -0.14959 | -0.14959 | -0.14959 | -0.14959 | -0.14959 | -0.14959 | -0.14959 | -0.14959 | -0.14959 | -0.14959 | -0.14959 | -0.14959 | -0.14959 | -0.14959 | -0.14959 | -0.14959 | -0.14959 | -0.14959 | -1.0888 | -1.0888 | -1.0888 | -1.0888 | -1.0888 | 0 | 0 | 0 | 0 | 0 | 0 | 0 | 0 |  |  | 1.5483 |  | 0 | 0 | 0
Riverhead Canal 2nd Line and Bank | 2023 |  |  | 0 | 16.6864 | 16.6864 | 16.6864 | 16.6864 | 16.6864 | 16.6864 | -3.238 | -3.238 | -3.238 | -3.238 | -3.238 | -3.238 | -3.238 | -3.238 | -3.238 | -3.238 | -3.238 | -3.238 | -3.238 | -3.238 | -3.238 | -3.238 | -3.238 | -3.238 | -3.238 | -3.238 | -3.238 | -3.238 | -3.238 | -3.238 | -3.238 | -3.238 | -3.238 | -3.238 | -3.238 | -19.9245 | -19.9245 | -19.9245 | -19.9245 | -19.9245 | -19.9245 | 0 | 0 | 0 | 0 | 0 | 0 | 0 |  |  | 32.6235 |  | 0 | 0 | 0
Canal - Wainscott New 138 kV UG Cable | 2028 |  |  | 0 | 0 | 0 | 0 | 0 | 0 | 38.957 | 38.957 | 38.957 | 38.957 | 38.957 | 38.957 | -7.5597 | -7.5597 | -7.5597 | -7.5597 | -7.5597 | -7.5597 | -7.5597 | -7.5597 | -7.5597 | -7.5597 | -7.5597 | -7.5597 | -7.5597 | -7.5597 | -7.5597 | -7.5597 | -7.5597 | -7.5597 | -7.5597 | -7.5597 | -7.5597 | -7.5597 | -7.5597 | -7.5597 | -7.5597 | -7.5597 | -7.5597 | -7.5597 | -7.5597 | -46.5167 | -46.5167 | -46.5167 | -46.5167 | -46.5167 | -46.5167 | 0 | 0 |  |  | 58.276 |  | 58.276 | 925015.732 | 2220731.5186
[59 empty] | 2220731.5186 | =Area III Portion
Total - Area 2 Proposal, $Millions (unadjusted) |  |  |  | 0 | 0 | 0 | 0 | 4.4251 | 4.4251 | 43.3821 | 43.3821 | 43.3821 | 43.3821 | 38.0983 | 38.0983 | -8.4184 | -8.4184 | -8.4184 | -8.4184 | -8.4184 | -8.4184 | -8.4184 | -8.4184 | -8.4184 | -8.4184 | -8.4184 | -8.4184 | -8.4184 | -8.4184 | -8.4184 | -8.4184 | -8.4184 | -8.4184 | -8.4184 | -8.4184 | -8.4184 | -8.4184 | -8.4184 | -8.4184 | -8.4184 | -8.4184 | -8.4184 | -12.8435 | -12.8435 | -51.8005 | -51.8005 | -51.8005 | -51.8005 | -46.5167 | -46.5167 | 0 | 0 |  |  | 65.6438 |  |  | 1078511.1378 | 2589235.6141
$/MW-yr |  |  |  | 0 | 0 | 0 | 0 | 92190.4874 | 92190.4874 | 710555.299 | 710555.299 | 710555.299 | 710555.299 | 600475.0358 | 600475.0358 | -137884.8876 | -137884.8876 | -137884.8876 | -137884.8876 | -137884.8876 | -137884.8876 | -137884.8876 | -137884.8876 | -137884.8876 | -137884.8876 | -137884.8876 | -137884.8876 | -137884.8876 | -137884.8876 | -137884.8876 | -137884.8876 | -137884.8876 | -137884.8876 | -137884.8876 | -137884.8876 | -137884.8876 | -137884.8876 | -137884.8876 | -137884.8876 | -137884.8876 | -137884.8876 | -137884.8876 | -230075.375 | -230075.375 | -848440.1866 | -848440.1866 | -848440.1866 | -848440.1866 | -738359.9234 | -738359.9234 | 0 | 0
$Millions (adjusted) |  |  |  | 0 | 0 | 0 | 0 | 0.22133 | 0.22133 | 1.7059 | 1.7059 | 1.7059 | 1.7059 | 1.4416 | 1.4416 | -0.33103 | -0.33103 | -0.33103 | -0.33103 | -0.33103 | -0.33103 | -0.33103 | -0.33103 | -0.33103 | -0.33103 | -0.33103 | -0.33103 | -0.33103 | -0.33103 | -0.33103 | -0.33103 | -0.33103 | -0.33103 | -0.33103 | -0.33103 | -0.33103 | -0.33103 | -0.33103 | -0.33103 | -0.33103 | -0.33103 | -0.33103 | -0.55235 | -0.55235 | -2.0369 | -2.0369 | -2.0369 | -2.0369 | -1.7726 | -1.7726 | 0 | 0 |  |  | 2589.2356
Annual Avoided Costs for Deferrals - Area 3 Proposal: (see note*) | Deferral Year |  |  | 2016 | 2017 | 2018 | 2019 | 2020 | 2021 | 2022 | 2023 | 2024 | 2025 | 2026 | 2027 | 2028 | 2029 | 2030 | 2031 | 2032 | 2033 | 2034 | 2035 | 2036 | 2037 | 2038 | 2039 | 2040 | 2041 | 2042 | 2043 | 2044 | 2045 | 2046 | 2047 | 2048 | 2049 | 2050 | 2051 | 2052 | 2053 | 2054 | 2055 | 2056 | 2057 | 2058 | 2059 | 2060 | 2061 | 2062 | 2063 | 2064 |  |  | Differential NPV $M |  | Differential NPV $M (adjusted for COD of Selected Project) | Differntial NPV $/MW | NPV of Transmission Avoided Costs for Selected Project
Area I Projects:
Amagansett Conversion 33 kV | 2030 |  |  | 0 | 0 | 0 | 0 | 0 | 0 | 0 | 0 | 0 | 0 | 0 | 0 | 0 | 0 | 0 | 0 | 0 | 0 | 0 | 0 | 0 | 0 | 0 | 0 | 0 | 0 | 0 | 0 | 0 | 0 | 0 | 0 | 0 | 0 | 0 | 0 | 0 | 0 | 0 | 0 | 0 | 0 | 0 | 0 | 0 | 0 | 0 | 0 | 0 |  |  | 0 |  | 0 | 0 | 0
East Hampton Conversion 33 kV | 2030 |  |  | 0 | 0 | 0 | 0 | 0 | 0 | 0 | 0 | 0 | 0 | 0 | 0 | 0 | 0 | 0 | 0 | 0 | 0 | 0 | 0 | 0 | 0 | 0 | 0 | 0 | 0 | 0 | 0 | 0 | 0 | 0 | 0 | 0 | 0 | 0 | 0 | 0 | 0 | 0 | 0 | 0 | 0 | 0 | 0 | 0 | 0 | 0 | 0 | 0 |  |  | 0 |  | 0 | 0 | 0
Buell Conversion 33 kV | 2030 |  |  | 0 | 0 | 0 | 0 | 0 | 0 | 0 | 0 | 0 | 0 | 0 | 0 | 0 | 0 | 0 | 0 | 0 | 0 | 0 | 0 | 0 | 0 | 0 | 0 | 0 | 0 | 0 | 0 | 0 | 0 | 0 | 0 | 0 | 0 | 0 | 0 | 0 | 0 | 0 | 0 | 0 | 0 | 0 | 0 | 0 | 0 | 0 | 0 | 0 |  |  | 0 |  | 0 | 0 | 0
Hither Hills Conversion to 33 kV | 2030 |  |  | 0 | 0 | 0 | 0 | 0 | 0 | 0 | 0 | 0 | 0 | 0 | 0 | 0 | 0 | 0 | 0 | 0 | 0 | 0 | 0 | 0 | 0 | 0 | 0 | 0 | 0 | 0 | 0 | 0 | 0 | 0 | 0 | 0 | 0 | 0 | 0 | 0 | 0 | 0 | 0 | 0 | 0 | 0 | 0 | 0 | 0 | 0 | 0 | 0 |  |  | 0 |  | 0 | 0 | 0
Culloden Pt Conversion to 33 kV | 2030 |  |  | 0 | 0 | 0 | 0 | 0 | 0 | 0 | 0 | 0 | 0 | 0 | 0 | 0 | 0 | 0 | 0 | 0 | 0 | 0 | 0 | 0 | 0 | 0 | 0 | 0 | 0 | 0 | 0 | 0 | 0 | 0 | 0 | 0 | 0 | 0 | 0 | 0 | 0 | 0 | 0 | 0 | 0 | 0 | 0 | 0 | 0 | 0 | 0 | 0 |  |  | 0 |  | 0 | 0 | 0
[59 empty] | 0 | =Area I Portion
Area II Projects: | [58 empty] | 6415446.6093 | =Area I+II+III Portions
Bridgehampton - Buell New 69 kV UG Cable | 2026 |  |  | 0 | 0 | 0 | 0 | 0 | 0 | 0 | 0 | 0 | 0 | 0 | 0 | 0 | 0 | 0 | 0 | 0 | 0 | 0 | 0 | 0 | 0 | 0 | 0 | 0 | 0 | 0 | 0 | 0 | 0 | 0 | 0 | 0 | 0 | 0 | 0 | 0 | 0 | 0 | 0 | 0 | 0 | 0 | 0 | 0 | 0 | 0 | 0 | 0 |  |  | 0 |  | 0 | 0 | 0
[59 empty] | 0 | =Area II Portion
Area III Projects: | [58 empty] | 6415446.6093 | =Area II+III Portions
New Canal - Southampton Cable | 2023 |  |  | 0 | 4.5863 | 4.5863 | 4.5863 | 4.5863 | 4.5863 | 4.5863 | -0.88999 | -0.88999 | -0.88999 | -0.88999 | -0.88999 | -0.88999 | -0.88999 | -0.88999 | -0.88999 | -0.88999 | -0.88999 | -0.88999 | -0.88999 | -0.88999 | -0.88999 | -0.88999 | -0.88999 | -0.88999 | -0.88999 | -0.88999 | -0.88999 | -0.88999 | -0.88999 | -0.88999 | -0.88999 | -0.88999 | -0.88999 | -0.88999 | -0.88999 | -5.4763 | -5.4763 | -5.4763 | -5.4763 | -5.4763 | -5.4763 | 0 | 0 | 0 | 0 | 0 | 0 | 0 |  |  | 8.9667 |  | 0 | 0 | 0
Upgrade Wildwood - Riverhead to 138 kV | 2022 |  |  | 0 | 0.93922 | 0.93922 | 0.93922 | 0.93922 | 0.93922 | -0.14959 | -0.14959 | -0.14959 | -0.14959 | -0.14959 | -0.14959 | -0.14959 | -0.14959 | -0.14959 | -0.14959 | -0.14959 | -0.14959 | -0.14959 | -0.14959 | -0.14959 | -0.14959 | -0.14959 | -0.14959 | -0.14959 | -0.14959 | -0.14959 | -0.14959 | -0.14959 | -0.14959 | -0.14959 | -0.14959 | -0.14959 | -0.14959 | -0.14959 | -0.14959 | -1.0888 | -1.0888 | -1.0888 | -1.0888 | -1.0888 | 0 | 0 | 0 | 0 | 0 | 0 | 0 | 0 |  |  | 1.5483 |  | 0 | 0 | 0
Riverhead Canal 2nd Line and Bank | 2023 |  |  | 0 | 16.6864 | 16.6864 | 16.6864 | 16.6864 | 16.6864 | 16.6864 | -3.238 | -3.238 | -3.238 | -3.238 | -3.238 | -3.238 | -3.238 | -3.238 | -3.238 | -3.238 | -3.238 | -3.238 | -3.238 | -3.238 | -3.238 | -3.238 | -3.238 | -3.238 | -3.238 | -3.238 | -3.238 | -3.238 | -3.238 | -3.238 | -3.238 | -3.238 | -3.238 | -3.238 | -3.238 | -19.9245 | -19.9245 | -19.9245 | -19.9245 | -19.9245 | -19.9245 | 0 | 0 | 0 | 0 | 0 | 0 | 0 |  |  | 32.6235 |  | 0 | 0 | 0
Canal - Wainscott New 138 kV UG Cable | 2028 |  |  | 0 | 0 | 0 | 0 | 0 | 0 | 38.957 | 38.957 | 38.957 | 38.957 | 38.957 | 38.957 | -7.5597 | -7.5597 | -7.5597 | -7.5597 | -7.5597 | -7.5597 | -7.5597 | -7.5597 | -7.5597 | -7.5597 | -7.5597 | -7.5597 | -7.5597 | -7.5597 | -7.5597 | -7.5597 | -7.5597 | -7.5597 | -7.5597 | -7.5597 | -7.5597 | -7.5597 | -7.5597 | -7.5597 | -7.5597 | -7.5597 | -7.5597 | -7.5597 | -7.5597 | -46.5167 | -46.5167 | -46.5167 | -46.5167 | -46.5167 | -46.5167 | 0 | 0 |  |  | 58.276 |  | 58.276 | 925015.732 | 6415446.6093
[59 empty] | 6415446.6093 | =Area III Portion
Total - Area 3 Proposal, $Millions (unadjusted) |  |  |  | 0 | 22.212 | 22.212 | 22.212 | 22.212 | 22.212 | 60.0802 | 34.6794 | 34.6794 | 34.6794 | 34.6794 | 34.6794 | -11.8373 | -11.8373 | -11.8373 | -11.8373 | -11.8373 | -11.8373 | -11.8373 | -11.8373 | -11.8373 | -11.8373 | -11.8373 | -11.8373 | -11.8373 | -11.8373 | -11.8373 | -11.8373 | -11.8373 | -11.8373 | -11.8373 | -11.8373 | -11.8373 | -11.8373 | -11.8373 | -11.8373 | -34.0493 | -34.0493 | -34.0493 | -34.0493 | -34.0493 | -71.9175 | -46.5167 | -46.5167 | -46.5167 | -46.5167 | -46.5167 | 0 | 0 |  |  | 101.4144 |  |  | 925015.732 | 6415446.6093
$/MW-yr |  |  |  | 0 | 0 | 0 | 0 | 0 | 0 | 618364.8116 | 618364.8116 | 618364.8116 | 618364.8116 | 618364.8116 | 618364.8116 | -119995.1118 | -119995.1118 | -119995.1118 | -119995.1118 | -119995.1118 | -119995.1118 | -119995.1118 | -119995.1118 | -119995.1118 | -119995.1118 | -119995.1118 | -119995.1118 | -119995.1118 | -119995.1118 | -119995.1118 | -119995.1118 | -119995.1118 | -119995.1118 | -119995.1118 | -119995.1118 | -119995.1118 | -119995.1118 | -119995.1118 | -119995.1118 | -119995.1118 | -119995.1118 | -119995.1118 | -119995.1118 | -119995.1118 | -738359.9234 | -738359.9234 | -738359.9234 | -738359.9234 | -738359.9234 | -738359.9234 | 0 | 0
$Millions (adjusted) |  |  |  | 0 | 0 | 0 | 0 | 0 | 0 | 4.2887 | 4.2887 | 4.2887 | 4.2887 | 4.2887 | 4.2887 | -0.83223 | -0.83223 | -0.83223 | -0.83223 | -0.83223 | -0.83223 | -0.83223 | -0.83223 | -0.83223 | -0.83223 | -0.83223 | -0.83223 | -0.83223 | -0.83223 | -0.83223 | -0.83223 | -0.83223 | -0.83223 | -0.83223 | -0.83223 | -0.83223 | -0.83223 | -0.83223 | -0.83223 | -0.83223 | -0.83223 | -0.83223 | -0.83223 | -0.83223 | -5.1209 | -5.1209 | -5.1209 | -5.1209 | -5.1209 | -5.1209 | 0 | 0 |  |  | 6415.4466
Discount Factor (Relative to 1/1/2016) = |  |  |  | 0.94787 | 0.89845 | 0.85161 | 0.80722 | 0.76513 | 0.72525 | 0.68744 | 0.6516 | 0.61763 | 0.58543 | 0.55491 | 0.52598 | 0.49856 | 0.47257 | 0.44793 | 0.42458 | 0.40245 | 0.38147 | 0.36158 | 0.34273 | 0.32486 | 0.30793 | 0.29187 | 0.27666 | 0.26223 | 0.24856 | 0.2356 | 0.22332 | 0.21168 | 0.20064 | 0.19018 | 0.18027 | 0.17087 | 0.16196 | 0.15352 | 0.14552 | 0.13793 | 0.13074 | 0.12392 | 0.11746 | 0.11134 | 0.10554 | 0.10003 | 0.094818 | 0.089875 | 0.08519 | 0.080748 | 0.076539 | 0.072549
* Note: A positive (+) avoided cost in a given year represents a cost savings relative to not having a transmission project deferral.
Note on BF17: Todd Kantarek: Behind the meter system warrants T&D losses adjustment factor

## PhII (RES100-Montauk)
Version |  | Based on PSEGLI file: "East End Utility 2_0_Economics_2014_10_13_r28_Sargent_Lundy.xlsx"
Annual Revenue Requirements (Millions of $s)
1) Reference (Transmission only) Case
Project | I/S Year | Investor | Capital (2015$s) | 2016 | 2017 | 2018 | 2019 | 2020 | 2021 | 2022 | 2023 | 2024 | 2025 | 2026 | 2027 | 2028 | 2029 | 2030 | 2031 | 2032 | 2033 | 2034 | 2035 | 2036 | 2037 | 2038 | 2039 | 2040 | 2041 | 2042 | 2043 | 2044 | 2045 | 2046 | 2047 | 2048 | 2049 | 2050 | 2051 | 2052 | 2053 | 2054 | 2055 | 2056 | 2057 | 2058 | 2059 | 2060 | 2061 | 2062 | 2063 | 2064 |  | NPV |  | Proposal Number = | RES100
Transmission Reinforcement I | 2017 | PSEGLI | 197 | 0 | 24.0294 | 24.0294 | 24.0294 | 24.0294 | 24.0294 | 24.0294 | 24.0294 | 24.0294 | 24.0294 | 24.0294 | 24.0294 | 24.0294 | 24.0294 | 24.0294 | 24.0294 | 24.0294 | 24.0294 | 24.0294 | 24.0294 | 24.0294 | 24.0294 | 24.0294 | 24.0294 | 24.0294 | 24.0294 | 24.0294 | 24.0294 | 24.0294 | 24.0294 | 24.0294 | 24.0294 | 24.0294 | 24.0294 | 24.0294 | 24.0294 | [13 empty] | 35 | 350.5464 |  | Proposer Name = | RES America Developments, Inc.
Transmission Reinforcement II | 2018 | PSEGLI | 4.8 | 0 | 0 | 0.60305 | 0.60305 | 0.60305 | 0.60305 | 0.60305 | 0.60305 | 0.60305 | 0.60305 | 0.60305 | 0.60305 | 0.60305 | 0.60305 | 0.60305 | 0.60305 | 0.60305 | 0.60305 | 0.60305 | 0.60305 | 0.60305 | 0.60305 | 0.60305 | 0.60305 | 0.60305 | 0.60305 | 0.60305 | 0.60305 | 0.60305 | 0.60305 | 0.60305 | 0.60305 | 0.60305 | 0.60305 | 0.60305 | 0.60305 | 0.60305 | [12 empty] | 35 | 8.3388 |  | Proposal/Project = | South Fork Mobile Energy Storage Solution
Transmission Reinforcement III | 2019 | PSEGLI | 2.8 | 0 | 0 | 0 | 0.36233 | 0.36233 | 0.36233 | 0.36233 | 0.36233 | 0.36233 | 0.36233 | 0.36233 | 0.36233 | 0.36233 | 0.36233 | 0.36233 | 0.36233 | 0.36233 | 0.36233 | 0.36233 | 0.36233 | 0.36233 | 0.36233 | 0.36233 | 0.36233 | 0.36233 | 0.36233 | 0.36233 | 0.36233 | 0.36233 | 0.36233 | 0.36233 | 0.36233 | 0.36233 | 0.36233 | 0.36233 | 0.36233 | 0.36233 | 0.36233 | [11 empty] | 35 | 4.7491 |  | Option Number = | 1
Transmission Reinforcement IV | 2020 | PSEGLI | 33.2 | 0 | 0 | 0 | 0 | 4.4251 | 4.4251 | 4.4251 | 4.4251 | 4.4251 | 4.4251 | 4.4251 | 4.4251 | 4.4251 | 4.4251 | 4.4251 | 4.4251 | 4.4251 | 4.4251 | 4.4251 | 4.4251 | 4.4251 | 4.4251 | 4.4251 | 4.4251 | 4.4251 | 4.4251 | 4.4251 | 4.4251 | 4.4251 | 4.4251 | 4.4251 | 4.4251 | 4.4251 | 4.4251 | 4.4251 | 4.4251 | 4.4251 | 4.4251 | 4.4251 | [10 empty] | 35 | 54.9758 |  | Location = | 1
Transmission Reinforcement V | 2022 | PSEGLI | 275.5 | 0 | 0 | 0 | 0 | 0 | 0 | 38.957 | 38.957 | 38.957 | 38.957 | 38.957 | 38.957 | 38.957 | 38.957 | 38.957 | 38.957 | 38.957 | 38.957 | 38.957 | 38.957 | 38.957 | 38.957 | 38.957 | 38.957 | 38.957 | 38.957 | 38.957 | 38.957 | 38.957 | 38.957 | 38.957 | 38.957 | 38.957 | 38.957 | 38.957 | 38.957 | 38.957 | 38.957 | 38.957 | 38.957 | 38.957 | [8 empty] | 35 | 434.8353 |  | Technology = | Battery Storage
[56 empty] | Interconnection Points = | Montauk (23kV) or Various
Total |  |  | 513.3 | 0 | 24.0294 | 24.6325 | 24.9948 | 29.42 | 29.42 | 68.377 | 68.377 | 68.377 | 68.377 | 68.377 | 68.377 | 68.377 | 68.377 | 68.377 | 68.377 | 68.377 | 68.377 | 68.377 | 68.377 | 68.377 | 68.377 | 68.377 | 68.377 | 68.377 | 68.377 | 68.377 | 68.377 | 68.377 | 68.377 | 68.377 | 68.377 | 68.377 | 68.377 | 68.377 | 68.377 | 44.3475 | 43.7445 | 43.3821 | 38.957 | 38.957 | 0 | 0 | 0 | 0 | 0 | 0 | 0 | 0 |  | 853.4454 |  | Loss Factor = | 1
2016 NPV @ 5.5%, thru 2035 |  |  |  | 2016: 582.1416
2016 NPV @ 5.5%, thru 2056 |  |  |  | 2016: 853.4454 |  |  |  | MW Required by 2022 (cap) = | 15 | 33 | 15 | Output: NPV of Transmission Avoided Costs for Selected Project (see note*)
[57 empty] | Selected Project Inputs - Area 1 Portion | Selected Project Inputs - Area 2 Portion | Selected Project Inputs - Area 3 Portion | Area 1 | Area 2 | Area 3 | Total | check
[56 empty] | Project kW = | 1000 | 0 | 0
[55 empty] | Capped kW = | 1000 | 1000 | 0 | 0
[56 empty] | Project Area (1, 2, or 3) = | 1 | 2 | 3
[56 empty] | Proportion of Peak Hours Covered = | 100% | 100% | 100%
[55 empty] | Project COD = | 2018
[55 empty] | Effective kW = | 1000 |  |  |  | 1290946.1608 | 0 | 0 | 1290946.1608
[60 empty] | check | check | check
| I/S Year |  | Capital (2015$s) | 2016 | 2017 | 2018 | 2019 | 2020 | 2021 | 2022 | 2023 | 2024 | 2025 | 2026 | 2027 | 2028 | 2029 | 2030 | 2031 | 2032 | 2033 | 2034 | 2035 | 2036 | 2037 | 2038 | 2039 | 2040 | 2041 | 2042 | 2043 | 2044 | 2045 | 2046 | 2047 | 2048 | 2049 | 2050 | 2051 | 2052 | 2053 | 2054 | 2055 | 2056 | 2057 | 2058 | 2059 | 2060 | 2061 | 2062 | 2063 | 2064 |  | MW Required by 2022 | NPV Base $M | Differential NPV $M | Differential NPV $M (adjusted for COD of Selected Project) | Differntial NPV $/MW | NPV of Transmission Avoided Costs for Selected Project
Area I Projects: | [53 empty] | 15
Amagansett Conversion 33 kV | 2017 |  | 8 | 0 | 0.97582 | 0.97582 | 0.97582 | 0.97582 | 0.97582 | 0.97582 | 0.97582 | 0.97582 | 0.97582 | 0.97582 | 0.97582 | 0.97582 | 0.97582 | 0.97582 | 0.97582 | 0.97582 | 0.97582 | 0.97582 | 0.97582 | 0.97582 | 0.97582 | 0.97582 | 0.97582 | 0.97582 | 0.97582 | 0.97582 | 0.97582 | 0.97582 | 0.97582 | 0.97582 | 0.97582 | 0.97582 | 0.97582 | 0.97582 | 0.97582 | [13 empty] | 35 |  | 14.2354
East Hampton Conversion 33 kV | 2017 |  | 3.2 | 0 | 0.39033 | 0.39033 | 0.39033 | 0.39033 | 0.39033 | 0.39033 | 0.39033 | 0.39033 | 0.39033 | 0.39033 | 0.39033 | 0.39033 | 0.39033 | 0.39033 | 0.39033 | 0.39033 | 0.39033 | 0.39033 | 0.39033 | 0.39033 | 0.39033 | 0.39033 | 0.39033 | 0.39033 | 0.39033 | 0.39033 | 0.39033 | 0.39033 | 0.39033 | 0.39033 | 0.39033 | 0.39033 | 0.39033 | 0.39033 | 0.39033 | [13 empty] | 35 |  | 5.6942
Buell Conversion 33 kV | 2017 |  | 3.7 | 0 | 0.45131 | 0.45131 | 0.45131 | 0.45131 | 0.45131 | 0.45131 | 0.45131 | 0.45131 | 0.45131 | 0.45131 | 0.45131 | 0.45131 | 0.45131 | 0.45131 | 0.45131 | 0.45131 | 0.45131 | 0.45131 | 0.45131 | 0.45131 | 0.45131 | 0.45131 | 0.45131 | 0.45131 | 0.45131 | 0.45131 | 0.45131 | 0.45131 | 0.45131 | 0.45131 | 0.45131 | 0.45131 | 0.45131 | 0.45131 | 0.45131 | [13 empty] | 35 |  | 6.5839
Hither Hills Conversion to 33 kV | 2018 |  | 4.8 | 0 | 0 | 0.60305 | 0.60305 | 0.60305 | 0.60305 | 0.60305 | 0.60305 | 0.60305 | 0.60305 | 0.60305 | 0.60305 | 0.60305 | 0.60305 | 0.60305 | 0.60305 | 0.60305 | 0.60305 | 0.60305 | 0.60305 | 0.60305 | 0.60305 | 0.60305 | 0.60305 | 0.60305 | 0.60305 | 0.60305 | 0.60305 | 0.60305 | 0.60305 | 0.60305 | 0.60305 | 0.60305 | 0.60305 | 0.60305 | 0.60305 | 0.60305 | [12 empty] | 35 |  | 8.3388
Culloden Pt Conversion to 33 kV | 2019 |  | 2.8 | 0 | 0 | 0 | 0.36233 | 0.36233 | 0.36233 | 0.36233 | 0.36233 | 0.36233 | 0.36233 | 0.36233 | 0.36233 | 0.36233 | 0.36233 | 0.36233 | 0.36233 | 0.36233 | 0.36233 | 0.36233 | 0.36233 | 0.36233 | 0.36233 | 0.36233 | 0.36233 | 0.36233 | 0.36233 | 0.36233 | 0.36233 | 0.36233 | 0.36233 | 0.36233 | 0.36233 | 0.36233 | 0.36233 | 0.36233 | 0.36233 | 0.36233 | 0.36233 | [11 empty] | 35 |  | 4.7491
No Deferral |  |  | 22.5 |  | 1.8175 | 2.4205 | 2.7828 | 2.7828 | 2.7828 | 2.7828 | 2.7828 | 2.7828 | 2.7828 | 2.7828 | 2.7828 | 2.7828 | 2.7828 | 2.7828 | 2.7828 | 2.7828 | 2.7828 | 2.7828 | 2.7828 | 2.7828 | 2.7828 | 2.7828 | 2.7828 | 2.7828 | 2.7828 | 2.7828 | 2.7828 | 2.7828 | 2.7828 | 2.7828 | 2.7828 | 2.7828 | 2.7828 | 2.7828 | 2.7828 | 0.96539 | 0.36233 | 0 | 0 | 0 | [10 empty] | 39.6013
Amagansett Conversion 33 kV | 2030 |  | 8 | [14 empty] | 1.433 | 1.433 | 1.433 | 1.433 | 1.433 | 1.433 | 1.433 | 1.433 | 1.433 | 1.433 | 1.433 | 1.433 | 1.433 | 1.433 | 1.433 | 1.433 | 1.433 | 1.433 | 1.433 | 1.433 | 1.433 | 1.433 | 1.433 | 1.433 | 1.433 | 1.433 | 1.433 | 1.433 | 1.433 | 1.433 | 1.433 | 1.433 | 1.433 | 1.433 | 1.433 | 35 |  | 10.4225 | 3.8129 | 0 | 0 | 0
East Hampton Conversion 33 kV | 2030 |  | 3.2 | [14 empty] | 0.57321 | 0.57321 | 0.57321 | 0.57321 | 0.57321 | 0.57321 | 0.57321 | 0.57321 | 0.57321 | 0.57321 | 0.57321 | 0.57321 | 0.57321 | 0.57321 | 0.57321 | 0.57321 | 0.57321 | 0.57321 | 0.57321 | 0.57321 | 0.57321 | 0.57321 | 0.57321 | 0.57321 | 0.57321 | 0.57321 | 0.57321 | 0.57321 | 0.57321 | 0.57321 | 0.57321 | 0.57321 | 0.57321 | 0.57321 | 0.57321 | 35 |  | 4.169 | 1.5252 | 0 | 0 | 0
Buell Conversion 33 kV | 2030 |  | 3.7 | [14 empty] | 0.66277 | 0.66277 | 0.66277 | 0.66277 | 0.66277 | 0.66277 | 0.66277 | 0.66277 | 0.66277 | 0.66277 | 0.66277 | 0.66277 | 0.66277 | 0.66277 | 0.66277 | 0.66277 | 0.66277 | 0.66277 | 0.66277 | 0.66277 | 0.66277 | 0.66277 | 0.66277 | 0.66277 | 0.66277 | 0.66277 | 0.66277 | 0.66277 | 0.66277 | 0.66277 | 0.66277 | 0.66277 | 0.66277 | 0.66277 | 0.66277 | 35 |  | 4.8204 | 1.7635 | 0 | 0 | 0
Hither Hills Conversion to 33 kV | 2030 |  | 4.8 | [14 empty] | 0.85981 | 0.85981 | 0.85981 | 0.85981 | 0.85981 | 0.85981 | 0.85981 | 0.85981 | 0.85981 | 0.85981 | 0.85981 | 0.85981 | 0.85981 | 0.85981 | 0.85981 | 0.85981 | 0.85981 | 0.85981 | 0.85981 | 0.85981 | 0.85981 | 0.85981 | 0.85981 | 0.85981 | 0.85981 | 0.85981 | 0.85981 | 0.85981 | 0.85981 | 0.85981 | 0.85981 | 0.85981 | 0.85981 | 0.85981 | 0.85981 | 35 |  | 6.2535 | 2.0853 | 2.0853 | 139022.8879 | 139022.8879
Culloden Pt Conversion to 33 kV | 2030 |  | 2.8 | [14 empty] | 0.50156 | 0.50156 | 0.50156 | 0.50156 | 0.50156 | 0.50156 | 0.50156 | 0.50156 | 0.50156 | 0.50156 | 0.50156 | 0.50156 | 0.50156 | 0.50156 | 0.50156 | 0.50156 | 0.50156 | 0.50156 | 0.50156 | 0.50156 | 0.50156 | 0.50156 | 0.50156 | 0.50156 | 0.50156 | 0.50156 | 0.50156 | 0.50156 | 0.50156 | 0.50156 | 0.50156 | 0.50156 | 0.50156 | 0.50156 | 0.50156 | 35 |  | 3.6479 | 1.1012 | 1.1012 | 73412.135 | 73412.135
Deferral to Indicated Year |  |  | 22.5 | [6 empty] | 0 | 0 | 0 | 0 | 0 | 0 | 0 | 0 | 4.0304 | 4.0304 | 4.0304 | 4.0304 | 4.0304 | 4.0304 | 4.0304 | 4.0304 | 4.0304 | 4.0304 | 4.0304 | 4.0304 | 4.0304 | 4.0304 | 4.0304 | 4.0304 | 4.0304 | 4.0304 | 4.0304 | 4.0304 | 4.0304 | 4.0304 | 4.0304 | 4.0304 | 4.0304 | 4.0304 | 4.0304 | 4.0304 | 4.0304 | 4.0304 | 4.0304 | 4.0304 | 4.0304 | 4.0304 | 4.0304 | 35 |  | 29.3132 | 10.2881 | 3.1865 | 212435.0229 | 212435.0229 | =Area I Portion
[59 empty] | 1290946.1608 | =Area I+II+III Portions
Annual Avoided Costs for Deferral to Indicated Year:
Amagansett Conversion 33 kV | 2030 |  |  | 0 | 0.97582 | 0.97582 | 0.97582 | 0.97582 | 0.97582 | 0.97582 | 0.97582 | 0.97582 | 0.97582 | 0.97582 | 0.97582 | 0.97582 | 0.97582 | -0.4572 | -0.4572 | -0.4572 | -0.4572 | -0.4572 | -0.4572 | -0.4572 | -0.4572 | -0.4572 | -0.4572 | -0.4572 | -0.4572 | -0.4572 | -0.4572 | -0.4572 | -0.4572 | -0.4572 | -0.4572 | -0.4572 | -0.4572 | -0.4572 | -0.4572 | -1.433 | -1.433 | -1.433 | -1.433 | -1.433 | -1.433 | -1.433 | -1.433 | -1.433 | -1.433 | -1.433 | -1.433 | -1.433 | 35 |  |  | 3.8129
East Hampton Conversion 33 kV | 2030 |  |  | 0 | 0.39033 | 0.39033 | 0.39033 | 0.39033 | 0.39033 | 0.39033 | 0.39033 | 0.39033 | 0.39033 | 0.39033 | 0.39033 | 0.39033 | 0.39033 | -0.18288 | -0.18288 | -0.18288 | -0.18288 | -0.18288 | -0.18288 | -0.18288 | -0.18288 | -0.18288 | -0.18288 | -0.18288 | -0.18288 | -0.18288 | -0.18288 | -0.18288 | -0.18288 | -0.18288 | -0.18288 | -0.18288 | -0.18288 | -0.18288 | -0.18288 | -0.57321 | -0.57321 | -0.57321 | -0.57321 | -0.57321 | -0.57321 | -0.57321 | -0.57321 | -0.57321 | -0.57321 | -0.57321 | -0.57321 | -0.57321 | 35 |  |  | 1.5252
Buell Conversion 33 kV | 2030 |  |  | 0 | 0.45131 | 0.45131 | 0.45131 | 0.45131 | 0.45131 | 0.45131 | 0.45131 | 0.45131 | 0.45131 | 0.45131 | 0.45131 | 0.45131 | 0.45131 | -0.21146 | -0.21146 | -0.21146 | -0.21146 | -0.21146 | -0.21146 | -0.21146 | -0.21146 | -0.21146 | -0.21146 | -0.21146 | -0.21146 | -0.21146 | -0.21146 | -0.21146 | -0.21146 | -0.21146 | -0.21146 | -0.21146 | -0.21146 | -0.21146 | -0.21146 | -0.66277 | -0.66277 | -0.66277 | -0.66277 | -0.66277 | -0.66277 | -0.66277 | -0.66277 | -0.66277 | -0.66277 | -0.66277 | -0.66277 | -0.66277 | 35 |  |  | 1.7635
Hither Hills Conversion to 33 kV | 2030 |  |  | 0 | 0 | 0.60305 | 0.60305 | 0.60305 | 0.60305 | 0.60305 | 0.60305 | 0.60305 | 0.60305 | 0.60305 | 0.60305 | 0.60305 | 0.60305 | -0.25676 | -0.25676 | -0.25676 | -0.25676 | -0.25676 | -0.25676 | -0.25676 | -0.25676 | -0.25676 | -0.25676 | -0.25676 | -0.25676 | -0.25676 | -0.25676 | -0.25676 | -0.25676 | -0.25676 | -0.25676 | -0.25676 | -0.25676 | -0.25676 | -0.25676 | -0.25676 | -0.85981 | -0.85981 | -0.85981 | -0.85981 | -0.85981 | -0.85981 | -0.85981 | -0.85981 | -0.85981 | -0.85981 | -0.85981 | -0.85981 | 35 |  |  | 2.0853
Culloden Pt Conversion to 33 kV | 2030 |  |  | 0 | 0 | 0 | 0.36233 | 0.36233 | 0.36233 | 0.36233 | 0.36233 | 0.36233 | 0.36233 | 0.36233 | 0.36233 | 0.36233 | 0.36233 | -0.13922 | -0.13922 | -0.13922 | -0.13922 | -0.13922 | -0.13922 | -0.13922 | -0.13922 | -0.13922 | -0.13922 | -0.13922 | -0.13922 | -0.13922 | -0.13922 | -0.13922 | -0.13922 | -0.13922 | -0.13922 | -0.13922 | -0.13922 | -0.13922 | -0.13922 | -0.13922 | -0.13922 | -0.50156 | -0.50156 | -0.50156 | -0.50156 | -0.50156 | -0.50156 | -0.50156 | -0.50156 | -0.50156 | -0.50156 | -0.50156 | 35 |  |  | 1.1012
Area II Projects: | [53 empty] | 33
Bridgehampton - Buell New 69 kV UG Cable | 2020 |  | 33.2 | 0 | 0 | 0 | 0 | 4.4251 | 4.4251 | 4.4251 | 4.4251 | 4.4251 | 4.4251 | 4.4251 | 4.4251 | 4.4251 | 4.4251 | 4.4251 | 4.4251 | 4.4251 | 4.4251 | 4.4251 | 4.4251 | 4.4251 | 4.4251 | 4.4251 | 4.4251 | 4.4251 | 4.4251 | 4.4251 | 4.4251 | 4.4251 | 4.4251 | 4.4251 | 4.4251 | 4.4251 | 4.4251 | 4.4251 | 4.4251 | 4.4251 | 4.4251 | 4.4251 | [10 empty] | 35 |  | 54.9758
No Deferral |  |  | 33.2 |  | 0 | 0 | 0 | 4.4251 | 4.4251 | 4.4251 | 4.4251 | 4.4251 | 4.4251 | 4.4251 | 4.4251 | 4.4251 | 4.4251 | 4.4251 | 4.4251 | 4.4251 | 4.4251 | 4.4251 | 4.4251 | 4.4251 | 4.4251 | 4.4251 | 4.4251 | 4.4251 | 4.4251 | 4.4251 | 4.4251 | 4.4251 | 4.4251 | 4.4251 | 4.4251 | 4.4251 | 4.4251 | 4.4251 | 4.4251 | 4.4251 | 4.4251 | 4.4251 | [10 empty] | 35 |  | 54.9758
Bridgehampton - Buell New 69 kV UG Cable | 2026 |  | 33.2 | [10 empty] | 5.2839 | 5.2839 | 5.2839 | 5.2839 | 5.2839 | 5.2839 | 5.2839 | 5.2839 | 5.2839 | 5.2839 | 5.2839 | 5.2839 | 5.2839 | 5.2839 | 5.2839 | 5.2839 | 5.2839 | 5.2839 | 5.2839 | 5.2839 | 5.2839 | 5.2839 | 5.2839 | 5.2839 | 5.2839 | 5.2839 | 5.2839 | 5.2839 | 5.2839 | 5.2839 | 5.2839 | 5.2839 | 5.2839 | 5.2839 | 5.2839 |  |  |  |  | 35 |  | 47.608 | 7.3678 | 7.3678 | 153495.4058 | 153495.4058
Deferral to Indicated Year |  |  | 33.2 | [6 empty] | 0 | 0 | 0 | 0 | 5.2839 | 5.2839 | 5.2839 | 5.2839 | 5.2839 | 5.2839 | 5.2839 | 5.2839 | 5.2839 | 5.2839 | 5.2839 | 5.2839 | 5.2839 | 5.2839 | 5.2839 | 5.2839 | 5.2839 | 5.2839 | 5.2839 | 5.2839 | 5.2839 | 5.2839 | 5.2839 | 5.2839 | 5.2839 | 5.2839 | 5.2839 | 5.2839 | 5.2839 | 5.2839 | 5.2839 | 5.2839 | 5.2839 | 5.2839 | 5.2839 |  |  |  |  | 35 |  | 47.608 | 7.3678 | 7.3678 | 153495.4058 | 153495.4058 | =Area II Portion
[59 empty] | 1078511.1378 | =Area II+III Portions
Annual Avoided Costs for Deferral to Indicated Year:
Bridgehampton - Buell New 69 kV UG Cable | 2026 |  |  | 0 | 0 | 0 | 0 | 4.4251 | 4.4251 | 4.4251 | 4.4251 | 4.4251 | 4.4251 | -0.85871 | -0.85871 | -0.85871 | -0.85871 | -0.85871 | -0.85871 | -0.85871 | -0.85871 | -0.85871 | -0.85871 | -0.85871 | -0.85871 | -0.85871 | -0.85871 | -0.85871 | -0.85871 | -0.85871 | -0.85871 | -0.85871 | -0.85871 | -0.85871 | -0.85871 | -0.85871 | -0.85871 | -0.85871 | -0.85871 | -0.85871 | -0.85871 | -0.85871 | -5.2839 | -5.2839 | -5.2839 | -5.2839 | -5.2839 | -5.2839 |  |  |  |  | 35 |  |  | 7.3678
0
Area III Projects: | [52 empty] | 0 | 15
New Canal - Southampton Cable | 2017 |  | 37.6 | 0 | 4.5863 | 4.5863 | 4.5863 | 4.5863 | 4.5863 | 4.5863 | 4.5863 | 4.5863 | 4.5863 | 4.5863 | 4.5863 | 4.5863 | 4.5863 | 4.5863 | 4.5863 | 4.5863 | 4.5863 | 4.5863 | 4.5863 | 4.5863 | 4.5863 | 4.5863 | 4.5863 | 4.5863 | 4.5863 | 4.5863 | 4.5863 | 4.5863 | 4.5863 | 4.5863 | 4.5863 | 4.5863 | 4.5863 | 4.5863 | 4.5863 | [13 empty] | 35 |  | 66.9063
Upgrade Wildwood - Riverhead to 138 kV | 2017 |  | 7.7 | 0 | 0.93922 | 0.93922 | 0.93922 | 0.93922 | 0.93922 | 0.93922 | 0.93922 | 0.93922 | 0.93922 | 0.93922 | 0.93922 | 0.93922 | 0.93922 | 0.93922 | 0.93922 | 0.93922 | 0.93922 | 0.93922 | 0.93922 | 0.93922 | 0.93922 | 0.93922 | 0.93922 | 0.93922 | 0.93922 | 0.93922 | 0.93922 | 0.93922 | 0.93922 | 0.93922 | 0.93922 | 0.93922 | 0.93922 | 0.93922 | 0.93922 | [13 empty] | 35 |  | 13.7016
Riverhead Canal 2nd Line and Bank | 2017 |  | 136.8 | 0 | 16.6864 | 16.6864 | 16.6864 | 16.6864 | 16.6864 | 16.6864 | 16.6864 | 16.6864 | 16.6864 | 16.6864 | 16.6864 | 16.6864 | 16.6864 | 16.6864 | 16.6864 | 16.6864 | 16.6864 | 16.6864 | 16.6864 | 16.6864 | 16.6864 | 16.6864 | 16.6864 | 16.6864 | 16.6864 | 16.6864 | 16.6864 | 16.6864 | 16.6864 | 16.6864 | 16.6864 | 16.6864 | 16.6864 | 16.6864 | 16.6864 | [13 empty] | 35 |  | 243.4251
Canal - Wainscott New 138 kV UG Cable | 2022 |  | 275.5 | 0 | 0 | 0 | 0 | 0 | 0 | 38.957 | 38.957 | 38.957 | 38.957 | 38.957 | 38.957 | 38.957 | 38.957 | 38.957 | 38.957 | 38.957 | 38.957 | 38.957 | 38.957 | 38.957 | 38.957 | 38.957 | 38.957 | 38.957 | 38.957 | 38.957 | 38.957 | 38.957 | 38.957 | 38.957 | 38.957 | 38.957 | 38.957 | 38.957 | 38.957 | 38.957 | 38.957 | 38.957 | 38.957 | 38.957 | [8 empty] | 35 |  | 434.8353
No Deferral |  |  | 457.6 |  | 22.212 | 22.212 | 22.212 | 22.212 | 22.212 | 61.169 | 61.169 | 61.169 | 61.169 | 61.169 | 61.169 | 61.169 | 61.169 | 61.169 | 61.169 | 61.169 | 61.169 | 61.169 | 61.169 | 61.169 | 61.169 | 61.169 | 61.169 | 61.169 | 61.169 | 61.169 | 61.169 | 61.169 | 61.169 | 61.169 | 61.169 | 61.169 | 61.169 | 61.169 | 61.169 | 38.957 | 38.957 | 38.957 | 38.957 | 38.957 | [10 empty] | 758.8683
New Canal - Southampton Cable | 2023 |  | 37.6 | [7 empty] | 5.4763 | 5.4763 | 5.4763 | 5.4763 | 5.4763 | 5.4763 | 5.4763 | 5.4763 | 5.4763 | 5.4763 | 5.4763 | 5.4763 | 5.4763 | 5.4763 | 5.4763 | 5.4763 | 5.4763 | 5.4763 | 5.4763 | 5.4763 | 5.4763 | 5.4763 | 5.4763 | 5.4763 | 5.4763 | 5.4763 | 5.4763 | 5.4763 | 5.4763 | 5.4763 | 5.4763 | 5.4763 | 5.4763 | 5.4763 | 5.4763 | [7 empty] | 35 |  | 57.9396 | 8.9667 | 0 | 0 | 0
Upgrade Wildwood - Riverhead to 138 kV | 2022 |  | 7.7 | [6 empty] | 1.0888 | 1.0888 | 1.0888 | 1.0888 | 1.0888 | 1.0888 | 1.0888 | 1.0888 | 1.0888 | 1.0888 | 1.0888 | 1.0888 | 1.0888 | 1.0888 | 1.0888 | 1.0888 | 1.0888 | 1.0888 | 1.0888 | 1.0888 | 1.0888 | 1.0888 | 1.0888 | 1.0888 | 1.0888 | 1.0888 | 1.0888 | 1.0888 | 1.0888 | 1.0888 | 1.0888 | 1.0888 | 1.0888 | 1.0888 | 1.0888 | [8 empty] | 35 |  | 12.1533 | 1.5483 | 0 | 0 | 0
Riverhead Canal 2nd Line and Bank | 2023 |  | 136.8 | [7 empty] | 19.9245 | 19.9245 | 19.9245 | 19.9245 | 19.9245 | 19.9245 | 19.9245 | 19.9245 | 19.9245 | 19.9245 | 19.9245 | 19.9245 | 19.9245 | 19.9245 | 19.9245 | 19.9245 | 19.9245 | 19.9245 | 19.9245 | 19.9245 | 19.9245 | 19.9245 | 19.9245 | 19.9245 | 19.9245 | 19.9245 | 19.9245 | 19.9245 | 19.9245 | 19.9245 | 19.9245 | 19.9245 | 19.9245 | 19.9245 | 19.9245 | [7 empty] | 35 |  | 210.8017 | 32.6235 | 0 | 0 | 0
Canal - Wainscott New 138 kV UG Cable | 2028 |  | 275.5 | [12 empty] | 46.5167 | 46.5167 | 46.5167 | 46.5167 | 46.5167 | 46.5167 | 46.5167 | 46.5167 | 46.5167 | 46.5167 | 46.5167 | 46.5167 | 46.5167 | 46.5167 | 46.5167 | 46.5167 | 46.5167 | 46.5167 | 46.5167 | 46.5167 | 46.5167 | 46.5167 | 46.5167 | 46.5167 | 46.5167 | 46.5167 | 46.5167 | 46.5167 | 46.5167 | 46.5167 | 46.5167 | 46.5167 | 46.5167 | 46.5167 | 46.5167 |  |  | 35 |  | 376.5593 | 58.276 | 58.276 | 925015.732 | 925015.732
Deferral to Indicated Year |  |  | 457.6 | [6 empty] | 1.0888 | 26.4896 | 26.4896 | 26.4896 | 26.4896 | 26.4896 | 73.0063 | 73.0063 | 73.0063 | 73.0063 | 73.0063 | 73.0063 | 73.0063 | 73.0063 | 73.0063 | 73.0063 | 73.0063 | 73.0063 | 73.0063 | 73.0063 | 73.0063 | 73.0063 | 73.0063 | 73.0063 | 73.0063 | 73.0063 | 73.0063 | 73.0063 | 73.0063 | 73.0063 | 73.0063 | 73.0063 | 73.0063 | 73.0063 | 73.0063 | 71.9175 | 46.5167 | 46.5167 | 46.5167 | 46.5167 | 46.5167 |  |  | 41 |  | 657.4539 | 101.4144 | 58.276 | 925015.732 | 925015.732 | =Area III Portion
[59 empty] | 925015.732 | =Area III Portion
Annual Avoided Costs for Deferral to Indicated Year:
New Canal - Southampton Cable | 2023 |  |  | 0 | 4.5863 | 4.5863 | 4.5863 | 4.5863 | 4.5863 | 4.5863 | -0.88999 | -0.88999 | -0.88999 | -0.88999 | -0.88999 | -0.88999 | -0.88999 | -0.88999 | -0.88999 | -0.88999 | -0.88999 | -0.88999 | -0.88999 | -0.88999 | -0.88999 | -0.88999 | -0.88999 | -0.88999 | -0.88999 | -0.88999 | -0.88999 | -0.88999 | -0.88999 | -0.88999 | -0.88999 | -0.88999 | -0.88999 | -0.88999 | -0.88999 | -5.4763 | -5.4763 | -5.4763 | -5.4763 | -5.4763 | -5.4763 | 0 | 0 | 0 | 0 | 0 |  |  | 35 |  |  | 8.9667
Upgrade Wildwood - Riverhead to 138 kV | 2022 |  |  | 0 | 0.93922 | 0.93922 | 0.93922 | 0.93922 | 0.93922 | -0.14959 | -0.14959 | -0.14959 | -0.14959 | -0.14959 | -0.14959 | -0.14959 | -0.14959 | -0.14959 | -0.14959 | -0.14959 | -0.14959 | -0.14959 | -0.14959 | -0.14959 | -0.14959 | -0.14959 | -0.14959 | -0.14959 | -0.14959 | -0.14959 | -0.14959 | -0.14959 | -0.14959 | -0.14959 | -0.14959 | -0.14959 | -0.14959 | -0.14959 | -0.14959 | -1.0888 | -1.0888 | -1.0888 | -1.0888 | -1.0888 | 0 | 0 | 0 | 0 | 0 | 0 |  |  | 35 |  |  | 1.5483
Riverhead Canal 2nd Line and Bank | 2023 |  |  | 0 | 16.6864 | 16.6864 | 16.6864 | 16.6864 | 16.6864 | 16.6864 | -3.238 | -3.238 | -3.238 | -3.238 | -3.238 | -3.238 | -3.238 | -3.238 | -3.238 | -3.238 | -3.238 | -3.238 | -3.238 | -3.238 | -3.238 | -3.238 | -3.238 | -3.238 | -3.238 | -3.238 | -3.238 | -3.238 | -3.238 | -3.238 | -3.238 | -3.238 | -3.238 | -3.238 | -3.238 | -19.9245 | -19.9245 | -19.9245 | -19.9245 | -19.9245 | -19.9245 | 0 | 0 | 0 | 0 | 0 |  |  | 35 |  |  | 32.6235
Canal - Wainscott New 138 kV UG Cable | 2028 |  |  | 0 | 0 | 0 | 0 | 0 | 0 | 38.957 | 38.957 | 38.957 | 38.957 | 38.957 | 38.957 | -7.5597 | -7.5597 | -7.5597 | -7.5597 | -7.5597 | -7.5597 | -7.5597 | -7.5597 | -7.5597 | -7.5597 | -7.5597 | -7.5597 | -7.5597 | -7.5597 | -7.5597 | -7.5597 | -7.5597 | -7.5597 | -7.5597 | -7.5597 | -7.5597 | -7.5597 | -7.5597 | -7.5597 | -7.5597 | -7.5597 | -7.5597 | -7.5597 | -7.5597 | -46.5167 | -46.5167 | -46.5167 | -46.5167 | -46.5167 | -46.5167 | [5 empty] | 58.276
Total - All Areas (No Deferrals,$Millions) |  |  | 513.3 |  | 24.0294 | 24.6325 | 24.9948 | 29.42 | 29.42 | 68.377 | 68.377 | 68.377 | 68.377 | 68.377 | 68.377 | 68.377 | 68.377 | 68.377 | 68.377 | 68.377 | 68.377 | 68.377 | 68.377 | 68.377 | 68.377 | 68.377 | 68.377 | 68.377 | 68.377 | 68.377 | 68.377 | 68.377 | 68.377 | 68.377 | 68.377 | 68.377 | 68.377 | 68.377 | 68.377 | 44.3475 | 43.7445 | 43.3821 | 38.957 | 38.957 | 0 | 0 | 0 | 0 | 0 | 0 | 0 | 0 |  | 63 | 853.4454 | 119.0703 | = max. total avoided cost in portfolio
Annual Avoided Costs for Deferrals - Area 1 Proposal: (see note*) | Deferral Year |  |  | 2016 | 2017 | 2018 | 2019 | 2020 | 2021 | 2022 | 2023 | 2024 | 2025 | 2026 | 2027 | 2028 | 2029 | 2030 | 2031 | 2032 | 2033 | 2034 | 2035 | 2036 | 2037 | 2038 | 2039 | 2040 | 2041 | 2042 | 2043 | 2044 | 2045 | 2046 | 2047 | 2048 | 2049 | 2050 | 2051 | 2052 | 2053 | 2054 | 2055 | 2056 | 2057 | 2058 | 2059 | 2060 | 2061 | 2062 | 2063 | 2064 |  |  | Differential NPV $M |  | Differential NPV $M (adjusted for COD of Selected Project) | Differntial NPV $/MW | NPV of Transmission Avoided Costs for Selected Project
Area I Projects:
Amagansett Conversion 33 kV | 2030 |  |  | 0 | 0.97582 | 0.97582 | 0.97582 | 0.97582 | 0.97582 | 0.97582 | 0.97582 | 0.97582 | 0.97582 | 0.97582 | 0.97582 | 0.97582 | 0.97582 | -0.4572 | -0.4572 | -0.4572 | -0.4572 | -0.4572 | -0.4572 | -0.4572 | -0.4572 | -0.4572 | -0.4572 | -0.4572 | -0.4572 | -0.4572 | -0.4572 | -0.4572 | -0.4572 | -0.4572 | -0.4572 | -0.4572 | -0.4572 | -0.4572 | -0.4572 | -1.433 | -1.433 | -1.433 | -1.433 | -1.433 | -1.433 | -1.433 | -1.433 | -1.433 | -1.433 | -1.433 | -1.433 | -1.433 |  |  | 3.8129 |  | 0 | 0 | 0
East Hampton Conversion 33 kV | 2030 |  |  | 0 | 0.39033 | 0.39033 | 0.39033 | 0.39033 | 0.39033 | 0.39033 | 0.39033 | 0.39033 | 0.39033 | 0.39033 | 0.39033 | 0.39033 | 0.39033 | -0.18288 | -0.18288 | -0.18288 | -0.18288 | -0.18288 | -0.18288 | -0.18288 | -0.18288 | -0.18288 | -0.18288 | -0.18288 | -0.18288 | -0.18288 | -0.18288 | -0.18288 | -0.18288 | -0.18288 | -0.18288 | -0.18288 | -0.18288 | -0.18288 | -0.18288 | -0.57321 | -0.57321 | -0.57321 | -0.57321 | -0.57321 | -0.57321 | -0.57321 | -0.57321 | -0.57321 | -0.57321 | -0.57321 | -0.57321 | -0.57321 |  |  | 1.5252 |  | 0 | 0 | 0
Buell Conversion 33 kV | 2030 |  |  | 0 | 0.45131 | 0.45131 | 0.45131 | 0.45131 | 0.45131 | 0.45131 | 0.45131 | 0.45131 | 0.45131 | 0.45131 | 0.45131 | 0.45131 | 0.45131 | -0.21146 | -0.21146 | -0.21146 | -0.21146 | -0.21146 | -0.21146 | -0.21146 | -0.21146 | -0.21146 | -0.21146 | -0.21146 | -0.21146 | -0.21146 | -0.21146 | -0.21146 | -0.21146 | -0.21146 | -0.21146 | -0.21146 | -0.21146 | -0.21146 | -0.21146 | -0.66277 | -0.66277 | -0.66277 | -0.66277 | -0.66277 | -0.66277 | -0.66277 | -0.66277 | -0.66277 | -0.66277 | -0.66277 | -0.66277 | -0.66277 |  |  | 1.7635 |  | 0 | 0 | 0
Hither Hills Conversion to 33 kV | 2030 |  |  | 0 | 0 | 0.60305 | 0.60305 | 0.60305 | 0.60305 | 0.60305 | 0.60305 | 0.60305 | 0.60305 | 0.60305 | 0.60305 | 0.60305 | 0.60305 | -0.25676 | -0.25676 | -0.25676 | -0.25676 | -0.25676 | -0.25676 | -0.25676 | -0.25676 | -0.25676 | -0.25676 | -0.25676 | -0.25676 | -0.25676 | -0.25676 | -0.25676 | -0.25676 | -0.25676 | -0.25676 | -0.25676 | -0.25676 | -0.25676 | -0.25676 | -0.25676 | -0.85981 | -0.85981 | -0.85981 | -0.85981 | -0.85981 | -0.85981 | -0.85981 | -0.85981 | -0.85981 | -0.85981 | -0.85981 | -0.85981 |  |  | 2.0853 |  | 2.0853 | 139022.8879 | 139022.8879
Culloden Pt Conversion to 33 kV | 2030 |  |  | 0 | 0 | 0 | 0.36233 | 0.36233 | 0.36233 | 0.36233 | 0.36233 | 0.36233 | 0.36233 | 0.36233 | 0.36233 | 0.36233 | 0.36233 | -0.13922 | -0.13922 | -0.13922 | -0.13922 | -0.13922 | -0.13922 | -0.13922 | -0.13922 | -0.13922 | -0.13922 | -0.13922 | -0.13922 | -0.13922 | -0.13922 | -0.13922 | -0.13922 | -0.13922 | -0.13922 | -0.13922 | -0.13922 | -0.13922 | -0.13922 | -0.13922 | -0.13922 | -0.50156 | -0.50156 | -0.50156 | -0.50156 | -0.50156 | -0.50156 | -0.50156 | -0.50156 | -0.50156 | -0.50156 | -0.50156 |  |  | 1.1012 |  | 1.1012 | 73412.135 | 73412.135
[59 empty] | 212435.0229 | =Area I Portion
Area II Projects: | [58 empty] | 1290946.1608 | =Area I+II+III Portions
Bridgehampton - Buell New 69 kV UG Cable | 2026 |  |  | 0 | 0 | 0 | 0 | 4.4251 | 4.4251 | 4.4251 | 4.4251 | 4.4251 | 4.4251 | -0.85871 | -0.85871 | -0.85871 | -0.85871 | -0.85871 | -0.85871 | -0.85871 | -0.85871 | -0.85871 | -0.85871 | -0.85871 | -0.85871 | -0.85871 | -0.85871 | -0.85871 | -0.85871 | -0.85871 | -0.85871 | -0.85871 | -0.85871 | -0.85871 | -0.85871 | -0.85871 | -0.85871 | -0.85871 | -0.85871 | -0.85871 | -0.85871 | -0.85871 | -5.2839 | -5.2839 | -5.2839 | -5.2839 | -5.2839 | -5.2839 | 0 | 0 | 0 | 0 |  |  | 7.3678 |  | 7.3678 | 153495.4058 | 153495.4058
[59 empty] | 153495.4058 | =Area II Portion
Area III Projects: | [58 empty] | 1078511.1378 | =Area II+III Portions
New Canal - Southampton Cable | 2023 |  |  | 0 | 4.5863 | 4.5863 | 4.5863 | 4.5863 | 4.5863 | 4.5863 | -0.88999 | -0.88999 | -0.88999 | -0.88999 | -0.88999 | -0.88999 | -0.88999 | -0.88999 | -0.88999 | -0.88999 | -0.88999 | -0.88999 | -0.88999 | -0.88999 | -0.88999 | -0.88999 | -0.88999 | -0.88999 | -0.88999 | -0.88999 | -0.88999 | -0.88999 | -0.88999 | -0.88999 | -0.88999 | -0.88999 | -0.88999 | -0.88999 | -0.88999 | -5.4763 | -5.4763 | -5.4763 | -5.4763 | -5.4763 | -5.4763 | 0 | 0 | 0 | 0 | 0 | 0 | 0 |  |  | 8.9667 |  | 0 | 0 | 0
Upgrade Wildwood - Riverhead to 138 kV | 2022 |  |  | 0 | 0.93922 | 0.93922 | 0.93922 | 0.93922 | 0.93922 | -0.14959 | -0.14959 | -0.14959 | -0.14959 | -0.14959 | -0.14959 | -0.14959 | -0.14959 | -0.14959 | -0.14959 | -0.14959 | -0.14959 | -0.14959 | -0.14959 | -0.14959 | -0.14959 | -0.14959 | -0.14959 | -0.14959 | -0.14959 | -0.14959 | -0.14959 | -0.14959 | -0.14959 | -0.14959 | -0.14959 | -0.14959 | -0.14959 | -0.14959 | -0.14959 | -1.0888 | -1.0888 | -1.0888 | -1.0888 | -1.0888 | 0 | 0 | 0 | 0 | 0 | 0 | 0 | 0 |  |  | 1.5483 |  | 0 | 0 | 0
Riverhead Canal 2nd Line and Bank | 2023 |  |  | 0 | 16.6864 | 16.6864 | 16.6864 | 16.6864 | 16.6864 | 16.6864 | -3.238 | -3.238 | -3.238 | -3.238 | -3.238 | -3.238 | -3.238 | -3.238 | -3.238 | -3.238 | -3.238 | -3.238 | -3.238 | -3.238 | -3.238 | -3.238 | -3.238 | -3.238 | -3.238 | -3.238 | -3.238 | -3.238 | -3.238 | -3.238 | -3.238 | -3.238 | -3.238 | -3.238 | -3.238 | -19.9245 | -19.9245 | -19.9245 | -19.9245 | -19.9245 | -19.9245 | 0 | 0 | 0 | 0 | 0 | 0 | 0 |  |  | 32.6235 |  | 0 | 0 | 0
Canal - Wainscott New 138 kV UG Cable | 2028 |  |  | 0 | 0 | 0 | 0 | 0 | 0 | 38.957 | 38.957 | 38.957 | 38.957 | 38.957 | 38.957 | -7.5597 | -7.5597 | -7.5597 | -7.5597 | -7.5597 | -7.5597 | -7.5597 | -7.5597 | -7.5597 | -7.5597 | -7.5597 | -7.5597 | -7.5597 | -7.5597 | -7.5597 | -7.5597 | -7.5597 | -7.5597 | -7.5597 | -7.5597 | -7.5597 | -7.5597 | -7.5597 | -7.5597 | -7.5597 | -7.5597 | -7.5597 | -7.5597 | -7.5597 | -46.5167 | -46.5167 | -46.5167 | -46.5167 | -46.5167 | -46.5167 | 0 | 0 |  |  | 58.276 |  | 58.276 | 925015.732 | 925015.732
[59 empty] | 925015.732 | =Area III Portion
Total - Area 1 Proposal, $Millions (unadjusted) |  |  |  | 0 | 0 | 0.60305 | 0.96539 | 5.3905 | 5.3905 | 44.3475 | 44.3475 | 44.3475 | 44.3475 | 39.0637 | 39.0637 | -7.453 | -7.453 | -8.8144 | -8.8144 | -8.8144 | -8.8144 | -8.8144 | -8.8144 | -8.8144 | -8.8144 | -8.8144 | -8.8144 | -8.8144 | -8.8144 | -8.8144 | -8.8144 | -8.8144 | -8.8144 | -8.8144 | -8.8144 | -8.8144 | -8.8144 | -8.8144 | -8.8144 | -8.8144 | -9.4174 | -9.7798 | -14.2049 | -14.2049 | -53.1619 | -53.1619 | -53.1619 | -53.1619 | -47.878 | -47.878 | -1.3614 | -1.3614 |  |  | 68.8303 |  |  | 1290946.1608 | 1290946.1608
$/MW-yr |  |  |  | 0 | 0 | 40203.5861 | 64359.2408 | 156549.7282 | 156549.7282 | 774914.5398 | 774914.5398 | 774914.5398 | 774914.5398 | 664834.2766 | 664834.2766 | -73525.6468 | -73525.6468 | -164283.4228 | -164283.4228 | -164283.4228 | -164283.4228 | -164283.4228 | -164283.4228 | -164283.4228 | -164283.4228 | -164283.4228 | -164283.4228 | -164283.4228 | -164283.4228 | -164283.4228 | -164283.4228 | -164283.4228 | -164283.4228 | -164283.4228 | -164283.4228 | -164283.4228 | -164283.4228 | -164283.4228 | -164283.4228 | -164283.4228 | -204487.0089 | -228642.6636 | -320833.151 | -320833.151 | -939197.9626 | -939197.9626 | -939197.9626 | -939197.9626 | -829117.6994 | -829117.6994 | -90757.776 | -90757.776
$Millions (adjusted) |  |  |  | 0 | 0 | 0.040204 | 0.064359 | 0.15655 | 0.15655 | 0.77491 | 0.77491 | 0.77491 | 0.77491 | 0.66483 | 0.66483 | -0.073526 | -0.073526 | -0.16428 | -0.16428 | -0.16428 | -0.16428 | -0.16428 | -0.16428 | -0.16428 | -0.16428 | -0.16428 | -0.16428 | -0.16428 | -0.16428 | -0.16428 | -0.16428 | -0.16428 | -0.16428 | -0.16428 | -0.16428 | -0.16428 | -0.16428 | -0.16428 | -0.16428 | -0.16428 | -0.20449 | -0.22864 | -0.32083 | -0.32083 | -0.9392 | -0.9392 | -0.9392 | -0.9392 | -0.82912 | -0.82912 | -0.090758 | -0.090758 |  |  | 1290.9462
Annual Avoided Costs for Deferrals - Area 2 Proposal: (see note*) | Deferral Year |  |  | 2016 | 2017 | 2018 | 2019 | 2020 | 2021 | 2022 | 2023 | 2024 | 2025 | 2026 | 2027 | 2028 | 2029 | 2030 | 2031 | 2032 | 2033 | 2034 | 2035 | 2036 | 2037 | 2038 | 2039 | 2040 | 2041 | 2042 | 2043 | 2044 | 2045 | 2046 | 2047 | 2048 | 2049 | 2050 | 2051 | 2052 | 2053 | 2054 | 2055 | 2056 | 2057 | 2058 | 2059 | 2060 | 2061 | 2062 | 2063 | 2064 |  |  | Differential NPV $M |  | Differential NPV $M (adjusted for COD of Selected Project) | Differntial NPV $/MW | NPV of Transmission Avoided Costs for Selected Project
Area I Projects:
Amagansett Conversion 33 kV | 2030 |  |  | 0 | 0 | 0 | 0 | 0 | 0 | 0 | 0 | 0 | 0 | 0 | 0 | 0 | 0 | 0 | 0 | 0 | 0 | 0 | 0 | 0 | 0 | 0 | 0 | 0 | 0 | 0 | 0 | 0 | 0 | 0 | 0 | 0 | 0 | 0 | 0 | 0 | 0 | 0 | 0 | 0 | 0 | 0 | 0 | 0 | 0 | 0 | 0 | 0 |  |  | 0 |  | 0 | 0 | 0
East Hampton Conversion 33 kV | 2030 |  |  | 0 | 0 | 0 | 0 | 0 | 0 | 0 | 0 | 0 | 0 | 0 | 0 | 0 | 0 | 0 | 0 | 0 | 0 | 0 | 0 | 0 | 0 | 0 | 0 | 0 | 0 | 0 | 0 | 0 | 0 | 0 | 0 | 0 | 0 | 0 | 0 | 0 | 0 | 0 | 0 | 0 | 0 | 0 | 0 | 0 | 0 | 0 | 0 | 0 |  |  | 0 |  | 0 | 0 | 0
Buell Conversion 33 kV | 2030 |  |  | 0 | 0 | 0 | 0 | 0 | 0 | 0 | 0 | 0 | 0 | 0 | 0 | 0 | 0 | 0 | 0 | 0 | 0 | 0 | 0 | 0 | 0 | 0 | 0 | 0 | 0 | 0 | 0 | 0 | 0 | 0 | 0 | 0 | 0 | 0 | 0 | 0 | 0 | 0 | 0 | 0 | 0 | 0 | 0 | 0 | 0 | 0 | 0 | 0 |  |  | 0 |  | 0 | 0 | 0
Hither Hills Conversion to 33 kV | 2030 |  |  | 0 | 0 | 0 | 0 | 0 | 0 | 0 | 0 | 0 | 0 | 0 | 0 | 0 | 0 | 0 | 0 | 0 | 0 | 0 | 0 | 0 | 0 | 0 | 0 | 0 | 0 | 0 | 0 | 0 | 0 | 0 | 0 | 0 | 0 | 0 | 0 | 0 | 0 | 0 | 0 | 0 | 0 | 0 | 0 | 0 | 0 | 0 | 0 | 0 |  |  | 0 |  | 0 | 0 | 0
Culloden Pt Conversion to 33 kV | 2030 |  |  | 0 | 0 | 0 | 0 | 0 | 0 | 0 | 0 | 0 | 0 | 0 | 0 | 0 | 0 | 0 | 0 | 0 | 0 | 0 | 0 | 0 | 0 | 0 | 0 | 0 | 0 | 0 | 0 | 0 | 0 | 0 | 0 | 0 | 0 | 0 | 0 | 0 | 0 | 0 | 0 | 0 | 0 | 0 | 0 | 0 | 0 | 0 | 0 | 0 |  |  | 0 |  | 0 | 0 | 0
[59 empty] | 0 | =Area I Portion
Area II Projects: | [58 empty] | 0 | =Area I+II+III Portions
Bridgehampton - Buell New 69 kV UG Cable | 2026 |  |  | 0 | 0 | 0 | 0 | 4.4251 | 4.4251 | 4.4251 | 4.4251 | 4.4251 | 4.4251 | -0.85871 | -0.85871 | -0.85871 | -0.85871 | -0.85871 | -0.85871 | -0.85871 | -0.85871 | -0.85871 | -0.85871 | -0.85871 | -0.85871 | -0.85871 | -0.85871 | -0.85871 | -0.85871 | -0.85871 | -0.85871 | -0.85871 | -0.85871 | -0.85871 | -0.85871 | -0.85871 | -0.85871 | -0.85871 | -0.85871 | -0.85871 | -0.85871 | -0.85871 | -5.2839 | -5.2839 | -5.2839 | -5.2839 | -5.2839 | -5.2839 | 0 | 0 | 0 | 0 |  |  | 7.3678 |  | 7.3678 | 153495.4058 | 0
[59 empty] | 0 | =Area II Portion
Area III Projects: | [58 empty] | 0 | =Area II+III Portions
New Canal - Southampton Cable | 2023 |  |  | 0 | 4.5863 | 4.5863 | 4.5863 | 4.5863 | 4.5863 | 4.5863 | -0.88999 | -0.88999 | -0.88999 | -0.88999 | -0.88999 | -0.88999 | -0.88999 | -0.88999 | -0.88999 | -0.88999 | -0.88999 | -0.88999 | -0.88999 | -0.88999 | -0.88999 | -0.88999 | -0.88999 | -0.88999 | -0.88999 | -0.88999 | -0.88999 | -0.88999 | -0.88999 | -0.88999 | -0.88999 | -0.88999 | -0.88999 | -0.88999 | -0.88999 | -5.4763 | -5.4763 | -5.4763 | -5.4763 | -5.4763 | -5.4763 | 0 | 0 | 0 | 0 | 0 | 0 | 0 |  |  | 8.9667 |  | 0 | 0 | 0
Upgrade Wildwood - Riverhead to 138 kV | 2022 |  |  | 0 | 0.93922 | 0.93922 | 0.93922 | 0.93922 | 0.93922 | -0.14959 | -0.14959 | -0.14959 | -0.14959 | -0.14959 | -0.14959 | -0.14959 | -0.14959 | -0.14959 | -0.14959 | -0.14959 | -0.14959 | -0.14959 | -0.14959 | -0.14959 | -0.14959 | -0.14959 | -0.14959 | -0.14959 | -0.14959 | -0.14959 | -0.14959 | -0.14959 | -0.14959 | -0.14959 | -0.14959 | -0.14959 | -0.14959 | -0.14959 | -0.14959 | -1.0888 | -1.0888 | -1.0888 | -1.0888 | -1.0888 | 0 | 0 | 0 | 0 | 0 | 0 | 0 | 0 |  |  | 1.5483 |  | 0 | 0 | 0
Riverhead Canal 2nd Line and Bank | 2023 |  |  | 0 | 16.6864 | 16.6864 | 16.6864 | 16.6864 | 16.6864 | 16.6864 | -3.238 | -3.238 | -3.238 | -3.238 | -3.238 | -3.238 | -3.238 | -3.238 | -3.238 | -3.238 | -3.238 | -3.238 | -3.238 | -3.238 | -3.238 | -3.238 | -3.238 | -3.238 | -3.238 | -3.238 | -3.238 | -3.238 | -3.238 | -3.238 | -3.238 | -3.238 | -3.238 | -3.238 | -3.238 | -19.9245 | -19.9245 | -19.9245 | -19.9245 | -19.9245 | -19.9245 | 0 | 0 | 0 | 0 | 0 | 0 | 0 |  |  | 32.6235 |  | 0 | 0 | 0
Canal - Wainscott New 138 kV UG Cable | 2028 |  |  | 0 | 0 | 0 | 0 | 0 | 0 | 38.957 | 38.957 | 38.957 | 38.957 | 38.957 | 38.957 | -7.5597 | -7.5597 | -7.5597 | -7.5597 | -7.5597 | -7.5597 | -7.5597 | -7.5597 | -7.5597 | -7.5597 | -7.5597 | -7.5597 | -7.5597 | -7.5597 | -7.5597 | -7.5597 | -7.5597 | -7.5597 | -7.5597 | -7.5597 | -7.5597 | -7.5597 | -7.5597 | -7.5597 | -7.5597 | -7.5597 | -7.5597 | -7.5597 | -7.5597 | -46.5167 | -46.5167 | -46.5167 | -46.5167 | -46.5167 | -46.5167 | 0 | 0 |  |  | 58.276 |  | 58.276 | 925015.732 | 0
[59 empty] | 0 | =Area III Portion
Total - Area 2 Proposal, $Millions (unadjusted) |  |  |  | 0 | 0 | 0 | 0 | 4.4251 | 4.4251 | 43.3821 | 43.3821 | 43.3821 | 43.3821 | 38.0983 | 38.0983 | -8.4184 | -8.4184 | -8.4184 | -8.4184 | -8.4184 | -8.4184 | -8.4184 | -8.4184 | -8.4184 | -8.4184 | -8.4184 | -8.4184 | -8.4184 | -8.4184 | -8.4184 | -8.4184 | -8.4184 | -8.4184 | -8.4184 | -8.4184 | -8.4184 | -8.4184 | -8.4184 | -8.4184 | -8.4184 | -8.4184 | -8.4184 | -12.8435 | -12.8435 | -51.8005 | -51.8005 | -51.8005 | -51.8005 | -46.5167 | -46.5167 | 0 | 0 |  |  | 65.6438 |  |  | 1078511.1378 | 0
$/MW-yr |  |  |  | 0 | 0 | 0 | 0 | 92190.4874 | 92190.4874 | 710555.299 | 710555.299 | 710555.299 | 710555.299 | 600475.0358 | 600475.0358 | -137884.8876 | -137884.8876 | -137884.8876 | -137884.8876 | -137884.8876 | -137884.8876 | -137884.8876 | -137884.8876 | -137884.8876 | -137884.8876 | -137884.8876 | -137884.8876 | -137884.8876 | -137884.8876 | -137884.8876 | -137884.8876 | -137884.8876 | -137884.8876 | -137884.8876 | -137884.8876 | -137884.8876 | -137884.8876 | -137884.8876 | -137884.8876 | -137884.8876 | -137884.8876 | -137884.8876 | -230075.375 | -230075.375 | -848440.1866 | -848440.1866 | -848440.1866 | -848440.1866 | -738359.9234 | -738359.9234 | 0 | 0
$Millions (adjusted) |  |  |  | 0 | 0 | 0 | 0 | 0 | 0 | 0 | 0 | 0 | 0 | 0 | 0 | 0 | 0 | 0 | 0 | 0 | 0 | 0 | 0 | 0 | 0 | 0 | 0 | 0 | 0 | 0 | 0 | 0 | 0 | 0 | 0 | 0 | 0 | 0 | 0 | 0 | 0 | 0 | 0 | 0 | 0 | 0 | 0 | 0 | 0 | 0 | 0 | 0 |  |  | 0
Annual Avoided Costs for Deferrals - Area 3 Proposal: (see note*) | Deferral Year |  |  | 2016 | 2017 | 2018 | 2019 | 2020 | 2021 | 2022 | 2023 | 2024 | 2025 | 2026 | 2027 | 2028 | 2029 | 2030 | 2031 | 2032 | 2033 | 2034 | 2035 | 2036 | 2037 | 2038 | 2039 | 2040 | 2041 | 2042 | 2043 | 2044 | 2045 | 2046 | 2047 | 2048 | 2049 | 2050 | 2051 | 2052 | 2053 | 2054 | 2055 | 2056 | 2057 | 2058 | 2059 | 2060 | 2061 | 2062 | 2063 | 2064 |  |  | Differential NPV $M |  | Differential NPV $M (adjusted for COD of Selected Project) | Differntial NPV $/MW | NPV of Transmission Avoided Costs for Selected Project
Area I Projects:
Amagansett Conversion 33 kV | 2030 |  |  | 0 | 0 | 0 | 0 | 0 | 0 | 0 | 0 | 0 | 0 | 0 | 0 | 0 | 0 | 0 | 0 | 0 | 0 | 0 | 0 | 0 | 0 | 0 | 0 | 0 | 0 | 0 | 0 | 0 | 0 | 0 | 0 | 0 | 0 | 0 | 0 | 0 | 0 | 0 | 0 | 0 | 0 | 0 | 0 | 0 | 0 | 0 | 0 | 0 |  |  | 0 |  | 0 | 0 | 0
East Hampton Conversion 33 kV | 2030 |  |  | 0 | 0 | 0 | 0 | 0 | 0 | 0 | 0 | 0 | 0 | 0 | 0 | 0 | 0 | 0 | 0 | 0 | 0 | 0 | 0 | 0 | 0 | 0 | 0 | 0 | 0 | 0 | 0 | 0 | 0 | 0 | 0 | 0 | 0 | 0 | 0 | 0 | 0 | 0 | 0 | 0 | 0 | 0 | 0 | 0 | 0 | 0 | 0 | 0 |  |  | 0 |  | 0 | 0 | 0
Buell Conversion 33 kV | 2030 |  |  | 0 | 0 | 0 | 0 | 0 | 0 | 0 | 0 | 0 | 0 | 0 | 0 | 0 | 0 | 0 | 0 | 0 | 0 | 0 | 0 | 0 | 0 | 0 | 0 | 0 | 0 | 0 | 0 | 0 | 0 | 0 | 0 | 0 | 0 | 0 | 0 | 0 | 0 | 0 | 0 | 0 | 0 | 0 | 0 | 0 | 0 | 0 | 0 | 0 |  |  | 0 |  | 0 | 0 | 0
Hither Hills Conversion to 33 kV | 2030 |  |  | 0 | 0 | 0 | 0 | 0 | 0 | 0 | 0 | 0 | 0 | 0 | 0 | 0 | 0 | 0 | 0 | 0 | 0 | 0 | 0 | 0 | 0 | 0 | 0 | 0 | 0 | 0 | 0 | 0 | 0 | 0 | 0 | 0 | 0 | 0 | 0 | 0 | 0 | 0 | 0 | 0 | 0 | 0 | 0 | 0 | 0 | 0 | 0 | 0 |  |  | 0 |  | 0 | 0 | 0
Culloden Pt Conversion to 33 kV | 2030 |  |  | 0 | 0 | 0 | 0 | 0 | 0 | 0 | 0 | 0 | 0 | 0 | 0 | 0 | 0 | 0 | 0 | 0 | 0 | 0 | 0 | 0 | 0 | 0 | 0 | 0 | 0 | 0 | 0 | 0 | 0 | 0 | 0 | 0 | 0 | 0 | 0 | 0 | 0 | 0 | 0 | 0 | 0 | 0 | 0 | 0 | 0 | 0 | 0 | 0 |  |  | 0 |  | 0 | 0 | 0
[59 empty] | 0 | =Area I Portion
Area II Projects: | [58 empty] | 0 | =Area I+II+III Portions
Bridgehampton - Buell New 69 kV UG Cable | 2026 |  |  | 0 | 0 | 0 | 0 | 0 | 0 | 0 | 0 | 0 | 0 | 0 | 0 | 0 | 0 | 0 | 0 | 0 | 0 | 0 | 0 | 0 | 0 | 0 | 0 | 0 | 0 | 0 | 0 | 0 | 0 | 0 | 0 | 0 | 0 | 0 | 0 | 0 | 0 | 0 | 0 | 0 | 0 | 0 | 0 | 0 | 0 | 0 | 0 | 0 |  |  | 0 |  | 0 | 0 | 0
[59 empty] | 0 | =Area II Portion
Area III Projects: | [58 empty] | 0 | =Area II+III Portions
New Canal - Southampton Cable | 2023 |  |  | 0 | 4.5863 | 4.5863 | 4.5863 | 4.5863 | 4.5863 | 4.5863 | -0.88999 | -0.88999 | -0.88999 | -0.88999 | -0.88999 | -0.88999 | -0.88999 | -0.88999 | -0.88999 | -0.88999 | -0.88999 | -0.88999 | -0.88999 | -0.88999 | -0.88999 | -0.88999 | -0.88999 | -0.88999 | -0.88999 | -0.88999 | -0.88999 | -0.88999 | -0.88999 | -0.88999 | -0.88999 | -0.88999 | -0.88999 | -0.88999 | -0.88999 | -5.4763 | -5.4763 | -5.4763 | -5.4763 | -5.4763 | -5.4763 | 0 | 0 | 0 | 0 | 0 | 0 | 0 |  |  | 8.9667 |  | 0 | 0 | 0
Upgrade Wildwood - Riverhead to 138 kV | 2022 |  |  | 0 | 0.93922 | 0.93922 | 0.93922 | 0.93922 | 0.93922 | -0.14959 | -0.14959 | -0.14959 | -0.14959 | -0.14959 | -0.14959 | -0.14959 | -0.14959 | -0.14959 | -0.14959 | -0.14959 | -0.14959 | -0.14959 | -0.14959 | -0.14959 | -0.14959 | -0.14959 | -0.14959 | -0.14959 | -0.14959 | -0.14959 | -0.14959 | -0.14959 | -0.14959 | -0.14959 | -0.14959 | -0.14959 | -0.14959 | -0.14959 | -0.14959 | -1.0888 | -1.0888 | -1.0888 | -1.0888 | -1.0888 | 0 | 0 | 0 | 0 | 0 | 0 | 0 | 0 |  |  | 1.5483 |  | 0 | 0 | 0
Riverhead Canal 2nd Line and Bank | 2023 |  |  | 0 | 16.6864 | 16.6864 | 16.6864 | 16.6864 | 16.6864 | 16.6864 | -3.238 | -3.238 | -3.238 | -3.238 | -3.238 | -3.238 | -3.238 | -3.238 | -3.238 | -3.238 | -3.238 | -3.238 | -3.238 | -3.238 | -3.238 | -3.238 | -3.238 | -3.238 | -3.238 | -3.238 | -3.238 | -3.238 | -3.238 | -3.238 | -3.238 | -3.238 | -3.238 | -3.238 | -3.238 | -19.9245 | -19.9245 | -19.9245 | -19.9245 | -19.9245 | -19.9245 | 0 | 0 | 0 | 0 | 0 | 0 | 0 |  |  | 32.6235 |  | 0 | 0 | 0
Canal - Wainscott New 138 kV UG Cable | 2028 |  |  | 0 | 0 | 0 | 0 | 0 | 0 | 38.957 | 38.957 | 38.957 | 38.957 | 38.957 | 38.957 | -7.5597 | -7.5597 | -7.5597 | -7.5597 | -7.5597 | -7.5597 | -7.5597 | -7.5597 | -7.5597 | -7.5597 | -7.5597 | -7.5597 | -7.5597 | -7.5597 | -7.5597 | -7.5597 | -7.5597 | -7.5597 | -7.5597 | -7.5597 | -7.5597 | -7.5597 | -7.5597 | -7.5597 | -7.5597 | -7.5597 | -7.5597 | -7.5597 | -7.5597 | -46.5167 | -46.5167 | -46.5167 | -46.5167 | -46.5167 | -46.5167 | 0 | 0 |  |  | 58.276 |  | 58.276 | 925015.732 | 0
[59 empty] | 0 | =Area III Portion
Total - Area 3 Proposal, $Millions (unadjusted) |  |  |  | 0 | 22.212 | 22.212 | 22.212 | 22.212 | 22.212 | 60.0802 | 34.6794 | 34.6794 | 34.6794 | 34.6794 | 34.6794 | -11.8373 | -11.8373 | -11.8373 | -11.8373 | -11.8373 | -11.8373 | -11.8373 | -11.8373 | -11.8373 | -11.8373 | -11.8373 | -11.8373 | -11.8373 | -11.8373 | -11.8373 | -11.8373 | -11.8373 | -11.8373 | -11.8373 | -11.8373 | -11.8373 | -11.8373 | -11.8373 | -11.8373 | -34.0493 | -34.0493 | -34.0493 | -34.0493 | -34.0493 | -71.9175 | -46.5167 | -46.5167 | -46.5167 | -46.5167 | -46.5167 | 0 | 0 |  |  | 101.4144 |  |  | 925015.732 | 0
$/MW-yr |  |  |  | 0 | 0 | 0 | 0 | 0 | 0 | 618364.8116 | 618364.8116 | 618364.8116 | 618364.8116 | 618364.8116 | 618364.8116 | -119995.1118 | -119995.1118 | -119995.1118 | -119995.1118 | -119995.1118 | -119995.1118 | -119995.1118 | -119995.1118 | -119995.1118 | -119995.1118 | -119995.1118 | -119995.1118 | -119995.1118 | -119995.1118 | -119995.1118 | -119995.1118 | -119995.1118 | -119995.1118 | -119995.1118 | -119995.1118 | -119995.1118 | -119995.1118 | -119995.1118 | -119995.1118 | -119995.1118 | -119995.1118 | -119995.1118 | -119995.1118 | -119995.1118 | -738359.9234 | -738359.9234 | -738359.9234 | -738359.9234 | -738359.9234 | -738359.9234 | 0 | 0
$Millions (adjusted) |  |  |  | 0 | 0 | 0 | 0 | 0 | 0 | 0 | 0 | 0 | 0 | 0 | 0 | 0 | 0 | 0 | 0 | 0 | 0 | 0 | 0 | 0 | 0 | 0 | 0 | 0 | 0 | 0 | 0 | 0 | 0 | 0 | 0 | 0 | 0 | 0 | 0 | 0 | 0 | 0 | 0 | 0 | 0 | 0 | 0 | 0 | 0 | 0 | 0 | 0 |  |  | 0
Discount Factor (Relative to 1/1/2016) = |  |  |  | 0.94787 | 0.89845 | 0.85161 | 0.80722 | 0.76513 | 0.72525 | 0.68744 | 0.6516 | 0.61763 | 0.58543 | 0.55491 | 0.52598 | 0.49856 | 0.47257 | 0.44793 | 0.42458 | 0.40245 | 0.38147 | 0.36158 | 0.34273 | 0.32486 | 0.30793 | 0.29187 | 0.27666 | 0.26223 | 0.24856 | 0.2356 | 0.22332 | 0.21168 | 0.20064 | 0.19018 | 0.18027 | 0.17087 | 0.16196 | 0.15352 | 0.14552 | 0.13793 | 0.13074 | 0.12392 | 0.11746 | 0.11134 | 0.10554 | 0.10003 | 0.094818 | 0.089875 | 0.08519 | 0.080748 | 0.076539 | 0.072549
* Note: A positive (+) avoided cost in a given year represents a cost savings relative to not having a transmission project deferral.
Note on BF17: Todd Kantarek: Interconnection at Montauk 23kV. No loss factor.

## PhII (STM100)
Version |  | Based on PSEGLI file: "East End Utility 2_0_Economics_2014_10_13_r28_Sargent_Lundy.xlsx"
Annual Revenue Requirements (Millions of $s)
1) Reference (Transmission only) Case
Project | I/S Year | Investor | Capital (2015$s) | 2016 | 2017 | 2018 | 2019 | 2020 | 2021 | 2022 | 2023 | 2024 | 2025 | 2026 | 2027 | 2028 | 2029 | 2030 | 2031 | 2032 | 2033 | 2034 | 2035 | 2036 | 2037 | 2038 | 2039 | 2040 | 2041 | 2042 | 2043 | 2044 | 2045 | 2046 | 2047 | 2048 | 2049 | 2050 | 2051 | 2052 | 2053 | 2054 | 2055 | 2056 | 2057 | 2058 | 2059 | 2060 | 2061 | 2062 | 2063 | 2064 |  | NPV |  | Proposal Number = | STM100
Transmission Reinforcement I | 2017 | PSEGLI | 197 | 0 | 24.0294 | 24.0294 | 24.0294 | 24.0294 | 24.0294 | 24.0294 | 24.0294 | 24.0294 | 24.0294 | 24.0294 | 24.0294 | 24.0294 | 24.0294 | 24.0294 | 24.0294 | 24.0294 | 24.0294 | 24.0294 | 24.0294 | 24.0294 | 24.0294 | 24.0294 | 24.0294 | 24.0294 | 24.0294 | 24.0294 | 24.0294 | 24.0294 | 24.0294 | 24.0294 | 24.0294 | 24.0294 | 24.0294 | 24.0294 | 24.0294 | [13 empty] | 35 | 350.5464 |  | Proposer Name = | Stem, Inc.
Transmission Reinforcement II | 2018 | PSEGLI | 4.8 | 0 | 0 | 0.60305 | 0.60305 | 0.60305 | 0.60305 | 0.60305 | 0.60305 | 0.60305 | 0.60305 | 0.60305 | 0.60305 | 0.60305 | 0.60305 | 0.60305 | 0.60305 | 0.60305 | 0.60305 | 0.60305 | 0.60305 | 0.60305 | 0.60305 | 0.60305 | 0.60305 | 0.60305 | 0.60305 | 0.60305 | 0.60305 | 0.60305 | 0.60305 | 0.60305 | 0.60305 | 0.60305 | 0.60305 | 0.60305 | 0.60305 | 0.60305 | [12 empty] | 35 | 8.3388 |  | Proposal/Project = | Energy Storage
Transmission Reinforcement III | 2019 | PSEGLI | 2.8 | 0 | 0 | 0 | 0.36233 | 0.36233 | 0.36233 | 0.36233 | 0.36233 | 0.36233 | 0.36233 | 0.36233 | 0.36233 | 0.36233 | 0.36233 | 0.36233 | 0.36233 | 0.36233 | 0.36233 | 0.36233 | 0.36233 | 0.36233 | 0.36233 | 0.36233 | 0.36233 | 0.36233 | 0.36233 | 0.36233 | 0.36233 | 0.36233 | 0.36233 | 0.36233 | 0.36233 | 0.36233 | 0.36233 | 0.36233 | 0.36233 | 0.36233 | 0.36233 | [11 empty] | 35 | 4.7491 |  | Option Number = | 1
Transmission Reinforcement IV | 2020 | PSEGLI | 33.2 | 0 | 0 | 0 | 0 | 4.4251 | 4.4251 | 4.4251 | 4.4251 | 4.4251 | 4.4251 | 4.4251 | 4.4251 | 4.4251 | 4.4251 | 4.4251 | 4.4251 | 4.4251 | 4.4251 | 4.4251 | 4.4251 | 4.4251 | 4.4251 | 4.4251 | 4.4251 | 4.4251 | 4.4251 | 4.4251 | 4.4251 | 4.4251 | 4.4251 | 4.4251 | 4.4251 | 4.4251 | 4.4251 | 4.4251 | 4.4251 | 4.4251 | 4.4251 | 4.4251 | [10 empty] | 35 | 54.9758 |  | Location = | All (partially specified)
Transmission Reinforcement V | 2022 | PSEGLI | 275.5 | 0 | 0 | 0 | 0 | 0 | 0 | 38.957 | 38.957 | 38.957 | 38.957 | 38.957 | 38.957 | 38.957 | 38.957 | 38.957 | 38.957 | 38.957 | 38.957 | 38.957 | 38.957 | 38.957 | 38.957 | 38.957 | 38.957 | 38.957 | 38.957 | 38.957 | 38.957 | 38.957 | 38.957 | 38.957 | 38.957 | 38.957 | 38.957 | 38.957 | 38.957 | 38.957 | 38.957 | 38.957 | 38.957 | 38.957 | [8 empty] | 35 | 434.8353 |  | Technology = | Energy Storage (Battery)
[56 empty] | Interconnection Points = | Behind the Meter
Total |  |  | 513.3 | 0 | 24.0294 | 24.6325 | 24.9948 | 29.42 | 29.42 | 68.377 | 68.377 | 68.377 | 68.377 | 68.377 | 68.377 | 68.377 | 68.377 | 68.377 | 68.377 | 68.377 | 68.377 | 68.377 | 68.377 | 68.377 | 68.377 | 68.377 | 68.377 | 68.377 | 68.377 | 68.377 | 68.377 | 68.377 | 68.377 | 68.377 | 68.377 | 68.377 | 68.377 | 68.377 | 68.377 | 44.3475 | 43.7445 | 43.3821 | 38.957 | 38.957 | 0 | 0 | 0 | 0 | 0 | 0 | 0 | 0 |  | 853.4454 |  | Loss Factor = | 1.067
2016 NPV @ 5.5%, thru 2035 |  |  |  | 2016: 582.1416
2016 NPV @ 5.5%, thru 2056 |  |  |  | 2016: 853.4454 |  |  |  | MW Required by 2022 (cap) = | 15 | 33 | 15 | Output: NPV of Transmission Avoided Costs for Selected Project (see note*)
[57 empty] | Selected Project Inputs - Area 1 Portion | Selected Project Inputs - Area 2 Portion | Selected Project Inputs - Area 3 Portion | Area 1 | Area 2 | Area 3 | Total | check
[56 empty] | Project kW = | 533.5 | 533.5 | 2134
[55 empty] | Capped kW = | 3201 | 533.5 | 533.5 | 2134
[56 empty] | Project Area (1, 2, or 3) = | 1 | 2 | 3
[56 empty] | Proportion of Peak Hours Covered = | 100% | 100% | 100%
[55 empty] | Project COD = | 2018
[55 empty] | Effective kW = | 3201 |  |  |  | 688719.7768 | 575385.692 | 1973983.5721 | 3238089.0409
[60 empty] | check | check | check
| I/S Year |  | Capital (2015$s) | 2016 | 2017 | 2018 | 2019 | 2020 | 2021 | 2022 | 2023 | 2024 | 2025 | 2026 | 2027 | 2028 | 2029 | 2030 | 2031 | 2032 | 2033 | 2034 | 2035 | 2036 | 2037 | 2038 | 2039 | 2040 | 2041 | 2042 | 2043 | 2044 | 2045 | 2046 | 2047 | 2048 | 2049 | 2050 | 2051 | 2052 | 2053 | 2054 | 2055 | 2056 | 2057 | 2058 | 2059 | 2060 | 2061 | 2062 | 2063 | 2064 |  | MW Required by 2022 | NPV Base $M | Differential NPV $M | Differential NPV $M (adjusted for COD of Selected Project) | Differntial NPV $/MW | NPV of Transmission Avoided Costs for Selected Project
Area I Projects: | [53 empty] | 15
Amagansett Conversion 33 kV | 2017 |  | 8 | 0 | 0.97582 | 0.97582 | 0.97582 | 0.97582 | 0.97582 | 0.97582 | 0.97582 | 0.97582 | 0.97582 | 0.97582 | 0.97582 | 0.97582 | 0.97582 | 0.97582 | 0.97582 | 0.97582 | 0.97582 | 0.97582 | 0.97582 | 0.97582 | 0.97582 | 0.97582 | 0.97582 | 0.97582 | 0.97582 | 0.97582 | 0.97582 | 0.97582 | 0.97582 | 0.97582 | 0.97582 | 0.97582 | 0.97582 | 0.97582 | 0.97582 | [13 empty] | 35 |  | 14.2354
East Hampton Conversion 33 kV | 2017 |  | 3.2 | 0 | 0.39033 | 0.39033 | 0.39033 | 0.39033 | 0.39033 | 0.39033 | 0.39033 | 0.39033 | 0.39033 | 0.39033 | 0.39033 | 0.39033 | 0.39033 | 0.39033 | 0.39033 | 0.39033 | 0.39033 | 0.39033 | 0.39033 | 0.39033 | 0.39033 | 0.39033 | 0.39033 | 0.39033 | 0.39033 | 0.39033 | 0.39033 | 0.39033 | 0.39033 | 0.39033 | 0.39033 | 0.39033 | 0.39033 | 0.39033 | 0.39033 | [13 empty] | 35 |  | 5.6942
Buell Conversion 33 kV | 2017 |  | 3.7 | 0 | 0.45131 | 0.45131 | 0.45131 | 0.45131 | 0.45131 | 0.45131 | 0.45131 | 0.45131 | 0.45131 | 0.45131 | 0.45131 | 0.45131 | 0.45131 | 0.45131 | 0.45131 | 0.45131 | 0.45131 | 0.45131 | 0.45131 | 0.45131 | 0.45131 | 0.45131 | 0.45131 | 0.45131 | 0.45131 | 0.45131 | 0.45131 | 0.45131 | 0.45131 | 0.45131 | 0.45131 | 0.45131 | 0.45131 | 0.45131 | 0.45131 | [13 empty] | 35 |  | 6.5839
Hither Hills Conversion to 33 kV | 2018 |  | 4.8 | 0 | 0 | 0.60305 | 0.60305 | 0.60305 | 0.60305 | 0.60305 | 0.60305 | 0.60305 | 0.60305 | 0.60305 | 0.60305 | 0.60305 | 0.60305 | 0.60305 | 0.60305 | 0.60305 | 0.60305 | 0.60305 | 0.60305 | 0.60305 | 0.60305 | 0.60305 | 0.60305 | 0.60305 | 0.60305 | 0.60305 | 0.60305 | 0.60305 | 0.60305 | 0.60305 | 0.60305 | 0.60305 | 0.60305 | 0.60305 | 0.60305 | 0.60305 | [12 empty] | 35 |  | 8.3388
Culloden Pt Conversion to 33 kV | 2019 |  | 2.8 | 0 | 0 | 0 | 0.36233 | 0.36233 | 0.36233 | 0.36233 | 0.36233 | 0.36233 | 0.36233 | 0.36233 | 0.36233 | 0.36233 | 0.36233 | 0.36233 | 0.36233 | 0.36233 | 0.36233 | 0.36233 | 0.36233 | 0.36233 | 0.36233 | 0.36233 | 0.36233 | 0.36233 | 0.36233 | 0.36233 | 0.36233 | 0.36233 | 0.36233 | 0.36233 | 0.36233 | 0.36233 | 0.36233 | 0.36233 | 0.36233 | 0.36233 | 0.36233 | [11 empty] | 35 |  | 4.7491
No Deferral |  |  | 22.5 |  | 1.8175 | 2.4205 | 2.7828 | 2.7828 | 2.7828 | 2.7828 | 2.7828 | 2.7828 | 2.7828 | 2.7828 | 2.7828 | 2.7828 | 2.7828 | 2.7828 | 2.7828 | 2.7828 | 2.7828 | 2.7828 | 2.7828 | 2.7828 | 2.7828 | 2.7828 | 2.7828 | 2.7828 | 2.7828 | 2.7828 | 2.7828 | 2.7828 | 2.7828 | 2.7828 | 2.7828 | 2.7828 | 2.7828 | 2.7828 | 2.7828 | 0.96539 | 0.36233 | 0 | 0 | 0 | [10 empty] | 39.6013
Amagansett Conversion 33 kV | 2030 |  | 8 | [14 empty] | 1.433 | 1.433 | 1.433 | 1.433 | 1.433 | 1.433 | 1.433 | 1.433 | 1.433 | 1.433 | 1.433 | 1.433 | 1.433 | 1.433 | 1.433 | 1.433 | 1.433 | 1.433 | 1.433 | 1.433 | 1.433 | 1.433 | 1.433 | 1.433 | 1.433 | 1.433 | 1.433 | 1.433 | 1.433 | 1.433 | 1.433 | 1.433 | 1.433 | 1.433 | 1.433 | 35 |  | 10.4225 | 3.8129 | 0 | 0 | 0
East Hampton Conversion 33 kV | 2030 |  | 3.2 | [14 empty] | 0.57321 | 0.57321 | 0.57321 | 0.57321 | 0.57321 | 0.57321 | 0.57321 | 0.57321 | 0.57321 | 0.57321 | 0.57321 | 0.57321 | 0.57321 | 0.57321 | 0.57321 | 0.57321 | 0.57321 | 0.57321 | 0.57321 | 0.57321 | 0.57321 | 0.57321 | 0.57321 | 0.57321 | 0.57321 | 0.57321 | 0.57321 | 0.57321 | 0.57321 | 0.57321 | 0.57321 | 0.57321 | 0.57321 | 0.57321 | 0.57321 | 35 |  | 4.169 | 1.5252 | 0 | 0 | 0
Buell Conversion 33 kV | 2030 |  | 3.7 | [14 empty] | 0.66277 | 0.66277 | 0.66277 | 0.66277 | 0.66277 | 0.66277 | 0.66277 | 0.66277 | 0.66277 | 0.66277 | 0.66277 | 0.66277 | 0.66277 | 0.66277 | 0.66277 | 0.66277 | 0.66277 | 0.66277 | 0.66277 | 0.66277 | 0.66277 | 0.66277 | 0.66277 | 0.66277 | 0.66277 | 0.66277 | 0.66277 | 0.66277 | 0.66277 | 0.66277 | 0.66277 | 0.66277 | 0.66277 | 0.66277 | 0.66277 | 35 |  | 4.8204 | 1.7635 | 0 | 0 | 0
Hither Hills Conversion to 33 kV | 2030 |  | 4.8 | [14 empty] | 0.85981 | 0.85981 | 0.85981 | 0.85981 | 0.85981 | 0.85981 | 0.85981 | 0.85981 | 0.85981 | 0.85981 | 0.85981 | 0.85981 | 0.85981 | 0.85981 | 0.85981 | 0.85981 | 0.85981 | 0.85981 | 0.85981 | 0.85981 | 0.85981 | 0.85981 | 0.85981 | 0.85981 | 0.85981 | 0.85981 | 0.85981 | 0.85981 | 0.85981 | 0.85981 | 0.85981 | 0.85981 | 0.85981 | 0.85981 | 0.85981 | 35 |  | 6.2535 | 2.0853 | 2.0853 | 139022.8879 | 445012.2643
Culloden Pt Conversion to 33 kV | 2030 |  | 2.8 | [14 empty] | 0.50156 | 0.50156 | 0.50156 | 0.50156 | 0.50156 | 0.50156 | 0.50156 | 0.50156 | 0.50156 | 0.50156 | 0.50156 | 0.50156 | 0.50156 | 0.50156 | 0.50156 | 0.50156 | 0.50156 | 0.50156 | 0.50156 | 0.50156 | 0.50156 | 0.50156 | 0.50156 | 0.50156 | 0.50156 | 0.50156 | 0.50156 | 0.50156 | 0.50156 | 0.50156 | 0.50156 | 0.50156 | 0.50156 | 0.50156 | 0.50156 | 35 |  | 3.6479 | 1.1012 | 1.1012 | 73412.135 | 234992.2441
Deferral to Indicated Year |  |  | 22.5 | [6 empty] | 0 | 0 | 0 | 0 | 0 | 0 | 0 | 0 | 4.0304 | 4.0304 | 4.0304 | 4.0304 | 4.0304 | 4.0304 | 4.0304 | 4.0304 | 4.0304 | 4.0304 | 4.0304 | 4.0304 | 4.0304 | 4.0304 | 4.0304 | 4.0304 | 4.0304 | 4.0304 | 4.0304 | 4.0304 | 4.0304 | 4.0304 | 4.0304 | 4.0304 | 4.0304 | 4.0304 | 4.0304 | 4.0304 | 4.0304 | 4.0304 | 4.0304 | 4.0304 | 4.0304 | 4.0304 | 4.0304 | 35 |  | 29.3132 | 10.2881 | 3.1865 | 212435.0229 | 680004.5084 | =Area I Portion
[59 empty] | 4132318.6606 | =Area I+II+III Portions
Annual Avoided Costs for Deferral to Indicated Year:
Amagansett Conversion 33 kV | 2030 |  |  | 0 | 0.97582 | 0.97582 | 0.97582 | 0.97582 | 0.97582 | 0.97582 | 0.97582 | 0.97582 | 0.97582 | 0.97582 | 0.97582 | 0.97582 | 0.97582 | -0.4572 | -0.4572 | -0.4572 | -0.4572 | -0.4572 | -0.4572 | -0.4572 | -0.4572 | -0.4572 | -0.4572 | -0.4572 | -0.4572 | -0.4572 | -0.4572 | -0.4572 | -0.4572 | -0.4572 | -0.4572 | -0.4572 | -0.4572 | -0.4572 | -0.4572 | -1.433 | -1.433 | -1.433 | -1.433 | -1.433 | -1.433 | -1.433 | -1.433 | -1.433 | -1.433 | -1.433 | -1.433 | -1.433 | 35 |  |  | 3.8129
East Hampton Conversion 33 kV | 2030 |  |  | 0 | 0.39033 | 0.39033 | 0.39033 | 0.39033 | 0.39033 | 0.39033 | 0.39033 | 0.39033 | 0.39033 | 0.39033 | 0.39033 | 0.39033 | 0.39033 | -0.18288 | -0.18288 | -0.18288 | -0.18288 | -0.18288 | -0.18288 | -0.18288 | -0.18288 | -0.18288 | -0.18288 | -0.18288 | -0.18288 | -0.18288 | -0.18288 | -0.18288 | -0.18288 | -0.18288 | -0.18288 | -0.18288 | -0.18288 | -0.18288 | -0.18288 | -0.57321 | -0.57321 | -0.57321 | -0.57321 | -0.57321 | -0.57321 | -0.57321 | -0.57321 | -0.57321 | -0.57321 | -0.57321 | -0.57321 | -0.57321 | 35 |  |  | 1.5252
Buell Conversion 33 kV | 2030 |  |  | 0 | 0.45131 | 0.45131 | 0.45131 | 0.45131 | 0.45131 | 0.45131 | 0.45131 | 0.45131 | 0.45131 | 0.45131 | 0.45131 | 0.45131 | 0.45131 | -0.21146 | -0.21146 | -0.21146 | -0.21146 | -0.21146 | -0.21146 | -0.21146 | -0.21146 | -0.21146 | -0.21146 | -0.21146 | -0.21146 | -0.21146 | -0.21146 | -0.21146 | -0.21146 | -0.21146 | -0.21146 | -0.21146 | -0.21146 | -0.21146 | -0.21146 | -0.66277 | -0.66277 | -0.66277 | -0.66277 | -0.66277 | -0.66277 | -0.66277 | -0.66277 | -0.66277 | -0.66277 | -0.66277 | -0.66277 | -0.66277 | 35 |  |  | 1.7635
Hither Hills Conversion to 33 kV | 2030 |  |  | 0 | 0 | 0.60305 | 0.60305 | 0.60305 | 0.60305 | 0.60305 | 0.60305 | 0.60305 | 0.60305 | 0.60305 | 0.60305 | 0.60305 | 0.60305 | -0.25676 | -0.25676 | -0.25676 | -0.25676 | -0.25676 | -0.25676 | -0.25676 | -0.25676 | -0.25676 | -0.25676 | -0.25676 | -0.25676 | -0.25676 | -0.25676 | -0.25676 | -0.25676 | -0.25676 | -0.25676 | -0.25676 | -0.25676 | -0.25676 | -0.25676 | -0.25676 | -0.85981 | -0.85981 | -0.85981 | -0.85981 | -0.85981 | -0.85981 | -0.85981 | -0.85981 | -0.85981 | -0.85981 | -0.85981 | -0.85981 | 35 |  |  | 2.0853
Culloden Pt Conversion to 33 kV | 2030 |  |  | 0 | 0 | 0 | 0.36233 | 0.36233 | 0.36233 | 0.36233 | 0.36233 | 0.36233 | 0.36233 | 0.36233 | 0.36233 | 0.36233 | 0.36233 | -0.13922 | -0.13922 | -0.13922 | -0.13922 | -0.13922 | -0.13922 | -0.13922 | -0.13922 | -0.13922 | -0.13922 | -0.13922 | -0.13922 | -0.13922 | -0.13922 | -0.13922 | -0.13922 | -0.13922 | -0.13922 | -0.13922 | -0.13922 | -0.13922 | -0.13922 | -0.13922 | -0.13922 | -0.50156 | -0.50156 | -0.50156 | -0.50156 | -0.50156 | -0.50156 | -0.50156 | -0.50156 | -0.50156 | -0.50156 | -0.50156 | 35 |  |  | 1.1012
Area II Projects: | [53 empty] | 33
Bridgehampton - Buell New 69 kV UG Cable | 2020 |  | 33.2 | 0 | 0 | 0 | 0 | 4.4251 | 4.4251 | 4.4251 | 4.4251 | 4.4251 | 4.4251 | 4.4251 | 4.4251 | 4.4251 | 4.4251 | 4.4251 | 4.4251 | 4.4251 | 4.4251 | 4.4251 | 4.4251 | 4.4251 | 4.4251 | 4.4251 | 4.4251 | 4.4251 | 4.4251 | 4.4251 | 4.4251 | 4.4251 | 4.4251 | 4.4251 | 4.4251 | 4.4251 | 4.4251 | 4.4251 | 4.4251 | 4.4251 | 4.4251 | 4.4251 | [10 empty] | 35 |  | 54.9758
No Deferral |  |  | 33.2 |  | 0 | 0 | 0 | 4.4251 | 4.4251 | 4.4251 | 4.4251 | 4.4251 | 4.4251 | 4.4251 | 4.4251 | 4.4251 | 4.4251 | 4.4251 | 4.4251 | 4.4251 | 4.4251 | 4.4251 | 4.4251 | 4.4251 | 4.4251 | 4.4251 | 4.4251 | 4.4251 | 4.4251 | 4.4251 | 4.4251 | 4.4251 | 4.4251 | 4.4251 | 4.4251 | 4.4251 | 4.4251 | 4.4251 | 4.4251 | 4.4251 | 4.4251 | 4.4251 | [10 empty] | 35 |  | 54.9758
Bridgehampton - Buell New 69 kV UG Cable | 2026 |  | 33.2 | [10 empty] | 5.2839 | 5.2839 | 5.2839 | 5.2839 | 5.2839 | 5.2839 | 5.2839 | 5.2839 | 5.2839 | 5.2839 | 5.2839 | 5.2839 | 5.2839 | 5.2839 | 5.2839 | 5.2839 | 5.2839 | 5.2839 | 5.2839 | 5.2839 | 5.2839 | 5.2839 | 5.2839 | 5.2839 | 5.2839 | 5.2839 | 5.2839 | 5.2839 | 5.2839 | 5.2839 | 5.2839 | 5.2839 | 5.2839 | 5.2839 | 5.2839 |  |  |  |  | 35 |  | 47.608 | 7.3678 | 7.3678 | 153495.4058 | 491338.7941
Deferral to Indicated Year |  |  | 33.2 | [6 empty] | 0 | 0 | 0 | 0 | 5.2839 | 5.2839 | 5.2839 | 5.2839 | 5.2839 | 5.2839 | 5.2839 | 5.2839 | 5.2839 | 5.2839 | 5.2839 | 5.2839 | 5.2839 | 5.2839 | 5.2839 | 5.2839 | 5.2839 | 5.2839 | 5.2839 | 5.2839 | 5.2839 | 5.2839 | 5.2839 | 5.2839 | 5.2839 | 5.2839 | 5.2839 | 5.2839 | 5.2839 | 5.2839 | 5.2839 | 5.2839 | 5.2839 | 5.2839 | 5.2839 |  |  |  |  | 35 |  | 47.608 | 7.3678 | 7.3678 | 153495.4058 | 491338.7941 | =Area II Portion
[59 empty] | 3452314.1522 | =Area II+III Portions
Annual Avoided Costs for Deferral to Indicated Year:
Bridgehampton - Buell New 69 kV UG Cable | 2026 |  |  | 0 | 0 | 0 | 0 | 4.4251 | 4.4251 | 4.4251 | 4.4251 | 4.4251 | 4.4251 | -0.85871 | -0.85871 | -0.85871 | -0.85871 | -0.85871 | -0.85871 | -0.85871 | -0.85871 | -0.85871 | -0.85871 | -0.85871 | -0.85871 | -0.85871 | -0.85871 | -0.85871 | -0.85871 | -0.85871 | -0.85871 | -0.85871 | -0.85871 | -0.85871 | -0.85871 | -0.85871 | -0.85871 | -0.85871 | -0.85871 | -0.85871 | -0.85871 | -0.85871 | -5.2839 | -5.2839 | -5.2839 | -5.2839 | -5.2839 | -5.2839 |  |  |  |  | 35 |  |  | 7.3678
0
Area III Projects: | [52 empty] | 0 | 15
New Canal - Southampton Cable | 2017 |  | 37.6 | 0 | 4.5863 | 4.5863 | 4.5863 | 4.5863 | 4.5863 | 4.5863 | 4.5863 | 4.5863 | 4.5863 | 4.5863 | 4.5863 | 4.5863 | 4.5863 | 4.5863 | 4.5863 | 4.5863 | 4.5863 | 4.5863 | 4.5863 | 4.5863 | 4.5863 | 4.5863 | 4.5863 | 4.5863 | 4.5863 | 4.5863 | 4.5863 | 4.5863 | 4.5863 | 4.5863 | 4.5863 | 4.5863 | 4.5863 | 4.5863 | 4.5863 | [13 empty] | 35 |  | 66.9063
Upgrade Wildwood - Riverhead to 138 kV | 2017 |  | 7.7 | 0 | 0.93922 | 0.93922 | 0.93922 | 0.93922 | 0.93922 | 0.93922 | 0.93922 | 0.93922 | 0.93922 | 0.93922 | 0.93922 | 0.93922 | 0.93922 | 0.93922 | 0.93922 | 0.93922 | 0.93922 | 0.93922 | 0.93922 | 0.93922 | 0.93922 | 0.93922 | 0.93922 | 0.93922 | 0.93922 | 0.93922 | 0.93922 | 0.93922 | 0.93922 | 0.93922 | 0.93922 | 0.93922 | 0.93922 | 0.93922 | 0.93922 | [13 empty] | 35 |  | 13.7016
Riverhead Canal 2nd Line and Bank | 2017 |  | 136.8 | 0 | 16.6864 | 16.6864 | 16.6864 | 16.6864 | 16.6864 | 16.6864 | 16.6864 | 16.6864 | 16.6864 | 16.6864 | 16.6864 | 16.6864 | 16.6864 | 16.6864 | 16.6864 | 16.6864 | 16.6864 | 16.6864 | 16.6864 | 16.6864 | 16.6864 | 16.6864 | 16.6864 | 16.6864 | 16.6864 | 16.6864 | 16.6864 | 16.6864 | 16.6864 | 16.6864 | 16.6864 | 16.6864 | 16.6864 | 16.6864 | 16.6864 | [13 empty] | 35 |  | 243.4251
Canal - Wainscott New 138 kV UG Cable | 2022 |  | 275.5 | 0 | 0 | 0 | 0 | 0 | 0 | 38.957 | 38.957 | 38.957 | 38.957 | 38.957 | 38.957 | 38.957 | 38.957 | 38.957 | 38.957 | 38.957 | 38.957 | 38.957 | 38.957 | 38.957 | 38.957 | 38.957 | 38.957 | 38.957 | 38.957 | 38.957 | 38.957 | 38.957 | 38.957 | 38.957 | 38.957 | 38.957 | 38.957 | 38.957 | 38.957 | 38.957 | 38.957 | 38.957 | 38.957 | 38.957 | [8 empty] | 35 |  | 434.8353
No Deferral |  |  | 457.6 |  | 22.212 | 22.212 | 22.212 | 22.212 | 22.212 | 61.169 | 61.169 | 61.169 | 61.169 | 61.169 | 61.169 | 61.169 | 61.169 | 61.169 | 61.169 | 61.169 | 61.169 | 61.169 | 61.169 | 61.169 | 61.169 | 61.169 | 61.169 | 61.169 | 61.169 | 61.169 | 61.169 | 61.169 | 61.169 | 61.169 | 61.169 | 61.169 | 61.169 | 61.169 | 61.169 | 38.957 | 38.957 | 38.957 | 38.957 | 38.957 | [10 empty] | 758.8683
New Canal - Southampton Cable | 2023 |  | 37.6 | [7 empty] | 5.4763 | 5.4763 | 5.4763 | 5.4763 | 5.4763 | 5.4763 | 5.4763 | 5.4763 | 5.4763 | 5.4763 | 5.4763 | 5.4763 | 5.4763 | 5.4763 | 5.4763 | 5.4763 | 5.4763 | 5.4763 | 5.4763 | 5.4763 | 5.4763 | 5.4763 | 5.4763 | 5.4763 | 5.4763 | 5.4763 | 5.4763 | 5.4763 | 5.4763 | 5.4763 | 5.4763 | 5.4763 | 5.4763 | 5.4763 | 5.4763 | [7 empty] | 35 |  | 57.9396 | 8.9667 | 0 | 0 | 0
Upgrade Wildwood - Riverhead to 138 kV | 2022 |  | 7.7 | [6 empty] | 1.0888 | 1.0888 | 1.0888 | 1.0888 | 1.0888 | 1.0888 | 1.0888 | 1.0888 | 1.0888 | 1.0888 | 1.0888 | 1.0888 | 1.0888 | 1.0888 | 1.0888 | 1.0888 | 1.0888 | 1.0888 | 1.0888 | 1.0888 | 1.0888 | 1.0888 | 1.0888 | 1.0888 | 1.0888 | 1.0888 | 1.0888 | 1.0888 | 1.0888 | 1.0888 | 1.0888 | 1.0888 | 1.0888 | 1.0888 | 1.0888 | [8 empty] | 35 |  | 12.1533 | 1.5483 | 0 | 0 | 0
Riverhead Canal 2nd Line and Bank | 2023 |  | 136.8 | [7 empty] | 19.9245 | 19.9245 | 19.9245 | 19.9245 | 19.9245 | 19.9245 | 19.9245 | 19.9245 | 19.9245 | 19.9245 | 19.9245 | 19.9245 | 19.9245 | 19.9245 | 19.9245 | 19.9245 | 19.9245 | 19.9245 | 19.9245 | 19.9245 | 19.9245 | 19.9245 | 19.9245 | 19.9245 | 19.9245 | 19.9245 | 19.9245 | 19.9245 | 19.9245 | 19.9245 | 19.9245 | 19.9245 | 19.9245 | 19.9245 | 19.9245 | [7 empty] | 35 |  | 210.8017 | 32.6235 | 0 | 0 | 0
Canal - Wainscott New 138 kV UG Cable | 2028 |  | 275.5 | [12 empty] | 46.5167 | 46.5167 | 46.5167 | 46.5167 | 46.5167 | 46.5167 | 46.5167 | 46.5167 | 46.5167 | 46.5167 | 46.5167 | 46.5167 | 46.5167 | 46.5167 | 46.5167 | 46.5167 | 46.5167 | 46.5167 | 46.5167 | 46.5167 | 46.5167 | 46.5167 | 46.5167 | 46.5167 | 46.5167 | 46.5167 | 46.5167 | 46.5167 | 46.5167 | 46.5167 | 46.5167 | 46.5167 | 46.5167 | 46.5167 | 46.5167 |  |  | 35 |  | 376.5593 | 58.276 | 58.276 | 925015.732 | 2960975.3581
Deferral to Indicated Year |  |  | 457.6 | [6 empty] | 1.0888 | 26.4896 | 26.4896 | 26.4896 | 26.4896 | 26.4896 | 73.0063 | 73.0063 | 73.0063 | 73.0063 | 73.0063 | 73.0063 | 73.0063 | 73.0063 | 73.0063 | 73.0063 | 73.0063 | 73.0063 | 73.0063 | 73.0063 | 73.0063 | 73.0063 | 73.0063 | 73.0063 | 73.0063 | 73.0063 | 73.0063 | 73.0063 | 73.0063 | 73.0063 | 73.0063 | 73.0063 | 73.0063 | 73.0063 | 73.0063 | 71.9175 | 46.5167 | 46.5167 | 46.5167 | 46.5167 | 46.5167 |  |  | 41 |  | 657.4539 | 101.4144 | 58.276 | 925015.732 | 2960975.3581 | =Area III Portion
[59 empty] | 2960975.3581 | =Area III Portion
Annual Avoided Costs for Deferral to Indicated Year:
New Canal - Southampton Cable | 2023 |  |  | 0 | 4.5863 | 4.5863 | 4.5863 | 4.5863 | 4.5863 | 4.5863 | -0.88999 | -0.88999 | -0.88999 | -0.88999 | -0.88999 | -0.88999 | -0.88999 | -0.88999 | -0.88999 | -0.88999 | -0.88999 | -0.88999 | -0.88999 | -0.88999 | -0.88999 | -0.88999 | -0.88999 | -0.88999 | -0.88999 | -0.88999 | -0.88999 | -0.88999 | -0.88999 | -0.88999 | -0.88999 | -0.88999 | -0.88999 | -0.88999 | -0.88999 | -5.4763 | -5.4763 | -5.4763 | -5.4763 | -5.4763 | -5.4763 | 0 | 0 | 0 | 0 | 0 |  |  | 35 |  |  | 8.9667
Upgrade Wildwood - Riverhead to 138 kV | 2022 |  |  | 0 | 0.93922 | 0.93922 | 0.93922 | 0.93922 | 0.93922 | -0.14959 | -0.14959 | -0.14959 | -0.14959 | -0.14959 | -0.14959 | -0.14959 | -0.14959 | -0.14959 | -0.14959 | -0.14959 | -0.14959 | -0.14959 | -0.14959 | -0.14959 | -0.14959 | -0.14959 | -0.14959 | -0.14959 | -0.14959 | -0.14959 | -0.14959 | -0.14959 | -0.14959 | -0.14959 | -0.14959 | -0.14959 | -0.14959 | -0.14959 | -0.14959 | -1.0888 | -1.0888 | -1.0888 | -1.0888 | -1.0888 | 0 | 0 | 0 | 0 | 0 | 0 |  |  | 35 |  |  | 1.5483
Riverhead Canal 2nd Line and Bank | 2023 |  |  | 0 | 16.6864 | 16.6864 | 16.6864 | 16.6864 | 16.6864 | 16.6864 | -3.238 | -3.238 | -3.238 | -3.238 | -3.238 | -3.238 | -3.238 | -3.238 | -3.238 | -3.238 | -3.238 | -3.238 | -3.238 | -3.238 | -3.238 | -3.238 | -3.238 | -3.238 | -3.238 | -3.238 | -3.238 | -3.238 | -3.238 | -3.238 | -3.238 | -3.238 | -3.238 | -3.238 | -3.238 | -19.9245 | -19.9245 | -19.9245 | -19.9245 | -19.9245 | -19.9245 | 0 | 0 | 0 | 0 | 0 |  |  | 35 |  |  | 32.6235
Canal - Wainscott New 138 kV UG Cable | 2028 |  |  | 0 | 0 | 0 | 0 | 0 | 0 | 38.957 | 38.957 | 38.957 | 38.957 | 38.957 | 38.957 | -7.5597 | -7.5597 | -7.5597 | -7.5597 | -7.5597 | -7.5597 | -7.5597 | -7.5597 | -7.5597 | -7.5597 | -7.5597 | -7.5597 | -7.5597 | -7.5597 | -7.5597 | -7.5597 | -7.5597 | -7.5597 | -7.5597 | -7.5597 | -7.5597 | -7.5597 | -7.5597 | -7.5597 | -7.5597 | -7.5597 | -7.5597 | -7.5597 | -7.5597 | -46.5167 | -46.5167 | -46.5167 | -46.5167 | -46.5167 | -46.5167 | [5 empty] | 58.276
Total - All Areas (No Deferrals,$Millions) |  |  | 513.3 |  | 24.0294 | 24.6325 | 24.9948 | 29.42 | 29.42 | 68.377 | 68.377 | 68.377 | 68.377 | 68.377 | 68.377 | 68.377 | 68.377 | 68.377 | 68.377 | 68.377 | 68.377 | 68.377 | 68.377 | 68.377 | 68.377 | 68.377 | 68.377 | 68.377 | 68.377 | 68.377 | 68.377 | 68.377 | 68.377 | 68.377 | 68.377 | 68.377 | 68.377 | 68.377 | 68.377 | 44.3475 | 43.7445 | 43.3821 | 38.957 | 38.957 | 0 | 0 | 0 | 0 | 0 | 0 | 0 | 0 |  | 63 | 853.4454 | 119.0703 | = max. total avoided cost in portfolio
Annual Avoided Costs for Deferrals - Area 1 Proposal: (see note*) | Deferral Year |  |  | 2016 | 2017 | 2018 | 2019 | 2020 | 2021 | 2022 | 2023 | 2024 | 2025 | 2026 | 2027 | 2028 | 2029 | 2030 | 2031 | 2032 | 2033 | 2034 | 2035 | 2036 | 2037 | 2038 | 2039 | 2040 | 2041 | 2042 | 2043 | 2044 | 2045 | 2046 | 2047 | 2048 | 2049 | 2050 | 2051 | 2052 | 2053 | 2054 | 2055 | 2056 | 2057 | 2058 | 2059 | 2060 | 2061 | 2062 | 2063 | 2064 |  |  | Differential NPV $M |  | Differential NPV $M (adjusted for COD of Selected Project) | Differntial NPV $/MW | NPV of Transmission Avoided Costs for Selected Project
Area I Projects:
Amagansett Conversion 33 kV | 2030 |  |  | 0 | 0.97582 | 0.97582 | 0.97582 | 0.97582 | 0.97582 | 0.97582 | 0.97582 | 0.97582 | 0.97582 | 0.97582 | 0.97582 | 0.97582 | 0.97582 | -0.4572 | -0.4572 | -0.4572 | -0.4572 | -0.4572 | -0.4572 | -0.4572 | -0.4572 | -0.4572 | -0.4572 | -0.4572 | -0.4572 | -0.4572 | -0.4572 | -0.4572 | -0.4572 | -0.4572 | -0.4572 | -0.4572 | -0.4572 | -0.4572 | -0.4572 | -1.433 | -1.433 | -1.433 | -1.433 | -1.433 | -1.433 | -1.433 | -1.433 | -1.433 | -1.433 | -1.433 | -1.433 | -1.433 |  |  | 3.8129 |  | 0 | 0 | 0
East Hampton Conversion 33 kV | 2030 |  |  | 0 | 0.39033 | 0.39033 | 0.39033 | 0.39033 | 0.39033 | 0.39033 | 0.39033 | 0.39033 | 0.39033 | 0.39033 | 0.39033 | 0.39033 | 0.39033 | -0.18288 | -0.18288 | -0.18288 | -0.18288 | -0.18288 | -0.18288 | -0.18288 | -0.18288 | -0.18288 | -0.18288 | -0.18288 | -0.18288 | -0.18288 | -0.18288 | -0.18288 | -0.18288 | -0.18288 | -0.18288 | -0.18288 | -0.18288 | -0.18288 | -0.18288 | -0.57321 | -0.57321 | -0.57321 | -0.57321 | -0.57321 | -0.57321 | -0.57321 | -0.57321 | -0.57321 | -0.57321 | -0.57321 | -0.57321 | -0.57321 |  |  | 1.5252 |  | 0 | 0 | 0
Buell Conversion 33 kV | 2030 |  |  | 0 | 0.45131 | 0.45131 | 0.45131 | 0.45131 | 0.45131 | 0.45131 | 0.45131 | 0.45131 | 0.45131 | 0.45131 | 0.45131 | 0.45131 | 0.45131 | -0.21146 | -0.21146 | -0.21146 | -0.21146 | -0.21146 | -0.21146 | -0.21146 | -0.21146 | -0.21146 | -0.21146 | -0.21146 | -0.21146 | -0.21146 | -0.21146 | -0.21146 | -0.21146 | -0.21146 | -0.21146 | -0.21146 | -0.21146 | -0.21146 | -0.21146 | -0.66277 | -0.66277 | -0.66277 | -0.66277 | -0.66277 | -0.66277 | -0.66277 | -0.66277 | -0.66277 | -0.66277 | -0.66277 | -0.66277 | -0.66277 |  |  | 1.7635 |  | 0 | 0 | 0
Hither Hills Conversion to 33 kV | 2030 |  |  | 0 | 0 | 0.60305 | 0.60305 | 0.60305 | 0.60305 | 0.60305 | 0.60305 | 0.60305 | 0.60305 | 0.60305 | 0.60305 | 0.60305 | 0.60305 | -0.25676 | -0.25676 | -0.25676 | -0.25676 | -0.25676 | -0.25676 | -0.25676 | -0.25676 | -0.25676 | -0.25676 | -0.25676 | -0.25676 | -0.25676 | -0.25676 | -0.25676 | -0.25676 | -0.25676 | -0.25676 | -0.25676 | -0.25676 | -0.25676 | -0.25676 | -0.25676 | -0.85981 | -0.85981 | -0.85981 | -0.85981 | -0.85981 | -0.85981 | -0.85981 | -0.85981 | -0.85981 | -0.85981 | -0.85981 | -0.85981 |  |  | 2.0853 |  | 2.0853 | 139022.8879 | 74168.7107
Culloden Pt Conversion to 33 kV | 2030 |  |  | 0 | 0 | 0 | 0.36233 | 0.36233 | 0.36233 | 0.36233 | 0.36233 | 0.36233 | 0.36233 | 0.36233 | 0.36233 | 0.36233 | 0.36233 | -0.13922 | -0.13922 | -0.13922 | -0.13922 | -0.13922 | -0.13922 | -0.13922 | -0.13922 | -0.13922 | -0.13922 | -0.13922 | -0.13922 | -0.13922 | -0.13922 | -0.13922 | -0.13922 | -0.13922 | -0.13922 | -0.13922 | -0.13922 | -0.13922 | -0.13922 | -0.13922 | -0.13922 | -0.50156 | -0.50156 | -0.50156 | -0.50156 | -0.50156 | -0.50156 | -0.50156 | -0.50156 | -0.50156 | -0.50156 | -0.50156 |  |  | 1.1012 |  | 1.1012 | 73412.135 | 39165.374
[59 empty] | 113334.0847 | =Area I Portion
Area II Projects: | [58 empty] | 688719.7768 | =Area I+II+III Portions
Bridgehampton - Buell New 69 kV UG Cable | 2026 |  |  | 0 | 0 | 0 | 0 | 4.4251 | 4.4251 | 4.4251 | 4.4251 | 4.4251 | 4.4251 | -0.85871 | -0.85871 | -0.85871 | -0.85871 | -0.85871 | -0.85871 | -0.85871 | -0.85871 | -0.85871 | -0.85871 | -0.85871 | -0.85871 | -0.85871 | -0.85871 | -0.85871 | -0.85871 | -0.85871 | -0.85871 | -0.85871 | -0.85871 | -0.85871 | -0.85871 | -0.85871 | -0.85871 | -0.85871 | -0.85871 | -0.85871 | -0.85871 | -0.85871 | -5.2839 | -5.2839 | -5.2839 | -5.2839 | -5.2839 | -5.2839 | 0 | 0 | 0 | 0 |  |  | 7.3678 |  | 7.3678 | 153495.4058 | 81889.799
[59 empty] | 81889.799 | =Area II Portion
Area III Projects: | [58 empty] | 575385.692 | =Area II+III Portions
New Canal - Southampton Cable | 2023 |  |  | 0 | 4.5863 | 4.5863 | 4.5863 | 4.5863 | 4.5863 | 4.5863 | -0.88999 | -0.88999 | -0.88999 | -0.88999 | -0.88999 | -0.88999 | -0.88999 | -0.88999 | -0.88999 | -0.88999 | -0.88999 | -0.88999 | -0.88999 | -0.88999 | -0.88999 | -0.88999 | -0.88999 | -0.88999 | -0.88999 | -0.88999 | -0.88999 | -0.88999 | -0.88999 | -0.88999 | -0.88999 | -0.88999 | -0.88999 | -0.88999 | -0.88999 | -5.4763 | -5.4763 | -5.4763 | -5.4763 | -5.4763 | -5.4763 | 0 | 0 | 0 | 0 | 0 | 0 | 0 |  |  | 8.9667 |  | 0 | 0 | 0
Upgrade Wildwood - Riverhead to 138 kV | 2022 |  |  | 0 | 0.93922 | 0.93922 | 0.93922 | 0.93922 | 0.93922 | -0.14959 | -0.14959 | -0.14959 | -0.14959 | -0.14959 | -0.14959 | -0.14959 | -0.14959 | -0.14959 | -0.14959 | -0.14959 | -0.14959 | -0.14959 | -0.14959 | -0.14959 | -0.14959 | -0.14959 | -0.14959 | -0.14959 | -0.14959 | -0.14959 | -0.14959 | -0.14959 | -0.14959 | -0.14959 | -0.14959 | -0.14959 | -0.14959 | -0.14959 | -0.14959 | -1.0888 | -1.0888 | -1.0888 | -1.0888 | -1.0888 | 0 | 0 | 0 | 0 | 0 | 0 | 0 | 0 |  |  | 1.5483 |  | 0 | 0 | 0
Riverhead Canal 2nd Line and Bank | 2023 |  |  | 0 | 16.6864 | 16.6864 | 16.6864 | 16.6864 | 16.6864 | 16.6864 | -3.238 | -3.238 | -3.238 | -3.238 | -3.238 | -3.238 | -3.238 | -3.238 | -3.238 | -3.238 | -3.238 | -3.238 | -3.238 | -3.238 | -3.238 | -3.238 | -3.238 | -3.238 | -3.238 | -3.238 | -3.238 | -3.238 | -3.238 | -3.238 | -3.238 | -3.238 | -3.238 | -3.238 | -3.238 | -19.9245 | -19.9245 | -19.9245 | -19.9245 | -19.9245 | -19.9245 | 0 | 0 | 0 | 0 | 0 | 0 | 0 |  |  | 32.6235 |  | 0 | 0 | 0
Canal - Wainscott New 138 kV UG Cable | 2028 |  |  | 0 | 0 | 0 | 0 | 0 | 0 | 38.957 | 38.957 | 38.957 | 38.957 | 38.957 | 38.957 | -7.5597 | -7.5597 | -7.5597 | -7.5597 | -7.5597 | -7.5597 | -7.5597 | -7.5597 | -7.5597 | -7.5597 | -7.5597 | -7.5597 | -7.5597 | -7.5597 | -7.5597 | -7.5597 | -7.5597 | -7.5597 | -7.5597 | -7.5597 | -7.5597 | -7.5597 | -7.5597 | -7.5597 | -7.5597 | -7.5597 | -7.5597 | -7.5597 | -7.5597 | -46.5167 | -46.5167 | -46.5167 | -46.5167 | -46.5167 | -46.5167 | 0 | 0 |  |  | 58.276 |  | 58.276 | 925015.732 | 493495.893
[59 empty] | 493495.893 | =Area III Portion
Total - Area 1 Proposal, $Millions (unadjusted) |  |  |  | 0 | 0 | 0.60305 | 0.96539 | 5.3905 | 5.3905 | 44.3475 | 44.3475 | 44.3475 | 44.3475 | 39.0637 | 39.0637 | -7.453 | -7.453 | -8.8144 | -8.8144 | -8.8144 | -8.8144 | -8.8144 | -8.8144 | -8.8144 | -8.8144 | -8.8144 | -8.8144 | -8.8144 | -8.8144 | -8.8144 | -8.8144 | -8.8144 | -8.8144 | -8.8144 | -8.8144 | -8.8144 | -8.8144 | -8.8144 | -8.8144 | -8.8144 | -9.4174 | -9.7798 | -14.2049 | -14.2049 | -53.1619 | -53.1619 | -53.1619 | -53.1619 | -47.878 | -47.878 | -1.3614 | -1.3614 |  |  | 68.8303 |  |  | 1290946.1608 | 688719.7768
$/MW-yr |  |  |  | 0 | 0 | 40203.5861 | 64359.2408 | 156549.7282 | 156549.7282 | 774914.5398 | 774914.5398 | 774914.5398 | 774914.5398 | 664834.2766 | 664834.2766 | -73525.6468 | -73525.6468 | -164283.4228 | -164283.4228 | -164283.4228 | -164283.4228 | -164283.4228 | -164283.4228 | -164283.4228 | -164283.4228 | -164283.4228 | -164283.4228 | -164283.4228 | -164283.4228 | -164283.4228 | -164283.4228 | -164283.4228 | -164283.4228 | -164283.4228 | -164283.4228 | -164283.4228 | -164283.4228 | -164283.4228 | -164283.4228 | -164283.4228 | -204487.0089 | -228642.6636 | -320833.151 | -320833.151 | -939197.9626 | -939197.9626 | -939197.9626 | -939197.9626 | -829117.6994 | -829117.6994 | -90757.776 | -90757.776
$Millions (adjusted) |  |  |  | 0 | 0 | 0.021449 | 0.034336 | 0.083519 | 0.083519 | 0.41342 | 0.41342 | 0.41342 | 0.41342 | 0.35469 | 0.35469 | -0.039226 | -0.039226 | -0.087645 | -0.087645 | -0.087645 | -0.087645 | -0.087645 | -0.087645 | -0.087645 | -0.087645 | -0.087645 | -0.087645 | -0.087645 | -0.087645 | -0.087645 | -0.087645 | -0.087645 | -0.087645 | -0.087645 | -0.087645 | -0.087645 | -0.087645 | -0.087645 | -0.087645 | -0.087645 | -0.10909 | -0.12198 | -0.17116 | -0.17116 | -0.50106 | -0.50106 | -0.50106 | -0.50106 | -0.44233 | -0.44233 | -0.048419 | -0.048419 |  |  | 688.7198
Annual Avoided Costs for Deferrals - Area 2 Proposal: (see note*) | Deferral Year |  |  | 2016 | 2017 | 2018 | 2019 | 2020 | 2021 | 2022 | 2023 | 2024 | 2025 | 2026 | 2027 | 2028 | 2029 | 2030 | 2031 | 2032 | 2033 | 2034 | 2035 | 2036 | 2037 | 2038 | 2039 | 2040 | 2041 | 2042 | 2043 | 2044 | 2045 | 2046 | 2047 | 2048 | 2049 | 2050 | 2051 | 2052 | 2053 | 2054 | 2055 | 2056 | 2057 | 2058 | 2059 | 2060 | 2061 | 2062 | 2063 | 2064 |  |  | Differential NPV $M |  | Differential NPV $M (adjusted for COD of Selected Project) | Differntial NPV $/MW | NPV of Transmission Avoided Costs for Selected Project
Area I Projects:
Amagansett Conversion 33 kV | 2030 |  |  | 0 | 0 | 0 | 0 | 0 | 0 | 0 | 0 | 0 | 0 | 0 | 0 | 0 | 0 | 0 | 0 | 0 | 0 | 0 | 0 | 0 | 0 | 0 | 0 | 0 | 0 | 0 | 0 | 0 | 0 | 0 | 0 | 0 | 0 | 0 | 0 | 0 | 0 | 0 | 0 | 0 | 0 | 0 | 0 | 0 | 0 | 0 | 0 | 0 |  |  | 0 |  | 0 | 0 | 0
East Hampton Conversion 33 kV | 2030 |  |  | 0 | 0 | 0 | 0 | 0 | 0 | 0 | 0 | 0 | 0 | 0 | 0 | 0 | 0 | 0 | 0 | 0 | 0 | 0 | 0 | 0 | 0 | 0 | 0 | 0 | 0 | 0 | 0 | 0 | 0 | 0 | 0 | 0 | 0 | 0 | 0 | 0 | 0 | 0 | 0 | 0 | 0 | 0 | 0 | 0 | 0 | 0 | 0 | 0 |  |  | 0 |  | 0 | 0 | 0
Buell Conversion 33 kV | 2030 |  |  | 0 | 0 | 0 | 0 | 0 | 0 | 0 | 0 | 0 | 0 | 0 | 0 | 0 | 0 | 0 | 0 | 0 | 0 | 0 | 0 | 0 | 0 | 0 | 0 | 0 | 0 | 0 | 0 | 0 | 0 | 0 | 0 | 0 | 0 | 0 | 0 | 0 | 0 | 0 | 0 | 0 | 0 | 0 | 0 | 0 | 0 | 0 | 0 | 0 |  |  | 0 |  | 0 | 0 | 0
Hither Hills Conversion to 33 kV | 2030 |  |  | 0 | 0 | 0 | 0 | 0 | 0 | 0 | 0 | 0 | 0 | 0 | 0 | 0 | 0 | 0 | 0 | 0 | 0 | 0 | 0 | 0 | 0 | 0 | 0 | 0 | 0 | 0 | 0 | 0 | 0 | 0 | 0 | 0 | 0 | 0 | 0 | 0 | 0 | 0 | 0 | 0 | 0 | 0 | 0 | 0 | 0 | 0 | 0 | 0 |  |  | 0 |  | 0 | 0 | 0
Culloden Pt Conversion to 33 kV | 2030 |  |  | 0 | 0 | 0 | 0 | 0 | 0 | 0 | 0 | 0 | 0 | 0 | 0 | 0 | 0 | 0 | 0 | 0 | 0 | 0 | 0 | 0 | 0 | 0 | 0 | 0 | 0 | 0 | 0 | 0 | 0 | 0 | 0 | 0 | 0 | 0 | 0 | 0 | 0 | 0 | 0 | 0 | 0 | 0 | 0 | 0 | 0 | 0 | 0 | 0 |  |  | 0 |  | 0 | 0 | 0
[59 empty] | 0 | =Area I Portion
Area II Projects: | [58 empty] | 575385.692 | =Area I+II+III Portions
Bridgehampton - Buell New 69 kV UG Cable | 2026 |  |  | 0 | 0 | 0 | 0 | 4.4251 | 4.4251 | 4.4251 | 4.4251 | 4.4251 | 4.4251 | -0.85871 | -0.85871 | -0.85871 | -0.85871 | -0.85871 | -0.85871 | -0.85871 | -0.85871 | -0.85871 | -0.85871 | -0.85871 | -0.85871 | -0.85871 | -0.85871 | -0.85871 | -0.85871 | -0.85871 | -0.85871 | -0.85871 | -0.85871 | -0.85871 | -0.85871 | -0.85871 | -0.85871 | -0.85871 | -0.85871 | -0.85871 | -0.85871 | -0.85871 | -5.2839 | -5.2839 | -5.2839 | -5.2839 | -5.2839 | -5.2839 | 0 | 0 | 0 | 0 |  |  | 7.3678 |  | 7.3678 | 153495.4058 | 81889.799
[59 empty] | 81889.799 | =Area II Portion
Area III Projects: | [58 empty] | 575385.692 | =Area II+III Portions
New Canal - Southampton Cable | 2023 |  |  | 0 | 4.5863 | 4.5863 | 4.5863 | 4.5863 | 4.5863 | 4.5863 | -0.88999 | -0.88999 | -0.88999 | -0.88999 | -0.88999 | -0.88999 | -0.88999 | -0.88999 | -0.88999 | -0.88999 | -0.88999 | -0.88999 | -0.88999 | -0.88999 | -0.88999 | -0.88999 | -0.88999 | -0.88999 | -0.88999 | -0.88999 | -0.88999 | -0.88999 | -0.88999 | -0.88999 | -0.88999 | -0.88999 | -0.88999 | -0.88999 | -0.88999 | -5.4763 | -5.4763 | -5.4763 | -5.4763 | -5.4763 | -5.4763 | 0 | 0 | 0 | 0 | 0 | 0 | 0 |  |  | 8.9667 |  | 0 | 0 | 0
Upgrade Wildwood - Riverhead to 138 kV | 2022 |  |  | 0 | 0.93922 | 0.93922 | 0.93922 | 0.93922 | 0.93922 | -0.14959 | -0.14959 | -0.14959 | -0.14959 | -0.14959 | -0.14959 | -0.14959 | -0.14959 | -0.14959 | -0.14959 | -0.14959 | -0.14959 | -0.14959 | -0.14959 | -0.14959 | -0.14959 | -0.14959 | -0.14959 | -0.14959 | -0.14959 | -0.14959 | -0.14959 | -0.14959 | -0.14959 | -0.14959 | -0.14959 | -0.14959 | -0.14959 | -0.14959 | -0.14959 | -1.0888 | -1.0888 | -1.0888 | -1.0888 | -1.0888 | 0 | 0 | 0 | 0 | 0 | 0 | 0 | 0 |  |  | 1.5483 |  | 0 | 0 | 0
Riverhead Canal 2nd Line and Bank | 2023 |  |  | 0 | 16.6864 | 16.6864 | 16.6864 | 16.6864 | 16.6864 | 16.6864 | -3.238 | -3.238 | -3.238 | -3.238 | -3.238 | -3.238 | -3.238 | -3.238 | -3.238 | -3.238 | -3.238 | -3.238 | -3.238 | -3.238 | -3.238 | -3.238 | -3.238 | -3.238 | -3.238 | -3.238 | -3.238 | -3.238 | -3.238 | -3.238 | -3.238 | -3.238 | -3.238 | -3.238 | -3.238 | -19.9245 | -19.9245 | -19.9245 | -19.9245 | -19.9245 | -19.9245 | 0 | 0 | 0 | 0 | 0 | 0 | 0 |  |  | 32.6235 |  | 0 | 0 | 0
Canal - Wainscott New 138 kV UG Cable | 2028 |  |  | 0 | 0 | 0 | 0 | 0 | 0 | 38.957 | 38.957 | 38.957 | 38.957 | 38.957 | 38.957 | -7.5597 | -7.5597 | -7.5597 | -7.5597 | -7.5597 | -7.5597 | -7.5597 | -7.5597 | -7.5597 | -7.5597 | -7.5597 | -7.5597 | -7.5597 | -7.5597 | -7.5597 | -7.5597 | -7.5597 | -7.5597 | -7.5597 | -7.5597 | -7.5597 | -7.5597 | -7.5597 | -7.5597 | -7.5597 | -7.5597 | -7.5597 | -7.5597 | -7.5597 | -46.5167 | -46.5167 | -46.5167 | -46.5167 | -46.5167 | -46.5167 | 0 | 0 |  |  | 58.276 |  | 58.276 | 925015.732 | 493495.893
[59 empty] | 493495.893 | =Area III Portion
Total - Area 2 Proposal, $Millions (unadjusted) |  |  |  | 0 | 0 | 0 | 0 | 4.4251 | 4.4251 | 43.3821 | 43.3821 | 43.3821 | 43.3821 | 38.0983 | 38.0983 | -8.4184 | -8.4184 | -8.4184 | -8.4184 | -8.4184 | -8.4184 | -8.4184 | -8.4184 | -8.4184 | -8.4184 | -8.4184 | -8.4184 | -8.4184 | -8.4184 | -8.4184 | -8.4184 | -8.4184 | -8.4184 | -8.4184 | -8.4184 | -8.4184 | -8.4184 | -8.4184 | -8.4184 | -8.4184 | -8.4184 | -8.4184 | -12.8435 | -12.8435 | -51.8005 | -51.8005 | -51.8005 | -51.8005 | -46.5167 | -46.5167 | 0 | 0 |  |  | 65.6438 |  |  | 1078511.1378 | 575385.692
$/MW-yr |  |  |  | 0 | 0 | 0 | 0 | 92190.4874 | 92190.4874 | 710555.299 | 710555.299 | 710555.299 | 710555.299 | 600475.0358 | 600475.0358 | -137884.8876 | -137884.8876 | -137884.8876 | -137884.8876 | -137884.8876 | -137884.8876 | -137884.8876 | -137884.8876 | -137884.8876 | -137884.8876 | -137884.8876 | -137884.8876 | -137884.8876 | -137884.8876 | -137884.8876 | -137884.8876 | -137884.8876 | -137884.8876 | -137884.8876 | -137884.8876 | -137884.8876 | -137884.8876 | -137884.8876 | -137884.8876 | -137884.8876 | -137884.8876 | -137884.8876 | -230075.375 | -230075.375 | -848440.1866 | -848440.1866 | -848440.1866 | -848440.1866 | -738359.9234 | -738359.9234 | 0 | 0
$Millions (adjusted) |  |  |  | 0 | 0 | 0 | 0 | 0.049184 | 0.049184 | 0.37908 | 0.37908 | 0.37908 | 0.37908 | 0.32035 | 0.32035 | -0.073562 | -0.073562 | -0.073562 | -0.073562 | -0.073562 | -0.073562 | -0.073562 | -0.073562 | -0.073562 | -0.073562 | -0.073562 | -0.073562 | -0.073562 | -0.073562 | -0.073562 | -0.073562 | -0.073562 | -0.073562 | -0.073562 | -0.073562 | -0.073562 | -0.073562 | -0.073562 | -0.073562 | -0.073562 | -0.073562 | -0.073562 | -0.12275 | -0.12275 | -0.45264 | -0.45264 | -0.45264 | -0.45264 | -0.39392 | -0.39392 | 0 | 0 |  |  | 575.3857
Annual Avoided Costs for Deferrals - Area 3 Proposal: (see note*) | Deferral Year |  |  | 2016 | 2017 | 2018 | 2019 | 2020 | 2021 | 2022 | 2023 | 2024 | 2025 | 2026 | 2027 | 2028 | 2029 | 2030 | 2031 | 2032 | 2033 | 2034 | 2035 | 2036 | 2037 | 2038 | 2039 | 2040 | 2041 | 2042 | 2043 | 2044 | 2045 | 2046 | 2047 | 2048 | 2049 | 2050 | 2051 | 2052 | 2053 | 2054 | 2055 | 2056 | 2057 | 2058 | 2059 | 2060 | 2061 | 2062 | 2063 | 2064 |  |  | Differential NPV $M |  | Differential NPV $M (adjusted for COD of Selected Project) | Differntial NPV $/MW | NPV of Transmission Avoided Costs for Selected Project
Area I Projects:
Amagansett Conversion 33 kV | 2030 |  |  | 0 | 0 | 0 | 0 | 0 | 0 | 0 | 0 | 0 | 0 | 0 | 0 | 0 | 0 | 0 | 0 | 0 | 0 | 0 | 0 | 0 | 0 | 0 | 0 | 0 | 0 | 0 | 0 | 0 | 0 | 0 | 0 | 0 | 0 | 0 | 0 | 0 | 0 | 0 | 0 | 0 | 0 | 0 | 0 | 0 | 0 | 0 | 0 | 0 |  |  | 0 |  | 0 | 0 | 0
East Hampton Conversion 33 kV | 2030 |  |  | 0 | 0 | 0 | 0 | 0 | 0 | 0 | 0 | 0 | 0 | 0 | 0 | 0 | 0 | 0 | 0 | 0 | 0 | 0 | 0 | 0 | 0 | 0 | 0 | 0 | 0 | 0 | 0 | 0 | 0 | 0 | 0 | 0 | 0 | 0 | 0 | 0 | 0 | 0 | 0 | 0 | 0 | 0 | 0 | 0 | 0 | 0 | 0 | 0 |  |  | 0 |  | 0 | 0 | 0
Buell Conversion 33 kV | 2030 |  |  | 0 | 0 | 0 | 0 | 0 | 0 | 0 | 0 | 0 | 0 | 0 | 0 | 0 | 0 | 0 | 0 | 0 | 0 | 0 | 0 | 0 | 0 | 0 | 0 | 0 | 0 | 0 | 0 | 0 | 0 | 0 | 0 | 0 | 0 | 0 | 0 | 0 | 0 | 0 | 0 | 0 | 0 | 0 | 0 | 0 | 0 | 0 | 0 | 0 |  |  | 0 |  | 0 | 0 | 0
Hither Hills Conversion to 33 kV | 2030 |  |  | 0 | 0 | 0 | 0 | 0 | 0 | 0 | 0 | 0 | 0 | 0 | 0 | 0 | 0 | 0 | 0 | 0 | 0 | 0 | 0 | 0 | 0 | 0 | 0 | 0 | 0 | 0 | 0 | 0 | 0 | 0 | 0 | 0 | 0 | 0 | 0 | 0 | 0 | 0 | 0 | 0 | 0 | 0 | 0 | 0 | 0 | 0 | 0 | 0 |  |  | 0 |  | 0 | 0 | 0
Culloden Pt Conversion to 33 kV | 2030 |  |  | 0 | 0 | 0 | 0 | 0 | 0 | 0 | 0 | 0 | 0 | 0 | 0 | 0 | 0 | 0 | 0 | 0 | 0 | 0 | 0 | 0 | 0 | 0 | 0 | 0 | 0 | 0 | 0 | 0 | 0 | 0 | 0 | 0 | 0 | 0 | 0 | 0 | 0 | 0 | 0 | 0 | 0 | 0 | 0 | 0 | 0 | 0 | 0 | 0 |  |  | 0 |  | 0 | 0 | 0
[59 empty] | 0 | =Area I Portion
Area II Projects: | [58 empty] | 1973983.5721 | =Area I+II+III Portions
Bridgehampton - Buell New 69 kV UG Cable | 2026 |  |  | 0 | 0 | 0 | 0 | 0 | 0 | 0 | 0 | 0 | 0 | 0 | 0 | 0 | 0 | 0 | 0 | 0 | 0 | 0 | 0 | 0 | 0 | 0 | 0 | 0 | 0 | 0 | 0 | 0 | 0 | 0 | 0 | 0 | 0 | 0 | 0 | 0 | 0 | 0 | 0 | 0 | 0 | 0 | 0 | 0 | 0 | 0 | 0 | 0 |  |  | 0 |  | 0 | 0 | 0
[59 empty] | 0 | =Area II Portion
Area III Projects: | [58 empty] | 1973983.5721 | =Area II+III Portions
New Canal - Southampton Cable | 2023 |  |  | 0 | 4.5863 | 4.5863 | 4.5863 | 4.5863 | 4.5863 | 4.5863 | -0.88999 | -0.88999 | -0.88999 | -0.88999 | -0.88999 | -0.88999 | -0.88999 | -0.88999 | -0.88999 | -0.88999 | -0.88999 | -0.88999 | -0.88999 | -0.88999 | -0.88999 | -0.88999 | -0.88999 | -0.88999 | -0.88999 | -0.88999 | -0.88999 | -0.88999 | -0.88999 | -0.88999 | -0.88999 | -0.88999 | -0.88999 | -0.88999 | -0.88999 | -5.4763 | -5.4763 | -5.4763 | -5.4763 | -5.4763 | -5.4763 | 0 | 0 | 0 | 0 | 0 | 0 | 0 |  |  | 8.9667 |  | 0 | 0 | 0
Upgrade Wildwood - Riverhead to 138 kV | 2022 |  |  | 0 | 0.93922 | 0.93922 | 0.93922 | 0.93922 | 0.93922 | -0.14959 | -0.14959 | -0.14959 | -0.14959 | -0.14959 | -0.14959 | -0.14959 | -0.14959 | -0.14959 | -0.14959 | -0.14959 | -0.14959 | -0.14959 | -0.14959 | -0.14959 | -0.14959 | -0.14959 | -0.14959 | -0.14959 | -0.14959 | -0.14959 | -0.14959 | -0.14959 | -0.14959 | -0.14959 | -0.14959 | -0.14959 | -0.14959 | -0.14959 | -0.14959 | -1.0888 | -1.0888 | -1.0888 | -1.0888 | -1.0888 | 0 | 0 | 0 | 0 | 0 | 0 | 0 | 0 |  |  | 1.5483 |  | 0 | 0 | 0
Riverhead Canal 2nd Line and Bank | 2023 |  |  | 0 | 16.6864 | 16.6864 | 16.6864 | 16.6864 | 16.6864 | 16.6864 | -3.238 | -3.238 | -3.238 | -3.238 | -3.238 | -3.238 | -3.238 | -3.238 | -3.238 | -3.238 | -3.238 | -3.238 | -3.238 | -3.238 | -3.238 | -3.238 | -3.238 | -3.238 | -3.238 | -3.238 | -3.238 | -3.238 | -3.238 | -3.238 | -3.238 | -3.238 | -3.238 | -3.238 | -3.238 | -19.9245 | -19.9245 | -19.9245 | -19.9245 | -19.9245 | -19.9245 | 0 | 0 | 0 | 0 | 0 | 0 | 0 |  |  | 32.6235 |  | 0 | 0 | 0
Canal - Wainscott New 138 kV UG Cable | 2028 |  |  | 0 | 0 | 0 | 0 | 0 | 0 | 38.957 | 38.957 | 38.957 | 38.957 | 38.957 | 38.957 | -7.5597 | -7.5597 | -7.5597 | -7.5597 | -7.5597 | -7.5597 | -7.5597 | -7.5597 | -7.5597 | -7.5597 | -7.5597 | -7.5597 | -7.5597 | -7.5597 | -7.5597 | -7.5597 | -7.5597 | -7.5597 | -7.5597 | -7.5597 | -7.5597 | -7.5597 | -7.5597 | -7.5597 | -7.5597 | -7.5597 | -7.5597 | -7.5597 | -7.5597 | -46.5167 | -46.5167 | -46.5167 | -46.5167 | -46.5167 | -46.5167 | 0 | 0 |  |  | 58.276 |  | 58.276 | 925015.732 | 1973983.5721
[59 empty] | 1973983.5721 | =Area III Portion
Total - Area 3 Proposal, $Millions (unadjusted) |  |  |  | 0 | 22.212 | 22.212 | 22.212 | 22.212 | 22.212 | 60.0802 | 34.6794 | 34.6794 | 34.6794 | 34.6794 | 34.6794 | -11.8373 | -11.8373 | -11.8373 | -11.8373 | -11.8373 | -11.8373 | -11.8373 | -11.8373 | -11.8373 | -11.8373 | -11.8373 | -11.8373 | -11.8373 | -11.8373 | -11.8373 | -11.8373 | -11.8373 | -11.8373 | -11.8373 | -11.8373 | -11.8373 | -11.8373 | -11.8373 | -11.8373 | -34.0493 | -34.0493 | -34.0493 | -34.0493 | -34.0493 | -71.9175 | -46.5167 | -46.5167 | -46.5167 | -46.5167 | -46.5167 | 0 | 0 |  |  | 101.4144 |  |  | 925015.732 | 1973983.5721
$/MW-yr |  |  |  | 0 | 0 | 0 | 0 | 0 | 0 | 618364.8116 | 618364.8116 | 618364.8116 | 618364.8116 | 618364.8116 | 618364.8116 | -119995.1118 | -119995.1118 | -119995.1118 | -119995.1118 | -119995.1118 | -119995.1118 | -119995.1118 | -119995.1118 | -119995.1118 | -119995.1118 | -119995.1118 | -119995.1118 | -119995.1118 | -119995.1118 | -119995.1118 | -119995.1118 | -119995.1118 | -119995.1118 | -119995.1118 | -119995.1118 | -119995.1118 | -119995.1118 | -119995.1118 | -119995.1118 | -119995.1118 | -119995.1118 | -119995.1118 | -119995.1118 | -119995.1118 | -738359.9234 | -738359.9234 | -738359.9234 | -738359.9234 | -738359.9234 | -738359.9234 | 0 | 0
$Millions (adjusted) |  |  |  | 0 | 0 | 0 | 0 | 0 | 0 | 1.3196 | 1.3196 | 1.3196 | 1.3196 | 1.3196 | 1.3196 | -0.25607 | -0.25607 | -0.25607 | -0.25607 | -0.25607 | -0.25607 | -0.25607 | -0.25607 | -0.25607 | -0.25607 | -0.25607 | -0.25607 | -0.25607 | -0.25607 | -0.25607 | -0.25607 | -0.25607 | -0.25607 | -0.25607 | -0.25607 | -0.25607 | -0.25607 | -0.25607 | -0.25607 | -0.25607 | -0.25607 | -0.25607 | -0.25607 | -0.25607 | -1.5757 | -1.5757 | -1.5757 | -1.5757 | -1.5757 | -1.5757 | 0 | 0 |  |  | 1973.9836
Discount Factor (Relative to 1/1/2016) = |  |  |  | 0.94787 | 0.89845 | 0.85161 | 0.80722 | 0.76513 | 0.72525 | 0.68744 | 0.6516 | 0.61763 | 0.58543 | 0.55491 | 0.52598 | 0.49856 | 0.47257 | 0.44793 | 0.42458 | 0.40245 | 0.38147 | 0.36158 | 0.34273 | 0.32486 | 0.30793 | 0.29187 | 0.27666 | 0.26223 | 0.24856 | 0.2356 | 0.22332 | 0.21168 | 0.20064 | 0.19018 | 0.18027 | 0.17087 | 0.16196 | 0.15352 | 0.14552 | 0.13793 | 0.13074 | 0.12392 | 0.11746 | 0.11134 | 0.10554 | 0.10003 | 0.094818 | 0.089875 | 0.08519 | 0.080748 | 0.076539 | 0.072549
* Note: A positive (+) avoided cost in a given year represents a cost savings relative to not having a transmission project deferral.
Note on BF17: Todd Kantarek: Behind the meter system warrants T&D losses adjustment factor

## S&L Analysis - Ph III
Version |  | Based on PSEGLI file: "East End Utility 2_0_Economics_2014_10_13_r28_Sargent_Lundy.xlsx"
Annual Revenue Requirements (Millions of $s)
1) Reference (Transmission only) Case
Project | I/S Year | Investor | Capital (2015$s) | 2016 | 2017 | 2018 | 2019 | 2020 | 2021 | 2022 | 2023 | 2024 | 2025 | 2026 | 2027 | 2028 | 2029 | 2030 | 2031 | 2032 | 2033 | 2034 | 2035 | 2036 | 2037 | 2038 | 2039 | 2040 | 2041 | 2042 | 2043 | 2044 | 2045 | 2046 | 2047 | 2048 | 2049 | 2050 | 2051 | 2052 | 2053 | 2054 | 2055 | 2056 | 2057 | 2058 | 2059 | 2060 | 2061 | 2062 | 2063 | 2064 |  |  | NPV |  |  |  |  | Project Inputs for Portfolio:
Transmission Reinforcement I | 2017 | PSEGLI | 197 | 0 | 24.0294 | 24.0294 | 24.0294 | 24.0294 | 24.0294 | 24.0294 | 24.0294 | 24.0294 | 24.0294 | 24.0294 | 24.0294 | 24.0294 | 24.0294 | 24.0294 | 24.0294 | 24.0294 | 24.0294 | 24.0294 | 24.0294 | 24.0294 | 24.0294 | 24.0294 | 24.0294 | 24.0294 | 24.0294 | 24.0294 | 24.0294 | 24.0294 | 24.0294 | 24.0294 | 24.0294 | 24.0294 | 24.0294 | 24.0294 | 24.0294 | [13 empty] | 35 |  | 350.5464 |  |  |  | Proposal Number =
Transmission Reinforcement II | 2018 | PSEGLI | 4.8 | 0 | 0 | 0.60305 | 0.60305 | 0.60305 | 0.60305 | 0.60305 | 0.60305 | 0.60305 | 0.60305 | 0.60305 | 0.60305 | 0.60305 | 0.60305 | 0.60305 | 0.60305 | 0.60305 | 0.60305 | 0.60305 | 0.60305 | 0.60305 | 0.60305 | 0.60305 | 0.60305 | 0.60305 | 0.60305 | 0.60305 | 0.60305 | 0.60305 | 0.60305 | 0.60305 | 0.60305 | 0.60305 | 0.60305 | 0.60305 | 0.60305 | 0.60305 | [12 empty] | 35 |  | 8.3388 |  |  |  | Proposer Name = | a | b | c | d | e | f | g | h | i | j
Transmission Reinforcement III | 2019 | PSEGLI | 2.8 | 0 | 0 | 0 | 0.36233 | 0.36233 | 0.36233 | 0.36233 | 0.36233 | 0.36233 | 0.36233 | 0.36233 | 0.36233 | 0.36233 | 0.36233 | 0.36233 | 0.36233 | 0.36233 | 0.36233 | 0.36233 | 0.36233 | 0.36233 | 0.36233 | 0.36233 | 0.36233 | 0.36233 | 0.36233 | 0.36233 | 0.36233 | 0.36233 | 0.36233 | 0.36233 | 0.36233 | 0.36233 | 0.36233 | 0.36233 | 0.36233 | 0.36233 | 0.36233 | [11 empty] | 35 |  | 4.7491 |  |  |  | Proposal/Project =
Transmission Reinforcement IV | 2020 | PSEGLI | 33.2 | 0 | 0 | 0 | 0 | 4.4251 | 4.4251 | 4.4251 | 4.4251 | 4.4251 | 4.4251 | 4.4251 | 4.4251 | 4.4251 | 4.4251 | 4.4251 | 4.4251 | 4.4251 | 4.4251 | 4.4251 | 4.4251 | 4.4251 | 4.4251 | 4.4251 | 4.4251 | 4.4251 | 4.4251 | 4.4251 | 4.4251 | 4.4251 | 4.4251 | 4.4251 | 4.4251 | 4.4251 | 4.4251 | 4.4251 | 4.4251 | 4.4251 | 4.4251 | 4.4251 | [10 empty] | 35 |  | 54.9758 |  |  |  | Option Number =
Transmission Reinforcement V | 2022 | PSEGLI | 275.5 | 0 | 0 | 0 | 0 | 0 | 0 | 38.957 | 38.957 | 38.957 | 38.957 | 38.957 | 38.957 | 38.957 | 38.957 | 38.957 | 38.957 | 38.957 | 38.957 | 38.957 | 38.957 | 38.957 | 38.957 | 38.957 | 38.957 | 38.957 | 38.957 | 38.957 | 38.957 | 38.957 | 38.957 | 38.957 | 38.957 | 38.957 | 38.957 | 38.957 | 38.957 | 38.957 | 38.957 | 38.957 | 38.957 | 38.957 | [8 empty] | 35 |  | 434.8353 |  |  |  | Location =
Technology =
Total |  |  | 513.3 | 0 | 24.0294 | 24.6325 | 24.9948 | 29.42 | 29.42 | 68.377 | 68.377 | 68.377 | 68.377 | 68.377 | 68.377 | 68.377 | 68.377 | 68.377 | 68.377 | 68.377 | 68.377 | 68.377 | 68.377 | 68.377 | 68.377 | 68.377 | 68.377 | 68.377 | 68.377 | 68.377 | 68.377 | 68.377 | 68.377 | 68.377 | 68.377 | 68.377 | 68.377 | 68.377 | 68.377 | 44.3475 | 43.7445 | 43.3821 | 38.957 | 38.957 | 0 | 0 | 0 | 0 | 0 | 0 | 0 | 0 |  |  | 853.4454 |  |  |  | Interconnection Points =
2016 NPV @ 5.5%, thru 2035 |  |  |  | 582.1416 | [54 empty] | Other =
2016 NPV @ 5.5%, thru 2056 |  |  |  | 853.4454 | [50 empty] | Select Project Number = |  | 2 | Output: NPV of Transmission Avoided Costs for Portfolio | Output: NPV of Transmission Avoided Costs for Selected Project | 1 | 2 | 3 | 4 | 5 | 6 | 7 | 8 | 9 | 10 | Portion in Area 1 | Portion in Area 2 | Portion in Area 3 | Totals | check
[57 empty] | Selected Project Inputs | 113180857.6262 | 5212188.2652 | [10 empty] | 16016094.7629 | 74923130.6348 | 22241632.2285 | 113180857.6262 | Avoided Costs
[56 empty] | Project kW = | 1500 | 76000 | 1500 | 500 | 1500 | 16000 | 2000 | 11000 | 13000 | 18000 | 2000 | 5000 | 7000 | 18000 | 44000 | 14000 | 76000 | Gross kW in Portfolio
[56 empty] | Project Area (1, 2, or 3) = | 1 | All | 1 | 1 | 1 | 1 | 2 | 2 | 2 | 2 | 3 | 3 | 3
[56 empty] | Proportion of Peak Hours Covered = | 100% | - | 100% | 100% | 100% | 25% | 50% | 100% | 100% | 100% | 100% | 100% | 100%
[56 empty] | Project COD = | 2017 | - | 2017 | 2016 | 2017 | 2018 | 2017 | 2017 | 2018 | 2019 | 2016 | 2018 | 2019
[56 empty] | Effective kW = | 1500 | 63000 | 1500 | 500 | 1500 | 4000 | 1000 | 11000 | 13000 | 18000 | 2000 | 5000 | 7000 | 6000 | 43000 | 14000 | 63000 | Effective kW in Portfolio
[70 empty] | 15000 | 33000 | 15000 | 63000 | Baseline kW Requirements
| I/S Year |  | Capital (2015$s) | 2016 | 2017 | 2018 | 2019 | 2020 | 2021 | 2022 | 2023 | 2024 | 2025 | 2026 | 2027 | 2028 | 2029 | 2030 | 2031 | 2032 | 2033 | 2034 | 2035 | 2036 | 2037 | 2038 | 2039 | 2040 | 2041 | 2042 | 2043 | 2044 | 2045 | 2046 | 2047 | 2048 | 2049 | 2050 | 2051 | 2052 | 2053 | 2054 | 2055 | 2056 | 2057 | 2058 | 2059 | 2060 | 2061 | 2062 | 2063 | 2064 |  | MW Required by 2022 | NPV Base $M | Differential NPV $M | Differential NPV $M (adjusted for COD of Selected Project) | Differential NPV $M (adjusted for deferral beyond baseline deferral year**) | Differntial NPV $/MW | NPV of Transmission Avoided Costs for Selected Project | [9 empty] | -9000 | 10000 | -1000 | 0 | Portfolio Increase Over Baseline Requirements
Area I Projects: | [53 empty] | 6 | [15 empty] | Years of Deferral Beyond Project Baseline Deferral Year** |  |  | Normal COD | Deferred COD | Deferred COD with Limit | Baseline Deferral Year | Deferral Year Limit
Amagansett Conversion 33 kV | 2017 |  | 8 | 0 | 0.97582 | 0.97582 | 0.97582 | 0.97582 | 0.97582 | 0.97582 | 0.97582 | 0.97582 | 0.97582 | 0.97582 | 0.97582 | 0.97582 | 0.97582 | 0.97582 | 0.97582 | 0.97582 | 0.97582 | 0.97582 | 0.97582 | 0.97582 | 0.97582 | 0.97582 | 0.97582 | 0.97582 | 0.97582 | 0.97582 | 0.97582 | 0.97582 | 0.97582 | 0.97582 | 0.97582 | 0.97582 | 0.97582 | 0.97582 | 0.97582 | [13 empty] | 35 |  | 14.2354 | [13 empty] | Area I Projects:
East Hampton Conversion 33 kV | 2017 |  | 3.2 | 0 | 0.39033 | 0.39033 | 0.39033 | 0.39033 | 0.39033 | 0.39033 | 0.39033 | 0.39033 | 0.39033 | 0.39033 | 0.39033 | 0.39033 | 0.39033 | 0.39033 | 0.39033 | 0.39033 | 0.39033 | 0.39033 | 0.39033 | 0.39033 | 0.39033 | 0.39033 | 0.39033 | 0.39033 | 0.39033 | 0.39033 | 0.39033 | 0.39033 | 0.39033 | 0.39033 | 0.39033 | 0.39033 | 0.39033 | 0.39033 | 0.39033 | [13 empty] | 35 |  | 5.6942 | [13 empty] | Amagansett Conversion 33 kV | 0 |  |  | 2017 | 2030 | 2030 | 2030 | 2030
Buell Conversion 33 kV | 2017 |  | 3.7 | 0 | 0.45131 | 0.45131 | 0.45131 | 0.45131 | 0.45131 | 0.45131 | 0.45131 | 0.45131 | 0.45131 | 0.45131 | 0.45131 | 0.45131 | 0.45131 | 0.45131 | 0.45131 | 0.45131 | 0.45131 | 0.45131 | 0.45131 | 0.45131 | 0.45131 | 0.45131 | 0.45131 | 0.45131 | 0.45131 | 0.45131 | 0.45131 | 0.45131 | 0.45131 | 0.45131 | 0.45131 | 0.45131 | 0.45131 | 0.45131 | 0.45131 | [13 empty] | 35 |  | 6.5839 | [13 empty] | East Hampton Conversion 33 kV | 0 |  |  | 2017 | 2030 | 2030 | 2030 | 2030
Hither Hills Conversion to 33 kV | 2018 |  | 4.8 | 0 | 0 | 0.60305 | 0.60305 | 0.60305 | 0.60305 | 0.60305 | 0.60305 | 0.60305 | 0.60305 | 0.60305 | 0.60305 | 0.60305 | 0.60305 | 0.60305 | 0.60305 | 0.60305 | 0.60305 | 0.60305 | 0.60305 | 0.60305 | 0.60305 | 0.60305 | 0.60305 | 0.60305 | 0.60305 | 0.60305 | 0.60305 | 0.60305 | 0.60305 | 0.60305 | 0.60305 | 0.60305 | 0.60305 | 0.60305 | 0.60305 | 0.60305 | [12 empty] | 35 |  | 8.3388 | [13 empty] | Buell Conversion 33 kV | 0 |  |  | 2017 | 2030 | 2030 | 2030 | 2030
Culloden Pt Conversion to 33 kV | 2019 |  | 2.8 | 0 | 0 | 0 | 0.36233 | 0.36233 | 0.36233 | 0.36233 | 0.36233 | 0.36233 | 0.36233 | 0.36233 | 0.36233 | 0.36233 | 0.36233 | 0.36233 | 0.36233 | 0.36233 | 0.36233 | 0.36233 | 0.36233 | 0.36233 | 0.36233 | 0.36233 | 0.36233 | 0.36233 | 0.36233 | 0.36233 | 0.36233 | 0.36233 | 0.36233 | 0.36233 | 0.36233 | 0.36233 | 0.36233 | 0.36233 | 0.36233 | 0.36233 | 0.36233 | [11 empty] | 35 |  | 4.7491 | [13 empty] | Hither Hills Conversion to 33 kV | 0 |  |  | 2018 | 2030 | 2030 | 2030 | 2030
No Deferral |  |  | 22.5 |  | 1.8175 | 2.4205 | 2.7828 | 2.7828 | 2.7828 | 2.7828 | 2.7828 | 2.7828 | 2.7828 | 2.7828 | 2.7828 | 2.7828 | 2.7828 | 2.7828 | 2.7828 | 2.7828 | 2.7828 | 2.7828 | 2.7828 | 2.7828 | 2.7828 | 2.7828 | 2.7828 | 2.7828 | 2.7828 | 2.7828 | 2.7828 | 2.7828 | 2.7828 | 2.7828 | 2.7828 | 2.7828 | 2.7828 | 2.7828 | 2.7828 | 0.96539 | 0.36233 | 0 | 0 | 0 | [10 empty] | 39.6013 | [13 empty] | Culloden Pt Conversion to 33 kV | 0 |  |  | 2019 | 2030 | 2030 | 2030 | 2030
Area II Projects:
Amagansett Conversion 33 kV | 2022 |  | 8 | [6 empty] | 1.1312 | 1.1312 | 1.1312 | 1.1312 | 1.1312 | 1.1312 | 1.1312 | 1.1312 | 1.1312 | 1.1312 | 1.1312 | 1.1312 | 1.1312 | 1.1312 | 1.1312 | 1.1312 | 1.1312 | 1.1312 | 1.1312 | 1.1312 | 1.1312 | 1.1312 | 1.1312 | 1.1312 | 1.1312 | 1.1312 | 1.1312 | 1.1312 | 1.1312 | 1.1312 | 1.1312 | 1.1312 | 1.1312 | 1.1312 | 1.1312 | [8 empty] | 35 |  | 12.6268 | 1.6086 | 1.6086 | 0 | 0 | 0 | [8 empty] | Bridgehampton - Buell New 69 kV UG Cable |  | 0 |  | 2020 | 2026 | 2026 | 2026 | 2030
East Hampton Conversion 33 kV | 2022 |  | 3.2 | [6 empty] | 0.45249 | 0.45249 | 0.45249 | 0.45249 | 0.45249 | 0.45249 | 0.45249 | 0.45249 | 0.45249 | 0.45249 | 0.45249 | 0.45249 | 0.45249 | 0.45249 | 0.45249 | 0.45249 | 0.45249 | 0.45249 | 0.45249 | 0.45249 | 0.45249 | 0.45249 | 0.45249 | 0.45249 | 0.45249 | 0.45249 | 0.45249 | 0.45249 | 0.45249 | 0.45249 | 0.45249 | 0.45249 | 0.45249 | 0.45249 | 0.45249 | [8 empty] | 35 |  | 5.0507 | 0.64344 | 0.64344 | 0 | 0 | 0 | [8 empty] | Area III Projects:
Buell Conversion 33 kV | 2022 |  | 3.7 | [6 empty] | 0.5232 | 0.5232 | 0.5232 | 0.5232 | 0.5232 | 0.5232 | 0.5232 | 0.5232 | 0.5232 | 0.5232 | 0.5232 | 0.5232 | 0.5232 | 0.5232 | 0.5232 | 0.5232 | 0.5232 | 0.5232 | 0.5232 | 0.5232 | 0.5232 | 0.5232 | 0.5232 | 0.5232 | 0.5232 | 0.5232 | 0.5232 | 0.5232 | 0.5232 | 0.5232 | 0.5232 | 0.5232 | 0.5232 | 0.5232 | 0.5232 | [8 empty] | 35 |  | 5.8399 | 0.74397 | 0.74397 | 0 | 0 | 0 | [8 empty] | New Canal - Southampton Cable |  |  | 0 | 2017 | 2023 | 2023 | 2023 | 2030
Hither Hills Conversion to 33 kV | 2022 |  | 4.8 | [6 empty] | 0.67874 | 0.67874 | 0.67874 | 0.67874 | 0.67874 | 0.67874 | 0.67874 | 0.67874 | 0.67874 | 0.67874 | 0.67874 | 0.67874 | 0.67874 | 0.67874 | 0.67874 | 0.67874 | 0.67874 | 0.67874 | 0.67874 | 0.67874 | 0.67874 | 0.67874 | 0.67874 | 0.67874 | 0.67874 | 0.67874 | 0.67874 | 0.67874 | 0.67874 | 0.67874 | 0.67874 | 0.67874 | 0.67874 | 0.67874 | 0.67874 | [8 empty] | 35 |  | 7.5761 | 0.76276 | 0.76276 | 0 | 0 | 0 | [8 empty] | Upgrade Wildwood - Riverhead to 138 kV |  |  | 0 | 2017 | 2022 | 2022 | 2022 | 2030
Culloden Pt Conversion to 33 kV | 2022 |  | 2.8 | [6 empty] | 0.39593 | 0.39593 | 0.39593 | 0.39593 | 0.39593 | 0.39593 | 0.39593 | 0.39593 | 0.39593 | 0.39593 | 0.39593 | 0.39593 | 0.39593 | 0.39593 | 0.39593 | 0.39593 | 0.39593 | 0.39593 | 0.39593 | 0.39593 | 0.39593 | 0.39593 | 0.39593 | 0.39593 | 0.39593 | 0.39593 | 0.39593 | 0.39593 | 0.39593 | 0.39593 | 0.39593 | 0.39593 | 0.39593 | 0.39593 | 0.39593 | [8 empty] | 35 |  | 4.4194 | 0.32967 | 0.32967 | 0 | 0 | 0 | [8 empty] | Riverhead Canal 2nd Line and Bank |  |  | 0 | 2017 | 2023 | 2023 | 2023 | 2030
Deferral to 2022 |  |  | 22.5 | [6 empty] | 3.1816 | 3.1816 | 3.1816 | 3.1816 | 3.1816 | 3.1816 | 3.1816 | 3.1816 | 3.1816 | 3.1816 | 3.1816 | 3.1816 | 3.1816 | 3.1816 | 3.1816 | 3.1816 | 3.1816 | 3.1816 | 3.1816 | 3.1816 | 3.1816 | 3.1816 | 3.1816 | 3.1816 | 3.1816 | 3.1816 | 3.1816 | 3.1816 | 3.1816 | 3.1816 | 3.1816 | 3.1816 | 3.1816 | 3.1816 | 3.1816 | [8 empty] | 35 |  | 35.5129 | 4.0884 | 4.0884 | 0 | 0 | 0 | =Area I Portion | [7 empty] | Canal - Wainscott New 138 kV UG Cable |  |  | 0 | 2022 | 2028 | 2028 | 2028 | 2030
Amagansett Conversion 33 kV | 2023 |  | 8 | [7 empty] | 1.1652 | 1.1652 | 1.1652 | 1.1652 | 1.1652 | 1.1652 | 1.1652 | 1.1652 | 1.1652 | 1.1652 | 1.1652 | 1.1652 | 1.1652 | 1.1652 | 1.1652 | 1.1652 | 1.1652 | 1.1652 | 1.1652 | 1.1652 | 1.1652 | 1.1652 | 1.1652 | 1.1652 | 1.1652 | 1.1652 | 1.1652 | 1.1652 | 1.1652 | 1.1652 | 1.1652 | 1.1652 | 1.1652 | 1.1652 | 1.1652 | [7 empty] | 35 |  | 12.3276 | 1.9078 | 1.9078 | 0 | 0 | 0 | [9 empty] | ** Baseline Deferral Year is the deferral year if 63 MW (allocated to Areas 1, 2, and 3) is achieved.
East Hampton Conversion 33 kV | 2023 |  | 3.2 | [7 empty] | 0.46607 | 0.46607 | 0.46607 | 0.46607 | 0.46607 | 0.46607 | 0.46607 | 0.46607 | 0.46607 | 0.46607 | 0.46607 | 0.46607 | 0.46607 | 0.46607 | 0.46607 | 0.46607 | 0.46607 | 0.46607 | 0.46607 | 0.46607 | 0.46607 | 0.46607 | 0.46607 | 0.46607 | 0.46607 | 0.46607 | 0.46607 | 0.46607 | 0.46607 | 0.46607 | 0.46607 | 0.46607 | 0.46607 | 0.46607 | 0.46607 | [7 empty] | 35 |  | 4.931 | 0.76312 | 0.76312 | 0 | 0 | 0 | [9 empty] | Note: Analysis is based on the assumption that portfolio is constructed such that 63 MW is achieved.
Buell Conversion 33 kV | 2023 |  | 3.7 | [7 empty] | 0.53889 | 0.53889 | 0.53889 | 0.53889 | 0.53889 | 0.53889 | 0.53889 | 0.53889 | 0.53889 | 0.53889 | 0.53889 | 0.53889 | 0.53889 | 0.53889 | 0.53889 | 0.53889 | 0.53889 | 0.53889 | 0.53889 | 0.53889 | 0.53889 | 0.53889 | 0.53889 | 0.53889 | 0.53889 | 0.53889 | 0.53889 | 0.53889 | 0.53889 | 0.53889 | 0.53889 | 0.53889 | 0.53889 | 0.53889 | 0.53889 | [7 empty] | 35 |  | 5.7015 | 0.88236 | 0.88236 | 0 | 0 | 0
Hither Hills Conversion to 33 kV | 2023 |  | 4.8 | [7 empty] | 0.6991 | 0.6991 | 0.6991 | 0.6991 | 0.6991 | 0.6991 | 0.6991 | 0.6991 | 0.6991 | 0.6991 | 0.6991 | 0.6991 | 0.6991 | 0.6991 | 0.6991 | 0.6991 | 0.6991 | 0.6991 | 0.6991 | 0.6991 | 0.6991 | 0.6991 | 0.6991 | 0.6991 | 0.6991 | 0.6991 | 0.6991 | 0.6991 | 0.6991 | 0.6991 | 0.6991 | 0.6991 | 0.6991 | 0.6991 | 0.6991 | [7 empty] | 35 |  | 7.3965 | 0.94228 | 0.94228 | 0 | 0 | 0
Culloden Pt Conversion to 33 kV | 2023 |  | 2.8 | [7 empty] | 0.40781 | 0.40781 | 0.40781 | 0.40781 | 0.40781 | 0.40781 | 0.40781 | 0.40781 | 0.40781 | 0.40781 | 0.40781 | 0.40781 | 0.40781 | 0.40781 | 0.40781 | 0.40781 | 0.40781 | 0.40781 | 0.40781 | 0.40781 | 0.40781 | 0.40781 | 0.40781 | 0.40781 | 0.40781 | 0.40781 | 0.40781 | 0.40781 | 0.40781 | 0.40781 | 0.40781 | 0.40781 | 0.40781 | 0.40781 | 0.40781 | [7 empty] | 35 |  | 4.3147 | 0.4344 | 0.4344 | 0 | 0 | 0
Deferral to 2023 |  |  | 22.5 | [7 empty] | 3.2771 | 3.2771 | 3.2771 | 3.2771 | 3.2771 | 3.2771 | 3.2771 | 3.2771 | 3.2771 | 3.2771 | 3.2771 | 3.2771 | 3.2771 | 3.2771 | 3.2771 | 3.2771 | 3.2771 | 3.2771 | 3.2771 | 3.2771 | 3.2771 | 3.2771 | 3.2771 | 3.2771 | 3.2771 | 3.2771 | 3.2771 | 3.2771 | 3.2771 | 3.2771 | 3.2771 | 3.2771 | 3.2771 | 3.2771 | 3.2771 | [7 empty] | 35 |  | 34.6713 | 4.93 | 4.93 | 0 | 0 | 0 | =Area I Portion
Amagansett Conversion 33 kV | 2024 |  | 8 | [8 empty] | 1.2001 | 1.2001 | 1.2001 | 1.2001 | 1.2001 | 1.2001 | 1.2001 | 1.2001 | 1.2001 | 1.2001 | 1.2001 | 1.2001 | 1.2001 | 1.2001 | 1.2001 | 1.2001 | 1.2001 | 1.2001 | 1.2001 | 1.2001 | 1.2001 | 1.2001 | 1.2001 | 1.2001 | 1.2001 | 1.2001 | 1.2001 | 1.2001 | 1.2001 | 1.2001 | 1.2001 | 1.2001 | 1.2001 | 1.2001 | 1.2001 | [6 empty] | 35 |  | 12.0355 | 2.1999 | 2.1999 | 0 | 0 | 0
East Hampton Conversion 33 kV | 2024 |  | 3.2 | [8 empty] | 0.48005 | 0.48005 | 0.48005 | 0.48005 | 0.48005 | 0.48005 | 0.48005 | 0.48005 | 0.48005 | 0.48005 | 0.48005 | 0.48005 | 0.48005 | 0.48005 | 0.48005 | 0.48005 | 0.48005 | 0.48005 | 0.48005 | 0.48005 | 0.48005 | 0.48005 | 0.48005 | 0.48005 | 0.48005 | 0.48005 | 0.48005 | 0.48005 | 0.48005 | 0.48005 | 0.48005 | 0.48005 | 0.48005 | 0.48005 | 0.48005 | [6 empty] | 35 |  | 4.8142 | 0.87997 | 0.87997 | 0 | 0 | 0
Buell Conversion 33 kV | 2024 |  | 3.7 | [8 empty] | 0.55506 | 0.55506 | 0.55506 | 0.55506 | 0.55506 | 0.55506 | 0.55506 | 0.55506 | 0.55506 | 0.55506 | 0.55506 | 0.55506 | 0.55506 | 0.55506 | 0.55506 | 0.55506 | 0.55506 | 0.55506 | 0.55506 | 0.55506 | 0.55506 | 0.55506 | 0.55506 | 0.55506 | 0.55506 | 0.55506 | 0.55506 | 0.55506 | 0.55506 | 0.55506 | 0.55506 | 0.55506 | 0.55506 | 0.55506 | 0.55506 | [6 empty] | 35 |  | 5.5664 | 1.0175 | 1.0175 | 0 | 0 | 0
Hither Hills Conversion to 33 kV | 2024 |  | 4.8 | [8 empty] | 0.72008 | 0.72008 | 0.72008 | 0.72008 | 0.72008 | 0.72008 | 0.72008 | 0.72008 | 0.72008 | 0.72008 | 0.72008 | 0.72008 | 0.72008 | 0.72008 | 0.72008 | 0.72008 | 0.72008 | 0.72008 | 0.72008 | 0.72008 | 0.72008 | 0.72008 | 0.72008 | 0.72008 | 0.72008 | 0.72008 | 0.72008 | 0.72008 | 0.72008 | 0.72008 | 0.72008 | 0.72008 | 0.72008 | 0.72008 | 0.72008 | [6 empty] | 35 |  | 7.2213 | 1.1176 | 1.1176 | 0 | 0 | 0
Culloden Pt Conversion to 33 kV | 2024 |  | 2.8 | [8 empty] | 0.42005 | 0.42005 | 0.42005 | 0.42005 | 0.42005 | 0.42005 | 0.42005 | 0.42005 | 0.42005 | 0.42005 | 0.42005 | 0.42005 | 0.42005 | 0.42005 | 0.42005 | 0.42005 | 0.42005 | 0.42005 | 0.42005 | 0.42005 | 0.42005 | 0.42005 | 0.42005 | 0.42005 | 0.42005 | 0.42005 | 0.42005 | 0.42005 | 0.42005 | 0.42005 | 0.42005 | 0.42005 | 0.42005 | 0.42005 | 0.42005 | [6 empty] | 35 |  | 4.2124 | 0.53664 | 0.53664 | 0 | 0 | 0
Deferral to 2024 |  |  | 22.5 | [8 empty] | 3.3754 | 3.3754 | 3.3754 | 3.3754 | 3.3754 | 3.3754 | 3.3754 | 3.3754 | 3.3754 | 3.3754 | 3.3754 | 3.3754 | 3.3754 | 3.3754 | 3.3754 | 3.3754 | 3.3754 | 3.3754 | 3.3754 | 3.3754 | 3.3754 | 3.3754 | 3.3754 | 3.3754 | 3.3754 | 3.3754 | 3.3754 | 3.3754 | 3.3754 | 3.3754 | 3.3754 | 3.3754 | 3.3754 | 3.3754 | 3.3754 | [6 empty] | 35 |  | 33.8497 | 5.7516 | 5.7516 | 0 | 0 | 0 | =Area I Portion
Amagansett Conversion 33 kV | 2025 |  | 8 | [9 empty] | 1.2361 | 1.2361 | 1.2361 | 1.2361 | 1.2361 | 1.2361 | 1.2361 | 1.2361 | 1.2361 | 1.2361 | 1.2361 | 1.2361 | 1.2361 | 1.2361 | 1.2361 | 1.2361 | 1.2361 | 1.2361 | 1.2361 | 1.2361 | 1.2361 | 1.2361 | 1.2361 | 1.2361 | 1.2361 | 1.2361 | 1.2361 | 1.2361 | 1.2361 | 1.2361 | 1.2361 | 1.2361 | 1.2361 | 1.2361 | 1.2361 | [5 empty] | 35 |  | 11.7503 | 2.4851 | 2.4851 | 0 | 0 | 0
East Hampton Conversion 33 kV | 2025 |  | 3.2 | [9 empty] | 0.49445 | 0.49445 | 0.49445 | 0.49445 | 0.49445 | 0.49445 | 0.49445 | 0.49445 | 0.49445 | 0.49445 | 0.49445 | 0.49445 | 0.49445 | 0.49445 | 0.49445 | 0.49445 | 0.49445 | 0.49445 | 0.49445 | 0.49445 | 0.49445 | 0.49445 | 0.49445 | 0.49445 | 0.49445 | 0.49445 | 0.49445 | 0.49445 | 0.49445 | 0.49445 | 0.49445 | 0.49445 | 0.49445 | 0.49445 | 0.49445 | [5 empty] | 35 |  | 4.7001 | 0.99405 | 0.99405 | 0 | 0 | 0
Buell Conversion 33 kV | 2025 |  | 3.7 | [9 empty] | 0.57171 | 0.57171 | 0.57171 | 0.57171 | 0.57171 | 0.57171 | 0.57171 | 0.57171 | 0.57171 | 0.57171 | 0.57171 | 0.57171 | 0.57171 | 0.57171 | 0.57171 | 0.57171 | 0.57171 | 0.57171 | 0.57171 | 0.57171 | 0.57171 | 0.57171 | 0.57171 | 0.57171 | 0.57171 | 0.57171 | 0.57171 | 0.57171 | 0.57171 | 0.57171 | 0.57171 | 0.57171 | 0.57171 | 0.57171 | 0.57171 | [5 empty] | 35 |  | 5.4345 | 1.1494 | 1.1494 | 0 | 0 | 0
Hither Hills Conversion to 33 kV | 2025 |  | 4.8 | [9 empty] | 0.74168 | 0.74168 | 0.74168 | 0.74168 | 0.74168 | 0.74168 | 0.74168 | 0.74168 | 0.74168 | 0.74168 | 0.74168 | 0.74168 | 0.74168 | 0.74168 | 0.74168 | 0.74168 | 0.74168 | 0.74168 | 0.74168 | 0.74168 | 0.74168 | 0.74168 | 0.74168 | 0.74168 | 0.74168 | 0.74168 | 0.74168 | 0.74168 | 0.74168 | 0.74168 | 0.74168 | 0.74168 | 0.74168 | 0.74168 | 0.74168 | [5 empty] | 35 |  | 7.0502 | 1.2887 | 1.2887 | 0 | 0 | 0
Culloden Pt Conversion to 33 kV | 2025 |  | 2.8 | [9 empty] | 0.43265 | 0.43265 | 0.43265 | 0.43265 | 0.43265 | 0.43265 | 0.43265 | 0.43265 | 0.43265 | 0.43265 | 0.43265 | 0.43265 | 0.43265 | 0.43265 | 0.43265 | 0.43265 | 0.43265 | 0.43265 | 0.43265 | 0.43265 | 0.43265 | 0.43265 | 0.43265 | 0.43265 | 0.43265 | 0.43265 | 0.43265 | 0.43265 | 0.43265 | 0.43265 | 0.43265 | 0.43265 | 0.43265 | 0.43265 | 0.43265 | [5 empty] | 35 |  | 4.1126 | 0.63646 | 0.63646 | 0 | 0 | 0
Deferral to 2025 |  |  | 22.5 | [9 empty] | 3.4766 | 3.4766 | 3.4766 | 3.4766 | 3.4766 | 3.4766 | 3.4766 | 3.4766 | 3.4766 | 3.4766 | 3.4766 | 3.4766 | 3.4766 | 3.4766 | 3.4766 | 3.4766 | 3.4766 | 3.4766 | 3.4766 | 3.4766 | 3.4766 | 3.4766 | 3.4766 | 3.4766 | 3.4766 | 3.4766 | 3.4766 | 3.4766 | 3.4766 | 3.4766 | 3.4766 | 3.4766 | 3.4766 | 3.4766 | 3.4766 | [5 empty] | 35 |  | 33.0476 | 6.5537 | 6.5537 | 0 | 0 | 0 | =Area I Portion
Amagansett Conversion 33 kV | 2026 |  | 8 | [10 empty] | 1.2732 | 1.2732 | 1.2732 | 1.2732 | 1.2732 | 1.2732 | 1.2732 | 1.2732 | 1.2732 | 1.2732 | 1.2732 | 1.2732 | 1.2732 | 1.2732 | 1.2732 | 1.2732 | 1.2732 | 1.2732 | 1.2732 | 1.2732 | 1.2732 | 1.2732 | 1.2732 | 1.2732 | 1.2732 | 1.2732 | 1.2732 | 1.2732 | 1.2732 | 1.2732 | 1.2732 | 1.2732 | 1.2732 | 1.2732 | 1.2732 |  |  |  |  | 35 |  | 11.4718 | 2.7636 | 2.7636 | 0 | 0 | 0
East Hampton Conversion 33 kV | 2026 |  | 3.2 | [10 empty] | 0.50929 | 0.50929 | 0.50929 | 0.50929 | 0.50929 | 0.50929 | 0.50929 | 0.50929 | 0.50929 | 0.50929 | 0.50929 | 0.50929 | 0.50929 | 0.50929 | 0.50929 | 0.50929 | 0.50929 | 0.50929 | 0.50929 | 0.50929 | 0.50929 | 0.50929 | 0.50929 | 0.50929 | 0.50929 | 0.50929 | 0.50929 | 0.50929 | 0.50929 | 0.50929 | 0.50929 | 0.50929 | 0.50929 | 0.50929 | 0.50929 |  |  |  |  | 35 |  | 4.5887 | 1.1054 | 1.1054 | 0 | 0 | 0
Buell Conversion 33 kV | 2026 |  | 3.7 | [10 empty] | 0.58886 | 0.58886 | 0.58886 | 0.58886 | 0.58886 | 0.58886 | 0.58886 | 0.58886 | 0.58886 | 0.58886 | 0.58886 | 0.58886 | 0.58886 | 0.58886 | 0.58886 | 0.58886 | 0.58886 | 0.58886 | 0.58886 | 0.58886 | 0.58886 | 0.58886 | 0.58886 | 0.58886 | 0.58886 | 0.58886 | 0.58886 | 0.58886 | 0.58886 | 0.58886 | 0.58886 | 0.58886 | 0.58886 | 0.58886 | 0.58886 |  |  |  |  | 35 |  | 5.3057 | 1.2782 | 1.2782 | 0 | 0 | 0
Hither Hills Conversion to 33 kV | 2026 |  | 4.8 | [10 empty] | 0.76393 | 0.76393 | 0.76393 | 0.76393 | 0.76393 | 0.76393 | 0.76393 | 0.76393 | 0.76393 | 0.76393 | 0.76393 | 0.76393 | 0.76393 | 0.76393 | 0.76393 | 0.76393 | 0.76393 | 0.76393 | 0.76393 | 0.76393 | 0.76393 | 0.76393 | 0.76393 | 0.76393 | 0.76393 | 0.76393 | 0.76393 | 0.76393 | 0.76393 | 0.76393 | 0.76393 | 0.76393 | 0.76393 | 0.76393 | 0.76393 |  |  |  |  | 35 |  | 6.8831 | 1.4557 | 1.4557 | 0 | 0 | 0
Culloden Pt Conversion to 33 kV | 2026 |  | 2.8 | [10 empty] | 0.44563 | 0.44563 | 0.44563 | 0.44563 | 0.44563 | 0.44563 | 0.44563 | 0.44563 | 0.44563 | 0.44563 | 0.44563 | 0.44563 | 0.44563 | 0.44563 | 0.44563 | 0.44563 | 0.44563 | 0.44563 | 0.44563 | 0.44563 | 0.44563 | 0.44563 | 0.44563 | 0.44563 | 0.44563 | 0.44563 | 0.44563 | 0.44563 | 0.44563 | 0.44563 | 0.44563 | 0.44563 | 0.44563 | 0.44563 | 0.44563 |  |  |  |  | 35 |  | 4.0151 | 0.73392 | 0.73392 | 0 | 0 | 0
Deferral to 2026 |  |  | 22.5 | [10 empty] | 3.5809 | 3.5809 | 3.5809 | 3.5809 | 3.5809 | 3.5809 | 3.5809 | 3.5809 | 3.5809 | 3.5809 | 3.5809 | 3.5809 | 3.5809 | 3.5809 | 3.5809 | 3.5809 | 3.5809 | 3.5809 | 3.5809 | 3.5809 | 3.5809 | 3.5809 | 3.5809 | 3.5809 | 3.5809 | 3.5809 | 3.5809 | 3.5809 | 3.5809 | 3.5809 | 3.5809 | 3.5809 | 3.5809 | 3.5809 | 3.5809 |  |  |  |  | 35 |  | 32.2645 | 7.3368 | 7.3368 | 0 | 0 | 0 | =Area I Portion
Amagansett Conversion 33 kV | 2027 |  | 8 | [11 empty] | 1.3114 | 1.3114 | 1.3114 | 1.3114 | 1.3114 | 1.3114 | 1.3114 | 1.3114 | 1.3114 | 1.3114 | 1.3114 | 1.3114 | 1.3114 | 1.3114 | 1.3114 | 1.3114 | 1.3114 | 1.3114 | 1.3114 | 1.3114 | 1.3114 | 1.3114 | 1.3114 | 1.3114 | 1.3114 | 1.3114 | 1.3114 | 1.3114 | 1.3114 | 1.3114 | 1.3114 | 1.3114 | 1.3114 | 1.3114 | 1.3114 |  |  |  | 35 |  | 11.2 | 3.0354 | 3.0354 | 0 | 0 | 0
East Hampton Conversion 33 kV | 2027 |  | 3.2 | [11 empty] | 0.52457 | 0.52457 | 0.52457 | 0.52457 | 0.52457 | 0.52457 | 0.52457 | 0.52457 | 0.52457 | 0.52457 | 0.52457 | 0.52457 | 0.52457 | 0.52457 | 0.52457 | 0.52457 | 0.52457 | 0.52457 | 0.52457 | 0.52457 | 0.52457 | 0.52457 | 0.52457 | 0.52457 | 0.52457 | 0.52457 | 0.52457 | 0.52457 | 0.52457 | 0.52457 | 0.52457 | 0.52457 | 0.52457 | 0.52457 | 0.52457 |  |  |  | 35 |  | 4.48 | 1.2142 | 1.2142 | 0 | 0 | 0
Buell Conversion 33 kV | 2027 |  | 3.7 | [11 empty] | 0.60653 | 0.60653 | 0.60653 | 0.60653 | 0.60653 | 0.60653 | 0.60653 | 0.60653 | 0.60653 | 0.60653 | 0.60653 | 0.60653 | 0.60653 | 0.60653 | 0.60653 | 0.60653 | 0.60653 | 0.60653 | 0.60653 | 0.60653 | 0.60653 | 0.60653 | 0.60653 | 0.60653 | 0.60653 | 0.60653 | 0.60653 | 0.60653 | 0.60653 | 0.60653 | 0.60653 | 0.60653 | 0.60653 | 0.60653 | 0.60653 |  |  |  | 35 |  | 5.18 | 1.4039 | 1.4039 | 0 | 0 | 0
Hither Hills Conversion to 33 kV | 2027 |  | 4.8 | [11 empty] | 0.78685 | 0.78685 | 0.78685 | 0.78685 | 0.78685 | 0.78685 | 0.78685 | 0.78685 | 0.78685 | 0.78685 | 0.78685 | 0.78685 | 0.78685 | 0.78685 | 0.78685 | 0.78685 | 0.78685 | 0.78685 | 0.78685 | 0.78685 | 0.78685 | 0.78685 | 0.78685 | 0.78685 | 0.78685 | 0.78685 | 0.78685 | 0.78685 | 0.78685 | 0.78685 | 0.78685 | 0.78685 | 0.78685 | 0.78685 | 0.78685 |  |  |  | 35 |  | 6.72 | 1.6189 | 1.6189 | 0 | 0 | 0
Culloden Pt Conversion to 33 kV | 2027 |  | 2.8 | [11 empty] | 0.45899 | 0.45899 | 0.45899 | 0.45899 | 0.45899 | 0.45899 | 0.45899 | 0.45899 | 0.45899 | 0.45899 | 0.45899 | 0.45899 | 0.45899 | 0.45899 | 0.45899 | 0.45899 | 0.45899 | 0.45899 | 0.45899 | 0.45899 | 0.45899 | 0.45899 | 0.45899 | 0.45899 | 0.45899 | 0.45899 | 0.45899 | 0.45899 | 0.45899 | 0.45899 | 0.45899 | 0.45899 | 0.45899 | 0.45899 | 0.45899 |  |  |  | 35 |  | 3.92 | 0.82906 | 0.82906 | 0 | 0 | 0
Deferral to 2027 |  |  | 22.5 | [11 empty] | 3.6884 | 3.6884 | 3.6884 | 3.6884 | 3.6884 | 3.6884 | 3.6884 | 3.6884 | 3.6884 | 3.6884 | 3.6884 | 3.6884 | 3.6884 | 3.6884 | 3.6884 | 3.6884 | 3.6884 | 3.6884 | 3.6884 | 3.6884 | 3.6884 | 3.6884 | 3.6884 | 3.6884 | 3.6884 | 3.6884 | 3.6884 | 3.6884 | 3.6884 | 3.6884 | 3.6884 | 3.6884 | 3.6884 | 3.6884 | 3.6884 |  |  |  | 35 |  | 31.4999 | 8.1014 | 8.1014 | 0 | 0 | 0 | =Area I Portion
Amagansett Conversion 33 kV | 2028 |  | 8 | [12 empty] | 1.3508 | 1.3508 | 1.3508 | 1.3508 | 1.3508 | 1.3508 | 1.3508 | 1.3508 | 1.3508 | 1.3508 | 1.3508 | 1.3508 | 1.3508 | 1.3508 | 1.3508 | 1.3508 | 1.3508 | 1.3508 | 1.3508 | 1.3508 | 1.3508 | 1.3508 | 1.3508 | 1.3508 | 1.3508 | 1.3508 | 1.3508 | 1.3508 | 1.3508 | 1.3508 | 1.3508 | 1.3508 | 1.3508 | 1.3508 | 1.3508 |  |  | 35 |  | 10.9346 | 3.3008 | 3.3008 | 0 | 0 | 0
East Hampton Conversion 33 kV | 2028 |  | 3.2 | [12 empty] | 0.5403 | 0.5403 | 0.5403 | 0.5403 | 0.5403 | 0.5403 | 0.5403 | 0.5403 | 0.5403 | 0.5403 | 0.5403 | 0.5403 | 0.5403 | 0.5403 | 0.5403 | 0.5403 | 0.5403 | 0.5403 | 0.5403 | 0.5403 | 0.5403 | 0.5403 | 0.5403 | 0.5403 | 0.5403 | 0.5403 | 0.5403 | 0.5403 | 0.5403 | 0.5403 | 0.5403 | 0.5403 | 0.5403 | 0.5403 | 0.5403 |  |  | 35 |  | 4.3738 | 1.3203 | 1.3203 | 0 | 0 | 0
Buell Conversion 33 kV | 2028 |  | 3.7 | [12 empty] | 0.62472 | 0.62472 | 0.62472 | 0.62472 | 0.62472 | 0.62472 | 0.62472 | 0.62472 | 0.62472 | 0.62472 | 0.62472 | 0.62472 | 0.62472 | 0.62472 | 0.62472 | 0.62472 | 0.62472 | 0.62472 | 0.62472 | 0.62472 | 0.62472 | 0.62472 | 0.62472 | 0.62472 | 0.62472 | 0.62472 | 0.62472 | 0.62472 | 0.62472 | 0.62472 | 0.62472 | 0.62472 | 0.62472 | 0.62472 | 0.62472 |  |  | 35 |  | 5.0572 | 1.5266 | 1.5266 | 0 | 0 | 0
Hither Hills Conversion to 33 kV | 2028 |  | 4.8 | [12 empty] | 0.81045 | 0.81045 | 0.81045 | 0.81045 | 0.81045 | 0.81045 | 0.81045 | 0.81045 | 0.81045 | 0.81045 | 0.81045 | 0.81045 | 0.81045 | 0.81045 | 0.81045 | 0.81045 | 0.81045 | 0.81045 | 0.81045 | 0.81045 | 0.81045 | 0.81045 | 0.81045 | 0.81045 | 0.81045 | 0.81045 | 0.81045 | 0.81045 | 0.81045 | 0.81045 | 0.81045 | 0.81045 | 0.81045 | 0.81045 | 0.81045 |  |  | 35 |  | 6.5607 | 1.7781 | 1.7781 | 0 | 0 | 0
Culloden Pt Conversion to 33 kV | 2028 |  | 2.8 | [12 empty] | 0.47276 | 0.47276 | 0.47276 | 0.47276 | 0.47276 | 0.47276 | 0.47276 | 0.47276 | 0.47276 | 0.47276 | 0.47276 | 0.47276 | 0.47276 | 0.47276 | 0.47276 | 0.47276 | 0.47276 | 0.47276 | 0.47276 | 0.47276 | 0.47276 | 0.47276 | 0.47276 | 0.47276 | 0.47276 | 0.47276 | 0.47276 | 0.47276 | 0.47276 | 0.47276 | 0.47276 | 0.47276 | 0.47276 | 0.47276 | 0.47276 |  |  | 35 |  | 3.8271 | 0.92195 | 0.92195 | 0 | 0 | 0
Deferral to 2028 |  |  | 22.5 | [12 empty] | 3.799 | 3.799 | 3.799 | 3.799 | 3.799 | 3.799 | 3.799 | 3.799 | 3.799 | 3.799 | 3.799 | 3.799 | 3.799 | 3.799 | 3.799 | 3.799 | 3.799 | 3.799 | 3.799 | 3.799 | 3.799 | 3.799 | 3.799 | 3.799 | 3.799 | 3.799 | 3.799 | 3.799 | 3.799 | 3.799 | 3.799 | 3.799 | 3.799 | 3.799 | 3.799 |  |  | 35 |  | 30.7535 | 8.8478 | 8.8478 | 0 | 0 | 0 | =Area I Portion
Amagansett Conversion 33 kV | 2029 |  | 8 | [13 empty] | 1.3913 | 1.3913 | 1.3913 | 1.3913 | 1.3913 | 1.3913 | 1.3913 | 1.3913 | 1.3913 | 1.3913 | 1.3913 | 1.3913 | 1.3913 | 1.3913 | 1.3913 | 1.3913 | 1.3913 | 1.3913 | 1.3913 | 1.3913 | 1.3913 | 1.3913 | 1.3913 | 1.3913 | 1.3913 | 1.3913 | 1.3913 | 1.3913 | 1.3913 | 1.3913 | 1.3913 | 1.3913 | 1.3913 | 1.3913 | 1.3913 |  | 35 |  | 10.6755 | 3.5599 | 3.5599 | 0 | 0 | 0
East Hampton Conversion 33 kV | 2029 |  | 3.2 | [13 empty] | 0.55651 | 0.55651 | 0.55651 | 0.55651 | 0.55651 | 0.55651 | 0.55651 | 0.55651 | 0.55651 | 0.55651 | 0.55651 | 0.55651 | 0.55651 | 0.55651 | 0.55651 | 0.55651 | 0.55651 | 0.55651 | 0.55651 | 0.55651 | 0.55651 | 0.55651 | 0.55651 | 0.55651 | 0.55651 | 0.55651 | 0.55651 | 0.55651 | 0.55651 | 0.55651 | 0.55651 | 0.55651 | 0.55651 | 0.55651 | 0.55651 |  | 35 |  | 4.2702 | 1.424 | 1.424 | 0 | 0 | 0
Buell Conversion 33 kV | 2029 |  | 3.7 | [13 empty] | 0.64347 | 0.64347 | 0.64347 | 0.64347 | 0.64347 | 0.64347 | 0.64347 | 0.64347 | 0.64347 | 0.64347 | 0.64347 | 0.64347 | 0.64347 | 0.64347 | 0.64347 | 0.64347 | 0.64347 | 0.64347 | 0.64347 | 0.64347 | 0.64347 | 0.64347 | 0.64347 | 0.64347 | 0.64347 | 0.64347 | 0.64347 | 0.64347 | 0.64347 | 0.64347 | 0.64347 | 0.64347 | 0.64347 | 0.64347 | 0.64347 |  | 35 |  | 4.9374 | 1.6465 | 1.6465 | 0 | 0 | 0
Hither Hills Conversion to 33 kV | 2029 |  | 4.8 | [13 empty] | 0.83477 | 0.83477 | 0.83477 | 0.83477 | 0.83477 | 0.83477 | 0.83477 | 0.83477 | 0.83477 | 0.83477 | 0.83477 | 0.83477 | 0.83477 | 0.83477 | 0.83477 | 0.83477 | 0.83477 | 0.83477 | 0.83477 | 0.83477 | 0.83477 | 0.83477 | 0.83477 | 0.83477 | 0.83477 | 0.83477 | 0.83477 | 0.83477 | 0.83477 | 0.83477 | 0.83477 | 0.83477 | 0.83477 | 0.83477 | 0.83477 |  | 35 |  | 6.4053 | 1.9336 | 1.9336 | 0 | 0 | 0
Culloden Pt Conversion to 33 kV | 2029 |  | 2.8 | [13 empty] | 0.48695 | 0.48695 | 0.48695 | 0.48695 | 0.48695 | 0.48695 | 0.48695 | 0.48695 | 0.48695 | 0.48695 | 0.48695 | 0.48695 | 0.48695 | 0.48695 | 0.48695 | 0.48695 | 0.48695 | 0.48695 | 0.48695 | 0.48695 | 0.48695 | 0.48695 | 0.48695 | 0.48695 | 0.48695 | 0.48695 | 0.48695 | 0.48695 | 0.48695 | 0.48695 | 0.48695 | 0.48695 | 0.48695 | 0.48695 | 0.48695 |  | 35 |  | 3.7364 | 1.0126 | 1.0126 | 0 | 0 | 0
Deferral to 2029 |  |  | 22.5 | [13 empty] | 3.913 | 3.913 | 3.913 | 3.913 | 3.913 | 3.913 | 3.913 | 3.913 | 3.913 | 3.913 | 3.913 | 3.913 | 3.913 | 3.913 | 3.913 | 3.913 | 3.913 | 3.913 | 3.913 | 3.913 | 3.913 | 3.913 | 3.913 | 3.913 | 3.913 | 3.913 | 3.913 | 3.913 | 3.913 | 3.913 | 3.913 | 3.913 | 3.913 | 3.913 | 3.913 |  | 35 |  | 30.0247 | 9.5766 | 9.5766 | 0 | 0 | 0 | =Area I Portion
Amagansett Conversion 33 kV | 2030 |  | 8 | [14 empty] | 1.433 | 1.433 | 1.433 | 1.433 | 1.433 | 1.433 | 1.433 | 1.433 | 1.433 | 1.433 | 1.433 | 1.433 | 1.433 | 1.433 | 1.433 | 1.433 | 1.433 | 1.433 | 1.433 | 1.433 | 1.433 | 1.433 | 1.433 | 1.433 | 1.433 | 1.433 | 1.433 | 1.433 | 1.433 | 1.433 | 1.433 | 1.433 | 1.433 | 1.433 | 1.433 | 35 |  | 10.4225 | 3.8129 | 3.8129 | 3.8129 | 635483.946 | 953225.9191
East Hampton Conversion 33 kV | 2030 |  | 3.2 | [14 empty] | 0.57321 | 0.57321 | 0.57321 | 0.57321 | 0.57321 | 0.57321 | 0.57321 | 0.57321 | 0.57321 | 0.57321 | 0.57321 | 0.57321 | 0.57321 | 0.57321 | 0.57321 | 0.57321 | 0.57321 | 0.57321 | 0.57321 | 0.57321 | 0.57321 | 0.57321 | 0.57321 | 0.57321 | 0.57321 | 0.57321 | 0.57321 | 0.57321 | 0.57321 | 0.57321 | 0.57321 | 0.57321 | 0.57321 | 0.57321 | 0.57321 | 35 |  | 4.169 | 1.5252 | 1.5252 | 1.5252 | 254193.5784 | 381290.3676
Buell Conversion 33 kV | 2030 |  | 3.7 | [14 empty] | 0.66277 | 0.66277 | 0.66277 | 0.66277 | 0.66277 | 0.66277 | 0.66277 | 0.66277 | 0.66277 | 0.66277 | 0.66277 | 0.66277 | 0.66277 | 0.66277 | 0.66277 | 0.66277 | 0.66277 | 0.66277 | 0.66277 | 0.66277 | 0.66277 | 0.66277 | 0.66277 | 0.66277 | 0.66277 | 0.66277 | 0.66277 | 0.66277 | 0.66277 | 0.66277 | 0.66277 | 0.66277 | 0.66277 | 0.66277 | 0.66277 | 35 |  | 4.8204 | 1.7635 | 1.7635 | 1.7635 | 293911.325 | 440866.9876
Hither Hills Conversion to 33 kV | 2030 |  | 4.8 | [14 empty] | 0.85981 | 0.85981 | 0.85981 | 0.85981 | 0.85981 | 0.85981 | 0.85981 | 0.85981 | 0.85981 | 0.85981 | 0.85981 | 0.85981 | 0.85981 | 0.85981 | 0.85981 | 0.85981 | 0.85981 | 0.85981 | 0.85981 | 0.85981 | 0.85981 | 0.85981 | 0.85981 | 0.85981 | 0.85981 | 0.85981 | 0.85981 | 0.85981 | 0.85981 | 0.85981 | 0.85981 | 0.85981 | 0.85981 | 0.85981 | 0.85981 | 35 |  | 6.2535 | 2.0853 | 2.0853 | 2.0853 | 347557.2198 | 521335.8297
Culloden Pt Conversion to 33 kV | 2030 |  | 2.8 | [14 empty] | 0.50156 | 0.50156 | 0.50156 | 0.50156 | 0.50156 | 0.50156 | 0.50156 | 0.50156 | 0.50156 | 0.50156 | 0.50156 | 0.50156 | 0.50156 | 0.50156 | 0.50156 | 0.50156 | 0.50156 | 0.50156 | 0.50156 | 0.50156 | 0.50156 | 0.50156 | 0.50156 | 0.50156 | 0.50156 | 0.50156 | 0.50156 | 0.50156 | 0.50156 | 0.50156 | 0.50156 | 0.50156 | 0.50156 | 0.50156 | 0.50156 | 35 |  | 3.6479 | 1.1012 | 1.1012 | 1.1012 | 183530.3375 | 275295.5063
Deferral to 2030 |  |  | 22.5 | [14 empty] | 4.0304 | 4.0304 | 4.0304 | 4.0304 | 4.0304 | 4.0304 | 4.0304 | 4.0304 | 4.0304 | 4.0304 | 4.0304 | 4.0304 | 4.0304 | 4.0304 | 4.0304 | 4.0304 | 4.0304 | 4.0304 | 4.0304 | 4.0304 | 4.0304 | 4.0304 | 4.0304 | 4.0304 | 4.0304 | 4.0304 | 4.0304 | 4.0304 | 4.0304 | 4.0304 | 4.0304 | 4.0304 | 4.0304 | 4.0304 | 4.0304 | 35 |  | 29.3132 | 10.2881 | 10.2881 | 10.2881 | 1714676.4068 | 2572014.6102 | =Area I Portion
[60 empty] | 5212188.2652 | =Area I+II+III Portions
Annual Avoided Costs for Deferral to 2022:
Amagansett Conversion 33 kV | 2022 |  |  | 0 | 0.97582 | 0.97582 | 0.97582 | 0.97582 | 0.97582 | -0.15542 | -0.15542 | -0.15542 | -0.15542 | -0.15542 | -0.15542 | -0.15542 | -0.15542 | -0.15542 | -0.15542 | -0.15542 | -0.15542 | -0.15542 | -0.15542 | -0.15542 | -0.15542 | -0.15542 | -0.15542 | -0.15542 | -0.15542 | -0.15542 | -0.15542 | -0.15542 | -0.15542 | -0.15542 | -0.15542 | -0.15542 | -0.15542 | -0.15542 | -0.15542 | -1.1312 | -1.1312 | -1.1312 | -1.1312 | -1.1312 | [8 empty] | 35 |  |  | 1.6086
East Hampton Conversion 33 kV | 2022 |  |  | 0 | 0.39033 | 0.39033 | 0.39033 | 0.39033 | 0.39033 | -0.062169 | -0.062169 | -0.062169 | -0.062169 | -0.062169 | -0.062169 | -0.062169 | -0.062169 | -0.062169 | -0.062169 | -0.062169 | -0.062169 | -0.062169 | -0.062169 | -0.062169 | -0.062169 | -0.062169 | -0.062169 | -0.062169 | -0.062169 | -0.062169 | -0.062169 | -0.062169 | -0.062169 | -0.062169 | -0.062169 | -0.062169 | -0.062169 | -0.062169 | -0.062169 | -0.45249 | -0.45249 | -0.45249 | -0.45249 | -0.45249 | [8 empty] | 35 |  |  | 0.64344
Buell Conversion 33 kV | 2022 |  |  | 0 | 0.45131 | 0.45131 | 0.45131 | 0.45131 | 0.45131 | -0.071883 | -0.071883 | -0.071883 | -0.071883 | -0.071883 | -0.071883 | -0.071883 | -0.071883 | -0.071883 | -0.071883 | -0.071883 | -0.071883 | -0.071883 | -0.071883 | -0.071883 | -0.071883 | -0.071883 | -0.071883 | -0.071883 | -0.071883 | -0.071883 | -0.071883 | -0.071883 | -0.071883 | -0.071883 | -0.071883 | -0.071883 | -0.071883 | -0.071883 | -0.071883 | -0.5232 | -0.5232 | -0.5232 | -0.5232 | -0.5232 | [8 empty] | 35 |  |  | 0.74397
Hither Hills Conversion to 33 kV | 2022 |  |  | 0 | 0 | 0.60305 | 0.60305 | 0.60305 | 0.60305 | -0.075689 | -0.075689 | -0.075689 | -0.075689 | -0.075689 | -0.075689 | -0.075689 | -0.075689 | -0.075689 | -0.075689 | -0.075689 | -0.075689 | -0.075689 | -0.075689 | -0.075689 | -0.075689 | -0.075689 | -0.075689 | -0.075689 | -0.075689 | -0.075689 | -0.075689 | -0.075689 | -0.075689 | -0.075689 | -0.075689 | -0.075689 | -0.075689 | -0.075689 | -0.075689 | -0.075689 | -0.67874 | -0.67874 | -0.67874 | -0.67874 | [8 empty] | 35 |  |  | 0.76276
Culloden Pt Conversion to 33 kV | 2022 |  |  | 0 | 0 | 0 | 0.36233 | 0.36233 | 0.36233 | -0.033598 | -0.033598 | -0.033598 | -0.033598 | -0.033598 | -0.033598 | -0.033598 | -0.033598 | -0.033598 | -0.033598 | -0.033598 | -0.033598 | -0.033598 | -0.033598 | -0.033598 | -0.033598 | -0.033598 | -0.033598 | -0.033598 | -0.033598 | -0.033598 | -0.033598 | -0.033598 | -0.033598 | -0.033598 | -0.033598 | -0.033598 | -0.033598 | -0.033598 | -0.033598 | -0.033598 | -0.033598 | -0.39593 | -0.39593 | -0.39593 | [8 empty] | 35 |  |  | 0.32967
Annual Avoided Costs for Deferral to 2023:
Amagansett Conversion 33 kV | 2023 |  |  | 0 | 0.97582 | 0.97582 | 0.97582 | 0.97582 | 0.97582 | 0.97582 | -0.18936 | -0.18936 | -0.18936 | -0.18936 | -0.18936 | -0.18936 | -0.18936 | -0.18936 | -0.18936 | -0.18936 | -0.18936 | -0.18936 | -0.18936 | -0.18936 | -0.18936 | -0.18936 | -0.18936 | -0.18936 | -0.18936 | -0.18936 | -0.18936 | -0.18936 | -0.18936 | -0.18936 | -0.18936 | -0.18936 | -0.18936 | -0.18936 | -0.18936 | -1.1652 | -1.1652 | -1.1652 | -1.1652 | -1.1652 | -1.1652 | [7 empty] | 35 |  |  | 1.9078
East Hampton Conversion 33 kV | 2023 |  |  | 0 | 0.39033 | 0.39033 | 0.39033 | 0.39033 | 0.39033 | 0.39033 | -0.075744 | -0.075744 | -0.075744 | -0.075744 | -0.075744 | -0.075744 | -0.075744 | -0.075744 | -0.075744 | -0.075744 | -0.075744 | -0.075744 | -0.075744 | -0.075744 | -0.075744 | -0.075744 | -0.075744 | -0.075744 | -0.075744 | -0.075744 | -0.075744 | -0.075744 | -0.075744 | -0.075744 | -0.075744 | -0.075744 | -0.075744 | -0.075744 | -0.075744 | -0.46607 | -0.46607 | -0.46607 | -0.46607 | -0.46607 | -0.46607 | [7 empty] | 35 |  |  | 0.76312
Buell Conversion 33 kV | 2023 |  |  | 0 | 0.45131 | 0.45131 | 0.45131 | 0.45131 | 0.45131 | 0.45131 | -0.087579 | -0.087579 | -0.087579 | -0.087579 | -0.087579 | -0.087579 | -0.087579 | -0.087579 | -0.087579 | -0.087579 | -0.087579 | -0.087579 | -0.087579 | -0.087579 | -0.087579 | -0.087579 | -0.087579 | -0.087579 | -0.087579 | -0.087579 | -0.087579 | -0.087579 | -0.087579 | -0.087579 | -0.087579 | -0.087579 | -0.087579 | -0.087579 | -0.087579 | -0.53889 | -0.53889 | -0.53889 | -0.53889 | -0.53889 | -0.53889 | [7 empty] | 35 |  |  | 0.88236
Hither Hills Conversion to 33 kV | 2023 |  |  | 0 | 0 | 0.60305 | 0.60305 | 0.60305 | 0.60305 | 0.60305 | -0.096051 | -0.096051 | -0.096051 | -0.096051 | -0.096051 | -0.096051 | -0.096051 | -0.096051 | -0.096051 | -0.096051 | -0.096051 | -0.096051 | -0.096051 | -0.096051 | -0.096051 | -0.096051 | -0.096051 | -0.096051 | -0.096051 | -0.096051 | -0.096051 | -0.096051 | -0.096051 | -0.096051 | -0.096051 | -0.096051 | -0.096051 | -0.096051 | -0.096051 | -0.096051 | -0.6991 | -0.6991 | -0.6991 | -0.6991 | -0.6991 | [7 empty] | 35 |  |  | 0.94228
Culloden Pt Conversion to 33 kV | 2023 |  |  | 0 | 0 | 0 | 0.36233 | 0.36233 | 0.36233 | 0.36233 | -0.045476 | -0.045476 | -0.045476 | -0.045476 | -0.045476 | -0.045476 | -0.045476 | -0.045476 | -0.045476 | -0.045476 | -0.045476 | -0.045476 | -0.045476 | -0.045476 | -0.045476 | -0.045476 | -0.045476 | -0.045476 | -0.045476 | -0.045476 | -0.045476 | -0.045476 | -0.045476 | -0.045476 | -0.045476 | -0.045476 | -0.045476 | -0.045476 | -0.045476 | -0.045476 | -0.045476 | -0.40781 | -0.40781 | -0.40781 | -0.40781 | [7 empty] | 35 |  |  | 0.4344
Annual Avoided Costs for Deferral to 2024:
Amagansett Conversion 33 kV | 2024 |  |  | 0 | 0.97582 | 0.97582 | 0.97582 | 0.97582 | 0.97582 | 0.97582 | 0.97582 | -0.22431 | -0.22431 | -0.22431 | -0.22431 | -0.22431 | -0.22431 | -0.22431 | -0.22431 | -0.22431 | -0.22431 | -0.22431 | -0.22431 | -0.22431 | -0.22431 | -0.22431 | -0.22431 | -0.22431 | -0.22431 | -0.22431 | -0.22431 | -0.22431 | -0.22431 | -0.22431 | -0.22431 | -0.22431 | -0.22431 | -0.22431 | -0.22431 | -1.2001 | -1.2001 | -1.2001 | -1.2001 | -1.2001 | -1.2001 | -1.2001 | [6 empty] | 35 |  |  | 2.1999
East Hampton Conversion 33 kV | 2024 |  |  | 0 | 0.39033 | 0.39033 | 0.39033 | 0.39033 | 0.39033 | 0.39033 | 0.39033 | -0.089726 | -0.089726 | -0.089726 | -0.089726 | -0.089726 | -0.089726 | -0.089726 | -0.089726 | -0.089726 | -0.089726 | -0.089726 | -0.089726 | -0.089726 | -0.089726 | -0.089726 | -0.089726 | -0.089726 | -0.089726 | -0.089726 | -0.089726 | -0.089726 | -0.089726 | -0.089726 | -0.089726 | -0.089726 | -0.089726 | -0.089726 | -0.089726 | -0.48005 | -0.48005 | -0.48005 | -0.48005 | -0.48005 | -0.48005 | -0.48005 | [6 empty] | 35 |  |  | 0.87997
Buell Conversion 33 kV | 2024 |  |  | 0 | 0.45131 | 0.45131 | 0.45131 | 0.45131 | 0.45131 | 0.45131 | 0.45131 | -0.10375 | -0.10375 | -0.10375 | -0.10375 | -0.10375 | -0.10375 | -0.10375 | -0.10375 | -0.10375 | -0.10375 | -0.10375 | -0.10375 | -0.10375 | -0.10375 | -0.10375 | -0.10375 | -0.10375 | -0.10375 | -0.10375 | -0.10375 | -0.10375 | -0.10375 | -0.10375 | -0.10375 | -0.10375 | -0.10375 | -0.10375 | -0.10375 | -0.55506 | -0.55506 | -0.55506 | -0.55506 | -0.55506 | -0.55506 | -0.55506 | [6 empty] | 35 |  |  | 1.0175
Hither Hills Conversion to 33 kV | 2024 |  |  | 0 | 0 | 0.60305 | 0.60305 | 0.60305 | 0.60305 | 0.60305 | 0.60305 | -0.11702 | -0.11702 | -0.11702 | -0.11702 | -0.11702 | -0.11702 | -0.11702 | -0.11702 | -0.11702 | -0.11702 | -0.11702 | -0.11702 | -0.11702 | -0.11702 | -0.11702 | -0.11702 | -0.11702 | -0.11702 | -0.11702 | -0.11702 | -0.11702 | -0.11702 | -0.11702 | -0.11702 | -0.11702 | -0.11702 | -0.11702 | -0.11702 | -0.11702 | -0.72008 | -0.72008 | -0.72008 | -0.72008 | -0.72008 | -0.72008 | [6 empty] | 35 |  |  | 1.1176
Culloden Pt Conversion to 33 kV | 2024 |  |  | 0 | 0 | 0 | 0.36233 | 0.36233 | 0.36233 | 0.36233 | 0.36233 | -0.057711 | -0.057711 | -0.057711 | -0.057711 | -0.057711 | -0.057711 | -0.057711 | -0.057711 | -0.057711 | -0.057711 | -0.057711 | -0.057711 | -0.057711 | -0.057711 | -0.057711 | -0.057711 | -0.057711 | -0.057711 | -0.057711 | -0.057711 | -0.057711 | -0.057711 | -0.057711 | -0.057711 | -0.057711 | -0.057711 | -0.057711 | -0.057711 | -0.057711 | -0.057711 | -0.42005 | -0.42005 | -0.42005 | -0.42005 | -0.42005 | [6 empty] | 35 |  |  | 0.53664
Annual Avoided Costs for Deferral to 2025:
Amagansett Conversion 33 kV | 2025 |  |  | 0 | 0.97582 | 0.97582 | 0.97582 | 0.97582 | 0.97582 | 0.97582 | 0.97582 | 0.97582 | -0.26032 | -0.26032 | -0.26032 | -0.26032 | -0.26032 | -0.26032 | -0.26032 | -0.26032 | -0.26032 | -0.26032 | -0.26032 | -0.26032 | -0.26032 | -0.26032 | -0.26032 | -0.26032 | -0.26032 | -0.26032 | -0.26032 | -0.26032 | -0.26032 | -0.26032 | -0.26032 | -0.26032 | -0.26032 | -0.26032 | -0.26032 | -1.2361 | -1.2361 | -1.2361 | -1.2361 | -1.2361 | -1.2361 | -1.2361 | -1.2361 | [5 empty] | 35 |  |  | 2.4851
East Hampton Conversion 33 kV | 2025 |  |  | 0 | 0.39033 | 0.39033 | 0.39033 | 0.39033 | 0.39033 | 0.39033 | 0.39033 | 0.39033 | -0.10413 | -0.10413 | -0.10413 | -0.10413 | -0.10413 | -0.10413 | -0.10413 | -0.10413 | -0.10413 | -0.10413 | -0.10413 | -0.10413 | -0.10413 | -0.10413 | -0.10413 | -0.10413 | -0.10413 | -0.10413 | -0.10413 | -0.10413 | -0.10413 | -0.10413 | -0.10413 | -0.10413 | -0.10413 | -0.10413 | -0.10413 | -0.49445 | -0.49445 | -0.49445 | -0.49445 | -0.49445 | -0.49445 | -0.49445 | -0.49445 | [5 empty] | 35 |  |  | 0.99405
Buell Conversion 33 kV | 2025 |  |  | 0 | 0.45131 | 0.45131 | 0.45131 | 0.45131 | 0.45131 | 0.45131 | 0.45131 | 0.45131 | -0.1204 | -0.1204 | -0.1204 | -0.1204 | -0.1204 | -0.1204 | -0.1204 | -0.1204 | -0.1204 | -0.1204 | -0.1204 | -0.1204 | -0.1204 | -0.1204 | -0.1204 | -0.1204 | -0.1204 | -0.1204 | -0.1204 | -0.1204 | -0.1204 | -0.1204 | -0.1204 | -0.1204 | -0.1204 | -0.1204 | -0.1204 | -0.57171 | -0.57171 | -0.57171 | -0.57171 | -0.57171 | -0.57171 | -0.57171 | -0.57171 | [5 empty] | 35 |  |  | 1.1494
Hither Hills Conversion to 33 kV | 2025 |  |  | 0 | 0 | 0.60305 | 0.60305 | 0.60305 | 0.60305 | 0.60305 | 0.60305 | 0.60305 | -0.13863 | -0.13863 | -0.13863 | -0.13863 | -0.13863 | -0.13863 | -0.13863 | -0.13863 | -0.13863 | -0.13863 | -0.13863 | -0.13863 | -0.13863 | -0.13863 | -0.13863 | -0.13863 | -0.13863 | -0.13863 | -0.13863 | -0.13863 | -0.13863 | -0.13863 | -0.13863 | -0.13863 | -0.13863 | -0.13863 | -0.13863 | -0.13863 | -0.74168 | -0.74168 | -0.74168 | -0.74168 | -0.74168 | -0.74168 | -0.74168 | [5 empty] | 35 |  |  | 1.2887
Culloden Pt Conversion to 33 kV | 2025 |  |  | 0 | 0 | 0 | 0.36233 | 0.36233 | 0.36233 | 0.36233 | 0.36233 | 0.36233 | -0.070312 | -0.070312 | -0.070312 | -0.070312 | -0.070312 | -0.070312 | -0.070312 | -0.070312 | -0.070312 | -0.070312 | -0.070312 | -0.070312 | -0.070312 | -0.070312 | -0.070312 | -0.070312 | -0.070312 | -0.070312 | -0.070312 | -0.070312 | -0.070312 | -0.070312 | -0.070312 | -0.070312 | -0.070312 | -0.070312 | -0.070312 | -0.070312 | -0.070312 | -0.43265 | -0.43265 | -0.43265 | -0.43265 | -0.43265 | -0.43265 | [5 empty] | 35 |  |  | 0.63646
Annual Avoided Costs for Deferral to 2026:
Amagansett Conversion 33 kV | 2026 |  |  | 0 | 0.97582 | 0.97582 | 0.97582 | 0.97582 | 0.97582 | 0.97582 | 0.97582 | 0.97582 | 0.97582 | -0.2974 | -0.2974 | -0.2974 | -0.2974 | -0.2974 | -0.2974 | -0.2974 | -0.2974 | -0.2974 | -0.2974 | -0.2974 | -0.2974 | -0.2974 | -0.2974 | -0.2974 | -0.2974 | -0.2974 | -0.2974 | -0.2974 | -0.2974 | -0.2974 | -0.2974 | -0.2974 | -0.2974 | -0.2974 | -0.2974 | -1.2732 | -1.2732 | -1.2732 | -1.2732 | -1.2732 | -1.2732 | -1.2732 | -1.2732 | -1.2732 |  |  |  |  | 35 |  |  | 2.7636
East Hampton Conversion 33 kV | 2026 |  |  | 0 | 0.39033 | 0.39033 | 0.39033 | 0.39033 | 0.39033 | 0.39033 | 0.39033 | 0.39033 | 0.39033 | -0.11896 | -0.11896 | -0.11896 | -0.11896 | -0.11896 | -0.11896 | -0.11896 | -0.11896 | -0.11896 | -0.11896 | -0.11896 | -0.11896 | -0.11896 | -0.11896 | -0.11896 | -0.11896 | -0.11896 | -0.11896 | -0.11896 | -0.11896 | -0.11896 | -0.11896 | -0.11896 | -0.11896 | -0.11896 | -0.11896 | -0.50929 | -0.50929 | -0.50929 | -0.50929 | -0.50929 | -0.50929 | -0.50929 | -0.50929 | -0.50929 |  |  |  |  | 35 |  |  | 1.1054
Buell Conversion 33 kV | 2026 |  |  | 0 | 0.45131 | 0.45131 | 0.45131 | 0.45131 | 0.45131 | 0.45131 | 0.45131 | 0.45131 | 0.45131 | -0.13755 | -0.13755 | -0.13755 | -0.13755 | -0.13755 | -0.13755 | -0.13755 | -0.13755 | -0.13755 | -0.13755 | -0.13755 | -0.13755 | -0.13755 | -0.13755 | -0.13755 | -0.13755 | -0.13755 | -0.13755 | -0.13755 | -0.13755 | -0.13755 | -0.13755 | -0.13755 | -0.13755 | -0.13755 | -0.13755 | -0.58886 | -0.58886 | -0.58886 | -0.58886 | -0.58886 | -0.58886 | -0.58886 | -0.58886 | -0.58886 |  |  |  |  | 35 |  |  | 1.2782
Hither Hills Conversion to 33 kV | 2026 |  |  | 0 | 0 | 0.60305 | 0.60305 | 0.60305 | 0.60305 | 0.60305 | 0.60305 | 0.60305 | 0.60305 | -0.16088 | -0.16088 | -0.16088 | -0.16088 | -0.16088 | -0.16088 | -0.16088 | -0.16088 | -0.16088 | -0.16088 | -0.16088 | -0.16088 | -0.16088 | -0.16088 | -0.16088 | -0.16088 | -0.16088 | -0.16088 | -0.16088 | -0.16088 | -0.16088 | -0.16088 | -0.16088 | -0.16088 | -0.16088 | -0.16088 | -0.16088 | -0.76393 | -0.76393 | -0.76393 | -0.76393 | -0.76393 | -0.76393 | -0.76393 | -0.76393 |  |  |  |  | 35 |  |  | 1.4557
Culloden Pt Conversion to 33 kV | 2026 |  |  | 0 | 0 | 0 | 0.36233 | 0.36233 | 0.36233 | 0.36233 | 0.36233 | 0.36233 | 0.36233 | -0.083291 | -0.083291 | -0.083291 | -0.083291 | -0.083291 | -0.083291 | -0.083291 | -0.083291 | -0.083291 | -0.083291 | -0.083291 | -0.083291 | -0.083291 | -0.083291 | -0.083291 | -0.083291 | -0.083291 | -0.083291 | -0.083291 | -0.083291 | -0.083291 | -0.083291 | -0.083291 | -0.083291 | -0.083291 | -0.083291 | -0.083291 | -0.083291 | -0.44563 | -0.44563 | -0.44563 | -0.44563 | -0.44563 | -0.44563 | -0.44563 |  |  |  |  | 35 |  |  | 0.73392
Annual Avoided Costs for Deferral to 2027:
Amagansett Conversion 33 kV | 2027 |  |  | 0 | 0.97582 | 0.97582 | 0.97582 | 0.97582 | 0.97582 | 0.97582 | 0.97582 | 0.97582 | 0.97582 | 0.97582 | -0.3356 | -0.3356 | -0.3356 | -0.3356 | -0.3356 | -0.3356 | -0.3356 | -0.3356 | -0.3356 | -0.3356 | -0.3356 | -0.3356 | -0.3356 | -0.3356 | -0.3356 | -0.3356 | -0.3356 | -0.3356 | -0.3356 | -0.3356 | -0.3356 | -0.3356 | -0.3356 | -0.3356 | -0.3356 | -1.3114 | -1.3114 | -1.3114 | -1.3114 | -1.3114 | -1.3114 | -1.3114 | -1.3114 | -1.3114 | -1.3114 |  |  |  | 35 |  |  | 3.0354
East Hampton Conversion 33 kV | 2027 |  |  | 0 | 0.39033 | 0.39033 | 0.39033 | 0.39033 | 0.39033 | 0.39033 | 0.39033 | 0.39033 | 0.39033 | 0.39033 | -0.13424 | -0.13424 | -0.13424 | -0.13424 | -0.13424 | -0.13424 | -0.13424 | -0.13424 | -0.13424 | -0.13424 | -0.13424 | -0.13424 | -0.13424 | -0.13424 | -0.13424 | -0.13424 | -0.13424 | -0.13424 | -0.13424 | -0.13424 | -0.13424 | -0.13424 | -0.13424 | -0.13424 | -0.13424 | -0.52457 | -0.52457 | -0.52457 | -0.52457 | -0.52457 | -0.52457 | -0.52457 | -0.52457 | -0.52457 | -0.52457 |  |  |  | 35 |  |  | 1.2142
Buell Conversion 33 kV | 2027 |  |  | 0 | 0.45131 | 0.45131 | 0.45131 | 0.45131 | 0.45131 | 0.45131 | 0.45131 | 0.45131 | 0.45131 | 0.45131 | -0.15521 | -0.15521 | -0.15521 | -0.15521 | -0.15521 | -0.15521 | -0.15521 | -0.15521 | -0.15521 | -0.15521 | -0.15521 | -0.15521 | -0.15521 | -0.15521 | -0.15521 | -0.15521 | -0.15521 | -0.15521 | -0.15521 | -0.15521 | -0.15521 | -0.15521 | -0.15521 | -0.15521 | -0.15521 | -0.60653 | -0.60653 | -0.60653 | -0.60653 | -0.60653 | -0.60653 | -0.60653 | -0.60653 | -0.60653 | -0.60653 |  |  |  | 35 |  |  | 1.4039
Hither Hills Conversion to 33 kV | 2027 |  |  | 0 | 0 | 0.60305 | 0.60305 | 0.60305 | 0.60305 | 0.60305 | 0.60305 | 0.60305 | 0.60305 | 0.60305 | -0.18379 | -0.18379 | -0.18379 | -0.18379 | -0.18379 | -0.18379 | -0.18379 | -0.18379 | -0.18379 | -0.18379 | -0.18379 | -0.18379 | -0.18379 | -0.18379 | -0.18379 | -0.18379 | -0.18379 | -0.18379 | -0.18379 | -0.18379 | -0.18379 | -0.18379 | -0.18379 | -0.18379 | -0.18379 | -0.18379 | -0.78685 | -0.78685 | -0.78685 | -0.78685 | -0.78685 | -0.78685 | -0.78685 | -0.78685 | -0.78685 |  |  |  | 35 |  |  | 1.6189
Culloden Pt Conversion to 33 kV | 2027 |  |  | 0 | 0 | 0 | 0.36233 | 0.36233 | 0.36233 | 0.36233 | 0.36233 | 0.36233 | 0.36233 | 0.36233 | -0.09666 | -0.09666 | -0.09666 | -0.09666 | -0.09666 | -0.09666 | -0.09666 | -0.09666 | -0.09666 | -0.09666 | -0.09666 | -0.09666 | -0.09666 | -0.09666 | -0.09666 | -0.09666 | -0.09666 | -0.09666 | -0.09666 | -0.09666 | -0.09666 | -0.09666 | -0.09666 | -0.09666 | -0.09666 | -0.09666 | -0.09666 | -0.45899 | -0.45899 | -0.45899 | -0.45899 | -0.45899 | -0.45899 | -0.45899 | -0.45899 |  |  |  | 35 |  |  | 0.82906
Annual Avoided Costs for Deferral to 2028:
Amagansett Conversion 33 kV | 2028 |  |  | 0 | 0.97582 | 0.97582 | 0.97582 | 0.97582 | 0.97582 | 0.97582 | 0.97582 | 0.97582 | 0.97582 | 0.97582 | 0.97582 | -0.37494 | -0.37494 | -0.37494 | -0.37494 | -0.37494 | -0.37494 | -0.37494 | -0.37494 | -0.37494 | -0.37494 | -0.37494 | -0.37494 | -0.37494 | -0.37494 | -0.37494 | -0.37494 | -0.37494 | -0.37494 | -0.37494 | -0.37494 | -0.37494 | -0.37494 | -0.37494 | -0.37494 | -1.3508 | -1.3508 | -1.3508 | -1.3508 | -1.3508 | -1.3508 | -1.3508 | -1.3508 | -1.3508 | -1.3508 | -1.3508 |  |  | 35 |  |  | 3.3008
East Hampton Conversion 33 kV | 2028 |  |  | 0 | 0.39033 | 0.39033 | 0.39033 | 0.39033 | 0.39033 | 0.39033 | 0.39033 | 0.39033 | 0.39033 | 0.39033 | 0.39033 | -0.14998 | -0.14998 | -0.14998 | -0.14998 | -0.14998 | -0.14998 | -0.14998 | -0.14998 | -0.14998 | -0.14998 | -0.14998 | -0.14998 | -0.14998 | -0.14998 | -0.14998 | -0.14998 | -0.14998 | -0.14998 | -0.14998 | -0.14998 | -0.14998 | -0.14998 | -0.14998 | -0.14998 | -0.5403 | -0.5403 | -0.5403 | -0.5403 | -0.5403 | -0.5403 | -0.5403 | -0.5403 | -0.5403 | -0.5403 | -0.5403 |  |  | 35 |  |  | 1.3203
Buell Conversion 33 kV | 2028 |  |  | 0 | 0.45131 | 0.45131 | 0.45131 | 0.45131 | 0.45131 | 0.45131 | 0.45131 | 0.45131 | 0.45131 | 0.45131 | 0.45131 | -0.17341 | -0.17341 | -0.17341 | -0.17341 | -0.17341 | -0.17341 | -0.17341 | -0.17341 | -0.17341 | -0.17341 | -0.17341 | -0.17341 | -0.17341 | -0.17341 | -0.17341 | -0.17341 | -0.17341 | -0.17341 | -0.17341 | -0.17341 | -0.17341 | -0.17341 | -0.17341 | -0.17341 | -0.62472 | -0.62472 | -0.62472 | -0.62472 | -0.62472 | -0.62472 | -0.62472 | -0.62472 | -0.62472 | -0.62472 | -0.62472 |  |  | 35 |  |  | 1.5266
Hither Hills Conversion to 33 kV | 2028 |  |  | 0 | 0 | 0.60305 | 0.60305 | 0.60305 | 0.60305 | 0.60305 | 0.60305 | 0.60305 | 0.60305 | 0.60305 | 0.60305 | -0.2074 | -0.2074 | -0.2074 | -0.2074 | -0.2074 | -0.2074 | -0.2074 | -0.2074 | -0.2074 | -0.2074 | -0.2074 | -0.2074 | -0.2074 | -0.2074 | -0.2074 | -0.2074 | -0.2074 | -0.2074 | -0.2074 | -0.2074 | -0.2074 | -0.2074 | -0.2074 | -0.2074 | -0.2074 | -0.81045 | -0.81045 | -0.81045 | -0.81045 | -0.81045 | -0.81045 | -0.81045 | -0.81045 | -0.81045 | -0.81045 |  |  | 35 |  |  | 1.7781
Culloden Pt Conversion to 33 kV | 2028 |  |  | 0 | 0 | 0 | 0.36233 | 0.36233 | 0.36233 | 0.36233 | 0.36233 | 0.36233 | 0.36233 | 0.36233 | 0.36233 | -0.11043 | -0.11043 | -0.11043 | -0.11043 | -0.11043 | -0.11043 | -0.11043 | -0.11043 | -0.11043 | -0.11043 | -0.11043 | -0.11043 | -0.11043 | -0.11043 | -0.11043 | -0.11043 | -0.11043 | -0.11043 | -0.11043 | -0.11043 | -0.11043 | -0.11043 | -0.11043 | -0.11043 | -0.11043 | -0.11043 | -0.47276 | -0.47276 | -0.47276 | -0.47276 | -0.47276 | -0.47276 | -0.47276 | -0.47276 | -0.47276 |  |  | 35 |  |  | 0.92195
Annual Avoided Costs for Deferral to 2029:
Amagansett Conversion 33 kV | 2029 |  |  | 0 | 0.97582 | 0.97582 | 0.97582 | 0.97582 | 0.97582 | 0.97582 | 0.97582 | 0.97582 | 0.97582 | 0.97582 | 0.97582 | 0.97582 | -0.41546 | -0.41546 | -0.41546 | -0.41546 | -0.41546 | -0.41546 | -0.41546 | -0.41546 | -0.41546 | -0.41546 | -0.41546 | -0.41546 | -0.41546 | -0.41546 | -0.41546 | -0.41546 | -0.41546 | -0.41546 | -0.41546 | -0.41546 | -0.41546 | -0.41546 | -0.41546 | -1.3913 | -1.3913 | -1.3913 | -1.3913 | -1.3913 | -1.3913 | -1.3913 | -1.3913 | -1.3913 | -1.3913 | -1.3913 | -1.3913 |  | 35 |  |  | 3.5599
East Hampton Conversion 33 kV | 2029 |  |  | 0 | 0.39033 | 0.39033 | 0.39033 | 0.39033 | 0.39033 | 0.39033 | 0.39033 | 0.39033 | 0.39033 | 0.39033 | 0.39033 | 0.39033 | -0.16619 | -0.16619 | -0.16619 | -0.16619 | -0.16619 | -0.16619 | -0.16619 | -0.16619 | -0.16619 | -0.16619 | -0.16619 | -0.16619 | -0.16619 | -0.16619 | -0.16619 | -0.16619 | -0.16619 | -0.16619 | -0.16619 | -0.16619 | -0.16619 | -0.16619 | -0.16619 | -0.55651 | -0.55651 | -0.55651 | -0.55651 | -0.55651 | -0.55651 | -0.55651 | -0.55651 | -0.55651 | -0.55651 | -0.55651 | -0.55651 |  | 35 |  |  | 1.424
Buell Conversion 33 kV | 2029 |  |  | 0 | 0.45131 | 0.45131 | 0.45131 | 0.45131 | 0.45131 | 0.45131 | 0.45131 | 0.45131 | 0.45131 | 0.45131 | 0.45131 | 0.45131 | -0.19215 | -0.19215 | -0.19215 | -0.19215 | -0.19215 | -0.19215 | -0.19215 | -0.19215 | -0.19215 | -0.19215 | -0.19215 | -0.19215 | -0.19215 | -0.19215 | -0.19215 | -0.19215 | -0.19215 | -0.19215 | -0.19215 | -0.19215 | -0.19215 | -0.19215 | -0.19215 | -0.64347 | -0.64347 | -0.64347 | -0.64347 | -0.64347 | -0.64347 | -0.64347 | -0.64347 | -0.64347 | -0.64347 | -0.64347 | -0.64347 |  | 35 |  |  | 1.6465
Hither Hills Conversion to 33 kV | 2029 |  |  | 0 | 0 | 0.60305 | 0.60305 | 0.60305 | 0.60305 | 0.60305 | 0.60305 | 0.60305 | 0.60305 | 0.60305 | 0.60305 | 0.60305 | -0.23171 | -0.23171 | -0.23171 | -0.23171 | -0.23171 | -0.23171 | -0.23171 | -0.23171 | -0.23171 | -0.23171 | -0.23171 | -0.23171 | -0.23171 | -0.23171 | -0.23171 | -0.23171 | -0.23171 | -0.23171 | -0.23171 | -0.23171 | -0.23171 | -0.23171 | -0.23171 | -0.23171 | -0.83477 | -0.83477 | -0.83477 | -0.83477 | -0.83477 | -0.83477 | -0.83477 | -0.83477 | -0.83477 | -0.83477 | -0.83477 |  | 35 |  |  | 1.9336
Culloden Pt Conversion to 33 kV | 2029 |  |  | 0 | 0 | 0 | 0.36233 | 0.36233 | 0.36233 | 0.36233 | 0.36233 | 0.36233 | 0.36233 | 0.36233 | 0.36233 | 0.36233 | -0.12461 | -0.12461 | -0.12461 | -0.12461 | -0.12461 | -0.12461 | -0.12461 | -0.12461 | -0.12461 | -0.12461 | -0.12461 | -0.12461 | -0.12461 | -0.12461 | -0.12461 | -0.12461 | -0.12461 | -0.12461 | -0.12461 | -0.12461 | -0.12461 | -0.12461 | -0.12461 | -0.12461 | -0.12461 | -0.48695 | -0.48695 | -0.48695 | -0.48695 | -0.48695 | -0.48695 | -0.48695 | -0.48695 | -0.48695 | -0.48695 |  | 35 |  |  | 1.0126
Annual Avoided Costs for Deferral to 2030:
Amagansett Conversion 33 kV | 2030 |  |  | 0 | 0.97582 | 0.97582 | 0.97582 | 0.97582 | 0.97582 | 0.97582 | 0.97582 | 0.97582 | 0.97582 | 0.97582 | 0.97582 | 0.97582 | 0.97582 | -0.4572 | -0.4572 | -0.4572 | -0.4572 | -0.4572 | -0.4572 | -0.4572 | -0.4572 | -0.4572 | -0.4572 | -0.4572 | -0.4572 | -0.4572 | -0.4572 | -0.4572 | -0.4572 | -0.4572 | -0.4572 | -0.4572 | -0.4572 | -0.4572 | -0.4572 | -1.433 | -1.433 | -1.433 | -1.433 | -1.433 | -1.433 | -1.433 | -1.433 | -1.433 | -1.433 | -1.433 | -1.433 | -1.433 | 35 |  |  | 3.8129
East Hampton Conversion 33 kV | 2030 |  |  | 0 | 0.39033 | 0.39033 | 0.39033 | 0.39033 | 0.39033 | 0.39033 | 0.39033 | 0.39033 | 0.39033 | 0.39033 | 0.39033 | 0.39033 | 0.39033 | -0.18288 | -0.18288 | -0.18288 | -0.18288 | -0.18288 | -0.18288 | -0.18288 | -0.18288 | -0.18288 | -0.18288 | -0.18288 | -0.18288 | -0.18288 | -0.18288 | -0.18288 | -0.18288 | -0.18288 | -0.18288 | -0.18288 | -0.18288 | -0.18288 | -0.18288 | -0.57321 | -0.57321 | -0.57321 | -0.57321 | -0.57321 | -0.57321 | -0.57321 | -0.57321 | -0.57321 | -0.57321 | -0.57321 | -0.57321 | -0.57321 | 35 |  |  | 1.5252
Buell Conversion 33 kV | 2030 |  |  | 0 | 0.45131 | 0.45131 | 0.45131 | 0.45131 | 0.45131 | 0.45131 | 0.45131 | 0.45131 | 0.45131 | 0.45131 | 0.45131 | 0.45131 | 0.45131 | -0.21146 | -0.21146 | -0.21146 | -0.21146 | -0.21146 | -0.21146 | -0.21146 | -0.21146 | -0.21146 | -0.21146 | -0.21146 | -0.21146 | -0.21146 | -0.21146 | -0.21146 | -0.21146 | -0.21146 | -0.21146 | -0.21146 | -0.21146 | -0.21146 | -0.21146 | -0.66277 | -0.66277 | -0.66277 | -0.66277 | -0.66277 | -0.66277 | -0.66277 | -0.66277 | -0.66277 | -0.66277 | -0.66277 | -0.66277 | -0.66277 | 35 |  |  | 1.7635
Hither Hills Conversion to 33 kV | 2030 |  |  | 0 | 0 | 0.60305 | 0.60305 | 0.60305 | 0.60305 | 0.60305 | 0.60305 | 0.60305 | 0.60305 | 0.60305 | 0.60305 | 0.60305 | 0.60305 | -0.25676 | -0.25676 | -0.25676 | -0.25676 | -0.25676 | -0.25676 | -0.25676 | -0.25676 | -0.25676 | -0.25676 | -0.25676 | -0.25676 | -0.25676 | -0.25676 | -0.25676 | -0.25676 | -0.25676 | -0.25676 | -0.25676 | -0.25676 | -0.25676 | -0.25676 | -0.25676 | -0.85981 | -0.85981 | -0.85981 | -0.85981 | -0.85981 | -0.85981 | -0.85981 | -0.85981 | -0.85981 | -0.85981 | -0.85981 | -0.85981 | 35 |  |  | 2.0853
Culloden Pt Conversion to 33 kV | 2030 |  |  | 0 | 0 | 0 | 0.36233 | 0.36233 | 0.36233 | 0.36233 | 0.36233 | 0.36233 | 0.36233 | 0.36233 | 0.36233 | 0.36233 | 0.36233 | -0.13922 | -0.13922 | -0.13922 | -0.13922 | -0.13922 | -0.13922 | -0.13922 | -0.13922 | -0.13922 | -0.13922 | -0.13922 | -0.13922 | -0.13922 | -0.13922 | -0.13922 | -0.13922 | -0.13922 | -0.13922 | -0.13922 | -0.13922 | -0.13922 | -0.13922 | -0.13922 | -0.13922 | -0.50156 | -0.50156 | -0.50156 | -0.50156 | -0.50156 | -0.50156 | -0.50156 | -0.50156 | -0.50156 | -0.50156 | -0.50156 | 35 |  |  | 1.1012
Area II Projects: | [53 empty] | 43
Bridgehampton - Buell New 69 kV UG Cable | 2020 |  | 33.2 | 0 | 0 | 0 | 0 | 4.4251 | 4.4251 | 4.4251 | 4.4251 | 4.4251 | 4.4251 | 4.4251 | 4.4251 | 4.4251 | 4.4251 | 4.4251 | 4.4251 | 4.4251 | 4.4251 | 4.4251 | 4.4251 | 4.4251 | 4.4251 | 4.4251 | 4.4251 | 4.4251 | 4.4251 | 4.4251 | 4.4251 | 4.4251 | 4.4251 | 4.4251 | 4.4251 | 4.4251 | 4.4251 | 4.4251 | 4.4251 | 4.4251 | 4.4251 | 4.4251 | [10 empty] | 35 |  | 54.9758
No Deferral |  |  | 33.2 |  | 0 | 0 | 0 | 4.4251 | 4.4251 | 4.4251 | 4.4251 | 4.4251 | 4.4251 | 4.4251 | 4.4251 | 4.4251 | 4.4251 | 4.4251 | 4.4251 | 4.4251 | 4.4251 | 4.4251 | 4.4251 | 4.4251 | 4.4251 | 4.4251 | 4.4251 | 4.4251 | 4.4251 | 4.4251 | 4.4251 | 4.4251 | 4.4251 | 4.4251 | 4.4251 | 4.4251 | 4.4251 | 4.4251 | 4.4251 | 4.4251 | 4.4251 | 4.4251 | [10 empty] | 35 |  | 54.9758
Bridgehampton - Buell New 69 kV UG Cable | 2022 |  | 33.2 | [6 empty] | 4.6946 | 4.6946 | 4.6946 | 4.6946 | 4.6946 | 4.6946 | 4.6946 | 4.6946 | 4.6946 | 4.6946 | 4.6946 | 4.6946 | 4.6946 | 4.6946 | 4.6946 | 4.6946 | 4.6946 | 4.6946 | 4.6946 | 4.6946 | 4.6946 | 4.6946 | 4.6946 | 4.6946 | 4.6946 | 4.6946 | 4.6946 | 4.6946 | 4.6946 | 4.6946 | 4.6946 | 4.6946 | 4.6946 | 4.6946 | 4.6946 | [8 empty] | 35 |  | 52.4012 | 2.5746 | 2.5746 | 0 | 0 | 0
Deferral to 2022 |  |  | 33.2 | [6 empty] | 4.6946 | 4.6946 | 4.6946 | 4.6946 | 4.6946 | 4.6946 | 4.6946 | 4.6946 | 4.6946 | 4.6946 | 4.6946 | 4.6946 | 4.6946 | 4.6946 | 4.6946 | 4.6946 | 4.6946 | 4.6946 | 4.6946 | 4.6946 | 4.6946 | 4.6946 | 4.6946 | 4.6946 | 4.6946 | 4.6946 | 4.6946 | 4.6946 | 4.6946 | 4.6946 | 4.6946 | 4.6946 | 4.6946 | 4.6946 | 4.6946 | [8 empty] | 35 |  | 52.4012 | 2.5746 | 2.5746 | 0 | 0 | 0 | =Area II Portion
Bridgehampton - Buell New 69 kV UG Cable | 2023 |  | 33.2 | [7 empty] | 4.8355 | 4.8355 | 4.8355 | 4.8355 | 4.8355 | 4.8355 | 4.8355 | 4.8355 | 4.8355 | 4.8355 | 4.8355 | 4.8355 | 4.8355 | 4.8355 | 4.8355 | 4.8355 | 4.8355 | 4.8355 | 4.8355 | 4.8355 | 4.8355 | 4.8355 | 4.8355 | 4.8355 | 4.8355 | 4.8355 | 4.8355 | 4.8355 | 4.8355 | 4.8355 | 4.8355 | 4.8355 | 4.8355 | 4.8355 | 4.8355 | [7 empty] | 35 |  | 51.1595 | 3.8164 | 3.8164 | 0 | 0 | 0
Deferral to 2023 |  |  | 33.2 | [7 empty] | 4.8355 | 4.8355 | 4.8355 | 4.8355 | 4.8355 | 4.8355 | 4.8355 | 4.8355 | 4.8355 | 4.8355 | 4.8355 | 4.8355 | 4.8355 | 4.8355 | 4.8355 | 4.8355 | 4.8355 | 4.8355 | 4.8355 | 4.8355 | 4.8355 | 4.8355 | 4.8355 | 4.8355 | 4.8355 | 4.8355 | 4.8355 | 4.8355 | 4.8355 | 4.8355 | 4.8355 | 4.8355 | 4.8355 | 4.8355 | 4.8355 | [7 empty] | 35 |  | 51.1595 | 3.8164 | 3.8164 | 0 | 0 | 0 | =Area II Portion
Bridgehampton - Buell New 69 kV UG Cable | 2024 |  | 33.2 | [8 empty] | 4.9805 | 4.9805 | 4.9805 | 4.9805 | 4.9805 | 4.9805 | 4.9805 | 4.9805 | 4.9805 | 4.9805 | 4.9805 | 4.9805 | 4.9805 | 4.9805 | 4.9805 | 4.9805 | 4.9805 | 4.9805 | 4.9805 | 4.9805 | 4.9805 | 4.9805 | 4.9805 | 4.9805 | 4.9805 | 4.9805 | 4.9805 | 4.9805 | 4.9805 | 4.9805 | 4.9805 | 4.9805 | 4.9805 | 4.9805 | 4.9805 | [6 empty] | 35 |  | 49.9472 | 5.0287 | 5.0287 | 0 | 0 | 0
Deferral to 2024 |  |  | 33.2 | [8 empty] | 4.9805 | 4.9805 | 4.9805 | 4.9805 | 4.9805 | 4.9805 | 4.9805 | 4.9805 | 4.9805 | 4.9805 | 4.9805 | 4.9805 | 4.9805 | 4.9805 | 4.9805 | 4.9805 | 4.9805 | 4.9805 | 4.9805 | 4.9805 | 4.9805 | 4.9805 | 4.9805 | 4.9805 | 4.9805 | 4.9805 | 4.9805 | 4.9805 | 4.9805 | 4.9805 | 4.9805 | 4.9805 | 4.9805 | 4.9805 | 4.9805 | [6 empty] | 35 |  | 49.9472 | 5.0287 | 5.0287 | 0 | 0 | 0 | =Area II Portion
Bridgehampton - Buell New 69 kV UG Cable | 2025 |  | 33.2 | [9 empty] | 5.13 | 5.13 | 5.13 | 5.13 | 5.13 | 5.13 | 5.13 | 5.13 | 5.13 | 5.13 | 5.13 | 5.13 | 5.13 | 5.13 | 5.13 | 5.13 | 5.13 | 5.13 | 5.13 | 5.13 | 5.13 | 5.13 | 5.13 | 5.13 | 5.13 | 5.13 | 5.13 | 5.13 | 5.13 | 5.13 | 5.13 | 5.13 | 5.13 | 5.13 | 5.13 | [5 empty] | 35 |  | 48.7636 | 6.2122 | 6.2122 | 0 | 0 | 0
Deferral to 2025 |  |  | 33.2 | [9 empty] | 5.13 | 5.13 | 5.13 | 5.13 | 5.13 | 5.13 | 5.13 | 5.13 | 5.13 | 5.13 | 5.13 | 5.13 | 5.13 | 5.13 | 5.13 | 5.13 | 5.13 | 5.13 | 5.13 | 5.13 | 5.13 | 5.13 | 5.13 | 5.13 | 5.13 | 5.13 | 5.13 | 5.13 | 5.13 | 5.13 | 5.13 | 5.13 | 5.13 | 5.13 | 5.13 | [5 empty] | 35 |  | 48.7636 | 6.2122 | 6.2122 | 0 | 0 | 0 | =Area II Portion
Bridgehampton - Buell New 69 kV UG Cable | 2026 |  | 33.2 | [10 empty] | 5.2839 | 5.2839 | 5.2839 | 5.2839 | 5.2839 | 5.2839 | 5.2839 | 5.2839 | 5.2839 | 5.2839 | 5.2839 | 5.2839 | 5.2839 | 5.2839 | 5.2839 | 5.2839 | 5.2839 | 5.2839 | 5.2839 | 5.2839 | 5.2839 | 5.2839 | 5.2839 | 5.2839 | 5.2839 | 5.2839 | 5.2839 | 5.2839 | 5.2839 | 5.2839 | 5.2839 | 5.2839 | 5.2839 | 5.2839 | 5.2839 |  |  |  |  | 35 |  | 47.608 | 7.3678 | 7.3678 | 7.3678 | 150362.8465 | 225544.2698
Deferral to 2026 |  |  | 33.2 | [10 empty] | 5.2839 | 5.2839 | 5.2839 | 5.2839 | 5.2839 | 5.2839 | 5.2839 | 5.2839 | 5.2839 | 5.2839 | 5.2839 | 5.2839 | 5.2839 | 5.2839 | 5.2839 | 5.2839 | 5.2839 | 5.2839 | 5.2839 | 5.2839 | 5.2839 | 5.2839 | 5.2839 | 5.2839 | 5.2839 | 5.2839 | 5.2839 | 5.2839 | 5.2839 | 5.2839 | 5.2839 | 5.2839 | 5.2839 | 5.2839 | 5.2839 |  |  |  |  | 35 |  | 47.608 | 7.3678 | 7.3678 | 7.3678 | 150362.8465 | 225544.2698 | =Area II Portion
Bridgehampton - Buell New 69 kV UG Cable | 2027 |  | 33.2 | [11 empty] | 5.4424 | 5.4424 | 5.4424 | 5.4424 | 5.4424 | 5.4424 | 5.4424 | 5.4424 | 5.4424 | 5.4424 | 5.4424 | 5.4424 | 5.4424 | 5.4424 | 5.4424 | 5.4424 | 5.4424 | 5.4424 | 5.4424 | 5.4424 | 5.4424 | 5.4424 | 5.4424 | 5.4424 | 5.4424 | 5.4424 | 5.4424 | 5.4424 | 5.4424 | 5.4424 | 5.4424 | 5.4424 | 5.4424 | 5.4424 | 5.4424 |  |  |  | 35 |  | 46.4799 | 8.4959 | 8.4959 | 0 | 0 | 0
Deferral to 2027 |  |  | 33.2 | [11 empty] | 5.4424 | 5.4424 | 5.4424 | 5.4424 | 5.4424 | 5.4424 | 5.4424 | 5.4424 | 5.4424 | 5.4424 | 5.4424 | 5.4424 | 5.4424 | 5.4424 | 5.4424 | 5.4424 | 5.4424 | 5.4424 | 5.4424 | 5.4424 | 5.4424 | 5.4424 | 5.4424 | 5.4424 | 5.4424 | 5.4424 | 5.4424 | 5.4424 | 5.4424 | 5.4424 | 5.4424 | 5.4424 | 5.4424 | 5.4424 | 5.4424 |  |  |  | 35 |  | 46.4799 | 8.4959 | 8.4959 | 0 | 0 | 0 | =Area II Portion
Bridgehampton - Buell New 69 kV UG Cable | 2028 |  | 33.2 | [12 empty] | 5.6056 | 5.6056 | 5.6056 | 5.6056 | 5.6056 | 5.6056 | 5.6056 | 5.6056 | 5.6056 | 5.6056 | 5.6056 | 5.6056 | 5.6056 | 5.6056 | 5.6056 | 5.6056 | 5.6056 | 5.6056 | 5.6056 | 5.6056 | 5.6056 | 5.6056 | 5.6056 | 5.6056 | 5.6056 | 5.6056 | 5.6056 | 5.6056 | 5.6056 | 5.6056 | 5.6056 | 5.6056 | 5.6056 | 5.6056 | 5.6056 |  |  | 35 |  | 45.3785 | 9.5974 | 9.5974 | 0 | 0 | 0
Deferral to 2028 |  |  | 33.2 | [12 empty] | 5.6056 | 5.6056 | 5.6056 | 5.6056 | 5.6056 | 5.6056 | 5.6056 | 5.6056 | 5.6056 | 5.6056 | 5.6056 | 5.6056 | 5.6056 | 5.6056 | 5.6056 | 5.6056 | 5.6056 | 5.6056 | 5.6056 | 5.6056 | 5.6056 | 5.6056 | 5.6056 | 5.6056 | 5.6056 | 5.6056 | 5.6056 | 5.6056 | 5.6056 | 5.6056 | 5.6056 | 5.6056 | 5.6056 | 5.6056 | 5.6056 |  |  | 35 |  | 45.3785 | 9.5974 | 9.5974 | 0 | 0 | 0 | =Area II Portion
Bridgehampton - Buell New 69 kV UG Cable | 2029 |  | 33.2 | [13 empty] | 5.7738 | 5.7738 | 5.7738 | 5.7738 | 5.7738 | 5.7738 | 5.7738 | 5.7738 | 5.7738 | 5.7738 | 5.7738 | 5.7738 | 5.7738 | 5.7738 | 5.7738 | 5.7738 | 5.7738 | 5.7738 | 5.7738 | 5.7738 | 5.7738 | 5.7738 | 5.7738 | 5.7738 | 5.7738 | 5.7738 | 5.7738 | 5.7738 | 5.7738 | 5.7738 | 5.7738 | 5.7738 | 5.7738 | 5.7738 | 5.7738 |  | 35 |  | 44.3031 | 10.6727 | 10.6727 | 0 | 0 | 0
Deferral to 2029 |  |  | 33.2 | [13 empty] | 5.7738 | 5.7738 | 5.7738 | 5.7738 | 5.7738 | 5.7738 | 5.7738 | 5.7738 | 5.7738 | 5.7738 | 5.7738 | 5.7738 | 5.7738 | 5.7738 | 5.7738 | 5.7738 | 5.7738 | 5.7738 | 5.7738 | 5.7738 | 5.7738 | 5.7738 | 5.7738 | 5.7738 | 5.7738 | 5.7738 | 5.7738 | 5.7738 | 5.7738 | 5.7738 | 5.7738 | 5.7738 | 5.7738 | 5.7738 | 5.7738 |  | 35 |  | 44.3031 | 10.6727 | 10.6727 | 0 | 0 | 0 | =Area II Portion
Bridgehampton - Buell New 69 kV UG Cable | 2030 |  | 33.2 | [14 empty] | 5.947 | 5.947 | 5.947 | 5.947 | 5.947 | 5.947 | 5.947 | 5.947 | 5.947 | 5.947 | 5.947 | 5.947 | 5.947 | 5.947 | 5.947 | 5.947 | 5.947 | 5.947 | 5.947 | 5.947 | 5.947 | 5.947 | 5.947 | 5.947 | 5.947 | 5.947 | 5.947 | 5.947 | 5.947 | 5.947 | 5.947 | 5.947 | 5.947 | 5.947 | 5.947 | 35 |  | 43.2533 | 11.7225 | 11.7225 | 0 | 0 | 0
Deferral to 2030 |  |  | 33.2 | [14 empty] | 5.947 | 5.947 | 5.947 | 5.947 | 5.947 | 5.947 | 5.947 | 5.947 | 5.947 | 5.947 | 5.947 | 5.947 | 5.947 | 5.947 | 5.947 | 5.947 | 5.947 | 5.947 | 5.947 | 5.947 | 5.947 | 5.947 | 5.947 | 5.947 | 5.947 | 5.947 | 5.947 | 5.947 | 5.947 | 5.947 | 5.947 | 5.947 | 5.947 | 5.947 | 5.947 | 35 |  | 43.2533 | 11.7225 | 11.7225 | 0 | 0 | 0 | =Area II Portion
[60 empty] | 2640173.655 | =Area II+III Portions
Annual Avoided Costs for Deferral to 2022:
Bridgehampton - Buell New 69 kV UG Cable | 2022 |  |  | 0 | 0 | 0 | 0 | 4.4251 | 4.4251 | -0.26949 | -0.26949 | -0.26949 | -0.26949 | -0.26949 | -0.26949 | -0.26949 | -0.26949 | -0.26949 | -0.26949 | -0.26949 | -0.26949 | -0.26949 | -0.26949 | -0.26949 | -0.26949 | -0.26949 | -0.26949 | -0.26949 | -0.26949 | -0.26949 | -0.26949 | -0.26949 | -0.26949 | -0.26949 | -0.26949 | -0.26949 | -0.26949 | -0.26949 | -0.26949 | -0.26949 | -0.26949 | -0.26949 | -4.6946 | -4.6946 | [8 empty] | 35 |  |  | 2.5746
Annual Avoided Costs for Deferral to 2023:
Bridgehampton - Buell New 69 kV UG Cable | 2023 |  |  | 0 | 0 | 0 | 0 | 4.4251 | 4.4251 | 4.4251 | -0.41033 | -0.41033 | -0.41033 | -0.41033 | -0.41033 | -0.41033 | -0.41033 | -0.41033 | -0.41033 | -0.41033 | -0.41033 | -0.41033 | -0.41033 | -0.41033 | -0.41033 | -0.41033 | -0.41033 | -0.41033 | -0.41033 | -0.41033 | -0.41033 | -0.41033 | -0.41033 | -0.41033 | -0.41033 | -0.41033 | -0.41033 | -0.41033 | -0.41033 | -0.41033 | -0.41033 | -0.41033 | -4.8355 | -4.8355 | -4.8355 | [7 empty] | 35 |  |  | 3.8164
Annual Avoided Costs for Deferral to 2024:
Bridgehampton - Buell New 69 kV UG Cable | 2024 |  |  | 0 | 0 | 0 | 0 | 4.4251 | 4.4251 | 4.4251 | 4.4251 | -0.55539 | -0.55539 | -0.55539 | -0.55539 | -0.55539 | -0.55539 | -0.55539 | -0.55539 | -0.55539 | -0.55539 | -0.55539 | -0.55539 | -0.55539 | -0.55539 | -0.55539 | -0.55539 | -0.55539 | -0.55539 | -0.55539 | -0.55539 | -0.55539 | -0.55539 | -0.55539 | -0.55539 | -0.55539 | -0.55539 | -0.55539 | -0.55539 | -0.55539 | -0.55539 | -0.55539 | -4.9805 | -4.9805 | -4.9805 | -4.9805 | [6 empty] | 35 |  |  | 5.0287
Annual Avoided Costs for Deferral to 2025:
Bridgehampton - Buell New 69 kV UG Cable | 2025 |  |  | 0 | 0 | 0 | 0 | 4.4251 | 4.4251 | 4.4251 | 4.4251 | 4.4251 | -0.70481 | -0.70481 | -0.70481 | -0.70481 | -0.70481 | -0.70481 | -0.70481 | -0.70481 | -0.70481 | -0.70481 | -0.70481 | -0.70481 | -0.70481 | -0.70481 | -0.70481 | -0.70481 | -0.70481 | -0.70481 | -0.70481 | -0.70481 | -0.70481 | -0.70481 | -0.70481 | -0.70481 | -0.70481 | -0.70481 | -0.70481 | -0.70481 | -0.70481 | -0.70481 | -5.13 | -5.13 | -5.13 | -5.13 | -5.13 | [5 empty] | 35 |  |  | 6.2122
Annual Avoided Costs for Deferral to 2026:
Bridgehampton - Buell New 69 kV UG Cable | 2026 |  |  | 0 | 0 | 0 | 0 | 4.4251 | 4.4251 | 4.4251 | 4.4251 | 4.4251 | 4.4251 | -0.85871 | -0.85871 | -0.85871 | -0.85871 | -0.85871 | -0.85871 | -0.85871 | -0.85871 | -0.85871 | -0.85871 | -0.85871 | -0.85871 | -0.85871 | -0.85871 | -0.85871 | -0.85871 | -0.85871 | -0.85871 | -0.85871 | -0.85871 | -0.85871 | -0.85871 | -0.85871 | -0.85871 | -0.85871 | -0.85871 | -0.85871 | -0.85871 | -0.85871 | -5.2839 | -5.2839 | -5.2839 | -5.2839 | -5.2839 | -5.2839 |  |  |  |  | 35 |  |  | 7.3678
Annual Avoided Costs for Deferral to 2027:
Bridgehampton - Buell New 69 kV UG Cable | 2027 |  |  | 0 | 0 | 0 | 0 | 4.4251 | 4.4251 | 4.4251 | 4.4251 | 4.4251 | 4.4251 | 4.4251 | -1.0172 | -1.0172 | -1.0172 | -1.0172 | -1.0172 | -1.0172 | -1.0172 | -1.0172 | -1.0172 | -1.0172 | -1.0172 | -1.0172 | -1.0172 | -1.0172 | -1.0172 | -1.0172 | -1.0172 | -1.0172 | -1.0172 | -1.0172 | -1.0172 | -1.0172 | -1.0172 | -1.0172 | -1.0172 | -1.0172 | -1.0172 | -1.0172 | -5.4424 | -5.4424 | -5.4424 | -5.4424 | -5.4424 | -5.4424 | -5.4424 |  |  |  | 35 |  |  | 8.4959
Annual Avoided Costs for Deferral to 2028:
Bridgehampton - Buell New 69 kV UG Cable | 2028 |  |  | 0 | 0 | 0 | 0 | 4.4251 | 4.4251 | 4.4251 | 4.4251 | 4.4251 | 4.4251 | 4.4251 | 4.4251 | -1.1805 | -1.1805 | -1.1805 | -1.1805 | -1.1805 | -1.1805 | -1.1805 | -1.1805 | -1.1805 | -1.1805 | -1.1805 | -1.1805 | -1.1805 | -1.1805 | -1.1805 | -1.1805 | -1.1805 | -1.1805 | -1.1805 | -1.1805 | -1.1805 | -1.1805 | -1.1805 | -1.1805 | -1.1805 | -1.1805 | -1.1805 | -5.6056 | -5.6056 | -5.6056 | -5.6056 | -5.6056 | -5.6056 | -5.6056 | -5.6056 |  |  | 35 |  |  | 9.5974
Annual Avoided Costs for Deferral to 2029:
Bridgehampton - Buell New 69 kV UG Cable | 2029 |  |  | 0 | 0 | 0 | 0 | 4.4251 | 4.4251 | 4.4251 | 4.4251 | 4.4251 | 4.4251 | 4.4251 | 4.4251 | 4.4251 | -1.3487 | -1.3487 | -1.3487 | -1.3487 | -1.3487 | -1.3487 | -1.3487 | -1.3487 | -1.3487 | -1.3487 | -1.3487 | -1.3487 | -1.3487 | -1.3487 | -1.3487 | -1.3487 | -1.3487 | -1.3487 | -1.3487 | -1.3487 | -1.3487 | -1.3487 | -1.3487 | -1.3487 | -1.3487 | -1.3487 | -5.7738 | -5.7738 | -5.7738 | -5.7738 | -5.7738 | -5.7738 | -5.7738 | -5.7738 | -5.7738 |  | 35 |  |  | 10.6727
Annual Avoided Costs for Deferral to 2030:
Bridgehampton - Buell New 69 kV UG Cable | 2030 |  |  | 0 | 0 | 0 | 0 | 4.4251 | 4.4251 | 4.4251 | 4.4251 | 4.4251 | 4.4251 | 4.4251 | 4.4251 | 4.4251 | 4.4251 | -1.5219 | -1.5219 | -1.5219 | -1.5219 | -1.5219 | -1.5219 | -1.5219 | -1.5219 | -1.5219 | -1.5219 | -1.5219 | -1.5219 | -1.5219 | -1.5219 | -1.5219 | -1.5219 | -1.5219 | -1.5219 | -1.5219 | -1.5219 | -1.5219 | -1.5219 | -1.5219 | -1.5219 | -1.5219 | -5.947 | -5.947 | -5.947 | -5.947 | -5.947 | -5.947 | -5.947 | -5.947 | -5.947 | -5.947 | 35 |  |  | 11.7225
0
Area III Projects: | [52 empty] | 0 | 14
New Canal - Southampton Cable | 2017 |  | 37.6 | 0 | 4.5863 | 4.5863 | 4.5863 | 4.5863 | 4.5863 | 4.5863 | 4.5863 | 4.5863 | 4.5863 | 4.5863 | 4.5863 | 4.5863 | 4.5863 | 4.5863 | 4.5863 | 4.5863 | 4.5863 | 4.5863 | 4.5863 | 4.5863 | 4.5863 | 4.5863 | 4.5863 | 4.5863 | 4.5863 | 4.5863 | 4.5863 | 4.5863 | 4.5863 | 4.5863 | 4.5863 | 4.5863 | 4.5863 | 4.5863 | 4.5863 | [13 empty] | 35 |  | 66.9063
Upgrade Wildwood - Riverhead to 138 kV | 2017 |  | 7.7 | 0 | 0.93922 | 0.93922 | 0.93922 | 0.93922 | 0.93922 | 0.93922 | 0.93922 | 0.93922 | 0.93922 | 0.93922 | 0.93922 | 0.93922 | 0.93922 | 0.93922 | 0.93922 | 0.93922 | 0.93922 | 0.93922 | 0.93922 | 0.93922 | 0.93922 | 0.93922 | 0.93922 | 0.93922 | 0.93922 | 0.93922 | 0.93922 | 0.93922 | 0.93922 | 0.93922 | 0.93922 | 0.93922 | 0.93922 | 0.93922 | 0.93922 | [13 empty] | 35 |  | 13.7016
Riverhead Canal 2nd Line and Bank | 2017 |  | 136.8 | 0 | 16.6864 | 16.6864 | 16.6864 | 16.6864 | 16.6864 | 16.6864 | 16.6864 | 16.6864 | 16.6864 | 16.6864 | 16.6864 | 16.6864 | 16.6864 | 16.6864 | 16.6864 | 16.6864 | 16.6864 | 16.6864 | 16.6864 | 16.6864 | 16.6864 | 16.6864 | 16.6864 | 16.6864 | 16.6864 | 16.6864 | 16.6864 | 16.6864 | 16.6864 | 16.6864 | 16.6864 | 16.6864 | 16.6864 | 16.6864 | 16.6864 | [13 empty] | 35 |  | 243.4251
Canal - Wainscott New 138 kV UG Cable | 2022 |  | 275.5 | 0 | 0 | 0 | 0 | 0 | 0 | 38.957 | 38.957 | 38.957 | 38.957 | 38.957 | 38.957 | 38.957 | 38.957 | 38.957 | 38.957 | 38.957 | 38.957 | 38.957 | 38.957 | 38.957 | 38.957 | 38.957 | 38.957 | 38.957 | 38.957 | 38.957 | 38.957 | 38.957 | 38.957 | 38.957 | 38.957 | 38.957 | 38.957 | 38.957 | 38.957 | 38.957 | 38.957 | 38.957 | 38.957 | 38.957 | [8 empty] | 35 |  | 434.8353
No Deferral |  |  | 457.6 |  | 22.212 | 22.212 | 22.212 | 22.212 | 22.212 | 61.169 | 61.169 | 61.169 | 61.169 | 61.169 | 61.169 | 61.169 | 61.169 | 61.169 | 61.169 | 61.169 | 61.169 | 61.169 | 61.169 | 61.169 | 61.169 | 61.169 | 61.169 | 61.169 | 61.169 | 61.169 | 61.169 | 61.169 | 61.169 | 61.169 | 61.169 | 61.169 | 61.169 | 61.169 | 61.169 | 38.957 | 38.957 | 38.957 | 38.957 | 38.957 | [10 empty] | 758.8683
New Canal - Southampton Cable | 2022 |  | 37.6 | [6 empty] | 5.3168 | 5.3168 | 5.3168 | 5.3168 | 5.3168 | 5.3168 | 5.3168 | 5.3168 | 5.3168 | 5.3168 | 5.3168 | 5.3168 | 5.3168 | 5.3168 | 5.3168 | 5.3168 | 5.3168 | 5.3168 | 5.3168 | 5.3168 | 5.3168 | 5.3168 | 5.3168 | 5.3168 | 5.3168 | 5.3168 | 5.3168 | 5.3168 | 5.3168 | 5.3168 | 5.3168 | 5.3168 | 5.3168 | 5.3168 | 5.3168 | [8 empty] | 35 |  | 59.3459 | 7.5604 | 7.5604 | 0 | 0 | 0
Upgrade Wildwood - Riverhead to 138 kV | 2022 |  | 7.7 | [6 empty] | 1.0888 | 1.0888 | 1.0888 | 1.0888 | 1.0888 | 1.0888 | 1.0888 | 1.0888 | 1.0888 | 1.0888 | 1.0888 | 1.0888 | 1.0888 | 1.0888 | 1.0888 | 1.0888 | 1.0888 | 1.0888 | 1.0888 | 1.0888 | 1.0888 | 1.0888 | 1.0888 | 1.0888 | 1.0888 | 1.0888 | 1.0888 | 1.0888 | 1.0888 | 1.0888 | 1.0888 | 1.0888 | 1.0888 | 1.0888 | 1.0888 | [8 empty] | 35 |  | 12.1533 | 1.5483 | 1.5483 | 1.5483 | 24575.725 | 36863.5875
Riverhead Canal 2nd Line and Bank | 2022 |  | 136.8 | [6 empty] | 19.3442 | 19.3442 | 19.3442 | 19.3442 | 19.3442 | 19.3442 | 19.3442 | 19.3442 | 19.3442 | 19.3442 | 19.3442 | 19.3442 | 19.3442 | 19.3442 | 19.3442 | 19.3442 | 19.3442 | 19.3442 | 19.3442 | 19.3442 | 19.3442 | 19.3442 | 19.3442 | 19.3442 | 19.3442 | 19.3442 | 19.3442 | 19.3442 | 19.3442 | 19.3442 | 19.3442 | 19.3442 | 19.3442 | 19.3442 | 19.3442 | [8 empty] | 35 |  | 215.9182 | 27.5069 | 27.5069 | 0 | 0 | 0
Canal - Wainscott New 138 kV UG Cable | 2022 |  | 275.5 | [6 empty] | 38.957 | 38.957 | 38.957 | 38.957 | 38.957 | 38.957 | 38.957 | 38.957 | 38.957 | 38.957 | 38.957 | 38.957 | 38.957 | 38.957 | 38.957 | 38.957 | 38.957 | 38.957 | 38.957 | 38.957 | 38.957 | 38.957 | 38.957 | 38.957 | 38.957 | 38.957 | 38.957 | 38.957 | 38.957 | 38.957 | 38.957 | 38.957 | 38.957 | 38.957 | 38.957 | [8 empty] | 35 |  | 434.8353 | 0 | 0 | 0 | 0 | 0
Deferral to 2022 |  |  | 457.6 | [6 empty] | 64.7068 | 64.7068 | 64.7068 | 64.7068 | 64.7068 | 64.7068 | 64.7068 | 64.7068 | 64.7068 | 64.7068 | 64.7068 | 64.7068 | 64.7068 | 64.7068 | 64.7068 | 64.7068 | 64.7068 | 64.7068 | 64.7068 | 64.7068 | 64.7068 | 64.7068 | 64.7068 | 64.7068 | 64.7068 | 64.7068 | 64.7068 | 64.7068 | 64.7068 | 64.7068 | 64.7068 | 64.7068 | 64.7068 | 64.7068 | 64.7068 | [8 empty] | 35 |  | 722.2527 | 36.6156 | 36.6156 | 1.5483 | 24575.725 | 36863.5875 | =Area III Portion
New Canal - Southampton Cable | 2023 |  | 37.6 | [7 empty] | 5.4763 | 5.4763 | 5.4763 | 5.4763 | 5.4763 | 5.4763 | 5.4763 | 5.4763 | 5.4763 | 5.4763 | 5.4763 | 5.4763 | 5.4763 | 5.4763 | 5.4763 | 5.4763 | 5.4763 | 5.4763 | 5.4763 | 5.4763 | 5.4763 | 5.4763 | 5.4763 | 5.4763 | 5.4763 | 5.4763 | 5.4763 | 5.4763 | 5.4763 | 5.4763 | 5.4763 | 5.4763 | 5.4763 | 5.4763 | 5.4763 | [7 empty] | 35 |  | 57.9396 | 8.9667 | 8.9667 | 8.9667 | 142328.3896 | 213492.5843
Upgrade Wildwood - Riverhead to 138 kV | 2023 |  | 7.7 | [7 empty] | 1.1215 | 1.1215 | 1.1215 | 1.1215 | 1.1215 | 1.1215 | 1.1215 | 1.1215 | 1.1215 | 1.1215 | 1.1215 | 1.1215 | 1.1215 | 1.1215 | 1.1215 | 1.1215 | 1.1215 | 1.1215 | 1.1215 | 1.1215 | 1.1215 | 1.1215 | 1.1215 | 1.1215 | 1.1215 | 1.1215 | 1.1215 | 1.1215 | 1.1215 | 1.1215 | 1.1215 | 1.1215 | 1.1215 | 1.1215 | 1.1215 | [7 empty] | 35 |  | 11.8653 | 1.8363 | 1.8363 | 0 | 0 | 0
Riverhead Canal 2nd Line and Bank | 2023 |  | 136.8 | [7 empty] | 19.9245 | 19.9245 | 19.9245 | 19.9245 | 19.9245 | 19.9245 | 19.9245 | 19.9245 | 19.9245 | 19.9245 | 19.9245 | 19.9245 | 19.9245 | 19.9245 | 19.9245 | 19.9245 | 19.9245 | 19.9245 | 19.9245 | 19.9245 | 19.9245 | 19.9245 | 19.9245 | 19.9245 | 19.9245 | 19.9245 | 19.9245 | 19.9245 | 19.9245 | 19.9245 | 19.9245 | 19.9245 | 19.9245 | 19.9245 | 19.9245 | [7 empty] | 35 |  | 210.8017 | 32.6235 | 32.6235 | 32.6235 | 517833.0769 | 776749.6154
Canal - Wainscott New 138 kV UG Cable | 2023 |  | 275.5 | [7 empty] | 40.1257 | 40.1257 | 40.1257 | 40.1257 | 40.1257 | 40.1257 | 40.1257 | 40.1257 | 40.1257 | 40.1257 | 40.1257 | 40.1257 | 40.1257 | 40.1257 | 40.1257 | 40.1257 | 40.1257 | 40.1257 | 40.1257 | 40.1257 | 40.1257 | 40.1257 | 40.1257 | 40.1257 | 40.1257 | 40.1257 | 40.1257 | 40.1257 | 40.1257 | 40.1257 | 40.1257 | 40.1257 | 40.1257 | 40.1257 | 40.1257 | [7 empty] | 35 |  | 424.5311 | 10.3042 | 10.3042 | 0 | 0 | 0
Deferral to 2023 |  |  | 457.6 | [7 empty] | 66.648 | 66.648 | 66.648 | 66.648 | 66.648 | 66.648 | 66.648 | 66.648 | 66.648 | 66.648 | 66.648 | 66.648 | 66.648 | 66.648 | 66.648 | 66.648 | 66.648 | 66.648 | 66.648 | 66.648 | 66.648 | 66.648 | 66.648 | 66.648 | 66.648 | 66.648 | 66.648 | 66.648 | 66.648 | 66.648 | 66.648 | 66.648 | 66.648 | 66.648 | 66.648 | [7 empty] | 35 |  | 705.1377 | 53.7306 | 53.7306 | 41.5902 | 660161.4665 | 990242.1997 | =Area III Portion
New Canal - Southampton Cable | 2024 |  | 37.6 | [8 empty] | 5.6406 | 5.6406 | 5.6406 | 5.6406 | 5.6406 | 5.6406 | 5.6406 | 5.6406 | 5.6406 | 5.6406 | 5.6406 | 5.6406 | 5.6406 | 5.6406 | 5.6406 | 5.6406 | 5.6406 | 5.6406 | 5.6406 | 5.6406 | 5.6406 | 5.6406 | 5.6406 | 5.6406 | 5.6406 | 5.6406 | 5.6406 | 5.6406 | 5.6406 | 5.6406 | 5.6406 | 5.6406 | 5.6406 | 5.6406 | 5.6406 | [6 empty] | 35 |  | 56.5667 | 10.3397 | 10.3397 | 0 | 0 | 0
Upgrade Wildwood - Riverhead to 138 kV | 2024 |  | 7.7 | [8 empty] | 1.1551 | 1.1551 | 1.1551 | 1.1551 | 1.1551 | 1.1551 | 1.1551 | 1.1551 | 1.1551 | 1.1551 | 1.1551 | 1.1551 | 1.1551 | 1.1551 | 1.1551 | 1.1551 | 1.1551 | 1.1551 | 1.1551 | 1.1551 | 1.1551 | 1.1551 | 1.1551 | 1.1551 | 1.1551 | 1.1551 | 1.1551 | 1.1551 | 1.1551 | 1.1551 | 1.1551 | 1.1551 | 1.1551 | 1.1551 | 1.1551 | [6 empty] | 35 |  | 11.5841 | 2.1174 | 2.1174 | 0 | 0 | 0
Riverhead Canal 2nd Line and Bank | 2024 |  | 136.8 | [8 empty] | 20.5222 | 20.5222 | 20.5222 | 20.5222 | 20.5222 | 20.5222 | 20.5222 | 20.5222 | 20.5222 | 20.5222 | 20.5222 | 20.5222 | 20.5222 | 20.5222 | 20.5222 | 20.5222 | 20.5222 | 20.5222 | 20.5222 | 20.5222 | 20.5222 | 20.5222 | 20.5222 | 20.5222 | 20.5222 | 20.5222 | 20.5222 | 20.5222 | 20.5222 | 20.5222 | 20.5222 | 20.5222 | 20.5222 | 20.5222 | 20.5222 | [6 empty] | 35 |  | 205.8064 | 37.6188 | 37.6188 | 0 | 0 | 0
Canal - Wainscott New 138 kV UG Cable | 2024 |  | 275.5 | [8 empty] | 41.3295 | 41.3295 | 41.3295 | 41.3295 | 41.3295 | 41.3295 | 41.3295 | 41.3295 | 41.3295 | 41.3295 | 41.3295 | 41.3295 | 41.3295 | 41.3295 | 41.3295 | 41.3295 | 41.3295 | 41.3295 | 41.3295 | 41.3295 | 41.3295 | 41.3295 | 41.3295 | 41.3295 | 41.3295 | 41.3295 | 41.3295 | 41.3295 | 41.3295 | 41.3295 | 41.3295 | 41.3295 | 41.3295 | 41.3295 | 41.3295 | [6 empty] | 35 |  | 414.4711 | 20.3641 | 20.3641 | 0 | 0 | 0
Deferral to 2024 |  |  | 457.6 | [8 empty] | 68.6474 | 68.6474 | 68.6474 | 68.6474 | 68.6474 | 68.6474 | 68.6474 | 68.6474 | 68.6474 | 68.6474 | 68.6474 | 68.6474 | 68.6474 | 68.6474 | 68.6474 | 68.6474 | 68.6474 | 68.6474 | 68.6474 | 68.6474 | 68.6474 | 68.6474 | 68.6474 | 68.6474 | 68.6474 | 68.6474 | 68.6474 | 68.6474 | 68.6474 | 68.6474 | 68.6474 | 68.6474 | 68.6474 | 68.6474 | 68.6474 | [6 empty] | 35 |  | 688.4283 | 70.44 | 70.44 | 0 | 0 | 0 | =Area III Portion
New Canal - Southampton Cable | 2025 |  | 37.6 | [9 empty] | 5.8098 | 5.8098 | 5.8098 | 5.8098 | 5.8098 | 5.8098 | 5.8098 | 5.8098 | 5.8098 | 5.8098 | 5.8098 | 5.8098 | 5.8098 | 5.8098 | 5.8098 | 5.8098 | 5.8098 | 5.8098 | 5.8098 | 5.8098 | 5.8098 | 5.8098 | 5.8098 | 5.8098 | 5.8098 | 5.8098 | 5.8098 | 5.8098 | 5.8098 | 5.8098 | 5.8098 | 5.8098 | 5.8098 | 5.8098 | 5.8098 | [5 empty] | 35 |  | 55.2262 | 11.6801 | 11.6801 | 0 | 0 | 0
Upgrade Wildwood - Riverhead to 138 kV | 2025 |  | 7.7 | [9 empty] | 1.1898 | 1.1898 | 1.1898 | 1.1898 | 1.1898 | 1.1898 | 1.1898 | 1.1898 | 1.1898 | 1.1898 | 1.1898 | 1.1898 | 1.1898 | 1.1898 | 1.1898 | 1.1898 | 1.1898 | 1.1898 | 1.1898 | 1.1898 | 1.1898 | 1.1898 | 1.1898 | 1.1898 | 1.1898 | 1.1898 | 1.1898 | 1.1898 | 1.1898 | 1.1898 | 1.1898 | 1.1898 | 1.1898 | 1.1898 | 1.1898 | [5 empty] | 35 |  | 11.3096 | 2.3919 | 2.3919 | 0 | 0 | 0
Riverhead Canal 2nd Line and Bank | 2025 |  | 136.8 | [9 empty] | 21.1379 | 21.1379 | 21.1379 | 21.1379 | 21.1379 | 21.1379 | 21.1379 | 21.1379 | 21.1379 | 21.1379 | 21.1379 | 21.1379 | 21.1379 | 21.1379 | 21.1379 | 21.1379 | 21.1379 | 21.1379 | 21.1379 | 21.1379 | 21.1379 | 21.1379 | 21.1379 | 21.1379 | 21.1379 | 21.1379 | 21.1379 | 21.1379 | 21.1379 | 21.1379 | 21.1379 | 21.1379 | 21.1379 | 21.1379 | 21.1379 | [5 empty] | 35 |  | 200.9294 | 42.4957 | 42.4957 | 0 | 0 | 0
Canal - Wainscott New 138 kV UG Cable | 2025 |  | 275.5 | [9 empty] | 42.5693 | 42.5693 | 42.5693 | 42.5693 | 42.5693 | 42.5693 | 42.5693 | 42.5693 | 42.5693 | 42.5693 | 42.5693 | 42.5693 | 42.5693 | 42.5693 | 42.5693 | 42.5693 | 42.5693 | 42.5693 | 42.5693 | 42.5693 | 42.5693 | 42.5693 | 42.5693 | 42.5693 | 42.5693 | 42.5693 | 42.5693 | 42.5693 | 42.5693 | 42.5693 | 42.5693 | 42.5693 | 42.5693 | 42.5693 | 42.5693 | [5 empty] | 35 |  | 404.6495 | 30.1857 | 30.1857 | 0 | 0 | 0
Deferral to 2025 |  |  | 457.6 | [9 empty] | 70.7068 | 70.7068 | 70.7068 | 70.7068 | 70.7068 | 70.7068 | 70.7068 | 70.7068 | 70.7068 | 70.7068 | 70.7068 | 70.7068 | 70.7068 | 70.7068 | 70.7068 | 70.7068 | 70.7068 | 70.7068 | 70.7068 | 70.7068 | 70.7068 | 70.7068 | 70.7068 | 70.7068 | 70.7068 | 70.7068 | 70.7068 | 70.7068 | 70.7068 | 70.7068 | 70.7068 | 70.7068 | 70.7068 | 70.7068 | 70.7068 | [5 empty] | 35 |  | 672.1148 | 86.7535 | 86.7535 | 0 | 0 | 0 | =Area III Portion
New Canal - Southampton Cable | 2026 |  | 37.6 | [10 empty] | 5.9841 | 5.9841 | 5.9841 | 5.9841 | 5.9841 | 5.9841 | 5.9841 | 5.9841 | 5.9841 | 5.9841 | 5.9841 | 5.9841 | 5.9841 | 5.9841 | 5.9841 | 5.9841 | 5.9841 | 5.9841 | 5.9841 | 5.9841 | 5.9841 | 5.9841 | 5.9841 | 5.9841 | 5.9841 | 5.9841 | 5.9841 | 5.9841 | 5.9841 | 5.9841 | 5.9841 | 5.9841 | 5.9841 | 5.9841 | 5.9841 |  |  |  |  | 35 |  | 53.9175 | 12.9888 | 12.9888 | 0 | 0 | 0
Upgrade Wildwood - Riverhead to 138 kV | 2026 |  | 7.7 | [10 empty] | 1.2255 | 1.2255 | 1.2255 | 1.2255 | 1.2255 | 1.2255 | 1.2255 | 1.2255 | 1.2255 | 1.2255 | 1.2255 | 1.2255 | 1.2255 | 1.2255 | 1.2255 | 1.2255 | 1.2255 | 1.2255 | 1.2255 | 1.2255 | 1.2255 | 1.2255 | 1.2255 | 1.2255 | 1.2255 | 1.2255 | 1.2255 | 1.2255 | 1.2255 | 1.2255 | 1.2255 | 1.2255 | 1.2255 | 1.2255 | 1.2255 |  |  |  |  | 35 |  | 11.0416 | 2.6599 | 2.6599 | 0 | 0 | 0
Riverhead Canal 2nd Line and Bank | 2026 |  | 136.8 | [10 empty] | 21.772 | 21.772 | 21.772 | 21.772 | 21.772 | 21.772 | 21.772 | 21.772 | 21.772 | 21.772 | 21.772 | 21.772 | 21.772 | 21.772 | 21.772 | 21.772 | 21.772 | 21.772 | 21.772 | 21.772 | 21.772 | 21.772 | 21.772 | 21.772 | 21.772 | 21.772 | 21.772 | 21.772 | 21.772 | 21.772 | 21.772 | 21.772 | 21.772 | 21.772 | 21.772 |  |  |  |  | 35 |  | 196.1681 | 47.2571 | 47.2571 | 0 | 0 | 0
Canal - Wainscott New 138 kV UG Cable | 2026 |  | 275.5 | [10 empty] | 43.8464 | 43.8464 | 43.8464 | 43.8464 | 43.8464 | 43.8464 | 43.8464 | 43.8464 | 43.8464 | 43.8464 | 43.8464 | 43.8464 | 43.8464 | 43.8464 | 43.8464 | 43.8464 | 43.8464 | 43.8464 | 43.8464 | 43.8464 | 43.8464 | 43.8464 | 43.8464 | 43.8464 | 43.8464 | 43.8464 | 43.8464 | 43.8464 | 43.8464 | 43.8464 | 43.8464 | 43.8464 | 43.8464 | 43.8464 | 43.8464 |  |  |  |  | 35 |  | 395.0607 | 39.7746 | 39.7746 | 0 | 0 | 0
Deferral to 2026 |  |  | 457.6 | [10 empty] | 72.828 | 72.828 | 72.828 | 72.828 | 72.828 | 72.828 | 72.828 | 72.828 | 72.828 | 72.828 | 72.828 | 72.828 | 72.828 | 72.828 | 72.828 | 72.828 | 72.828 | 72.828 | 72.828 | 72.828 | 72.828 | 72.828 | 72.828 | 72.828 | 72.828 | 72.828 | 72.828 | 72.828 | 72.828 | 72.828 | 72.828 | 72.828 | 72.828 | 72.828 | 72.828 |  |  |  |  | 35 |  | 656.1879 | 102.6804 | 102.6804 | 0 | 0 | 0 | =Area III Portion
New Canal - Southampton Cable | 2027 |  | 37.6 | [11 empty] | 6.1636 | 6.1636 | 6.1636 | 6.1636 | 6.1636 | 6.1636 | 6.1636 | 6.1636 | 6.1636 | 6.1636 | 6.1636 | 6.1636 | 6.1636 | 6.1636 | 6.1636 | 6.1636 | 6.1636 | 6.1636 | 6.1636 | 6.1636 | 6.1636 | 6.1636 | 6.1636 | 6.1636 | 6.1636 | 6.1636 | 6.1636 | 6.1636 | 6.1636 | 6.1636 | 6.1636 | 6.1636 | 6.1636 | 6.1636 | 6.1636 |  |  |  | 35 |  | 52.6399 | 14.2665 | 14.2665 | 0 | 0 | 0
Upgrade Wildwood - Riverhead to 138 kV | 2027 |  | 7.7 | [11 empty] | 1.2622 | 1.2622 | 1.2622 | 1.2622 | 1.2622 | 1.2622 | 1.2622 | 1.2622 | 1.2622 | 1.2622 | 1.2622 | 1.2622 | 1.2622 | 1.2622 | 1.2622 | 1.2622 | 1.2622 | 1.2622 | 1.2622 | 1.2622 | 1.2622 | 1.2622 | 1.2622 | 1.2622 | 1.2622 | 1.2622 | 1.2622 | 1.2622 | 1.2622 | 1.2622 | 1.2622 | 1.2622 | 1.2622 | 1.2622 | 1.2622 |  |  |  | 35 |  | 10.78 | 2.9216 | 2.9216 | 0 | 0 | 0
Riverhead Canal 2nd Line and Bank | 2027 |  | 136.8 | [11 empty] | 22.4252 | 22.4252 | 22.4252 | 22.4252 | 22.4252 | 22.4252 | 22.4252 | 22.4252 | 22.4252 | 22.4252 | 22.4252 | 22.4252 | 22.4252 | 22.4252 | 22.4252 | 22.4252 | 22.4252 | 22.4252 | 22.4252 | 22.4252 | 22.4252 | 22.4252 | 22.4252 | 22.4252 | 22.4252 | 22.4252 | 22.4252 | 22.4252 | 22.4252 | 22.4252 | 22.4252 | 22.4252 | 22.4252 | 22.4252 | 22.4252 |  |  |  | 35 |  | 191.5195 | 51.9056 | 51.9056 | 0 | 0 | 0
Canal - Wainscott New 138 kV UG Cable | 2027 |  | 275.5 | [11 empty] | 45.1618 | 45.1618 | 45.1618 | 45.1618 | 45.1618 | 45.1618 | 45.1618 | 45.1618 | 45.1618 | 45.1618 | 45.1618 | 45.1618 | 45.1618 | 45.1618 | 45.1618 | 45.1618 | 45.1618 | 45.1618 | 45.1618 | 45.1618 | 45.1618 | 45.1618 | 45.1618 | 45.1618 | 45.1618 | 45.1618 | 45.1618 | 45.1618 | 45.1618 | 45.1618 | 45.1618 | 45.1618 | 45.1618 | 45.1618 | 45.1618 |  |  |  | 35 |  | 385.6991 | 49.1362 | 49.1362 | 0 | 0 | 0
Deferral to 2027 |  |  | 457.6 | [11 empty] | 75.0129 | 75.0129 | 75.0129 | 75.0129 | 75.0129 | 75.0129 | 75.0129 | 75.0129 | 75.0129 | 75.0129 | 75.0129 | 75.0129 | 75.0129 | 75.0129 | 75.0129 | 75.0129 | 75.0129 | 75.0129 | 75.0129 | 75.0129 | 75.0129 | 75.0129 | 75.0129 | 75.0129 | 75.0129 | 75.0129 | 75.0129 | 75.0129 | 75.0129 | 75.0129 | 75.0129 | 75.0129 | 75.0129 | 75.0129 | 75.0129 |  |  |  | 35 |  | 640.6384 | 118.2298 | 118.2298 | 0 | 0 | 0 | =Area III Portion
New Canal - Southampton Cable | 2028 |  | 37.6 | [12 empty] | 6.3486 | 6.3486 | 6.3486 | 6.3486 | 6.3486 | 6.3486 | 6.3486 | 6.3486 | 6.3486 | 6.3486 | 6.3486 | 6.3486 | 6.3486 | 6.3486 | 6.3486 | 6.3486 | 6.3486 | 6.3486 | 6.3486 | 6.3486 | 6.3486 | 6.3486 | 6.3486 | 6.3486 | 6.3486 | 6.3486 | 6.3486 | 6.3486 | 6.3486 | 6.3486 | 6.3486 | 6.3486 | 6.3486 | 6.3486 | 6.3486 |  |  | 35 |  | 51.3925 | 15.5138 | 15.5138 | 0 | 0 | 0
Upgrade Wildwood - Riverhead to 138 kV | 2028 |  | 7.7 | [12 empty] | 1.3001 | 1.3001 | 1.3001 | 1.3001 | 1.3001 | 1.3001 | 1.3001 | 1.3001 | 1.3001 | 1.3001 | 1.3001 | 1.3001 | 1.3001 | 1.3001 | 1.3001 | 1.3001 | 1.3001 | 1.3001 | 1.3001 | 1.3001 | 1.3001 | 1.3001 | 1.3001 | 1.3001 | 1.3001 | 1.3001 | 1.3001 | 1.3001 | 1.3001 | 1.3001 | 1.3001 | 1.3001 | 1.3001 | 1.3001 | 1.3001 |  |  | 35 |  | 10.5245 | 3.177 | 3.177 | 0 | 0 | 0
Riverhead Canal 2nd Line and Bank | 2028 |  | 136.8 | [12 empty] | 23.0979 | 23.0979 | 23.0979 | 23.0979 | 23.0979 | 23.0979 | 23.0979 | 23.0979 | 23.0979 | 23.0979 | 23.0979 | 23.0979 | 23.0979 | 23.0979 | 23.0979 | 23.0979 | 23.0979 | 23.0979 | 23.0979 | 23.0979 | 23.0979 | 23.0979 | 23.0979 | 23.0979 | 23.0979 | 23.0979 | 23.0979 | 23.0979 | 23.0979 | 23.0979 | 23.0979 | 23.0979 | 23.0979 | 23.0979 | 23.0979 |  |  | 35 |  | 186.9812 | 56.444 | 56.444 | 0 | 0 | 0
Canal - Wainscott New 138 kV UG Cable | 2028 |  | 275.5 | [12 empty] | 46.5167 | 46.5167 | 46.5167 | 46.5167 | 46.5167 | 46.5167 | 46.5167 | 46.5167 | 46.5167 | 46.5167 | 46.5167 | 46.5167 | 46.5167 | 46.5167 | 46.5167 | 46.5167 | 46.5167 | 46.5167 | 46.5167 | 46.5167 | 46.5167 | 46.5167 | 46.5167 | 46.5167 | 46.5167 | 46.5167 | 46.5167 | 46.5167 | 46.5167 | 46.5167 | 46.5167 | 46.5167 | 46.5167 | 46.5167 | 46.5167 |  |  | 35 |  | 376.5593 | 58.276 | 58.276 | 58.276 | 925015.732 | 1387523.598
Deferral to 2028 |  |  | 457.6 | [12 empty] | 77.2633 | 77.2633 | 77.2633 | 77.2633 | 77.2633 | 77.2633 | 77.2633 | 77.2633 | 77.2633 | 77.2633 | 77.2633 | 77.2633 | 77.2633 | 77.2633 | 77.2633 | 77.2633 | 77.2633 | 77.2633 | 77.2633 | 77.2633 | 77.2633 | 77.2633 | 77.2633 | 77.2633 | 77.2633 | 77.2633 | 77.2633 | 77.2633 | 77.2633 | 77.2633 | 77.2633 | 77.2633 | 77.2633 | 77.2633 | 77.2633 |  |  | 35 |  | 625.4574 | 133.4109 | 133.4109 | 58.276 | 925015.732 | 1387523.598 | =Area III Portion
New Canal - Southampton Cable | 2029 |  | 37.6 | [13 empty] | 6.539 | 6.539 | 6.539 | 6.539 | 6.539 | 6.539 | 6.539 | 6.539 | 6.539 | 6.539 | 6.539 | 6.539 | 6.539 | 6.539 | 6.539 | 6.539 | 6.539 | 6.539 | 6.539 | 6.539 | 6.539 | 6.539 | 6.539 | 6.539 | 6.539 | 6.539 | 6.539 | 6.539 | 6.539 | 6.539 | 6.539 | 6.539 | 6.539 | 6.539 | 6.539 |  | 35 |  | 50.1747 | 16.7317 | 16.7317 | 0 | 0 | 0
Upgrade Wildwood - Riverhead to 138 kV | 2029 |  | 7.7 | [13 empty] | 1.3391 | 1.3391 | 1.3391 | 1.3391 | 1.3391 | 1.3391 | 1.3391 | 1.3391 | 1.3391 | 1.3391 | 1.3391 | 1.3391 | 1.3391 | 1.3391 | 1.3391 | 1.3391 | 1.3391 | 1.3391 | 1.3391 | 1.3391 | 1.3391 | 1.3391 | 1.3391 | 1.3391 | 1.3391 | 1.3391 | 1.3391 | 1.3391 | 1.3391 | 1.3391 | 1.3391 | 1.3391 | 1.3391 | 1.3391 | 1.3391 |  | 35 |  | 10.2751 | 3.4264 | 3.4264 | 0 | 0 | 0
Riverhead Canal 2nd Line and Bank | 2029 |  | 136.8 | [13 empty] | 23.7909 | 23.7909 | 23.7909 | 23.7909 | 23.7909 | 23.7909 | 23.7909 | 23.7909 | 23.7909 | 23.7909 | 23.7909 | 23.7909 | 23.7909 | 23.7909 | 23.7909 | 23.7909 | 23.7909 | 23.7909 | 23.7909 | 23.7909 | 23.7909 | 23.7909 | 23.7909 | 23.7909 | 23.7909 | 23.7909 | 23.7909 | 23.7909 | 23.7909 | 23.7909 | 23.7909 | 23.7909 | 23.7909 | 23.7909 | 23.7909 |  | 35 |  | 182.5503 | 60.8748 | 60.8748 | 0 | 0 | 0
Canal - Wainscott New 138 kV UG Cable | 2029 |  | 275.5 | [13 empty] | 47.9122 | 47.9122 | 47.9122 | 47.9122 | 47.9122 | 47.9122 | 47.9122 | 47.9122 | 47.9122 | 47.9122 | 47.9122 | 47.9122 | 47.9122 | 47.9122 | 47.9122 | 47.9122 | 47.9122 | 47.9122 | 47.9122 | 47.9122 | 47.9122 | 47.9122 | 47.9122 | 47.9122 | 47.9122 | 47.9122 | 47.9122 | 47.9122 | 47.9122 | 47.9122 | 47.9122 | 47.9122 | 47.9122 | 47.9122 | 47.9122 |  | 35 |  | 367.6361 | 67.1992 | 67.1992 | 0 | 0 | 0
Deferral to 2029 |  |  | 457.6 | [13 empty] | 79.5812 | 79.5812 | 79.5812 | 79.5812 | 79.5812 | 79.5812 | 79.5812 | 79.5812 | 79.5812 | 79.5812 | 79.5812 | 79.5812 | 79.5812 | 79.5812 | 79.5812 | 79.5812 | 79.5812 | 79.5812 | 79.5812 | 79.5812 | 79.5812 | 79.5812 | 79.5812 | 79.5812 | 79.5812 | 79.5812 | 79.5812 | 79.5812 | 79.5812 | 79.5812 | 79.5812 | 79.5812 | 79.5812 | 79.5812 | 79.5812 |  | 35 |  | 610.6362 | 148.2321 | 148.2321 | 0 | 0 | 0 | =Area III Portion
New Canal - Southampton Cable | 2030 |  | 37.6 | [14 empty] | 6.7352 | 6.7352 | 6.7352 | 6.7352 | 6.7352 | 6.7352 | 6.7352 | 6.7352 | 6.7352 | 6.7352 | 6.7352 | 6.7352 | 6.7352 | 6.7352 | 6.7352 | 6.7352 | 6.7352 | 6.7352 | 6.7352 | 6.7352 | 6.7352 | 6.7352 | 6.7352 | 6.7352 | 6.7352 | 6.7352 | 6.7352 | 6.7352 | 6.7352 | 6.7352 | 6.7352 | 6.7352 | 6.7352 | 6.7352 | 6.7352 | 35 |  | 48.9857 | 17.9206 | 17.9206 | 0 | 0 | 0
Upgrade Wildwood - Riverhead to 138 kV | 2030 |  | 7.7 | [14 empty] | 1.3793 | 1.3793 | 1.3793 | 1.3793 | 1.3793 | 1.3793 | 1.3793 | 1.3793 | 1.3793 | 1.3793 | 1.3793 | 1.3793 | 1.3793 | 1.3793 | 1.3793 | 1.3793 | 1.3793 | 1.3793 | 1.3793 | 1.3793 | 1.3793 | 1.3793 | 1.3793 | 1.3793 | 1.3793 | 1.3793 | 1.3793 | 1.3793 | 1.3793 | 1.3793 | 1.3793 | 1.3793 | 1.3793 | 1.3793 | 1.3793 | 35 |  | 10.0316 | 3.6699 | 3.6699 | 0 | 0 | 0
Riverhead Canal 2nd Line and Bank | 2030 |  | 136.8 | [14 empty] | 24.5046 | 24.5046 | 24.5046 | 24.5046 | 24.5046 | 24.5046 | 24.5046 | 24.5046 | 24.5046 | 24.5046 | 24.5046 | 24.5046 | 24.5046 | 24.5046 | 24.5046 | 24.5046 | 24.5046 | 24.5046 | 24.5046 | 24.5046 | 24.5046 | 24.5046 | 24.5046 | 24.5046 | 24.5046 | 24.5046 | 24.5046 | 24.5046 | 24.5046 | 24.5046 | 24.5046 | 24.5046 | 24.5046 | 24.5046 | 24.5046 | 35 |  | 178.2245 | 65.2007 | 65.2007 | 0 | 0 | 0
Canal - Wainscott New 138 kV UG Cable | 2030 |  | 275.5 | [14 empty] | 49.3495 | 49.3495 | 49.3495 | 49.3495 | 49.3495 | 49.3495 | 49.3495 | 49.3495 | 49.3495 | 49.3495 | 49.3495 | 49.3495 | 49.3495 | 49.3495 | 49.3495 | 49.3495 | 49.3495 | 49.3495 | 49.3495 | 49.3495 | 49.3495 | 49.3495 | 49.3495 | 49.3495 | 49.3495 | 49.3495 | 49.3495 | 49.3495 | 49.3495 | 49.3495 | 49.3495 | 49.3495 | 49.3495 | 49.3495 | 49.3495 | 35 |  | 358.9243 | 75.911 | 75.911 | 0 | 0 | 0
Deferral to 2030 |  |  | 457.6 | [14 empty] | 81.9686 | 81.9686 | 81.9686 | 81.9686 | 81.9686 | 81.9686 | 81.9686 | 81.9686 | 81.9686 | 81.9686 | 81.9686 | 81.9686 | 81.9686 | 81.9686 | 81.9686 | 81.9686 | 81.9686 | 81.9686 | 81.9686 | 81.9686 | 81.9686 | 81.9686 | 81.9686 | 81.9686 | 81.9686 | 81.9686 | 81.9686 | 81.9686 | 81.9686 | 81.9686 | 81.9686 | 81.9686 | 81.9686 | 81.9686 | 81.9686 | 35 |  | 596.1661 | 162.7022 | 162.7022 | 0 | 0 | 0 | =Area III Portion
[60 empty] | 2414629.3852 | =Area III Portion
Annual Avoided Costs for Deferral to 2022:
New Canal - Southampton Cable | 2022 |  |  | 0 | 4.5863 | 4.5863 | 4.5863 | 4.5863 | 4.5863 | -0.73048 | -0.73048 | -0.73048 | -0.73048 | -0.73048 | -0.73048 | -0.73048 | -0.73048 | -0.73048 | -0.73048 | -0.73048 | -0.73048 | -0.73048 | -0.73048 | -0.73048 | -0.73048 | -0.73048 | -0.73048 | -0.73048 | -0.73048 | -0.73048 | -0.73048 | -0.73048 | -0.73048 | -0.73048 | -0.73048 | -0.73048 | -0.73048 | -0.73048 | -0.73048 | -5.3168 | -5.3168 | -5.3168 | -5.3168 | -5.3168 | [8 empty] | 35 |  |  | 7.5604
Upgrade Wildwood - Riverhead to 138 kV | 2022 |  |  | 0 | 0.93922 | 0.93922 | 0.93922 | 0.93922 | 0.93922 | -0.14959 | -0.14959 | -0.14959 | -0.14959 | -0.14959 | -0.14959 | -0.14959 | -0.14959 | -0.14959 | -0.14959 | -0.14959 | -0.14959 | -0.14959 | -0.14959 | -0.14959 | -0.14959 | -0.14959 | -0.14959 | -0.14959 | -0.14959 | -0.14959 | -0.14959 | -0.14959 | -0.14959 | -0.14959 | -0.14959 | -0.14959 | -0.14959 | -0.14959 | -0.14959 | -1.0888 | -1.0888 | -1.0888 | -1.0888 | -1.0888 | [8 empty] | 35 |  |  | 1.5483
Riverhead Canal 2nd Line and Bank | 2022 |  |  | 0 | 16.6864 | 16.6864 | 16.6864 | 16.6864 | 16.6864 | -2.6577 | -2.6577 | -2.6577 | -2.6577 | -2.6577 | -2.6577 | -2.6577 | -2.6577 | -2.6577 | -2.6577 | -2.6577 | -2.6577 | -2.6577 | -2.6577 | -2.6577 | -2.6577 | -2.6577 | -2.6577 | -2.6577 | -2.6577 | -2.6577 | -2.6577 | -2.6577 | -2.6577 | -2.6577 | -2.6577 | -2.6577 | -2.6577 | -2.6577 | -2.6577 | -19.3442 | -19.3442 | -19.3442 | -19.3442 | -19.3442 | [8 empty] | 35 |  |  | 27.5069
Canal - Wainscott New 138 kV UG Cable | 2022 |  |  | 0 | 0 | 0 | 0 | 0 | 0 | 0 | 0 | 0 | 0 | 0 | 0 | 0 | 0 | 0 | 0 | 0 | 0 | 0 | 0 | 0 | 0 | 0 | 0 | 0 | 0 | 0 | 0 | 0 | 0 | 0 | 0 | 0 | 0 | 0 | 0 | 0 | 0 | 0 | 0 | 0 | [8 empty] | 0 |  |  | 0
Annual Avoided Costs for Deferral to 2023:
New Canal - Southampton Cable | 2023 |  |  | 0 | 4.5863 | 4.5863 | 4.5863 | 4.5863 | 4.5863 | 4.5863 | -0.88999 | -0.88999 | -0.88999 | -0.88999 | -0.88999 | -0.88999 | -0.88999 | -0.88999 | -0.88999 | -0.88999 | -0.88999 | -0.88999 | -0.88999 | -0.88999 | -0.88999 | -0.88999 | -0.88999 | -0.88999 | -0.88999 | -0.88999 | -0.88999 | -0.88999 | -0.88999 | -0.88999 | -0.88999 | -0.88999 | -0.88999 | -0.88999 | -0.88999 | -5.4763 | -5.4763 | -5.4763 | -5.4763 | -5.4763 | -5.4763 | [7 empty] | 35 |  |  | 8.9667
Upgrade Wildwood - Riverhead to 138 kV | 2023 |  |  | 0 | 0.93922 | 0.93922 | 0.93922 | 0.93922 | 0.93922 | 0.93922 | -0.18226 | -0.18226 | -0.18226 | -0.18226 | -0.18226 | -0.18226 | -0.18226 | -0.18226 | -0.18226 | -0.18226 | -0.18226 | -0.18226 | -0.18226 | -0.18226 | -0.18226 | -0.18226 | -0.18226 | -0.18226 | -0.18226 | -0.18226 | -0.18226 | -0.18226 | -0.18226 | -0.18226 | -0.18226 | -0.18226 | -0.18226 | -0.18226 | -0.18226 | -1.1215 | -1.1215 | -1.1215 | -1.1215 | -1.1215 | -1.1215 | [7 empty] | 35 |  |  | 1.8363
Riverhead Canal 2nd Line and Bank | 2023 |  |  | 0 | 16.6864 | 16.6864 | 16.6864 | 16.6864 | 16.6864 | 16.6864 | -3.238 | -3.238 | -3.238 | -3.238 | -3.238 | -3.238 | -3.238 | -3.238 | -3.238 | -3.238 | -3.238 | -3.238 | -3.238 | -3.238 | -3.238 | -3.238 | -3.238 | -3.238 | -3.238 | -3.238 | -3.238 | -3.238 | -3.238 | -3.238 | -3.238 | -3.238 | -3.238 | -3.238 | -3.238 | -19.9245 | -19.9245 | -19.9245 | -19.9245 | -19.9245 | -19.9245 | [7 empty] | 35 |  |  | 32.6235
Canal - Wainscott New 138 kV UG Cable | 2023 |  |  | 0 | 0 | 0 | 0 | 0 | 0 | 38.957 | -1.1687 | -1.1687 | -1.1687 | -1.1687 | -1.1687 | -1.1687 | -1.1687 | -1.1687 | -1.1687 | -1.1687 | -1.1687 | -1.1687 | -1.1687 | -1.1687 | -1.1687 | -1.1687 | -1.1687 | -1.1687 | -1.1687 | -1.1687 | -1.1687 | -1.1687 | -1.1687 | -1.1687 | -1.1687 | -1.1687 | -1.1687 | -1.1687 | -1.1687 | -1.1687 | -1.1687 | -1.1687 | -1.1687 | -1.1687 | -40.1257 | [7 empty] | 35 |  |  | 10.3042
Annual Avoided Costs for Deferral to 2024:
New Canal - Southampton Cable | 2024 |  |  | 0 | 4.5863 | 4.5863 | 4.5863 | 4.5863 | 4.5863 | 4.5863 | 4.5863 | -1.0543 | -1.0543 | -1.0543 | -1.0543 | -1.0543 | -1.0543 | -1.0543 | -1.0543 | -1.0543 | -1.0543 | -1.0543 | -1.0543 | -1.0543 | -1.0543 | -1.0543 | -1.0543 | -1.0543 | -1.0543 | -1.0543 | -1.0543 | -1.0543 | -1.0543 | -1.0543 | -1.0543 | -1.0543 | -1.0543 | -1.0543 | -1.0543 | -5.6406 | -5.6406 | -5.6406 | -5.6406 | -5.6406 | -5.6406 | -5.6406 | [6 empty] | 35 |  |  | 10.3397
Upgrade Wildwood - Riverhead to 138 kV | 2024 |  |  | 0 | 0.93922 | 0.93922 | 0.93922 | 0.93922 | 0.93922 | 0.93922 | 0.93922 | -0.2159 | -0.2159 | -0.2159 | -0.2159 | -0.2159 | -0.2159 | -0.2159 | -0.2159 | -0.2159 | -0.2159 | -0.2159 | -0.2159 | -0.2159 | -0.2159 | -0.2159 | -0.2159 | -0.2159 | -0.2159 | -0.2159 | -0.2159 | -0.2159 | -0.2159 | -0.2159 | -0.2159 | -0.2159 | -0.2159 | -0.2159 | -0.2159 | -1.1551 | -1.1551 | -1.1551 | -1.1551 | -1.1551 | -1.1551 | -1.1551 | [6 empty] | 35 |  |  | 2.1174
Riverhead Canal 2nd Line and Bank | 2024 |  |  | 0 | 16.6864 | 16.6864 | 16.6864 | 16.6864 | 16.6864 | 16.6864 | 16.6864 | -3.8358 | -3.8358 | -3.8358 | -3.8358 | -3.8358 | -3.8358 | -3.8358 | -3.8358 | -3.8358 | -3.8358 | -3.8358 | -3.8358 | -3.8358 | -3.8358 | -3.8358 | -3.8358 | -3.8358 | -3.8358 | -3.8358 | -3.8358 | -3.8358 | -3.8358 | -3.8358 | -3.8358 | -3.8358 | -3.8358 | -3.8358 | -3.8358 | -20.5222 | -20.5222 | -20.5222 | -20.5222 | -20.5222 | -20.5222 | -20.5222 | [6 empty] | 35 |  |  | 37.6188
Canal - Wainscott New 138 kV UG Cable | 2024 |  |  | 0 | 0 | 0 | 0 | 0 | 0 | 38.957 | 38.957 | -2.3725 | -2.3725 | -2.3725 | -2.3725 | -2.3725 | -2.3725 | -2.3725 | -2.3725 | -2.3725 | -2.3725 | -2.3725 | -2.3725 | -2.3725 | -2.3725 | -2.3725 | -2.3725 | -2.3725 | -2.3725 | -2.3725 | -2.3725 | -2.3725 | -2.3725 | -2.3725 | -2.3725 | -2.3725 | -2.3725 | -2.3725 | -2.3725 | -2.3725 | -2.3725 | -2.3725 | -2.3725 | -2.3725 | -41.3295 | -41.3295 | [6 empty] | 35 |  |  | 20.3641
Annual Avoided Costs for Deferral to 2025:
New Canal - Southampton Cable | 2025 |  |  | 0 | 4.5863 | 4.5863 | 4.5863 | 4.5863 | 4.5863 | 4.5863 | 4.5863 | 4.5863 | -1.2235 | -1.2235 | -1.2235 | -1.2235 | -1.2235 | -1.2235 | -1.2235 | -1.2235 | -1.2235 | -1.2235 | -1.2235 | -1.2235 | -1.2235 | -1.2235 | -1.2235 | -1.2235 | -1.2235 | -1.2235 | -1.2235 | -1.2235 | -1.2235 | -1.2235 | -1.2235 | -1.2235 | -1.2235 | -1.2235 | -1.2235 | -5.8098 | -5.8098 | -5.8098 | -5.8098 | -5.8098 | -5.8098 | -5.8098 | -5.8098 | [5 empty] | 35 |  |  | 11.6801
Upgrade Wildwood - Riverhead to 138 kV | 2025 |  |  | 0 | 0.93922 | 0.93922 | 0.93922 | 0.93922 | 0.93922 | 0.93922 | 0.93922 | 0.93922 | -0.25056 | -0.25056 | -0.25056 | -0.25056 | -0.25056 | -0.25056 | -0.25056 | -0.25056 | -0.25056 | -0.25056 | -0.25056 | -0.25056 | -0.25056 | -0.25056 | -0.25056 | -0.25056 | -0.25056 | -0.25056 | -0.25056 | -0.25056 | -0.25056 | -0.25056 | -0.25056 | -0.25056 | -0.25056 | -0.25056 | -0.25056 | -1.1898 | -1.1898 | -1.1898 | -1.1898 | -1.1898 | -1.1898 | -1.1898 | -1.1898 | [5 empty] | 35 |  |  | 2.3919
Riverhead Canal 2nd Line and Bank | 2025 |  |  | 0 | 16.6864 | 16.6864 | 16.6864 | 16.6864 | 16.6864 | 16.6864 | 16.6864 | 16.6864 | -4.4514 | -4.4514 | -4.4514 | -4.4514 | -4.4514 | -4.4514 | -4.4514 | -4.4514 | -4.4514 | -4.4514 | -4.4514 | -4.4514 | -4.4514 | -4.4514 | -4.4514 | -4.4514 | -4.4514 | -4.4514 | -4.4514 | -4.4514 | -4.4514 | -4.4514 | -4.4514 | -4.4514 | -4.4514 | -4.4514 | -4.4514 | -21.1379 | -21.1379 | -21.1379 | -21.1379 | -21.1379 | -21.1379 | -21.1379 | -21.1379 | [5 empty] | 35 |  |  | 42.4957
Canal - Wainscott New 138 kV UG Cable | 2025 |  |  | 0 | 0 | 0 | 0 | 0 | 0 | 38.957 | 38.957 | 38.957 | -3.6124 | -3.6124 | -3.6124 | -3.6124 | -3.6124 | -3.6124 | -3.6124 | -3.6124 | -3.6124 | -3.6124 | -3.6124 | -3.6124 | -3.6124 | -3.6124 | -3.6124 | -3.6124 | -3.6124 | -3.6124 | -3.6124 | -3.6124 | -3.6124 | -3.6124 | -3.6124 | -3.6124 | -3.6124 | -3.6124 | -3.6124 | -3.6124 | -3.6124 | -3.6124 | -3.6124 | -3.6124 | -42.5693 | -42.5693 | -42.5693 | [5 empty] | 35 |  |  | 30.1857
Annual Avoided Costs for Deferral to 2026:
New Canal - Southampton Cable | 2026 |  |  | 0 | 4.5863 | 4.5863 | 4.5863 | 4.5863 | 4.5863 | 4.5863 | 4.5863 | 4.5863 | 4.5863 | -1.3978 | -1.3978 | -1.3978 | -1.3978 | -1.3978 | -1.3978 | -1.3978 | -1.3978 | -1.3978 | -1.3978 | -1.3978 | -1.3978 | -1.3978 | -1.3978 | -1.3978 | -1.3978 | -1.3978 | -1.3978 | -1.3978 | -1.3978 | -1.3978 | -1.3978 | -1.3978 | -1.3978 | -1.3978 | -1.3978 | -5.9841 | -5.9841 | -5.9841 | -5.9841 | -5.9841 | -5.9841 | -5.9841 | -5.9841 | -5.9841 |  |  |  |  | 35 |  |  | 12.9888
Upgrade Wildwood - Riverhead to 138 kV | 2026 |  |  | 0 | 0.93922 | 0.93922 | 0.93922 | 0.93922 | 0.93922 | 0.93922 | 0.93922 | 0.93922 | 0.93922 | -0.28625 | -0.28625 | -0.28625 | -0.28625 | -0.28625 | -0.28625 | -0.28625 | -0.28625 | -0.28625 | -0.28625 | -0.28625 | -0.28625 | -0.28625 | -0.28625 | -0.28625 | -0.28625 | -0.28625 | -0.28625 | -0.28625 | -0.28625 | -0.28625 | -0.28625 | -0.28625 | -0.28625 | -0.28625 | -0.28625 | -1.2255 | -1.2255 | -1.2255 | -1.2255 | -1.2255 | -1.2255 | -1.2255 | -1.2255 | -1.2255 |  |  |  |  | 35 |  |  | 2.6599
Riverhead Canal 2nd Line and Bank | 2026 |  |  | 0 | 16.6864 | 16.6864 | 16.6864 | 16.6864 | 16.6864 | 16.6864 | 16.6864 | 16.6864 | 16.6864 | -5.0856 | -5.0856 | -5.0856 | -5.0856 | -5.0856 | -5.0856 | -5.0856 | -5.0856 | -5.0856 | -5.0856 | -5.0856 | -5.0856 | -5.0856 | -5.0856 | -5.0856 | -5.0856 | -5.0856 | -5.0856 | -5.0856 | -5.0856 | -5.0856 | -5.0856 | -5.0856 | -5.0856 | -5.0856 | -5.0856 | -21.772 | -21.772 | -21.772 | -21.772 | -21.772 | -21.772 | -21.772 | -21.772 | -21.772 |  |  |  |  | 35 |  |  | 47.2571
Canal - Wainscott New 138 kV UG Cable | 2026 |  |  | 0 | 0 | 0 | 0 | 0 | 0 | 38.957 | 38.957 | 38.957 | 38.957 | -4.8894 | -4.8894 | -4.8894 | -4.8894 | -4.8894 | -4.8894 | -4.8894 | -4.8894 | -4.8894 | -4.8894 | -4.8894 | -4.8894 | -4.8894 | -4.8894 | -4.8894 | -4.8894 | -4.8894 | -4.8894 | -4.8894 | -4.8894 | -4.8894 | -4.8894 | -4.8894 | -4.8894 | -4.8894 | -4.8894 | -4.8894 | -4.8894 | -4.8894 | -4.8894 | -4.8894 | -43.8464 | -43.8464 | -43.8464 | -43.8464 |  |  |  |  | 35 |  |  | 39.7746
Annual Avoided Costs for Deferral to 2027:
New Canal - Southampton Cable | 2027 |  |  | 0 | 4.5863 | 4.5863 | 4.5863 | 4.5863 | 4.5863 | 4.5863 | 4.5863 | 4.5863 | 4.5863 | 4.5863 | -1.5773 | -1.5773 | -1.5773 | -1.5773 | -1.5773 | -1.5773 | -1.5773 | -1.5773 | -1.5773 | -1.5773 | -1.5773 | -1.5773 | -1.5773 | -1.5773 | -1.5773 | -1.5773 | -1.5773 | -1.5773 | -1.5773 | -1.5773 | -1.5773 | -1.5773 | -1.5773 | -1.5773 | -1.5773 | -6.1636 | -6.1636 | -6.1636 | -6.1636 | -6.1636 | -6.1636 | -6.1636 | -6.1636 | -6.1636 | -6.1636 |  |  |  | 35 |  |  | 14.2665
Upgrade Wildwood - Riverhead to 138 kV | 2027 |  |  | 0 | 0.93922 | 0.93922 | 0.93922 | 0.93922 | 0.93922 | 0.93922 | 0.93922 | 0.93922 | 0.93922 | 0.93922 | -0.32301 | -0.32301 | -0.32301 | -0.32301 | -0.32301 | -0.32301 | -0.32301 | -0.32301 | -0.32301 | -0.32301 | -0.32301 | -0.32301 | -0.32301 | -0.32301 | -0.32301 | -0.32301 | -0.32301 | -0.32301 | -0.32301 | -0.32301 | -0.32301 | -0.32301 | -0.32301 | -0.32301 | -0.32301 | -1.2622 | -1.2622 | -1.2622 | -1.2622 | -1.2622 | -1.2622 | -1.2622 | -1.2622 | -1.2622 | -1.2622 |  |  |  | 35 |  |  | 2.9216
Riverhead Canal 2nd Line and Bank | 2027 |  |  | 0 | 16.6864 | 16.6864 | 16.6864 | 16.6864 | 16.6864 | 16.6864 | 16.6864 | 16.6864 | 16.6864 | 16.6864 | -5.7387 | -5.7387 | -5.7387 | -5.7387 | -5.7387 | -5.7387 | -5.7387 | -5.7387 | -5.7387 | -5.7387 | -5.7387 | -5.7387 | -5.7387 | -5.7387 | -5.7387 | -5.7387 | -5.7387 | -5.7387 | -5.7387 | -5.7387 | -5.7387 | -5.7387 | -5.7387 | -5.7387 | -5.7387 | -22.4252 | -22.4252 | -22.4252 | -22.4252 | -22.4252 | -22.4252 | -22.4252 | -22.4252 | -22.4252 | -22.4252 |  |  |  | 35 |  |  | 51.9056
Canal - Wainscott New 138 kV UG Cable | 2027 |  |  | 0 | 0 | 0 | 0 | 0 | 0 | 38.957 | 38.957 | 38.957 | 38.957 | 38.957 | -6.2048 | -6.2048 | -6.2048 | -6.2048 | -6.2048 | -6.2048 | -6.2048 | -6.2048 | -6.2048 | -6.2048 | -6.2048 | -6.2048 | -6.2048 | -6.2048 | -6.2048 | -6.2048 | -6.2048 | -6.2048 | -6.2048 | -6.2048 | -6.2048 | -6.2048 | -6.2048 | -6.2048 | -6.2048 | -6.2048 | -6.2048 | -6.2048 | -6.2048 | -6.2048 | -45.1618 | -45.1618 | -45.1618 | -45.1618 | -45.1618 |  |  |  | 35 |  |  | 49.1362
Annual Avoided Costs for Deferral to 2028:
New Canal - Southampton Cable | 2028 |  |  | 0 | 4.5863 | 4.5863 | 4.5863 | 4.5863 | 4.5863 | 4.5863 | 4.5863 | 4.5863 | 4.5863 | 4.5863 | 4.5863 | -1.7622 | -1.7622 | -1.7622 | -1.7622 | -1.7622 | -1.7622 | -1.7622 | -1.7622 | -1.7622 | -1.7622 | -1.7622 | -1.7622 | -1.7622 | -1.7622 | -1.7622 | -1.7622 | -1.7622 | -1.7622 | -1.7622 | -1.7622 | -1.7622 | -1.7622 | -1.7622 | -1.7622 | -6.3486 | -6.3486 | -6.3486 | -6.3486 | -6.3486 | -6.3486 | -6.3486 | -6.3486 | -6.3486 | -6.3486 | -6.3486 |  |  | 35 |  |  | 15.5138
Upgrade Wildwood - Riverhead to 138 kV | 2028 |  |  | 0 | 0.93922 | 0.93922 | 0.93922 | 0.93922 | 0.93922 | 0.93922 | 0.93922 | 0.93922 | 0.93922 | 0.93922 | 0.93922 | -0.36088 | -0.36088 | -0.36088 | -0.36088 | -0.36088 | -0.36088 | -0.36088 | -0.36088 | -0.36088 | -0.36088 | -0.36088 | -0.36088 | -0.36088 | -0.36088 | -0.36088 | -0.36088 | -0.36088 | -0.36088 | -0.36088 | -0.36088 | -0.36088 | -0.36088 | -0.36088 | -0.36088 | -1.3001 | -1.3001 | -1.3001 | -1.3001 | -1.3001 | -1.3001 | -1.3001 | -1.3001 | -1.3001 | -1.3001 | -1.3001 |  |  | 35 |  |  | 3.177
Riverhead Canal 2nd Line and Bank | 2028 |  |  | 0 | 16.6864 | 16.6864 | 16.6864 | 16.6864 | 16.6864 | 16.6864 | 16.6864 | 16.6864 | 16.6864 | 16.6864 | 16.6864 | -6.4115 | -6.4115 | -6.4115 | -6.4115 | -6.4115 | -6.4115 | -6.4115 | -6.4115 | -6.4115 | -6.4115 | -6.4115 | -6.4115 | -6.4115 | -6.4115 | -6.4115 | -6.4115 | -6.4115 | -6.4115 | -6.4115 | -6.4115 | -6.4115 | -6.4115 | -6.4115 | -6.4115 | -23.0979 | -23.0979 | -23.0979 | -23.0979 | -23.0979 | -23.0979 | -23.0979 | -23.0979 | -23.0979 | -23.0979 | -23.0979 |  |  | 35 |  |  | 56.444
Canal - Wainscott New 138 kV UG Cable | 2028 |  |  | 0 | 0 | 0 | 0 | 0 | 0 | 38.957 | 38.957 | 38.957 | 38.957 | 38.957 | 38.957 | -7.5597 | -7.5597 | -7.5597 | -7.5597 | -7.5597 | -7.5597 | -7.5597 | -7.5597 | -7.5597 | -7.5597 | -7.5597 | -7.5597 | -7.5597 | -7.5597 | -7.5597 | -7.5597 | -7.5597 | -7.5597 | -7.5597 | -7.5597 | -7.5597 | -7.5597 | -7.5597 | -7.5597 | -7.5597 | -7.5597 | -7.5597 | -7.5597 | -7.5597 | -46.5167 | -46.5167 | -46.5167 | -46.5167 | -46.5167 | -46.5167 |  |  | 35 |  |  | 58.276
Annual Avoided Costs for Deferral to 2029:
New Canal - Southampton Cable | 2029 |  |  | 0 | 4.5863 | 4.5863 | 4.5863 | 4.5863 | 4.5863 | 4.5863 | 4.5863 | 4.5863 | 4.5863 | 4.5863 | 4.5863 | 4.5863 | -1.9527 | -1.9527 | -1.9527 | -1.9527 | -1.9527 | -1.9527 | -1.9527 | -1.9527 | -1.9527 | -1.9527 | -1.9527 | -1.9527 | -1.9527 | -1.9527 | -1.9527 | -1.9527 | -1.9527 | -1.9527 | -1.9527 | -1.9527 | -1.9527 | -1.9527 | -1.9527 | -6.539 | -6.539 | -6.539 | -6.539 | -6.539 | -6.539 | -6.539 | -6.539 | -6.539 | -6.539 | -6.539 | -6.539 |  | 35 |  |  | 16.7317
Upgrade Wildwood - Riverhead to 138 kV | 2029 |  |  | 0 | 0.93922 | 0.93922 | 0.93922 | 0.93922 | 0.93922 | 0.93922 | 0.93922 | 0.93922 | 0.93922 | 0.93922 | 0.93922 | 0.93922 | -0.39988 | -0.39988 | -0.39988 | -0.39988 | -0.39988 | -0.39988 | -0.39988 | -0.39988 | -0.39988 | -0.39988 | -0.39988 | -0.39988 | -0.39988 | -0.39988 | -0.39988 | -0.39988 | -0.39988 | -0.39988 | -0.39988 | -0.39988 | -0.39988 | -0.39988 | -0.39988 | -1.3391 | -1.3391 | -1.3391 | -1.3391 | -1.3391 | -1.3391 | -1.3391 | -1.3391 | -1.3391 | -1.3391 | -1.3391 | -1.3391 |  | 35 |  |  | 3.4264
Riverhead Canal 2nd Line and Bank | 2029 |  |  | 0 | 16.6864 | 16.6864 | 16.6864 | 16.6864 | 16.6864 | 16.6864 | 16.6864 | 16.6864 | 16.6864 | 16.6864 | 16.6864 | 16.6864 | -7.1044 | -7.1044 | -7.1044 | -7.1044 | -7.1044 | -7.1044 | -7.1044 | -7.1044 | -7.1044 | -7.1044 | -7.1044 | -7.1044 | -7.1044 | -7.1044 | -7.1044 | -7.1044 | -7.1044 | -7.1044 | -7.1044 | -7.1044 | -7.1044 | -7.1044 | -7.1044 | -23.7909 | -23.7909 | -23.7909 | -23.7909 | -23.7909 | -23.7909 | -23.7909 | -23.7909 | -23.7909 | -23.7909 | -23.7909 | -23.7909 |  | 35 |  |  | 60.8748
Canal - Wainscott New 138 kV UG Cable | 2029 |  |  | 0 | 0 | 0 | 0 | 0 | 0 | 38.957 | 38.957 | 38.957 | 38.957 | 38.957 | 38.957 | 38.957 | -8.9552 | -8.9552 | -8.9552 | -8.9552 | -8.9552 | -8.9552 | -8.9552 | -8.9552 | -8.9552 | -8.9552 | -8.9552 | -8.9552 | -8.9552 | -8.9552 | -8.9552 | -8.9552 | -8.9552 | -8.9552 | -8.9552 | -8.9552 | -8.9552 | -8.9552 | -8.9552 | -8.9552 | -8.9552 | -8.9552 | -8.9552 | -8.9552 | -47.9122 | -47.9122 | -47.9122 | -47.9122 | -47.9122 | -47.9122 | -47.9122 |  | 35 |  |  | 67.1992
Annual Avoided Costs for Deferral to 2030:
New Canal - Southampton Cable | 2030 |  |  | 0 | 4.5863 | 4.5863 | 4.5863 | 4.5863 | 4.5863 | 4.5863 | 4.5863 | 4.5863 | 4.5863 | 4.5863 | 4.5863 | 4.5863 | 4.5863 | -2.1489 | -2.1489 | -2.1489 | -2.1489 | -2.1489 | -2.1489 | -2.1489 | -2.1489 | -2.1489 | -2.1489 | -2.1489 | -2.1489 | -2.1489 | -2.1489 | -2.1489 | -2.1489 | -2.1489 | -2.1489 | -2.1489 | -2.1489 | -2.1489 | -2.1489 | -6.7352 | -6.7352 | -6.7352 | -6.7352 | -6.7352 | -6.7352 | -6.7352 | -6.7352 | -6.7352 | -6.7352 | -6.7352 | -6.7352 | -6.7352 | 35 |  |  | 17.9206
Upgrade Wildwood - Riverhead to 138 kV | 2030 |  |  | 0 | 0.93922 | 0.93922 | 0.93922 | 0.93922 | 0.93922 | 0.93922 | 0.93922 | 0.93922 | 0.93922 | 0.93922 | 0.93922 | 0.93922 | 0.93922 | -0.44006 | -0.44006 | -0.44006 | -0.44006 | -0.44006 | -0.44006 | -0.44006 | -0.44006 | -0.44006 | -0.44006 | -0.44006 | -0.44006 | -0.44006 | -0.44006 | -0.44006 | -0.44006 | -0.44006 | -0.44006 | -0.44006 | -0.44006 | -0.44006 | -0.44006 | -1.3793 | -1.3793 | -1.3793 | -1.3793 | -1.3793 | -1.3793 | -1.3793 | -1.3793 | -1.3793 | -1.3793 | -1.3793 | -1.3793 | -1.3793 | 35 |  |  | 3.6699
Riverhead Canal 2nd Line and Bank | 2030 |  |  | 0 | 16.6864 | 16.6864 | 16.6864 | 16.6864 | 16.6864 | 16.6864 | 16.6864 | 16.6864 | 16.6864 | 16.6864 | 16.6864 | 16.6864 | 16.6864 | -7.8182 | -7.8182 | -7.8182 | -7.8182 | -7.8182 | -7.8182 | -7.8182 | -7.8182 | -7.8182 | -7.8182 | -7.8182 | -7.8182 | -7.8182 | -7.8182 | -7.8182 | -7.8182 | -7.8182 | -7.8182 | -7.8182 | -7.8182 | -7.8182 | -7.8182 | -24.5046 | -24.5046 | -24.5046 | -24.5046 | -24.5046 | -24.5046 | -24.5046 | -24.5046 | -24.5046 | -24.5046 | -24.5046 | -24.5046 | -24.5046 | 35 |  |  | 65.2007
Canal - Wainscott New 138 kV UG Cable | 2030 |  |  | 0 | 0 | 0 | 0 | 0 | 0 | 38.957 | 38.957 | 38.957 | 38.957 | 38.957 | 38.957 | 38.957 | 38.957 | -10.3926 | -10.3926 | -10.3926 | -10.3926 | -10.3926 | -10.3926 | -10.3926 | -10.3926 | -10.3926 | -10.3926 | -10.3926 | -10.3926 | -10.3926 | -10.3926 | -10.3926 | -10.3926 | -10.3926 | -10.3926 | -10.3926 | -10.3926 | -10.3926 | -10.3926 | -10.3926 | -10.3926 | -10.3926 | -10.3926 | -10.3926 | -49.3495 | -49.3495 | -49.3495 | -49.3495 | -49.3495 | -49.3495 | -49.3495 | -49.3495 | 35 |  |  | 75.911
Actual Avoided Cost for Portfolio Projects in Area as % of Transmission Projects in Area
Total - All Areas (No Deferrals,$Millions) |  |  | 513.3 |  | 24.0294 | 24.6325 | 24.9948 | 29.42 | 29.42 | 68.377 | 68.377 | 68.377 | 68.377 | 68.377 | 68.377 | 68.377 | 68.377 | 68.377 | 68.377 | 68.377 | 68.377 | 68.377 | 68.377 | 68.377 | 68.377 | 68.377 | 68.377 | 68.377 | 68.377 | 68.377 | 68.377 | 68.377 | 68.377 | 68.377 | 68.377 | 68.377 | 68.377 | 68.377 | 68.377 | 44.3475 | 43.7445 | 43.3821 | 38.957 | 38.957 | 0 | 0 | 0 | 0 | 0 | 0 | 0 | 0 |  | 63 | 853.4454 | 43.2786 | = max. total avoided cost in portfolio |  | 95.05%
[56 empty] | 4.0884 | = Area I projects differential |  | 155.7%
[56 empty] | 2.5746 | = Area II projects differential |  | 1017%
[56 empty] | 36.6156 | = Area III projects differential |  | 21.93%
Area I Projects:
[56 empty] | 3.8129 | Amagansett Conversion 33 kV
[56 empty] | 1.5252 | East Hampton Conversion 33 kV
[56 empty] | 1.7635 | Buell Conversion 33 kV
[56 empty] | 2.0853 | Hither Hills Conversion to 33 kV
[56 empty] | 1.1012 | Culloden Pt Conversion to 33 kV
Area II Projects:
[56 empty] | 7.3678 | Bridgehampton - Buell New 69 kV UG Cable
Area III Projects:
[56 empty] | 8.9667 | New Canal - Southampton Cable
[56 empty] | 1.5483 | Upgrade Wildwood - Riverhead to 138 kV
[56 empty] | 32.6235 | Riverhead Canal 2nd Line and Bank
[56 empty] | 58.276 | Canal - Wainscott New 138 kV UG Cable
[56 empty] | 119.0703 | = max. total avoided cost in portfolio with deferrals past deferral baseline years
Annual Avoided Costs for Deferrals: (see note*)
| Deferral Year |  |  | 2016 | 2017 | 2018 | 2019 | 2020 | 2021 | 2022 | 2023 | 2024 | 2025 | 2026 | 2027 | 2028 | 2029 | 2030 | 2031 | 2032 | 2033 | 2034 | 2035 | 2036 | 2037 | 2038 | 2039 | 2040 | 2041 | 2042 | 2043 | 2044 | 2045 | 2046 | 2047 | 2048 | 2049 | 2050 | 2051 | 2052 | 2053 | 2054 | 2055 | 2056 | 2057 | 2058 | 2059 | 2060 | 2061 | 2062 | 2063 | 2064 |  |  |  |  | Output: NPV of Transmission Avoided Costs for Portfolio
Area I Projects:
Amagansett Conversion 33 kV | 2030 |  |  | 0 | 1.5191 | 1.5191 | 1.5191 | 1.5191 | 1.5191 | 1.5191 | 1.5191 | 1.5191 | 1.5191 | 1.5191 | 1.5191 | 1.5191 | 1.5191 | -0.71176 | -0.71176 | -0.71176 | -0.71176 | -0.71176 | -0.71176 | -0.71176 | -0.71176 | -0.71176 | -0.71176 | -0.71176 | -0.71176 | -0.71176 | -0.71176 | -0.71176 | -0.71176 | -0.71176 | -0.71176 | -0.71176 | -0.71176 | -0.71176 | -0.71176 | -2.2309 | -2.2309 | -2.2309 | -2.2309 | -2.2309 | -2.2309 | -2.2309 | -2.2309 | -2.2309 | -2.2309 | -2.2309 | -2.2309 | -2.2309 | 35 |  | 5.9358 |  | -5935797.0166
East Hampton Conversion 33 kV | 2030 |  |  | 0 | 0.60765 | 0.60765 | 0.60765 | 0.60765 | 0.60765 | 0.60765 | 0.60765 | 0.60765 | 0.60765 | 0.60765 | 0.60765 | 0.60765 | 0.60765 | -0.2847 | -0.2847 | -0.2847 | -0.2847 | -0.2847 | -0.2847 | -0.2847 | -0.2847 | -0.2847 | -0.2847 | -0.2847 | -0.2847 | -0.2847 | -0.2847 | -0.2847 | -0.2847 | -0.2847 | -0.2847 | -0.2847 | -0.2847 | -0.2847 | -0.2847 | -0.89235 | -0.89235 | -0.89235 | -0.89235 | -0.89235 | -0.89235 | -0.89235 | -0.89235 | -0.89235 | -0.89235 | -0.89235 | -0.89235 | -0.89235 | 35 |  | 2.3743 |  | -2374318.8066
Buell Conversion 33 kV | 2030 |  |  | 0 | 0.70259 | 0.70259 | 0.70259 | 0.70259 | 0.70259 | 0.70259 | 0.70259 | 0.70259 | 0.70259 | 0.70259 | 0.70259 | 0.70259 | 0.70259 | -0.32919 | -0.32919 | -0.32919 | -0.32919 | -0.32919 | -0.32919 | -0.32919 | -0.32919 | -0.32919 | -0.32919 | -0.32919 | -0.32919 | -0.32919 | -0.32919 | -0.32919 | -0.32919 | -0.32919 | -0.32919 | -0.32919 | -0.32919 | -0.32919 | -0.32919 | -1.0318 | -1.0318 | -1.0318 | -1.0318 | -1.0318 | -1.0318 | -1.0318 | -1.0318 | -1.0318 | -1.0318 | -1.0318 | -1.0318 | -1.0318 | 35 |  | 2.7453 |  | -2745306.1202
Hither Hills Conversion to 33 kV | 2030 |  |  | 0 | 0 | 0.93881 | 0.93881 | 0.93881 | 0.93881 | 0.93881 | 0.93881 | 0.93881 | 0.93881 | 0.93881 | 0.93881 | 0.93881 | 0.93881 | -0.39971 | -0.39971 | -0.39971 | -0.39971 | -0.39971 | -0.39971 | -0.39971 | -0.39971 | -0.39971 | -0.39971 | -0.39971 | -0.39971 | -0.39971 | -0.39971 | -0.39971 | -0.39971 | -0.39971 | -0.39971 | -0.39971 | -0.39971 | -0.39971 | -0.39971 | -0.39971 | -1.3385 | -1.3385 | -1.3385 | -1.3385 | -1.3385 | -1.3385 | -1.3385 | -1.3385 | -1.3385 | -1.3385 | -1.3385 | -1.3385 | 35 |  | 3.2464 |  | -3246390.5995
Culloden Pt Conversion to 33 kV | 2030 |  |  | 0 | 0 | 0 | 0.56407 | 0.56407 | 0.56407 | 0.56407 | 0.56407 | 0.56407 | 0.56407 | 0.56407 | 0.56407 | 0.56407 | 0.56407 | -0.21673 | -0.21673 | -0.21673 | -0.21673 | -0.21673 | -0.21673 | -0.21673 | -0.21673 | -0.21673 | -0.21673 | -0.21673 | -0.21673 | -0.21673 | -0.21673 | -0.21673 | -0.21673 | -0.21673 | -0.21673 | -0.21673 | -0.21673 | -0.21673 | -0.21673 | -0.21673 | -0.21673 | -0.78081 | -0.78081 | -0.78081 | -0.78081 | -0.78081 | -0.78081 | -0.78081 | -0.78081 | -0.78081 | -0.78081 | -0.78081 | 35 |  | 1.7143 |  | -1714282.22
Area II Projects:
Bridgehampton - Buell New 69 kV UG Cable | 2026 |  |  | 0 | 0 | 0 | 0 | 44.9994 | 44.9994 | 44.9994 | 44.9994 | 44.9994 | 44.9994 | -8.7322 | -8.7322 | -8.7322 | -8.7322 | -8.7322 | -8.7322 | -8.7322 | -8.7322 | -8.7322 | -8.7322 | -8.7322 | -8.7322 | -8.7322 | -8.7322 | -8.7322 | -8.7322 | -8.7322 | -8.7322 | -8.7322 | -8.7322 | -8.7322 | -8.7322 | -8.7322 | -8.7322 | -8.7322 | -8.7322 | -8.7322 | -8.7322 | -8.7322 | -53.7316 | -53.7316 | -53.7316 | -53.7316 | -53.7316 | -53.7316 | 0 | 0 | 0 | 0 | 35 |  | 74.9231 |  | -74923130.6348
Area III Projects:
New Canal - Southampton Cable | 2023 |  |  | 0 | 1.0058 | 1.0058 | 1.0058 | 1.0058 | 1.0058 | 1.0058 | -0.19519 | -0.19519 | -0.19519 | -0.19519 | -0.19519 | -0.19519 | -0.19519 | -0.19519 | -0.19519 | -0.19519 | -0.19519 | -0.19519 | -0.19519 | -0.19519 | -0.19519 | -0.19519 | -0.19519 | -0.19519 | -0.19519 | -0.19519 | -0.19519 | -0.19519 | -0.19519 | -0.19519 | -0.19519 | -0.19519 | -0.19519 | -0.19519 | -0.19519 | -1.201 | -1.201 | -1.201 | -1.201 | -1.201 | -1.201 | 0 | 0 | 0 | 0 | 0 | 0 | 0 | 35 |  | 1.9665 |  | -1966522.7191
Upgrade Wildwood - Riverhead to 138 kV | 2022 |  |  | 0 | 0.20598 | 0.20598 | 0.20598 | 0.20598 | 0.20598 | -0.032808 | -0.032808 | -0.032808 | -0.032808 | -0.032808 | -0.032808 | -0.032808 | -0.032808 | -0.032808 | -0.032808 | -0.032808 | -0.032808 | -0.032808 | -0.032808 | -0.032808 | -0.032808 | -0.032808 | -0.032808 | -0.032808 | -0.032808 | -0.032808 | -0.032808 | -0.032808 | -0.032808 | -0.032808 | -0.032808 | -0.032808 | -0.032808 | -0.032808 | -0.032808 | -0.23879 | -0.23879 | -0.23879 | -0.23879 | -0.23879 | 0 | 0 | 0 | 0 | 0 | 0 | 0 | 0 | 35 |  | 0.33956 |  | -339557.8474
Riverhead Canal 2nd Line and Bank | 2023 |  |  | 0 | 3.6596 | 3.6596 | 3.6596 | 3.6596 | 3.6596 | 3.6596 | -0.71015 | -0.71015 | -0.71015 | -0.71015 | -0.71015 | -0.71015 | -0.71015 | -0.71015 | -0.71015 | -0.71015 | -0.71015 | -0.71015 | -0.71015 | -0.71015 | -0.71015 | -0.71015 | -0.71015 | -0.71015 | -0.71015 | -0.71015 | -0.71015 | -0.71015 | -0.71015 | -0.71015 | -0.71015 | -0.71015 | -0.71015 | -0.71015 | -0.71015 | -4.3697 | -4.3697 | -4.3697 | -4.3697 | -4.3697 | -4.3697 | 0 | 0 | 0 | 0 | 0 | 0 | 0 | 35 |  | 7.1548 |  | -7154795.425
Canal - Wainscott New 138 kV UG Cable | 2028 |  |  | 0 | 0 | 0 | 0 | 0 | 0 | 8.5438 | 8.5438 | 8.5438 | 8.5438 | 8.5438 | 8.5438 | -1.6579 | -1.6579 | -1.6579 | -1.6579 | -1.6579 | -1.6579 | -1.6579 | -1.6579 | -1.6579 | -1.6579 | -1.6579 | -1.6579 | -1.6579 | -1.6579 | -1.6579 | -1.6579 | -1.6579 | -1.6579 | -1.6579 | -1.6579 | -1.6579 | -1.6579 | -1.6579 | -1.6579 | -1.6579 | -1.6579 | -1.6579 | -1.6579 | -1.6579 | -10.2018 | -10.2018 | -10.2018 | -10.2018 | -10.2018 | -10.2018 | 0 | 0 | 35 |  | 12.7808 |  | -12780756.237
Total - All Areas (Avoided Costs, $Millions) |  |  |  | 0 | 7.7008 | 8.6396 | 9.2036 | 54.203 | 54.203 | 62.5081 | 56.9373 | 56.9373 | 56.9373 | 3.2057 | 3.2057 | -6.9961 | -6.9961 | -13.2704 | -13.2704 | -13.2704 | -13.2704 | -13.2704 | -13.2704 | -13.2704 | -13.2704 | -13.2704 | -13.2704 | -13.2704 | -13.2704 | -13.2704 | -13.2704 | -13.2704 | -13.2704 | -13.2704 | -13.2704 | -13.2704 | -13.2704 | -13.2704 | -13.2704 | -20.9712 | -21.91 | -22.4741 | -67.4735 | -67.4735 | -75.7785 | -70.2077 | -70.2077 | -70.2077 | -16.4761 | -16.4761 | -6.2743 | -6.2743 |  |  | 113.1809 |  | 113180857.6262 | check
$/kW-yr |  |  |  | 0 | 122.2343 | 137.1361 | 146.0896 | 860.3656 | 860.3656 | 992.1915 | 903.7668 | 903.7668 | 903.7668 | 50.8838 | 50.8838 | -111.0491 | -111.0491 | -210.6416 | -210.6416 | -210.6416 | -210.6416 | -210.6416 | -210.6416 | -210.6416 | -210.6416 | -210.6416 | -210.6416 | -210.6416 | -210.6416 | -210.6416 | -210.6416 | -210.6416 | -210.6416 | -210.6416 | -210.6416 | -210.6416 | -210.6416 | -210.6416 | -210.6416 | -332.8759 | -347.7777 | -356.7312 | -1071.0072 | -1071.0072 | -1202.8331 | -1114.4084 | -1114.4084 | -1114.4084 | -261.5254 | -261.5254 | -99.5925 | -99.5925 |  |  |  |  | 0
Discount Factor (Relative to 1/1/2016) = |  |  |  | 0.94787 | 0.89845 | 0.85161 | 0.80722 | 0.76513 | 0.72525 | 0.68744 | 0.6516 | 0.61763 | 0.58543 | 0.55491 | 0.52598 | 0.49856 | 0.47257 | 0.44793 | 0.42458 | 0.40245 | 0.38147 | 0.36158 | 0.34273 | 0.32486 | 0.30793 | 0.29187 | 0.27666 | 0.26223 | 0.24856 | 0.2356 | 0.22332 | 0.21168 | 0.20064 | 0.19018 | 0.18027 | 0.17087 | 0.16196 | 0.15352 | 0.14552 | 0.13793 | 0.13074 | 0.12392 | 0.11746 | 0.11134 | 0.10554 | 0.10003 | 0.094818 | 0.089875 | 0.08519 | 0.080748 | 0.076539 | 0.072549
* Note: A positive (+) avoided cost in a given year represents a cost savings relative to not having a transmission project deferral.

## Area-Line Cross Ref
|  | Reference Case Details |  | Capital
Cost ($M)
Area | Line | Transmission 1 (Total) | 2017 | 197
III | LS5 | New Canal - Southampton Cable | 2017 | 37.6
III | LS7 | Upgrade Wildwood - Riverhead to 138 kV | 2017 | 7.7
III | LS6 | Riverhead Canal 2nd Line and Bank | 2017 | 136.8
I | -- | Amagansett Conversion 33 kV | 2017 | 8
I | -- | East Hampton Conversion 33 kV | 2017 | 3.2
I | -- | Buell Conversion 33 kV | 2017 | 3.7
|  | Transmission 2 | 2018 | 4.8
I | -- | Hither Hills Conversion to 33 kV | 2018 | 4.8
|  | Transmission 3 | 2019 | 2.8
I | -- | Culloden Pt Conversion to 33 kV | 2019 | 2.8
|  | Transmission 4 | 2020 | 33.2
II | LS3 | Bridgehampton - Buell New 69 kV UG Cable | 2020 | 33.2
|  | Transmission 5 | 2022 | 275.5
III | LS4 | Canal - Wainscott New 138 kV UG Cable | 2022 | 275.5