## Summary
Tab Name | Prop ID | Area Detail | Proposer | Project Name | Option | Area | Technology | Interconnection | Area 1 Project Input (kW) | Area 2 Project Input (kW) | Area 3 Project Input (kW) | Loss Factor | NPV - Area 1 | NPV - Area 2 | NPV - Area 3 | Total NPV | 2016 | 2017 | 2018 | 2019 | 2020 | 2021 | 2022 | 2023 | 2024 | 2025 | 2026 | 2027 | 2028 | 2029 | 2030 | 2031 | 2032 | 2033 | 2034 | 2035 | 2036 | 2037 | 2038 | 2039 | 2040 | 2041 | 2042 | 2043 | 2044 | 2045 | 2046 | 2047 | 2048 | 2049 | 2050 | 2051 | 2052 | 2053 | 2054 | 2055 | 2056 | 2057 | 2058 | 2059 | 2060 | 2061 | 2062 | 2063 | Total NPV
PhII (AEG100-2017) | AEG100 | 1 | Applied Energy Group | South Fork Load Reduction Resources | 1 | 1 and 3 | Thermostats, LED, Pool Pump, RAC Control | Various | 378.3582 | 0 | 2774.6268 | 1.067 | 959493.0863 | 0 | 3378365.5763 | 4337858.6627 | 0 | 0.10335 | 0.11856 | 0.1277 | 0.27143 | 0.27143 | 0.49885 | 0.43692 | 0.43692 | 0.43692 | 0.2653 | 0.2653 | -0.01406 | -0.01406 | -0.11572 | -0.11572 | -0.11572 | -0.11572 | -0.11572 | -0.11572 | -0.11572 | -0.11572 | -0.11572 | -0.11572 | -0.11572 | -0.11572 | -0.11572 | -0.11572 | -0.11572 | -0.11572 | -0.11572 | -0.11572 | -0.11572 | -0.11572 | -0.11572 | -0.11572 | -0.21907 | -0.23428 | -0.24342 | -0.38715 | -0.38715 | -0.61457 | -0.55264 | -0.55264 | -0.55264 | -0.38103 | -0.38103 | -0.10166 | 959.4931
PhII (AEG100-2017) | AEG100 | 2 | Applied Energy Group | South Fork Load Reduction Resources | 1 | 1 and 3 | Thermostats, LED, Pool Pump, RAC Control | Various | 378.3582 | 0 | 2774.6268 | 1.067 | 959493.0863 | 0 | 3378365.5763 | 4337858.6627 | 0 | 0 | 0 | 0 | 0 | 0 | 0 | 0 | 0 | 0 | 0 | 0 | 0 | 0 | 0 | 0 | 0 | 0 | 0 | 0 | 0 | 0 | 0 | 0 | 0 | 0 | 0 | 0 | 0 | 0 | 0 | 0 | 0 | 0 | 0 | 0 | 0 | 0 | 0 | 0 | 0 | 0 | 0 | 0 | 0 | 0 | 0 | 0 | 0
PhII (AEG100-2017) | AEG100 | 3 | Applied Energy Group | South Fork Load Reduction Resources | 1 | 1 and 3 | Thermostats, LED, Pool Pump, RAC Control | Various | 378.3582 | 0 | 2774.6268 | 1.067 | 959493.0863 | 0 | 3378365.5763 | 4337858.6627 | 0 | 0.42171 | 0.42171 | 0.42171 | 0.42171 | 0.42171 | 2.0895 | 1.6353 | 1.6353 | 1.6353 | 1.6353 | 1.6353 | -0.41334 | -0.41334 | -0.41334 | -0.41334 | -0.41334 | -0.41334 | -0.41334 | -0.41334 | -0.41334 | -0.41334 | -0.41334 | -0.41334 | -0.41334 | -0.41334 | -0.41334 | -0.41334 | -0.41334 | -0.41334 | -0.41334 | -0.41334 | -0.41334 | -0.41334 | -0.41334 | -0.41334 | -0.83504 | -0.83504 | -0.83504 | -0.83504 | -0.83504 | -2.5028 | -2.0487 | -2.0487 | -2.0487 | -2.0487 | -2.0487 | 0 | 3378.3656
PhII (AEG100-2018) | AEG100 | 1 | Applied Energy Group | South Fork Load Reduction Resources | 1 | 1 and 3 | Thermostats, LED, Pool Pump, RAC Control | Various | 307.296 | 0 | 2253.504 | 1.067 | 543891.1188 | 0 | 2084526.6521 | 2628417.771 | 0 | 0 | 0.012354 | 0.019777 | 0.13651 | 0.13651 | 0.32653 | 0.32653 | 0.32653 | 0.32653 | 0.18715 | 0.18715 | -0.039749 | -0.039749 | -0.067638 | -0.067638 | -0.067638 | -0.067638 | -0.067638 | -0.067638 | -0.067638 | -0.067638 | -0.067638 | -0.067638 | -0.067638 | -0.067638 | -0.067638 | -0.067638 | -0.067638 | -0.067638 | -0.067638 | -0.067638 | -0.067638 | -0.067638 | -0.067638 | -0.067638 | -0.067638 | -0.079993 | -0.087416 | -0.20415 | -0.20415 | -0.39417 | -0.39417 | -0.39417 | -0.39417 | -0.25478 | -0.25478 | -0.02789 | 543.8911
PhII (AEG100-2018) | AEG100 | 2 | Applied Energy Group | South Fork Load Reduction Resources | 1 | 1 and 3 | Thermostats, LED, Pool Pump, RAC Control | Various | 307.296 | 0 | 2253.504 | 1.067 | 543891.1188 | 0 | 2084526.6521 | 2628417.771 | 0 | 0 | 0 | 0 | 0 | 0 | 0 | 0 | 0 | 0 | 0 | 0 | 0 | 0 | 0 | 0 | 0 | 0 | 0 | 0 | 0 | 0 | 0 | 0 | 0 | 0 | 0 | 0 | 0 | 0 | 0 | 0 | 0 | 0 | 0 | 0 | 0 | 0 | 0 | 0 | 0 | 0 | 0 | 0 | 0 | 0 | 0 | 0 | 0
PhII (AEG100-2018) | AEG100 | 3 | Applied Energy Group | South Fork Load Reduction Resources | 1 | 1 and 3 | Thermostats, LED, Pool Pump, RAC Control | Various | 307.296 | 0 | 2253.504 | 1.067 | 543891.1188 | 0 | 2084526.6521 | 2628417.771 | 0 | 0 | 0 | 0 | 0 | 0 | 1.3935 | 1.3935 | 1.3935 | 1.3935 | 1.3935 | 1.3935 | -0.27041 | -0.27041 | -0.27041 | -0.27041 | -0.27041 | -0.27041 | -0.27041 | -0.27041 | -0.27041 | -0.27041 | -0.27041 | -0.27041 | -0.27041 | -0.27041 | -0.27041 | -0.27041 | -0.27041 | -0.27041 | -0.27041 | -0.27041 | -0.27041 | -0.27041 | -0.27041 | -0.27041 | -0.27041 | -0.27041 | -0.27041 | -0.27041 | -0.27041 | -1.6639 | -1.6639 | -1.6639 | -1.6639 | -1.6639 | -1.6639 | 0 | 2084.5267
PhII (AEG100-2019) | AEG100 | 1 | Applied Energy Group | South Fork Load Reduction Resources | 1 | 1 and 3 | Thermostats, LED, Pool Pump, RAC Control | Various | 307.296 | 0 | 2253.504 | 1.067 | 501169.9415 | 0 | 2084526.6521 | 2585696.5936 | 0 | 0 | 0 | 0.0074229 | 0.12416 | 0.12416 | 0.31418 | 0.31418 | 0.31418 | 0.31418 | 0.17479 | 0.17479 | -0.052103 | -0.052103 | -0.062378 | -0.062378 | -0.062378 | -0.062378 | -0.062378 | -0.062378 | -0.062378 | -0.062378 | -0.062378 | -0.062378 | -0.062378 | -0.062378 | -0.062378 | -0.062378 | -0.062378 | -0.062378 | -0.062378 | -0.062378 | -0.062378 | -0.062378 | -0.062378 | -0.062378 | -0.062378 | -0.062378 | -0.069801 | -0.18653 | -0.18653 | -0.37655 | -0.37655 | -0.37655 | -0.37655 | -0.23717 | -0.23717 | -0.010275 | 501.1699
PhII (AEG100-2019) | AEG100 | 2 | Applied Energy Group | South Fork Load Reduction Resources | 1 | 1 and 3 | Thermostats, LED, Pool Pump, RAC Control | Various | 307.296 | 0 | 2253.504 | 1.067 | 501169.9415 | 0 | 2084526.6521 | 2585696.5936 | 0 | 0 | 0 | 0 | 0 | 0 | 0 | 0 | 0 | 0 | 0 | 0 | 0 | 0 | 0 | 0 | 0 | 0 | 0 | 0 | 0 | 0 | 0 | 0 | 0 | 0 | 0 | 0 | 0 | 0 | 0 | 0 | 0 | 0 | 0 | 0 | 0 | 0 | 0 | 0 | 0 | 0 | 0 | 0 | 0 | 0 | 0 | 0 | 0
PhII (AEG100-2019) | AEG100 | 3 | Applied Energy Group | South Fork Load Reduction Resources | 1 | 1 and 3 | Thermostats, LED, Pool Pump, RAC Control | Various | 307.296 | 0 | 2253.504 | 1.067 | 501169.9415 | 0 | 2084526.6521 | 2585696.5936 | 0 | 0 | 0 | 0 | 0 | 0 | 1.3935 | 1.3935 | 1.3935 | 1.3935 | 1.3935 | 1.3935 | -0.27041 | -0.27041 | -0.27041 | -0.27041 | -0.27041 | -0.27041 | -0.27041 | -0.27041 | -0.27041 | -0.27041 | -0.27041 | -0.27041 | -0.27041 | -0.27041 | -0.27041 | -0.27041 | -0.27041 | -0.27041 | -0.27041 | -0.27041 | -0.27041 | -0.27041 | -0.27041 | -0.27041 | -0.27041 | -0.27041 | -0.27041 | -0.27041 | -0.27041 | -1.6639 | -1.6639 | -1.6639 | -1.6639 | -1.6639 | -1.6639 | 0 | 2084.5267
PhII (AES100-Mont, EH, and SH) | AES100 | 1 | AES Generation Development | Montauk, East Hampton, and Southampton | 1 | 1, 2, and 3 | Battery Storage | 13 kV Radial Feeders at Montauk, East Hampton, and Southampton | 5130 | 5130 | 5130 | 1.026 | 9079719.3573 | 7989927.6896 | 4745330.7052 | 21814977.7521 | 0 | 0 | 0.20624 | 0.33016 | 2.2789 | 2.2789 | 5.4511 | 5.4511 | 5.4511 | 5.4511 | 3.1242 | 3.1242 | -0.66357 | -0.66357 | -1.1292 | -1.1292 | -1.1292 | -1.1292 | -1.1292 | -1.1292 | -1.1292 | -1.1292 | -1.1292 | -1.1292 | -1.1292 | -1.1292 | -1.1292 | -1.1292 | -1.1292 | -1.1292 | -1.1292 | -1.1292 | -1.1292 | -1.1292 | -1.1292 | -1.1292 | -1.1292 | -1.3354 | -1.4593 | -3.408 | -3.408 | -6.5803 | -6.5803 | -6.5803 | -6.5803 | -4.2534 | -4.2534 | -0.46559 | 9079.7194
PhII (AES100-Mont, EH, and SH) | AES100 | 2 | AES Generation Development | Montauk, East Hampton, and Southampton | 1 | 1, 2, and 3 | Battery Storage | 13 kV Radial Feeders at Montauk, East Hampton, and Southampton | 5130 | 5130 | 5130 | 1.026 | 9079719.3573 | 7989927.6896 | 4745330.7052 | 21814977.7521 | 0 | 0 | 0 | 0 | 1.9487 | 1.9487 | 5.1209 | 5.1209 | 5.1209 | 5.1209 | 2.7941 | 2.7941 | -0.99373 | -0.99373 | -0.99373 | -0.99373 | -0.99373 | -0.99373 | -0.99373 | -0.99373 | -0.99373 | -0.99373 | -0.99373 | -0.99373 | -0.99373 | -0.99373 | -0.99373 | -0.99373 | -0.99373 | -0.99373 | -0.99373 | -0.99373 | -0.99373 | -0.99373 | -0.99373 | -0.99373 | -0.99373 | -0.99373 | -0.99373 | -2.9425 | -2.9425 | -6.1147 | -6.1147 | -6.1147 | -6.1147 | -3.7878 | -3.7878 | 0 | 7989.9277
PhII (AES100-Mont, EH, and SH) | AES100 | 3 | AES Generation Development | Montauk, East Hampton, and Southampton | 1 | 1, 2, and 3 | Battery Storage | 13 kV Radial Feeders at Montauk, East Hampton, and Southampton | 5130 | 5130 | 5130 | 1.026 | 9079719.3573 | 7989927.6896 | 4745330.7052 | 21814977.7521 | 0 | 0 | 0 | 0 | 0 | 0 | 3.1722 | 3.1722 | 3.1722 | 3.1722 | 3.1722 | 3.1722 | -0.61557 | -0.61557 | -0.61557 | -0.61557 | -0.61557 | -0.61557 | -0.61557 | -0.61557 | -0.61557 | -0.61557 | -0.61557 | -0.61557 | -0.61557 | -0.61557 | -0.61557 | -0.61557 | -0.61557 | -0.61557 | -0.61557 | -0.61557 | -0.61557 | -0.61557 | -0.61557 | -0.61557 | -0.61557 | -0.61557 | -0.61557 | -0.61557 | -0.61557 | -3.7878 | -3.7878 | -3.7878 | -3.7878 | -3.7878 | -3.7878 | 0 | 4745.3307
PhII (ANB100) | ANB100 | 1 | Anbaric Microgrid II LLC | South Fork Microgrid | 1 | 1, 2, and 3 | Demand Response, Battery Storage, Conventional Generation, Solar Power | Southampton, East Hampton, and Montauk - Dist'n Bus | 5130 | 10260 | 10260 | 1.026 | 8366531.9422 | 15979855.3793 | 9490661.4103 | 33837048.7318 | 0 | 0 | 0 | 0.12392 | 2.0726 | 2.0726 | 5.2449 | 5.2449 | 5.2449 | 5.2449 | 2.918 | 2.918 | -0.86981 | -0.86981 | -1.0413 | -1.0413 | -1.0413 | -1.0413 | -1.0413 | -1.0413 | -1.0413 | -1.0413 | -1.0413 | -1.0413 | -1.0413 | -1.0413 | -1.0413 | -1.0413 | -1.0413 | -1.0413 | -1.0413 | -1.0413 | -1.0413 | -1.0413 | -1.0413 | -1.0413 | -1.0413 | -1.0413 | -1.1653 | -3.114 | -3.114 | -6.2862 | -6.2862 | -6.2862 | -6.2862 | -3.9593 | -3.9593 | -0.17153 | 8366.5319
PhII (ANB100) | ANB100 | 2 | Anbaric Microgrid II LLC | South Fork Microgrid | 1 | 1, 2, and 3 | Demand Response, Battery Storage, Conventional Generation, Solar Power | Southampton, East Hampton, and Montauk - Dist'n Bus | 5130 | 10260 | 10260 | 1.026 | 8366531.9422 | 15979855.3793 | 9490661.4103 | 33837048.7318 | 0 | 0 | 0 | 0 | 3.8975 | 3.8975 | 10.2419 | 10.2419 | 10.2419 | 10.2419 | 5.5881 | 5.5881 | -1.9875 | -1.9875 | -1.9875 | -1.9875 | -1.9875 | -1.9875 | -1.9875 | -1.9875 | -1.9875 | -1.9875 | -1.9875 | -1.9875 | -1.9875 | -1.9875 | -1.9875 | -1.9875 | -1.9875 | -1.9875 | -1.9875 | -1.9875 | -1.9875 | -1.9875 | -1.9875 | -1.9875 | -1.9875 | -1.9875 | -1.9875 | -5.8849 | -5.8849 | -12.2293 | -12.2293 | -12.2293 | -12.2293 | -7.5756 | -7.5756 | 0 | 15979.8554
PhII (ANB100) | ANB100 | 3 | Anbaric Microgrid II LLC | South Fork Microgrid | 1 | 1, 2, and 3 | Demand Response, Battery Storage, Conventional Generation, Solar Power | Southampton, East Hampton, and Montauk - Dist'n Bus | 5130 | 10260 | 10260 | 1.026 | 8366531.9422 | 15979855.3793 | 9490661.4103 | 33837048.7318 | 0 | 0 | 0 | 0 | 0 | 0 | 6.3444 | 6.3444 | 6.3444 | 6.3444 | 6.3444 | 6.3444 | -1.2311 | -1.2311 | -1.2311 | -1.2311 | -1.2311 | -1.2311 | -1.2311 | -1.2311 | -1.2311 | -1.2311 | -1.2311 | -1.2311 | -1.2311 | -1.2311 | -1.2311 | -1.2311 | -1.2311 | -1.2311 | -1.2311 | -1.2311 | -1.2311 | -1.2311 | -1.2311 | -1.2311 | -1.2311 | -1.2311 | -1.2311 | -1.2311 | -1.2311 | -7.5756 | -7.5756 | -7.5756 | -7.5756 | -7.5756 | -7.5756 | 0 | 9490.6614
PhII (BPC100) | BPC100 | 1 | Baseload Power Corp | Montauk Flow Battery Storage | 1 | 1 | Battery Storage | Distribution Feeders | 769.5 | 0 | 0 | 1.026 | 1951404.5947 | 0 | 0 | 1951404.5947 | 0 | 0.21019 | 0.24113 | 0.25971 | 0.55202 | 0.55202 | 1.0146 | 0.8886 | 0.8886 | 0.8886 | 0.53957 | 0.53957 | -0.028596 | -0.028596 | -0.23535 | -0.23535 | -0.23535 | -0.23535 | -0.23535 | -0.23535 | -0.23535 | -0.23535 | -0.23535 | -0.23535 | -0.23535 | -0.23535 | -0.23535 | -0.23535 | -0.23535 | -0.23535 | -0.23535 | -0.23535 | -0.23535 | -0.23535 | -0.23535 | -0.23535 | -0.44554 | -0.47648 | -0.49507 | -0.78738 | -0.78738 | -1.2499 | -1.124 | -1.124 | -1.124 | -0.77493 | -0.77493 | -0.20676 | 1951.4046
PhII (BPC100) | BPC100 | 2 | Baseload Power Corp | Montauk Flow Battery Storage | 1 | 1 | Battery Storage | Distribution Feeders | 769.5 | 0 | 0 | 1.026 | 1951404.5947 | 0 | 0 | 1951404.5947 | 0 | 0 | 0 | 0 | 0 | 0 | 0 | 0 | 0 | 0 | 0 | 0 | 0 | 0 | 0 | 0 | 0 | 0 | 0 | 0 | 0 | 0 | 0 | 0 | 0 | 0 | 0 | 0 | 0 | 0 | 0 | 0 | 0 | 0 | 0 | 0 | 0 | 0 | 0 | 0 | 0 | 0 | 0 | 0 | 0 | 0 | 0 | 0 | 0
PhII (BPC100) | BPC100 | 3 | Baseload Power Corp | Montauk Flow Battery Storage | 1 | 1 | Battery Storage | Distribution Feeders | 769.5 | 0 | 0 | 1.026 | 1951404.5947 | 0 | 0 | 1951404.5947 | 0 | 0 | 0 | 0 | 0 | 0 | 0 | 0 | 0 | 0 | 0 | 0 | 0 | 0 | 0 | 0 | 0 | 0 | 0 | 0 | 0 | 0 | 0 | 0 | 0 | 0 | 0 | 0 | 0 | 0 | 0 | 0 | 0 | 0 | 0 | 0 | 0 | 0 | 0 | 0 | 0 | 0 | 0 | 0 | 0 | 0 | 0 | 0 | 0
PhII (CON100-Mont and BH) | CON100 | 1 | Convergent Energy + Power | Bridgehampton and Montauk Project | 1 | 1 and 3 | Battery Storage | Bridgehampton and Montauk Substations - Dist'n Side | 10260 | 0 | 10260 | 1.026 | 18159438.7145 | 0 | 9490661.4103 | 27650100.1249 | 0 | 0 | 0.41249 | 0.66033 | 4.5578 | 4.5578 | 10.9022 | 10.9022 | 10.9022 | 10.9022 | 6.2484 | 6.2484 | -1.3271 | -1.3271 | -2.2583 | -2.2583 | -2.2583 | -2.2583 | -2.2583 | -2.2583 | -2.2583 | -2.2583 | -2.2583 | -2.2583 | -2.2583 | -2.2583 | -2.2583 | -2.2583 | -2.2583 | -2.2583 | -2.2583 | -2.2583 | -2.2583 | -2.2583 | -2.2583 | -2.2583 | -2.2583 | -2.6708 | -2.9186 | -6.8161 | -6.8161 | -13.1605 | -13.1605 | -13.1605 | -13.1605 | -8.5067 | -8.5067 | -0.93117 | 18159.4387
PhII (CON100-Mont and BH) | CON100 | 2 | Convergent Energy + Power | Bridgehampton and Montauk Project | 1 | 1 and 3 | Battery Storage | Bridgehampton and Montauk Substations - Dist'n Side | 10260 | 0 | 10260 | 1.026 | 18159438.7145 | 0 | 9490661.4103 | 27650100.1249 | 0 | 0 | 0 | 0 | 0 | 0 | 0 | 0 | 0 | 0 | 0 | 0 | 0 | 0 | 0 | 0 | 0 | 0 | 0 | 0 | 0 | 0 | 0 | 0 | 0 | 0 | 0 | 0 | 0 | 0 | 0 | 0 | 0 | 0 | 0 | 0 | 0 | 0 | 0 | 0 | 0 | 0 | 0 | 0 | 0 | 0 | 0 | 0 | 0
PhII (CON100-Mont and BH) | CON100 | 3 | Convergent Energy + Power | Bridgehampton and Montauk Project | 1 | 1 and 3 | Battery Storage | Bridgehampton and Montauk Substations - Dist'n Side | 10260 | 0 | 10260 | 1.026 | 18159438.7145 | 0 | 9490661.4103 | 27650100.1249 | 0 | 0 | 0 | 0 | 0 | 0 | 6.3444 | 6.3444 | 6.3444 | 6.3444 | 6.3444 | 6.3444 | -1.2311 | -1.2311 | -1.2311 | -1.2311 | -1.2311 | -1.2311 | -1.2311 | -1.2311 | -1.2311 | -1.2311 | -1.2311 | -1.2311 | -1.2311 | -1.2311 | -1.2311 | -1.2311 | -1.2311 | -1.2311 | -1.2311 | -1.2311 | -1.2311 | -1.2311 | -1.2311 | -1.2311 | -1.2311 | -1.2311 | -1.2311 | -1.2311 | -1.2311 | -7.5756 | -7.5756 | -7.5756 | -7.5756 | -7.5756 | -7.5756 | 0 | 9490.6614
PhII (CON100-Mont only) | CON100 | 1 | Convergent Energy + Power | Bridgehampton and Montauk Project | 2 | 1 | Battery Storage | Montauk Substation - Dist'n Side | 10260 | 0 | 0 | 1.026 | 18159438.7145 | 0 | 0 | 18159438.7145 | 0 | 0 | 0.41249 | 0.66033 | 4.5578 | 4.5578 | 10.9022 | 10.9022 | 10.9022 | 10.9022 | 6.2484 | 6.2484 | -1.3271 | -1.3271 | -2.2583 | -2.2583 | -2.2583 | -2.2583 | -2.2583 | -2.2583 | -2.2583 | -2.2583 | -2.2583 | -2.2583 | -2.2583 | -2.2583 | -2.2583 | -2.2583 | -2.2583 | -2.2583 | -2.2583 | -2.2583 | -2.2583 | -2.2583 | -2.2583 | -2.2583 | -2.2583 | -2.6708 | -2.9186 | -6.8161 | -6.8161 | -13.1605 | -13.1605 | -13.1605 | -13.1605 | -8.5067 | -8.5067 | -0.93117 | 18159.4387
PhII (CON100-Mont only) | CON100 | 2 | Convergent Energy + Power | Bridgehampton and Montauk Project | 2 | 1 | Battery Storage | Montauk Substation - Dist'n Side | 10260 | 0 | 0 | 1.026 | 18159438.7145 | 0 | 0 | 18159438.7145 | 0 | 0 | 0 | 0 | 0 | 0 | 0 | 0 | 0 | 0 | 0 | 0 | 0 | 0 | 0 | 0 | 0 | 0 | 0 | 0 | 0 | 0 | 0 | 0 | 0 | 0 | 0 | 0 | 0 | 0 | 0 | 0 | 0 | 0 | 0 | 0 | 0 | 0 | 0 | 0 | 0 | 0 | 0 | 0 | 0 | 0 | 0 | 0 | 0
PhII (CON100-Mont only) | CON100 | 3 | Convergent Energy + Power | Bridgehampton and Montauk Project | 2 | 1 | Battery Storage | Montauk Substation - Dist'n Side | 10260 | 0 | 0 | 1.026 | 18159438.7145 | 0 | 0 | 18159438.7145 | 0 | 0 | 0 | 0 | 0 | 0 | 0 | 0 | 0 | 0 | 0 | 0 | 0 | 0 | 0 | 0 | 0 | 0 | 0 | 0 | 0 | 0 | 0 | 0 | 0 | 0 | 0 | 0 | 0 | 0 | 0 | 0 | 0 | 0 | 0 | 0 | 0 | 0 | 0 | 0 | 0 | 0 | 0 | 0 | 0 | 0 | 0 | 0 | 0
PhII (DWW100) | DWW100 | 1 | Deepwater Wind LLC | Deepwater One South Fork | 1 | 2 | Offshore Wind | 69 kV East Hampton | 0 | 33300 | 0 | 1 | 0 | 30525519.1561 | 0 | 30525519.1561 | 0 | 0 | 0 | 0 | 0 | 0 | 0 | 0 | 0 | 0 | 0 | 0 | 0 | 0 | 0 | 0 | 0 | 0 | 0 | 0 | 0 | 0 | 0 | 0 | 0 | 0 | 0 | 0 | 0 | 0 | 0 | 0 | 0 | 0 | 0 | 0 | 0 | 0 | 0 | 0 | 0 | 0 | 0 | 0 | 0 | 0 | 0 | 0 | 0
PhII (DWW100) | DWW100 | 2 | Deepwater Wind LLC | Deepwater One South Fork | 1 | 2 | Offshore Wind | 69 kV East Hampton | 0 | 33300 | 0 | 1 | 0 | 30525519.1561 | 0 | 30525519.1561 | 0 | 0 | 0 | 0 | 0 | 0 | 20.406 | 20.406 | 20.406 | 20.406 | 20.406 | 20.406 | -3.9598 | -3.9598 | -3.9598 | -3.9598 | -3.9598 | -3.9598 | -3.9598 | -3.9598 | -3.9598 | -3.9598 | -3.9598 | -3.9598 | -3.9598 | -3.9598 | -3.9598 | -3.9598 | -3.9598 | -3.9598 | -3.9598 | -3.9598 | -3.9598 | -3.9598 | -3.9598 | -3.9598 | -3.9598 | -3.9598 | -3.9598 | -3.9598 | -3.9598 | -24.3659 | -24.3659 | -24.3659 | -24.3659 | -24.3659 | -24.3659 | 0 | 30525.5192
PhII (DWW100) | DWW100 | 3 | Deepwater Wind LLC | Deepwater One South Fork | 1 | 2 | Offshore Wind | 69 kV East Hampton | 0 | 33300 | 0 | 1 | 0 | 30525519.1561 | 0 | 30525519.1561 | 0 | 0 | 0 | 0 | 0 | 0 | 0 | 0 | 0 | 0 | 0 | 0 | 0 | 0 | 0 | 0 | 0 | 0 | 0 | 0 | 0 | 0 | 0 | 0 | 0 | 0 | 0 | 0 | 0 | 0 | 0 | 0 | 0 | 0 | 0 | 0 | 0 | 0 | 0 | 0 | 0 | 0 | 0 | 0 | 0 | 0 | 0 | 0 | 0
PhII (DWW200) | DWW200 | 1 | Deepwater Wind LLC | Wainscott Storage | 1 | 2 | Battery Storage | 2.4 MW on 13.2 kV UG Circuit Wainscott; 2.4 MW on 13.2 kV OH Circuit Hedges Lane | 0 | 4924.8 | 0 | 1.026 | 0 | 7670330.582 | 0 | 7670330.582 | 0 | 0 | 0 | 0 | 0 | 0 | 0 | 0 | 0 | 0 | 0 | 0 | 0 | 0 | 0 | 0 | 0 | 0 | 0 | 0 | 0 | 0 | 0 | 0 | 0 | 0 | 0 | 0 | 0 | 0 | 0 | 0 | 0 | 0 | 0 | 0 | 0 | 0 | 0 | 0 | 0 | 0 | 0 | 0 | 0 | 0 | 0 | 0 | 0
PhII (DWW200) | DWW200 | 2 | Deepwater Wind LLC | Wainscott Storage | 1 | 2 | Battery Storage | 2.4 MW on 13.2 kV UG Circuit Wainscott; 2.4 MW on 13.2 kV OH Circuit Hedges Lane | 0 | 4924.8 | 0 | 1.026 | 0 | 7670330.582 | 0 | 7670330.582 | 0 | 0 | 0 | 0 | 1.8708 | 1.8708 | 4.9161 | 4.9161 | 4.9161 | 4.9161 | 2.6823 | 2.6823 | -0.95398 | -0.95398 | -0.95398 | -0.95398 | -0.95398 | -0.95398 | -0.95398 | -0.95398 | -0.95398 | -0.95398 | -0.95398 | -0.95398 | -0.95398 | -0.95398 | -0.95398 | -0.95398 | -0.95398 | -0.95398 | -0.95398 | -0.95398 | -0.95398 | -0.95398 | -0.95398 | -0.95398 | -0.95398 | -0.95398 | -0.95398 | -2.8248 | -2.8248 | -5.8701 | -5.8701 | -5.8701 | -5.8701 | -3.6363 | -3.6363 | 0 | 7670.3306
PhII (DWW200) | DWW200 | 3 | Deepwater Wind LLC | Wainscott Storage | 1 | 2 | Battery Storage | 2.4 MW on 13.2 kV UG Circuit Wainscott; 2.4 MW on 13.2 kV OH Circuit Hedges Lane | 0 | 4924.8 | 0 | 1.026 | 0 | 7670330.582 | 0 | 7670330.582 | 0 | 0 | 0 | 0 | 0 | 0 | 0 | 0 | 0 | 0 | 0 | 0 | 0 | 0 | 0 | 0 | 0 | 0 | 0 | 0 | 0 | 0 | 0 | 0 | 0 | 0 | 0 | 0 | 0 | 0 | 0 | 0 | 0 | 0 | 0 | 0 | 0 | 0 | 0 | 0 | 0 | 0 | 0 | 0 | 0 | 0 | 0 | 0 | 0
PhII (DWW300-5MWx8hr) | DWW300 | 1 | Deepwater Wind LLC | Montauk Storage | 1 | 1 | Battery Storage | 4 kV Distribution Bus at Montauk Substation | 5130 | 0 | 0 | 1.026 | 9079719.3573 | 0 | 0 | 9079719.3573 | 0 | 0 | 0.20624 | 0.33016 | 2.2789 | 2.2789 | 5.4511 | 5.4511 | 5.4511 | 5.4511 | 3.1242 | 3.1242 | -0.66357 | -0.66357 | -1.1292 | -1.1292 | -1.1292 | -1.1292 | -1.1292 | -1.1292 | -1.1292 | -1.1292 | -1.1292 | -1.1292 | -1.1292 | -1.1292 | -1.1292 | -1.1292 | -1.1292 | -1.1292 | -1.1292 | -1.1292 | -1.1292 | -1.1292 | -1.1292 | -1.1292 | -1.1292 | -1.3354 | -1.4593 | -3.408 | -3.408 | -6.5803 | -6.5803 | -6.5803 | -6.5803 | -4.2534 | -4.2534 | -0.46559 | 9079.7194
PhII (DWW300-5MWx8hr) | DWW300 | 2 | Deepwater Wind LLC | Montauk Storage | 1 | 1 | Battery Storage | 4 kV Distribution Bus at Montauk Substation | 5130 | 0 | 0 | 1.026 | 9079719.3573 | 0 | 0 | 9079719.3573 | 0 | 0 | 0 | 0 | 0 | 0 | 0 | 0 | 0 | 0 | 0 | 0 | 0 | 0 | 0 | 0 | 0 | 0 | 0 | 0 | 0 | 0 | 0 | 0 | 0 | 0 | 0 | 0 | 0 | 0 | 0 | 0 | 0 | 0 | 0 | 0 | 0 | 0 | 0 | 0 | 0 | 0 | 0 | 0 | 0 | 0 | 0 | 0 | 0
PhII (DWW300-5MWx8hr) | DWW300 | 3 | Deepwater Wind LLC | Montauk Storage | 1 | 1 | Battery Storage | 4 kV Distribution Bus at Montauk Substation | 5130 | 0 | 0 | 1.026 | 9079719.3573 | 0 | 0 | 9079719.3573 | 0 | 0 | 0 | 0 | 0 | 0 | 0 | 0 | 0 | 0 | 0 | 0 | 0 | 0 | 0 | 0 | 0 | 0 | 0 | 0 | 0 | 0 | 0 | 0 | 0 | 0 | 0 | 0 | 0 | 0 | 0 | 0 | 0 | 0 | 0 | 0 | 0 | 0 | 0 | 0 | 0 | 0 | 0 | 0 | 0 | 0 | 0 | 0 | 0
PhII (DWW300-2.5MWx8hr) | DWW300 | 1 | Deepwater Wind LLC | Montauk Storage | 2 | 1 | Battery Storage | 4 kV Distribution Bus at Montauk Substation | 2565 | 0 | 0 | 1.026 | 4539859.6786 | 0 | 0 | 4539859.6786 | 0 | 0 | 0.10312 | 0.16508 | 1.1394 | 1.1394 | 2.7256 | 2.7256 | 2.7256 | 2.7256 | 1.5621 | 1.5621 | -0.33178 | -0.33178 | -0.56458 | -0.56458 | -0.56458 | -0.56458 | -0.56458 | -0.56458 | -0.56458 | -0.56458 | -0.56458 | -0.56458 | -0.56458 | -0.56458 | -0.56458 | -0.56458 | -0.56458 | -0.56458 | -0.56458 | -0.56458 | -0.56458 | -0.56458 | -0.56458 | -0.56458 | -0.56458 | -0.6677 | -0.72966 | -1.704 | -1.704 | -3.2901 | -3.2901 | -3.2901 | -3.2901 | -2.1267 | -2.1267 | -0.23279 | 4539.8597
PhII (DWW300-2.5MWx8hr) | DWW300 | 2 | Deepwater Wind LLC | Montauk Storage | 2 | 1 | Battery Storage | 4 kV Distribution Bus at Montauk Substation | 2565 | 0 | 0 | 1.026 | 4539859.6786 | 0 | 0 | 4539859.6786 | 0 | 0 | 0 | 0 | 0 | 0 | 0 | 0 | 0 | 0 | 0 | 0 | 0 | 0 | 0 | 0 | 0 | 0 | 0 | 0 | 0 | 0 | 0 | 0 | 0 | 0 | 0 | 0 | 0 | 0 | 0 | 0 | 0 | 0 | 0 | 0 | 0 | 0 | 0 | 0 | 0 | 0 | 0 | 0 | 0 | 0 | 0 | 0 | 0
PhII (DWW300-2.5MWx8hr) | DWW300 | 3 | Deepwater Wind LLC | Montauk Storage | 2 | 1 | Battery Storage | 4 kV Distribution Bus at Montauk Substation | 2565 | 0 | 0 | 1.026 | 4539859.6786 | 0 | 0 | 4539859.6786 | 0 | 0 | 0 | 0 | 0 | 0 | 0 | 0 | 0 | 0 | 0 | 0 | 0 | 0 | 0 | 0 | 0 | 0 | 0 | 0 | 0 | 0 | 0 | 0 | 0 | 0 | 0 | 0 | 0 | 0 | 0 | 0 | 0 | 0 | 0 | 0 | 0 | 0 | 0 | 0 | 0 | 0 | 0 | 0 | 0 | 0 | 0 | 0 | 0
PhII (ENH100 T&PP-2017) | ENH100 | 1 | EnergyHub, Inc. | South Fork Direct Load Control | 1 | All Areas - Nonspecified | Thermostats & Pool Pumps | Behind the Meter | 0 | 0 | 1221.715 | 1.067 | 0 | 0 | 1487551.3709 | 1487551.3709 | 0 | 0 | 0 | 0 | 0 | 0 | 0 | 0 | 0 | 0 | 0 | 0 | 0 | 0 | 0 | 0 | 0 | 0 | 0 | 0 | 0 | 0 | 0 | 0 | 0 | 0 | 0 | 0 | 0 | 0 | 0 | 0 | 0 | 0 | 0 | 0 | 0 | 0 | 0 | 0 | 0 | 0 | 0 | 0 | 0 | 0 | 0 | 0 | 0
PhII (ENH100 T&PP-2017) | ENH100 | 2 | EnergyHub, Inc. | South Fork Direct Load Control | 1 | All Areas - Nonspecified | Thermostats & Pool Pumps | Behind the Meter | 0 | 0 | 1221.715 | 1.067 | 0 | 0 | 1487551.3709 | 1487551.3709 | 0 | 0 | 0 | 0 | 0 | 0 | 0 | 0 | 0 | 0 | 0 | 0 | 0 | 0 | 0 | 0 | 0 | 0 | 0 | 0 | 0 | 0 | 0 | 0 | 0 | 0 | 0 | 0 | 0 | 0 | 0 | 0 | 0 | 0 | 0 | 0 | 0 | 0 | 0 | 0 | 0 | 0 | 0 | 0 | 0 | 0 | 0 | 0 | 0
PhII (ENH100 T&PP-2017) | ENH100 | 3 | EnergyHub, Inc. | South Fork Direct Load Control | 1 | All Areas - Nonspecified | Thermostats & Pool Pumps | Behind the Meter | 0 | 0 | 1221.715 | 1.067 | 0 | 0 | 1487551.3709 | 1487551.3709 | 0 | 0.18568 | 0.18568 | 0.18568 | 0.18568 | 0.18568 | 0.92004 | 0.72007 | 0.72007 | 0.72007 | 0.72007 | 0.72007 | -0.182 | -0.182 | -0.182 | -0.182 | -0.182 | -0.182 | -0.182 | -0.182 | -0.182 | -0.182 | -0.182 | -0.182 | -0.182 | -0.182 | -0.182 | -0.182 | -0.182 | -0.182 | -0.182 | -0.182 | -0.182 | -0.182 | -0.182 | -0.182 | -0.36768 | -0.36768 | -0.36768 | -0.36768 | -0.36768 | -1.102 | -0.90207 | -0.90207 | -0.90207 | -0.90207 | -0.90207 | 0 | 1487.5514
PhII (ENH100 T&PP-2018) | ENH100 | 1 | EnergyHub, Inc. | South Fork Direct Load Control | 1 | All Areas - Nonspecified | Thermostats & Pool Pumps | Behind the Meter | 0 | 0 | 1077.67 | 1.067 | 0 | 0 | 996861.7039 | 996861.7039 | 0 | 0 | 0 | 0 | 0 | 0 | 0 | 0 | 0 | 0 | 0 | 0 | 0 | 0 | 0 | 0 | 0 | 0 | 0 | 0 | 0 | 0 | 0 | 0 | 0 | 0 | 0 | 0 | 0 | 0 | 0 | 0 | 0 | 0 | 0 | 0 | 0 | 0 | 0 | 0 | 0 | 0 | 0 | 0 | 0 | 0 | 0 | 0 | 0
PhII (ENH100 T&PP-2018) | ENH100 | 2 | EnergyHub, Inc. | South Fork Direct Load Control | 1 | All Areas - Nonspecified | Thermostats & Pool Pumps | Behind the Meter | 0 | 0 | 1077.67 | 1.067 | 0 | 0 | 996861.7039 | 996861.7039 | 0 | 0 | 0 | 0 | 0 | 0 | 0 | 0 | 0 | 0 | 0 | 0 | 0 | 0 | 0 | 0 | 0 | 0 | 0 | 0 | 0 | 0 | 0 | 0 | 0 | 0 | 0 | 0 | 0 | 0 | 0 | 0 | 0 | 0 | 0 | 0 | 0 | 0 | 0 | 0 | 0 | 0 | 0 | 0 | 0 | 0 | 0 | 0 | 0
PhII (ENH100 T&PP-2018) | ENH100 | 3 | EnergyHub, Inc. | South Fork Direct Load Control | 1 | All Areas - Nonspecified | Thermostats & Pool Pumps | Behind the Meter | 0 | 0 | 1077.67 | 1.067 | 0 | 0 | 996861.7039 | 996861.7039 | 0 | 0 | 0 | 0 | 0 | 0 | 0.66639 | 0.66639 | 0.66639 | 0.66639 | 0.66639 | 0.66639 | -0.12932 | -0.12932 | -0.12932 | -0.12932 | -0.12932 | -0.12932 | -0.12932 | -0.12932 | -0.12932 | -0.12932 | -0.12932 | -0.12932 | -0.12932 | -0.12932 | -0.12932 | -0.12932 | -0.12932 | -0.12932 | -0.12932 | -0.12932 | -0.12932 | -0.12932 | -0.12932 | -0.12932 | -0.12932 | -0.12932 | -0.12932 | -0.12932 | -0.12932 | -0.79571 | -0.79571 | -0.79571 | -0.79571 | -0.79571 | -0.79571 | 0 | 996.8617
PhII (ENH100 T&PP-2019) | ENH100 | 1 | EnergyHub, Inc. | South Fork Direct Load Control | 1 | All Areas - Nonspecified | Thermostats & Pool Pumps | Behind the Meter | 0 | 0 | 949.63 | 1.067 | 0 | 0 | 878422.6896 | 878422.6896 | 0 | 0 | 0 | 0 | 0 | 0 | 0 | 0 | 0 | 0 | 0 | 0 | 0 | 0 | 0 | 0 | 0 | 0 | 0 | 0 | 0 | 0 | 0 | 0 | 0 | 0 | 0 | 0 | 0 | 0 | 0 | 0 | 0 | 0 | 0 | 0 | 0 | 0 | 0 | 0 | 0 | 0 | 0 | 0 | 0 | 0 | 0 | 0 | 0
PhII (ENH100 T&PP-2019) | ENH100 | 2 | EnergyHub, Inc. | South Fork Direct Load Control | 1 | All Areas - Nonspecified | Thermostats & Pool Pumps | Behind the Meter | 0 | 0 | 949.63 | 1.067 | 0 | 0 | 878422.6896 | 878422.6896 | 0 | 0 | 0 | 0 | 0 | 0 | 0 | 0 | 0 | 0 | 0 | 0 | 0 | 0 | 0 | 0 | 0 | 0 | 0 | 0 | 0 | 0 | 0 | 0 | 0 | 0 | 0 | 0 | 0 | 0 | 0 | 0 | 0 | 0 | 0 | 0 | 0 | 0 | 0 | 0 | 0 | 0 | 0 | 0 | 0 | 0 | 0 | 0 | 0
PhII (ENH100 T&PP-2019) | ENH100 | 3 | EnergyHub, Inc. | South Fork Direct Load Control | 1 | All Areas - Nonspecified | Thermostats & Pool Pumps | Behind the Meter | 0 | 0 | 949.63 | 1.067 | 0 | 0 | 878422.6896 | 878422.6896 | 0 | 0 | 0 | 0 | 0 | 0 | 0.58722 | 0.58722 | 0.58722 | 0.58722 | 0.58722 | 0.58722 | -0.11395 | -0.11395 | -0.11395 | -0.11395 | -0.11395 | -0.11395 | -0.11395 | -0.11395 | -0.11395 | -0.11395 | -0.11395 | -0.11395 | -0.11395 | -0.11395 | -0.11395 | -0.11395 | -0.11395 | -0.11395 | -0.11395 | -0.11395 | -0.11395 | -0.11395 | -0.11395 | -0.11395 | -0.11395 | -0.11395 | -0.11395 | -0.11395 | -0.11395 | -0.70117 | -0.70117 | -0.70117 | -0.70117 | -0.70117 | -0.70117 | 0 | 878.4227
PhII (ENH100 WAC-2017) | ENH100 | 1 | EnergyHub, Inc. | South Fork Direct Load Control | 1 | All Areas - Nonspecified | Window ACs | Behind the Meter | 0 | 0 | 853.6 | 1.067 | 0 | 0 | 1039337.2024 | 1039337.2024 | 0 | 0 | 0 | 0 | 0 | 0 | 0 | 0 | 0 | 0 | 0 | 0 | 0 | 0 | 0 | 0 | 0 | 0 | 0 | 0 | 0 | 0 | 0 | 0 | 0 | 0 | 0 | 0 | 0 | 0 | 0 | 0 | 0 | 0 | 0 | 0 | 0 | 0 | 0 | 0 | 0 | 0 | 0 | 0 | 0 | 0 | 0 | 0 | 0
PhII (ENH100 WAC-2017) | ENH100 | 2 | EnergyHub, Inc. | South Fork Direct Load Control | 1 | All Areas - Nonspecified | Window ACs | Behind the Meter | 0 | 0 | 853.6 | 1.067 | 0 | 0 | 1039337.2024 | 1039337.2024 | 0 | 0 | 0 | 0 | 0 | 0 | 0 | 0 | 0 | 0 | 0 | 0 | 0 | 0 | 0 | 0 | 0 | 0 | 0 | 0 | 0 | 0 | 0 | 0 | 0 | 0 | 0 | 0 | 0 | 0 | 0 | 0 | 0 | 0 | 0 | 0 | 0 | 0 | 0 | 0 | 0 | 0 | 0 | 0 | 0 | 0 | 0 | 0 | 0
PhII (ENH100 WAC-2017) | ENH100 | 3 | EnergyHub, Inc. | South Fork Direct Load Control | 1 | All Areas - Nonspecified | Window ACs | Behind the Meter | 0 | 0 | 853.6 | 1.067 | 0 | 0 | 1039337.2024 | 1039337.2024 | 0 | 0.12974 | 0.12974 | 0.12974 | 0.12974 | 0.12974 | 0.64282 | 0.5031 | 0.5031 | 0.5031 | 0.5031 | 0.5031 | -0.12716 | -0.12716 | -0.12716 | -0.12716 | -0.12716 | -0.12716 | -0.12716 | -0.12716 | -0.12716 | -0.12716 | -0.12716 | -0.12716 | -0.12716 | -0.12716 | -0.12716 | -0.12716 | -0.12716 | -0.12716 | -0.12716 | -0.12716 | -0.12716 | -0.12716 | -0.12716 | -0.12716 | -0.2569 | -0.2569 | -0.2569 | -0.2569 | -0.2569 | -0.76998 | -0.63026 | -0.63026 | -0.63026 | -0.63026 | -0.63026 | 0 | 1039.3372
ENH100 Summary | ENH100 | 3 | EnergyHub, Inc. | Thermostats & Pool Pumps - 1145 kW (1222 kW effective) Implemented in 2017 | 1 | All Areas - Nonspecified | Thermostats & Pool Pumps | Behind the Meter |  |  |  | 1.067 |  |  |  |  | 0 | 0.18568 | 0.18568 | 0.18568 | 0.18568 | 0.18568 | 0.92004 | 0.72007 | 0.72007 | 0.72007 | 0.72007 | 0.72007 | -0.182 | -0.182 | -0.182 | -0.182 | -0.182 | -0.182 | -0.182 | -0.182 | -0.182 | -0.182 | -0.182 | -0.182 | -0.182 | -0.182 | -0.182 | -0.182 | -0.182 | -0.182 | -0.182 | -0.182 | -0.182 | -0.182 | -0.182 | -0.182 | -0.36768 | -0.36768 | -0.36768 | -0.36768 | -0.36768 | -1.102 | -0.90207 | -0.90207 | -0.90207 | -0.90207 | -0.90207 | 0 | 1487.5514
ENH100 Summary | ENH100 | 3 | EnergyHub, Inc. | Thermostats & Pool Pumps - 1010 kW (1078 kW effective) Implemented in 2018 | 1 | All Areas - Nonspecified | Thermostats & Pool Pumps | Behind the Meter |  |  |  | 1.067 |  |  |  |  | 0 | 0 | 0 | 0 | 0 | 0 | 0.66639 | 0.66639 | 0.66639 | 0.66639 | 0.66639 | 0.66639 | -0.12932 | -0.12932 | -0.12932 | -0.12932 | -0.12932 | -0.12932 | -0.12932 | -0.12932 | -0.12932 | -0.12932 | -0.12932 | -0.12932 | -0.12932 | -0.12932 | -0.12932 | -0.12932 | -0.12932 | -0.12932 | -0.12932 | -0.12932 | -0.12932 | -0.12932 | -0.12932 | -0.12932 | -0.12932 | -0.12932 | -0.12932 | -0.12932 | -0.12932 | -0.79571 | -0.79571 | -0.79571 | -0.79571 | -0.79571 | -0.79571 | 0 | 996.8617
ENH100 Summary | ENH100 | 3 | EnergyHub, Inc. | Thermostats & Pool Pumps - 890 kW (950 kW effective) Implemented in 2019 | 1 | All Areas - Nonspecified | Thermostats & Pool Pumps | Behind the Meter |  |  |  | 1.067 |  |  |  |  | 0 | 0 | 0 | 0 | 0 | 0 | 0.58722 | 0.58722 | 0.58722 | 0.58722 | 0.58722 | 0.58722 | -0.11395 | -0.11395 | -0.11395 | -0.11395 | -0.11395 | -0.11395 | -0.11395 | -0.11395 | -0.11395 | -0.11395 | -0.11395 | -0.11395 | -0.11395 | -0.11395 | -0.11395 | -0.11395 | -0.11395 | -0.11395 | -0.11395 | -0.11395 | -0.11395 | -0.11395 | -0.11395 | -0.11395 | -0.11395 | -0.11395 | -0.11395 | -0.11395 | -0.11395 | -0.70117 | -0.70117 | -0.70117 | -0.70117 | -0.70117 | -0.70117 | 0 | 878.4227
ENH100 Summary | ENH100 | 3 | EnergyHub, Inc. | Thermostats & Pool Pumps - 3045 kW (3249 kW effective) Composite | 1 | All Areas - Nonspecified | Thermostats & Pool Pumps | Behind the Meter |  |  |  | 1.067 |  |  |  |  | 0 | 0.18568 | 0.18568 | 0.18568 | 0.18568 | 0.18568 | 2.1736 | 1.9737 | 1.9737 | 1.9737 | 1.9737 | 1.9737 | -0.42527 | -0.42527 | -0.42527 | -0.42527 | -0.42527 | -0.42527 | -0.42527 | -0.42527 | -0.42527 | -0.42527 | -0.42527 | -0.42527 | -0.42527 | -0.42527 | -0.42527 | -0.42527 | -0.42527 | -0.42527 | -0.42527 | -0.42527 | -0.42527 | -0.42527 | -0.42527 | -0.42527 | -0.61095 | -0.61095 | -0.61095 | -0.61095 | -0.61095 | -2.5989 | -2.3989 | -2.3989 | -2.3989 | -2.3989 | -2.3989 | 0 | 3362.8358
ENH100 Summary | ENH100 | 3 | EnergyHub, Inc. | Window ACs - 800 kW (854 kW effective) Implemented in 2017 | 1 | All Areas - Nonspecified | Window ACs | Behind the Meter |  |  |  | 1.067 |  |  |  |  | 0 | 0.12974 | 0.12974 | 0.12974 | 0.12974 | 0.12974 | 0.64282 | 0.5031 | 0.5031 | 0.5031 | 0.5031 | 0.5031 | -0.12716 | -0.12716 | -0.12716 | -0.12716 | -0.12716 | -0.12716 | -0.12716 | -0.12716 | -0.12716 | -0.12716 | -0.12716 | -0.12716 | -0.12716 | -0.12716 | -0.12716 | -0.12716 | -0.12716 | -0.12716 | -0.12716 | -0.12716 | -0.12716 | -0.12716 | -0.12716 | -0.12716 | -0.2569 | -0.2569 | -0.2569 | -0.2569 | -0.2569 | -0.76998 | -0.63026 | -0.63026 | -0.63026 | -0.63026 | -0.63026 | 0 | 1039.3372
ENH100 Summary | ENH100 | 3 | EnergyHub, Inc. | All Options Combined - 3845 kW (4103 kW effective) | 1 | All Areas - Nonspecified | Thermostats, Pool Pumps, & Window Acs | Behind the Meter |  |  |  | 1.067 |  |  |  |  | 0 | 0.31542 | 0.31542 | 0.31542 | 0.31542 | 0.31542 | 2.8165 | 2.4768 | 2.4768 | 2.4768 | 2.4768 | 2.4768 | -0.55243 | -0.55243 | -0.55243 | -0.55243 | -0.55243 | -0.55243 | -0.55243 | -0.55243 | -0.55243 | -0.55243 | -0.55243 | -0.55243 | -0.55243 | -0.55243 | -0.55243 | -0.55243 | -0.55243 | -0.55243 | -0.55243 | -0.55243 | -0.55243 | -0.55243 | -0.55243 | -0.55243 | -0.86785 | -0.86785 | -0.86785 | -0.86785 | -0.86785 | -3.3689 | -3.0292 | -3.0292 | -3.0292 | -3.0292 | -3.0292 | 0 | 4402.173
PhII (FCE100-9.3MW) | FCE100 | 1 | FuelCell Energy, Inc. | Southampton Fuel Cell | 1 | 3 | Fuel Cell | Southampton - 69kV | 0 | 0 | 9300 | 1 | 0 | 0 | 8602646.3076 | 8602646.3076 | 0 | 0 | 0 | 0 | 0 | 0 | 0 | 0 | 0 | 0 | 0 | 0 | 0 | 0 | 0 | 0 | 0 | 0 | 0 | 0 | 0 | 0 | 0 | 0 | 0 | 0 | 0 | 0 | 0 | 0 | 0 | 0 | 0 | 0 | 0 | 0 | 0 | 0 | 0 | 0 | 0 | 0 | 0 | 0 | 0 | 0 | 0 | 0 | 0
PhII (FCE100-9.3MW) | FCE100 | 2 | FuelCell Energy, Inc. | Southampton Fuel Cell | 1 | 3 | Fuel Cell | Southampton - 69kV | 0 | 0 | 9300 | 1 | 0 | 0 | 8602646.3076 | 8602646.3076 | 0 | 0 | 0 | 0 | 0 | 0 | 0 | 0 | 0 | 0 | 0 | 0 | 0 | 0 | 0 | 0 | 0 | 0 | 0 | 0 | 0 | 0 | 0 | 0 | 0 | 0 | 0 | 0 | 0 | 0 | 0 | 0 | 0 | 0 | 0 | 0 | 0 | 0 | 0 | 0 | 0 | 0 | 0 | 0 | 0 | 0 | 0 | 0 | 0
PhII (FCE100-9.3MW) | FCE100 | 3 | FuelCell Energy, Inc. | Southampton Fuel Cell | 1 | 3 | Fuel Cell | Southampton - 69kV | 0 | 0 | 9300 | 1 | 0 | 0 | 8602646.3076 | 8602646.3076 | 0 | 0 | 0 | 0 | 0 | 0 | 5.7508 | 5.7508 | 5.7508 | 5.7508 | 5.7508 | 5.7508 | -1.116 | -1.116 | -1.116 | -1.116 | -1.116 | -1.116 | -1.116 | -1.116 | -1.116 | -1.116 | -1.116 | -1.116 | -1.116 | -1.116 | -1.116 | -1.116 | -1.116 | -1.116 | -1.116 | -1.116 | -1.116 | -1.116 | -1.116 | -1.116 | -1.116 | -1.116 | -1.116 | -1.116 | -1.116 | -6.8667 | -6.8667 | -6.8667 | -6.8667 | -6.8667 | -6.8667 | 0 | 8602.6463
PhII (FCE100-7.3MW) | FCE100 | 1 | FuelCell Energy, Inc. | Southampton Fuel Cell | 2 | 3 | Fuel Cell | Southampton - 69kV | 0 | 0 | 7300 | 1 | 0 | 0 | 6752614.8436 | 6752614.8436 | 0 | 0 | 0 | 0 | 0 | 0 | 0 | 0 | 0 | 0 | 0 | 0 | 0 | 0 | 0 | 0 | 0 | 0 | 0 | 0 | 0 | 0 | 0 | 0 | 0 | 0 | 0 | 0 | 0 | 0 | 0 | 0 | 0 | 0 | 0 | 0 | 0 | 0 | 0 | 0 | 0 | 0 | 0 | 0 | 0 | 0 | 0 | 0 | 0
PhII (FCE100-7.3MW) | FCE100 | 2 | FuelCell Energy, Inc. | Southampton Fuel Cell | 2 | 3 | Fuel Cell | Southampton - 69kV | 0 | 0 | 7300 | 1 | 0 | 0 | 6752614.8436 | 6752614.8436 | 0 | 0 | 0 | 0 | 0 | 0 | 0 | 0 | 0 | 0 | 0 | 0 | 0 | 0 | 0 | 0 | 0 | 0 | 0 | 0 | 0 | 0 | 0 | 0 | 0 | 0 | 0 | 0 | 0 | 0 | 0 | 0 | 0 | 0 | 0 | 0 | 0 | 0 | 0 | 0 | 0 | 0 | 0 | 0 | 0 | 0 | 0 | 0 | 0
PhII (FCE100-7.3MW) | FCE100 | 3 | FuelCell Energy, Inc. | Southampton Fuel Cell | 2 | 3 | Fuel Cell | Southampton - 69kV | 0 | 0 | 7300 | 1 | 0 | 0 | 6752614.8436 | 6752614.8436 | 0 | 0 | 0 | 0 | 0 | 0 | 4.5141 | 4.5141 | 4.5141 | 4.5141 | 4.5141 | 4.5141 | -0.87596 | -0.87596 | -0.87596 | -0.87596 | -0.87596 | -0.87596 | -0.87596 | -0.87596 | -0.87596 | -0.87596 | -0.87596 | -0.87596 | -0.87596 | -0.87596 | -0.87596 | -0.87596 | -0.87596 | -0.87596 | -0.87596 | -0.87596 | -0.87596 | -0.87596 | -0.87596 | -0.87596 | -0.87596 | -0.87596 | -0.87596 | -0.87596 | -0.87596 | -5.39 | -5.39 | -5.39 | -5.39 | -5.39 | -5.39 | 0 | 6752.6148
PhII (FCE100-5.3MW) | FCE100 | 1 | FuelCell Energy, Inc. | Southampton Fuel Cell | 3 | 3 | Fuel Cell | Southampton - 69kV | 0 | 0 | 5300 | 1 | 0 | 0 | 4902583.3796 | 4902583.3796 | 0 | 0 | 0 | 0 | 0 | 0 | 0 | 0 | 0 | 0 | 0 | 0 | 0 | 0 | 0 | 0 | 0 | 0 | 0 | 0 | 0 | 0 | 0 | 0 | 0 | 0 | 0 | 0 | 0 | 0 | 0 | 0 | 0 | 0 | 0 | 0 | 0 | 0 | 0 | 0 | 0 | 0 | 0 | 0 | 0 | 0 | 0 | 0 | 0
PhII (FCE100-5.3MW) | FCE100 | 2 | FuelCell Energy, Inc. | Southampton Fuel Cell | 3 | 3 | Fuel Cell | Southampton - 69kV | 0 | 0 | 5300 | 1 | 0 | 0 | 4902583.3796 | 4902583.3796 | 0 | 0 | 0 | 0 | 0 | 0 | 0 | 0 | 0 | 0 | 0 | 0 | 0 | 0 | 0 | 0 | 0 | 0 | 0 | 0 | 0 | 0 | 0 | 0 | 0 | 0 | 0 | 0 | 0 | 0 | 0 | 0 | 0 | 0 | 0 | 0 | 0 | 0 | 0 | 0 | 0 | 0 | 0 | 0 | 0 | 0 | 0 | 0 | 0
PhII (FCE100-5.3MW) | FCE100 | 3 | FuelCell Energy, Inc. | Southampton Fuel Cell | 3 | 3 | Fuel Cell | Southampton - 69kV | 0 | 0 | 5300 | 1 | 0 | 0 | 4902583.3796 | 4902583.3796 | 0 | 0 | 0 | 0 | 0 | 0 | 3.2773 | 3.2773 | 3.2773 | 3.2773 | 3.2773 | 3.2773 | -0.63597 | -0.63597 | -0.63597 | -0.63597 | -0.63597 | -0.63597 | -0.63597 | -0.63597 | -0.63597 | -0.63597 | -0.63597 | -0.63597 | -0.63597 | -0.63597 | -0.63597 | -0.63597 | -0.63597 | -0.63597 | -0.63597 | -0.63597 | -0.63597 | -0.63597 | -0.63597 | -0.63597 | -0.63597 | -0.63597 | -0.63597 | -0.63597 | -0.63597 | -3.9133 | -3.9133 | -3.9133 | -3.9133 | -3.9133 | -3.9133 | 0 | 4902.5834
PhII (GCN100-2017 COD) | GCN100 | 1 | Green Charge Networks | Peak Relief Services | 1 | All Areas - Nonspecified | Battery Storage | Behind the Meter | 0 | 0 | 533.5 | 1.067 | 0 | 0 | 649585.7515 | 649585.7515 | 0 | 0 | 0 | 0 | 0 | 0 | 0 | 0 | 0 | 0 | 0 | 0 | 0 | 0 | 0 | 0 | 0 | 0 | 0 | 0 | 0 | 0 | 0 | 0 | 0 | 0 | 0 | 0 | 0 | 0 | 0 | 0 | 0 | 0 | 0 | 0 | 0 | 0 | 0 | 0 | 0 | 0 | 0 | 0 | 0 | 0 | 0 | 0 | 0
PhII (GCN100-2017 COD) | GCN100 | 2 | Green Charge Networks | Peak Relief Services | 1 | All Areas - Nonspecified | Battery Storage | Behind the Meter | 0 | 0 | 533.5 | 1.067 | 0 | 0 | 649585.7515 | 649585.7515 | 0 | 0 | 0 | 0 | 0 | 0 | 0 | 0 | 0 | 0 | 0 | 0 | 0 | 0 | 0 | 0 | 0 | 0 | 0 | 0 | 0 | 0 | 0 | 0 | 0 | 0 | 0 | 0 | 0 | 0 | 0 | 0 | 0 | 0 | 0 | 0 | 0 | 0 | 0 | 0 | 0 | 0 | 0 | 0 | 0 | 0 | 0 | 0 | 0
PhII (GCN100-2017 COD) | GCN100 | 3 | Green Charge Networks | Peak Relief Services | 1 | All Areas - Nonspecified | Battery Storage | Behind the Meter | 0 | 0 | 533.5 | 1.067 | 0 | 0 | 649585.7515 | 649585.7515 | 0 | 0.081085 | 0.081085 | 0.081085 | 0.081085 | 0.081085 | 0.40176 | 0.31444 | 0.31444 | 0.31444 | 0.31444 | 0.31444 | -0.079476 | -0.079476 | -0.079476 | -0.079476 | -0.079476 | -0.079476 | -0.079476 | -0.079476 | -0.079476 | -0.079476 | -0.079476 | -0.079476 | -0.079476 | -0.079476 | -0.079476 | -0.079476 | -0.079476 | -0.079476 | -0.079476 | -0.079476 | -0.079476 | -0.079476 | -0.079476 | -0.079476 | -0.16056 | -0.16056 | -0.16056 | -0.16056 | -0.16056 | -0.48124 | -0.39392 | -0.39392 | -0.39392 | -0.39392 | -0.39392 | 0 | 649.5858
PhII (GCN100-2018 COD) | GCN100 | 1 | Green Charge Networks | Peak Relief Services | 2 | All Areas - Nonspecified | Battery Storage | Behind the Meter | 0 | 0 | 2134 | 1.067 | 0 | 0 | 1973983.5721 | 1973983.5721 | 0 | 0 | 0 | 0 | 0 | 0 | 0 | 0 | 0 | 0 | 0 | 0 | 0 | 0 | 0 | 0 | 0 | 0 | 0 | 0 | 0 | 0 | 0 | 0 | 0 | 0 | 0 | 0 | 0 | 0 | 0 | 0 | 0 | 0 | 0 | 0 | 0 | 0 | 0 | 0 | 0 | 0 | 0 | 0 | 0 | 0 | 0 | 0 | 0
PhII (GCN100-2018 COD) | GCN100 | 2 | Green Charge Networks | Peak Relief Services | 2 | All Areas - Nonspecified | Battery Storage | Behind the Meter | 0 | 0 | 2134 | 1.067 | 0 | 0 | 1973983.5721 | 1973983.5721 | 0 | 0 | 0 | 0 | 0 | 0 | 0 | 0 | 0 | 0 | 0 | 0 | 0 | 0 | 0 | 0 | 0 | 0 | 0 | 0 | 0 | 0 | 0 | 0 | 0 | 0 | 0 | 0 | 0 | 0 | 0 | 0 | 0 | 0 | 0 | 0 | 0 | 0 | 0 | 0 | 0 | 0 | 0 | 0 | 0 | 0 | 0 | 0 | 0
PhII (GCN100-2018 COD) | GCN100 | 3 | Green Charge Networks | Peak Relief Services | 2 | All Areas - Nonspecified | Battery Storage | Behind the Meter | 0 | 0 | 2134 | 1.067 | 0 | 0 | 1973983.5721 | 1973983.5721 | 0 | 0 | 0 | 0 | 0 | 0 | 1.3196 | 1.3196 | 1.3196 | 1.3196 | 1.3196 | 1.3196 | -0.25607 | -0.25607 | -0.25607 | -0.25607 | -0.25607 | -0.25607 | -0.25607 | -0.25607 | -0.25607 | -0.25607 | -0.25607 | -0.25607 | -0.25607 | -0.25607 | -0.25607 | -0.25607 | -0.25607 | -0.25607 | -0.25607 | -0.25607 | -0.25607 | -0.25607 | -0.25607 | -0.25607 | -0.25607 | -0.25607 | -0.25607 | -0.25607 | -0.25607 | -1.5757 | -1.5757 | -1.5757 | -1.5757 | -1.5757 | -1.5757 | 0 | 1973.9836
PhII (HAL100) | HAL100 | 1 | Halmar International LLC | South Fork Power Production Resources | 1 | 1 and 2 | Aeroderivative Combustion Turbines | 69 kV East Hampton and 23 kV Montauk | 4486 | 11090 | 0 | 1 | 11376219.6387 | 20517252.2569 | 0 | 31893471.8956 | 0 | 1.2254 | 1.4057 | 1.5141 | 3.2182 | 3.2182 | 5.9146 | 5.1804 | 5.1804 | 5.1804 | 3.1456 | 3.1456 | -0.16671 | -0.16671 | -1.3721 | -1.3721 | -1.3721 | -1.3721 | -1.3721 | -1.3721 | -1.3721 | -1.3721 | -1.3721 | -1.3721 | -1.3721 | -1.3721 | -1.3721 | -1.3721 | -1.3721 | -1.3721 | -1.3721 | -1.3721 | -1.3721 | -1.3721 | -1.3721 | -1.3721 | -2.5974 | -2.7778 | -2.8861 | -4.5902 | -4.5902 | -7.2867 | -6.5524 | -6.5524 | -6.5524 | -4.5176 | -4.5176 | -1.2053 | 11376.2196
PhII (HAL100) | HAL100 | 2 | Halmar International LLC | South Fork Power Production Resources | 1 | 1 and 2 | Aeroderivative Combustion Turbines | 69 kV East Hampton and 23 kV Montauk | 4486 | 11090 | 0 | 1 | 11376219.6387 | 20517252.2569 | 0 | 31893471.8956 | 0 | 1.6855 | 1.6855 | 1.6855 | 5.8983 | 5.8983 | 12.5643 | 10.7491 | 10.7491 | 10.7491 | 5.7188 | 5.7188 | -2.4696 | -2.4696 | -2.4696 | -2.4696 | -2.4696 | -2.4696 | -2.4696 | -2.4696 | -2.4696 | -2.4696 | -2.4696 | -2.4696 | -2.4696 | -2.4696 | -2.4696 | -2.4696 | -2.4696 | -2.4696 | -2.4696 | -2.4696 | -2.4696 | -2.4696 | -2.4696 | -2.4696 | -4.1551 | -4.1551 | -4.1551 | -8.3679 | -8.3679 | -15.0339 | -13.2187 | -13.2187 | -13.2187 | -8.1884 | -8.1884 | 0 | 20517.2523
PhII (HAL100) | HAL100 | 3 | Halmar International LLC | South Fork Power Production Resources | 1 | 1 and 2 | Aeroderivative Combustion Turbines | 69 kV East Hampton and 23 kV Montauk | 4486 | 11090 | 0 | 1 | 11376219.6387 | 20517252.2569 | 0 | 31893471.8956 | 0 | 0 | 0 | 0 | 0 | 0 | 0 | 0 | 0 | 0 | 0 | 0 | 0 | 0 | 0 | 0 | 0 | 0 | 0 | 0 | 0 | 0 | 0 | 0 | 0 | 0 | 0 | 0 | 0 | 0 | 0 | 0 | 0 | 0 | 0 | 0 | 0 | 0 | 0 | 0 | 0 | 0 | 0 | 0 | 0 | 0 | 0 | 0 | 0
PhII (LAN100 AC-2017) | LAN100 | 1 | Landis + Gyr | South Fork Demand Management Phase I/II | 1 | All (unspecificed) | Central A/C Devices | Behind the Meter | 0 | 0 | 2560.8 | 1.067 | 0 | 0 | 3118011.6071 | 3118011.6071 | 0 | 0 | 0 | 0 | 0 | 0 | 0 | 0 | 0 | 0 | 0 | 0 | 0 | 0 | 0 | 0 | 0 | 0 | 0 | 0 | 0 | 0 | 0 | 0 | 0 | 0 | 0 | 0 | 0 | 0 | 0 | 0 | 0 | 0 | 0 | 0 | 0 | 0 | 0 | 0 | 0 | 0 | 0 | 0 | 0 | 0 | 0 | 0 | 0
PhII (LAN100 AC-2017) | LAN100 | 2 | Landis + Gyr | South Fork Demand Management Phase I/II | 1 | All (unspecificed) | Central A/C Devices | Behind the Meter | 0 | 0 | 2560.8 | 1.067 | 0 | 0 | 3118011.6071 | 3118011.6071 | 0 | 0 | 0 | 0 | 0 | 0 | 0 | 0 | 0 | 0 | 0 | 0 | 0 | 0 | 0 | 0 | 0 | 0 | 0 | 0 | 0 | 0 | 0 | 0 | 0 | 0 | 0 | 0 | 0 | 0 | 0 | 0 | 0 | 0 | 0 | 0 | 0 | 0 | 0 | 0 | 0 | 0 | 0 | 0 | 0 | 0 | 0 | 0 | 0
PhII (LAN100 AC-2017) | LAN100 | 3 | Landis + Gyr | South Fork Demand Management Phase I/II | 1 | All (unspecificed) | Central A/C Devices | Behind the Meter | 0 | 0 | 2560.8 | 1.067 | 0 | 0 | 3118011.6071 | 3118011.6071 | 0 | 0.38921 | 0.38921 | 0.38921 | 0.38921 | 0.38921 | 1.9285 | 1.5093 | 1.5093 | 1.5093 | 1.5093 | 1.5093 | -0.38148 | -0.38148 | -0.38148 | -0.38148 | -0.38148 | -0.38148 | -0.38148 | -0.38148 | -0.38148 | -0.38148 | -0.38148 | -0.38148 | -0.38148 | -0.38148 | -0.38148 | -0.38148 | -0.38148 | -0.38148 | -0.38148 | -0.38148 | -0.38148 | -0.38148 | -0.38148 | -0.38148 | -0.77069 | -0.77069 | -0.77069 | -0.77069 | -0.77069 | -2.3099 | -1.8908 | -1.8908 | -1.8908 | -1.8908 | -1.8908 | 0 | 3118.0116
PhII (LAN100 AC-2018) | LAN100 | 1 | Landis + Gyr | South Fork Demand Management Phase I/II | 1 | All (unspecificed) | Central A/C Devices | Behind the Meter | 0 | 0 | 640.2 | 1.067 | 0 | 0 | 592195.0716 | 592195.0716 | 0 | 0 | 0 | 0 | 0 | 0 | 0 | 0 | 0 | 0 | 0 | 0 | 0 | 0 | 0 | 0 | 0 | 0 | 0 | 0 | 0 | 0 | 0 | 0 | 0 | 0 | 0 | 0 | 0 | 0 | 0 | 0 | 0 | 0 | 0 | 0 | 0 | 0 | 0 | 0 | 0 | 0 | 0 | 0 | 0 | 0 | 0 | 0 | 0
PhII (LAN100 AC-2018) | LAN100 | 2 | Landis + Gyr | South Fork Demand Management Phase I/II | 1 | All (unspecificed) | Central A/C Devices | Behind the Meter | 0 | 0 | 640.2 | 1.067 | 0 | 0 | 592195.0716 | 592195.0716 | 0 | 0 | 0 | 0 | 0 | 0 | 0 | 0 | 0 | 0 | 0 | 0 | 0 | 0 | 0 | 0 | 0 | 0 | 0 | 0 | 0 | 0 | 0 | 0 | 0 | 0 | 0 | 0 | 0 | 0 | 0 | 0 | 0 | 0 | 0 | 0 | 0 | 0 | 0 | 0 | 0 | 0 | 0 | 0 | 0 | 0 | 0 | 0 | 0
PhII (LAN100 AC-2018) | LAN100 | 3 | Landis + Gyr | South Fork Demand Management Phase I/II | 1 | All (unspecificed) | Central A/C Devices | Behind the Meter | 0 | 0 | 640.2 | 1.067 | 0 | 0 | 592195.0716 | 592195.0716 | 0 | 0 | 0 | 0 | 0 | 0 | 0.39588 | 0.39588 | 0.39588 | 0.39588 | 0.39588 | 0.39588 | -0.076821 | -0.076821 | -0.076821 | -0.076821 | -0.076821 | -0.076821 | -0.076821 | -0.076821 | -0.076821 | -0.076821 | -0.076821 | -0.076821 | -0.076821 | -0.076821 | -0.076821 | -0.076821 | -0.076821 | -0.076821 | -0.076821 | -0.076821 | -0.076821 | -0.076821 | -0.076821 | -0.076821 | -0.076821 | -0.076821 | -0.076821 | -0.076821 | -0.076821 | -0.4727 | -0.4727 | -0.4727 | -0.4727 | -0.4727 | -0.4727 | 0 | 592.1951
PhII (LAN100 AC-2019) | LAN100 | 1 | Landis + Gyr | South Fork Demand Management Phase I/II | 1 | All (unspecificed) | Central A/C Devices | Behind the Meter | 0 | 0 | 640.2 | 1.067 | 0 | 0 | 592195.0716 | 592195.0716 | 0 | 0 | 0 | 0 | 0 | 0 | 0 | 0 | 0 | 0 | 0 | 0 | 0 | 0 | 0 | 0 | 0 | 0 | 0 | 0 | 0 | 0 | 0 | 0 | 0 | 0 | 0 | 0 | 0 | 0 | 0 | 0 | 0 | 0 | 0 | 0 | 0 | 0 | 0 | 0 | 0 | 0 | 0 | 0 | 0 | 0 | 0 | 0 | 0
PhII (LAN100 AC-2019) | LAN100 | 2 | Landis + Gyr | South Fork Demand Management Phase I/II | 1 | All (unspecificed) | Central A/C Devices | Behind the Meter | 0 | 0 | 640.2 | 1.067 | 0 | 0 | 592195.0716 | 592195.0716 | 0 | 0 | 0 | 0 | 0 | 0 | 0 | 0 | 0 | 0 | 0 | 0 | 0 | 0 | 0 | 0 | 0 | 0 | 0 | 0 | 0 | 0 | 0 | 0 | 0 | 0 | 0 | 0 | 0 | 0 | 0 | 0 | 0 | 0 | 0 | 0 | 0 | 0 | 0 | 0 | 0 | 0 | 0 | 0 | 0 | 0 | 0 | 0 | 0
PhII (LAN100 AC-2019) | LAN100 | 3 | Landis + Gyr | South Fork Demand Management Phase I/II | 1 | All (unspecificed) | Central A/C Devices | Behind the Meter | 0 | 0 | 640.2 | 1.067 | 0 | 0 | 592195.0716 | 592195.0716 | 0 | 0 | 0 | 0 | 0 | 0 | 0.39588 | 0.39588 | 0.39588 | 0.39588 | 0.39588 | 0.39588 | -0.076821 | -0.076821 | -0.076821 | -0.076821 | -0.076821 | -0.076821 | -0.076821 | -0.076821 | -0.076821 | -0.076821 | -0.076821 | -0.076821 | -0.076821 | -0.076821 | -0.076821 | -0.076821 | -0.076821 | -0.076821 | -0.076821 | -0.076821 | -0.076821 | -0.076821 | -0.076821 | -0.076821 | -0.076821 | -0.076821 | -0.076821 | -0.076821 | -0.076821 | -0.4727 | -0.4727 | -0.4727 | -0.4727 | -0.4727 | -0.4727 | 0 | 592.1951
PhII (LAN100 VVO-2019) | LAN100 | 1 | Landis + Gyr | South Fork Demand Management Phase I/II | 1 | 1, 2, and 3 | Volt Var Optimization | Dist'n Grid | 1027.264 | 2780.3943 | 4564.5016 | 1.026 | 1675367.9019 | 4330438.5367 | 4222235.8184 | 10228042.257 | 0 | 0 | 0 | 0.024814 | 0.41504 | 0.41504 | 1.0503 | 1.0503 | 1.0503 | 1.0503 | 0.58431 | 0.58431 | -0.17418 | -0.17418 | -0.20853 | -0.20853 | -0.20853 | -0.20853 | -0.20853 | -0.20853 | -0.20853 | -0.20853 | -0.20853 | -0.20853 | -0.20853 | -0.20853 | -0.20853 | -0.20853 | -0.20853 | -0.20853 | -0.20853 | -0.20853 | -0.20853 | -0.20853 | -0.20853 | -0.20853 | -0.20853 | -0.20853 | -0.23334 | -0.62357 | -0.62357 | -1.2588 | -1.2588 | -1.2588 | -1.2588 | -0.79284 | -0.79284 | -0.034349 | 1675.3679
PhII (LAN100 VVO-2019) | LAN100 | 2 | Landis + Gyr | South Fork Demand Management Phase I/II | 1 | 1, 2, and 3 | Volt Var Optimization | Dist'n Grid | 1027.264 | 2780.3943 | 4564.5016 | 1.026 | 1675367.9019 | 4330438.5367 | 4222235.8184 | 10228042.257 | 0 | 0 | 0 | 0 | 1.0562 | 1.0562 | 2.7755 | 2.7755 | 2.7755 | 2.7755 | 1.5143 | 1.5143 | -0.53859 | -0.53859 | -0.53859 | -0.53859 | -0.53859 | -0.53859 | -0.53859 | -0.53859 | -0.53859 | -0.53859 | -0.53859 | -0.53859 | -0.53859 | -0.53859 | -0.53859 | -0.53859 | -0.53859 | -0.53859 | -0.53859 | -0.53859 | -0.53859 | -0.53859 | -0.53859 | -0.53859 | -0.53859 | -0.53859 | -0.53859 | -1.5948 | -1.5948 | -3.3141 | -3.3141 | -3.3141 | -3.3141 | -2.0529 | -2.0529 | 0 | 4330.4385
PhII (LAN100 VVO-2019) | LAN100 | 3 | Landis + Gyr | South Fork Demand Management Phase I/II | 1 | 1, 2, and 3 | Volt Var Optimization | Dist'n Grid | 1027.264 | 2780.3943 | 4564.5016 | 1.026 | 1675367.9019 | 4330438.5367 | 4222235.8184 | 10228042.257 | 0 | 0 | 0 | 0 | 0 | 0 | 2.8225 | 2.8225 | 2.8225 | 2.8225 | 2.8225 | 2.8225 | -0.54772 | -0.54772 | -0.54772 | -0.54772 | -0.54772 | -0.54772 | -0.54772 | -0.54772 | -0.54772 | -0.54772 | -0.54772 | -0.54772 | -0.54772 | -0.54772 | -0.54772 | -0.54772 | -0.54772 | -0.54772 | -0.54772 | -0.54772 | -0.54772 | -0.54772 | -0.54772 | -0.54772 | -0.54772 | -0.54772 | -0.54772 | -0.54772 | -0.54772 | -3.3702 | -3.3702 | -3.3702 | -3.3702 | -3.3702 | -3.3702 | 0 | 4222.2358
PhII (LIE100-2MW) | LIE100 | 1 | LI Energy Storage System LLC | Montauk Energy Storage System | 1 | 1 | Battery Storage | 4 kV then 13 kV Montauk - dist'n side | 2052 | 0 | 0 | 1.026 | 3631887.7429 | 0 | 0 | 3631887.7429 | 0 | 0 | 0.082498 | 0.13207 | 0.91156 | 0.91156 | 2.1804 | 2.1804 | 2.1804 | 2.1804 | 1.2497 | 1.2497 | -0.26543 | -0.26543 | -0.45166 | -0.45166 | -0.45166 | -0.45166 | -0.45166 | -0.45166 | -0.45166 | -0.45166 | -0.45166 | -0.45166 | -0.45166 | -0.45166 | -0.45166 | -0.45166 | -0.45166 | -0.45166 | -0.45166 | -0.45166 | -0.45166 | -0.45166 | -0.45166 | -0.45166 | -0.45166 | -0.53416 | -0.58373 | -1.3632 | -1.3632 | -2.6321 | -2.6321 | -2.6321 | -2.6321 | -1.7013 | -1.7013 | -0.18623 | 3631.8877
PhII (LIE100-2MW) | LIE100 | 2 | LI Energy Storage System LLC | Montauk Energy Storage System | 1 | 1 | Battery Storage | 4 kV then 13 kV Montauk - dist'n side | 2052 | 0 | 0 | 1.026 | 3631887.7429 | 0 | 0 | 3631887.7429 | 0 | 0 | 0 | 0 | 0 | 0 | 0 | 0 | 0 | 0 | 0 | 0 | 0 | 0 | 0 | 0 | 0 | 0 | 0 | 0 | 0 | 0 | 0 | 0 | 0 | 0 | 0 | 0 | 0 | 0 | 0 | 0 | 0 | 0 | 0 | 0 | 0 | 0 | 0 | 0 | 0 | 0 | 0 | 0 | 0 | 0 | 0 | 0 | 0
PhII (LIE100-2MW) | LIE100 | 3 | LI Energy Storage System LLC | Montauk Energy Storage System | 1 | 1 | Battery Storage | 4 kV then 13 kV Montauk - dist'n side | 2052 | 0 | 0 | 1.026 | 3631887.7429 | 0 | 0 | 3631887.7429 | 0 | 0 | 0 | 0 | 0 | 0 | 0 | 0 | 0 | 0 | 0 | 0 | 0 | 0 | 0 | 0 | 0 | 0 | 0 | 0 | 0 | 0 | 0 | 0 | 0 | 0 | 0 | 0 | 0 | 0 | 0 | 0 | 0 | 0 | 0 | 0 | 0 | 0 | 0 | 0 | 0 | 0 | 0 | 0 | 0 | 0 | 0 | 0 | 0
PhII (LIE100-5MW) | LIE100 | 1 | LI Energy Storage System LLC | Montauk Energy Storage System | 2 | 1 | Battery Storage | 4 kV then 13 kV Montauk - dist'n side | 5130 | 0 | 0 | 1.026 | 9079719.3573 | 0 | 0 | 9079719.3573 | 0 | 0 | 0.20624 | 0.33016 | 2.2789 | 2.2789 | 5.4511 | 5.4511 | 5.4511 | 5.4511 | 3.1242 | 3.1242 | -0.66357 | -0.66357 | -1.1292 | -1.1292 | -1.1292 | -1.1292 | -1.1292 | -1.1292 | -1.1292 | -1.1292 | -1.1292 | -1.1292 | -1.1292 | -1.1292 | -1.1292 | -1.1292 | -1.1292 | -1.1292 | -1.1292 | -1.1292 | -1.1292 | -1.1292 | -1.1292 | -1.1292 | -1.1292 | -1.3354 | -1.4593 | -3.408 | -3.408 | -6.5803 | -6.5803 | -6.5803 | -6.5803 | -4.2534 | -4.2534 | -0.46559 | 9079.7194
PhII (LIE100-5MW) | LIE100 | 2 | LI Energy Storage System LLC | Montauk Energy Storage System | 2 | 1 | Battery Storage | 4 kV then 13 kV Montauk - dist'n side | 5130 | 0 | 0 | 1.026 | 9079719.3573 | 0 | 0 | 9079719.3573 | 0 | 0 | 0 | 0 | 0 | 0 | 0 | 0 | 0 | 0 | 0 | 0 | 0 | 0 | 0 | 0 | 0 | 0 | 0 | 0 | 0 | 0 | 0 | 0 | 0 | 0 | 0 | 0 | 0 | 0 | 0 | 0 | 0 | 0 | 0 | 0 | 0 | 0 | 0 | 0 | 0 | 0 | 0 | 0 | 0 | 0 | 0 | 0 | 0
PhII (LIE100-5MW) | LIE100 | 3 | LI Energy Storage System LLC | Montauk Energy Storage System | 2 | 1 | Battery Storage | 4 kV then 13 kV Montauk - dist'n side | 5130 | 0 | 0 | 1.026 | 9079719.3573 | 0 | 0 | 9079719.3573 | 0 | 0 | 0 | 0 | 0 | 0 | 0 | 0 | 0 | 0 | 0 | 0 | 0 | 0 | 0 | 0 | 0 | 0 | 0 | 0 | 0 | 0 | 0 | 0 | 0 | 0 | 0 | 0 | 0 | 0 | 0 | 0 | 0 | 0 | 0 | 0 | 0 | 0 | 0 | 0 | 0 | 0 | 0 | 0 | 0 | 0 | 0 | 0 | 0
PhII (LIE200-5MW) | LIE200 | 1 | LI Energy Storage System LLC | Deerfield Energy Storage System | 1 | 3 | Battery Storage | Deerfield - 13kV | 0 | 0 | 5130 | 1.026 | 0 | 0 | 4745330.7052 | 4745330.7052 | 0 | 0 | 0 | 0 | 0 | 0 | 0 | 0 | 0 | 0 | 0 | 0 | 0 | 0 | 0 | 0 | 0 | 0 | 0 | 0 | 0 | 0 | 0 | 0 | 0 | 0 | 0 | 0 | 0 | 0 | 0 | 0 | 0 | 0 | 0 | 0 | 0 | 0 | 0 | 0 | 0 | 0 | 0 | 0 | 0 | 0 | 0 | 0 | 0
PhII (LIE200-5MW) | LIE200 | 2 | LI Energy Storage System LLC | Deerfield Energy Storage System | 1 | 3 | Battery Storage | Deerfield - 13kV | 0 | 0 | 5130 | 1.026 | 0 | 0 | 4745330.7052 | 4745330.7052 | 0 | 0 | 0 | 0 | 0 | 0 | 0 | 0 | 0 | 0 | 0 | 0 | 0 | 0 | 0 | 0 | 0 | 0 | 0 | 0 | 0 | 0 | 0 | 0 | 0 | 0 | 0 | 0 | 0 | 0 | 0 | 0 | 0 | 0 | 0 | 0 | 0 | 0 | 0 | 0 | 0 | 0 | 0 | 0 | 0 | 0 | 0 | 0 | 0
PhII (LIE200-5MW) | LIE200 | 3 | LI Energy Storage System LLC | Deerfield Energy Storage System | 1 | 3 | Battery Storage | Deerfield - 13kV | 0 | 0 | 5130 | 1.026 | 0 | 0 | 4745330.7052 | 4745330.7052 | 0 | 0 | 0 | 0 | 0 | 0 | 3.1722 | 3.1722 | 3.1722 | 3.1722 | 3.1722 | 3.1722 | -0.61557 | -0.61557 | -0.61557 | -0.61557 | -0.61557 | -0.61557 | -0.61557 | -0.61557 | -0.61557 | -0.61557 | -0.61557 | -0.61557 | -0.61557 | -0.61557 | -0.61557 | -0.61557 | -0.61557 | -0.61557 | -0.61557 | -0.61557 | -0.61557 | -0.61557 | -0.61557 | -0.61557 | -0.61557 | -0.61557 | -0.61557 | -0.61557 | -0.61557 | -3.7878 | -3.7878 | -3.7878 | -3.7878 | -3.7878 | -3.7878 | 0 | 4745.3307
PhII (LIE200-9MW) | LIE200 | 1 | LI Energy Storage System LLC | Deerfield Energy Storage System | 2 | 3 | Battery Storage | Deerfield - 13kV | 0 | 0 | 9234 | 1.026 | 0 | 0 | 8541595.2693 | 8541595.2693 | 0 | 0 | 0 | 0 | 0 | 0 | 0 | 0 | 0 | 0 | 0 | 0 | 0 | 0 | 0 | 0 | 0 | 0 | 0 | 0 | 0 | 0 | 0 | 0 | 0 | 0 | 0 | 0 | 0 | 0 | 0 | 0 | 0 | 0 | 0 | 0 | 0 | 0 | 0 | 0 | 0 | 0 | 0 | 0 | 0 | 0 | 0 | 0 | 0
PhII (LIE200-9MW) | LIE200 | 2 | LI Energy Storage System LLC | Deerfield Energy Storage System | 2 | 3 | Battery Storage | Deerfield - 13kV | 0 | 0 | 9234 | 1.026 | 0 | 0 | 8541595.2693 | 8541595.2693 | 0 | 0 | 0 | 0 | 0 | 0 | 0 | 0 | 0 | 0 | 0 | 0 | 0 | 0 | 0 | 0 | 0 | 0 | 0 | 0 | 0 | 0 | 0 | 0 | 0 | 0 | 0 | 0 | 0 | 0 | 0 | 0 | 0 | 0 | 0 | 0 | 0 | 0 | 0 | 0 | 0 | 0 | 0 | 0 | 0 | 0 | 0 | 0 | 0
PhII (LIE200-9MW) | LIE200 | 3 | LI Energy Storage System LLC | Deerfield Energy Storage System | 2 | 3 | Battery Storage | Deerfield - 13kV | 0 | 0 | 9234 | 1.026 | 0 | 0 | 8541595.2693 | 8541595.2693 | 0 | 0 | 0 | 0 | 0 | 0 | 5.71 | 5.71 | 5.71 | 5.71 | 5.71 | 5.71 | -1.108 | -1.108 | -1.108 | -1.108 | -1.108 | -1.108 | -1.108 | -1.108 | -1.108 | -1.108 | -1.108 | -1.108 | -1.108 | -1.108 | -1.108 | -1.108 | -1.108 | -1.108 | -1.108 | -1.108 | -1.108 | -1.108 | -1.108 | -1.108 | -1.108 | -1.108 | -1.108 | -1.108 | -1.108 | -6.818 | -6.818 | -6.818 | -6.818 | -6.818 | -6.818 | 0 | 8541.5953
PhII (LIE300-2MW) | LIE300 | 1 | LI Energy Storage System LLC | Southampton Energy Storage System | 1 | 3 | Battery Storage | Southampton - 13kV | 0 | 0 | 2052 | 1.026 | 0 | 0 | 1898132.2821 | 1898132.2821 | 0 | 0 | 0 | 0 | 0 | 0 | 0 | 0 | 0 | 0 | 0 | 0 | 0 | 0 | 0 | 0 | 0 | 0 | 0 | 0 | 0 | 0 | 0 | 0 | 0 | 0 | 0 | 0 | 0 | 0 | 0 | 0 | 0 | 0 | 0 | 0 | 0 | 0 | 0 | 0 | 0 | 0 | 0 | 0 | 0 | 0 | 0 | 0 | 0
PhII (LIE300-2MW) | LIE300 | 2 | LI Energy Storage System LLC | Southampton Energy Storage System | 1 | 3 | Battery Storage | Southampton - 13kV | 0 | 0 | 2052 | 1.026 | 0 | 0 | 1898132.2821 | 1898132.2821 | 0 | 0 | 0 | 0 | 0 | 0 | 0 | 0 | 0 | 0 | 0 | 0 | 0 | 0 | 0 | 0 | 0 | 0 | 0 | 0 | 0 | 0 | 0 | 0 | 0 | 0 | 0 | 0 | 0 | 0 | 0 | 0 | 0 | 0 | 0 | 0 | 0 | 0 | 0 | 0 | 0 | 0 | 0 | 0 | 0 | 0 | 0 | 0 | 0
PhII (LIE300-2MW) | LIE300 | 3 | LI Energy Storage System LLC | Southampton Energy Storage System | 1 | 3 | Battery Storage | Southampton - 13kV | 0 | 0 | 2052 | 1.026 | 0 | 0 | 1898132.2821 | 1898132.2821 | 0 | 0 | 0 | 0 | 0 | 0 | 1.2689 | 1.2689 | 1.2689 | 1.2689 | 1.2689 | 1.2689 | -0.24623 | -0.24623 | -0.24623 | -0.24623 | -0.24623 | -0.24623 | -0.24623 | -0.24623 | -0.24623 | -0.24623 | -0.24623 | -0.24623 | -0.24623 | -0.24623 | -0.24623 | -0.24623 | -0.24623 | -0.24623 | -0.24623 | -0.24623 | -0.24623 | -0.24623 | -0.24623 | -0.24623 | -0.24623 | -0.24623 | -0.24623 | -0.24623 | -0.24623 | -1.5151 | -1.5151 | -1.5151 | -1.5151 | -1.5151 | -1.5151 | 0 | 1898.1323
PhII (LIE300-5MW) | LIE300 | 1 | LI Energy Storage System LLC | Southampton Energy Storage System | 2 | 3 | Battery Storage | Southampton - 13kV | 0 | 0 | 5130 | 1.026 | 0 | 0 | 4745330.7052 | 4745330.7052 | 0 | 0 | 0 | 0 | 0 | 0 | 0 | 0 | 0 | 0 | 0 | 0 | 0 | 0 | 0 | 0 | 0 | 0 | 0 | 0 | 0 | 0 | 0 | 0 | 0 | 0 | 0 | 0 | 0 | 0 | 0 | 0 | 0 | 0 | 0 | 0 | 0 | 0 | 0 | 0 | 0 | 0 | 0 | 0 | 0 | 0 | 0 | 0 | 0
PhII (LIE300-5MW) | LIE300 | 2 | LI Energy Storage System LLC | Southampton Energy Storage System | 2 | 3 | Battery Storage | Southampton - 13kV | 0 | 0 | 5130 | 1.026 | 0 | 0 | 4745330.7052 | 4745330.7052 | 0 | 0 | 0 | 0 | 0 | 0 | 0 | 0 | 0 | 0 | 0 | 0 | 0 | 0 | 0 | 0 | 0 | 0 | 0 | 0 | 0 | 0 | 0 | 0 | 0 | 0 | 0 | 0 | 0 | 0 | 0 | 0 | 0 | 0 | 0 | 0 | 0 | 0 | 0 | 0 | 0 | 0 | 0 | 0 | 0 | 0 | 0 | 0 | 0
PhII (LIE300-5MW) | LIE300 | 3 | LI Energy Storage System LLC | Southampton Energy Storage System | 2 | 3 | Battery Storage | Southampton - 13kV | 0 | 0 | 5130 | 1.026 | 0 | 0 | 4745330.7052 | 4745330.7052 | 0 | 0 | 0 | 0 | 0 | 0 | 3.1722 | 3.1722 | 3.1722 | 3.1722 | 3.1722 | 3.1722 | -0.61557 | -0.61557 | -0.61557 | -0.61557 | -0.61557 | -0.61557 | -0.61557 | -0.61557 | -0.61557 | -0.61557 | -0.61557 | -0.61557 | -0.61557 | -0.61557 | -0.61557 | -0.61557 | -0.61557 | -0.61557 | -0.61557 | -0.61557 | -0.61557 | -0.61557 | -0.61557 | -0.61557 | -0.61557 | -0.61557 | -0.61557 | -0.61557 | -0.61557 | -3.7878 | -3.7878 | -3.7878 | -3.7878 | -3.7878 | -3.7878 | 0 | 4745.3307
PhII (LIE300-9MW) | LIE300 | 1 | LI Energy Storage System LLC | Southampton Energy Storage System | 3 | 3 | Battery Storage | Southampton - 13kV | 0 | 0 | 9234 | 1.026 | 0 | 0 | 8541595.2693 | 8541595.2693 | 0 | 0 | 0 | 0 | 0 | 0 | 0 | 0 | 0 | 0 | 0 | 0 | 0 | 0 | 0 | 0 | 0 | 0 | 0 | 0 | 0 | 0 | 0 | 0 | 0 | 0 | 0 | 0 | 0 | 0 | 0 | 0 | 0 | 0 | 0 | 0 | 0 | 0 | 0 | 0 | 0 | 0 | 0 | 0 | 0 | 0 | 0 | 0 | 0
PhII (LIE300-9MW) | LIE300 | 2 | LI Energy Storage System LLC | Southampton Energy Storage System | 3 | 3 | Battery Storage | Southampton - 13kV | 0 | 0 | 9234 | 1.026 | 0 | 0 | 8541595.2693 | 8541595.2693 | 0 | 0 | 0 | 0 | 0 | 0 | 0 | 0 | 0 | 0 | 0 | 0 | 0 | 0 | 0 | 0 | 0 | 0 | 0 | 0 | 0 | 0 | 0 | 0 | 0 | 0 | 0 | 0 | 0 | 0 | 0 | 0 | 0 | 0 | 0 | 0 | 0 | 0 | 0 | 0 | 0 | 0 | 0 | 0 | 0 | 0 | 0 | 0 | 0
PhII (LIE300-9MW) | LIE300 | 3 | LI Energy Storage System LLC | Southampton Energy Storage System | 3 | 3 | Battery Storage | Southampton - 13kV | 0 | 0 | 9234 | 1.026 | 0 | 0 | 8541595.2693 | 8541595.2693 | 0 | 0 | 0 | 0 | 0 | 0 | 5.71 | 5.71 | 5.71 | 5.71 | 5.71 | 5.71 | -1.108 | -1.108 | -1.108 | -1.108 | -1.108 | -1.108 | -1.108 | -1.108 | -1.108 | -1.108 | -1.108 | -1.108 | -1.108 | -1.108 | -1.108 | -1.108 | -1.108 | -1.108 | -1.108 | -1.108 | -1.108 | -1.108 | -1.108 | -1.108 | -1.108 | -1.108 | -1.108 | -1.108 | -1.108 | -6.818 | -6.818 | -6.818 | -6.818 | -6.818 | -6.818 | 0 | 8541.5953
PhII (LIE400-1MW) | LIE400 | 1 | LI Energy Storage System LLC | East Hampton Energy Storage System | 1 | 1 | Battery Storage | East Hampton - 4kV | 1026 | 0 | 0 | 1.026 | 1815943.8715 | 0 | 0 | 1815943.8715 | 0 | 0 | 0.041249 | 0.066033 | 0.45578 | 0.45578 | 1.0902 | 1.0902 | 1.0902 | 1.0902 | 0.62484 | 0.62484 | -0.13271 | -0.13271 | -0.22583 | -0.22583 | -0.22583 | -0.22583 | -0.22583 | -0.22583 | -0.22583 | -0.22583 | -0.22583 | -0.22583 | -0.22583 | -0.22583 | -0.22583 | -0.22583 | -0.22583 | -0.22583 | -0.22583 | -0.22583 | -0.22583 | -0.22583 | -0.22583 | -0.22583 | -0.22583 | -0.26708 | -0.29186 | -0.68161 | -0.68161 | -1.3161 | -1.3161 | -1.3161 | -1.3161 | -0.85067 | -0.85067 | -0.093117 | 1815.9439
PhII (LIE400-1MW) | LIE400 | 2 | LI Energy Storage System LLC | East Hampton Energy Storage System | 1 | 1 | Battery Storage | East Hampton - 4kV | 1026 | 0 | 0 | 1.026 | 1815943.8715 | 0 | 0 | 1815943.8715 | 0 | 0 | 0 | 0 | 0 | 0 | 0 | 0 | 0 | 0 | 0 | 0 | 0 | 0 | 0 | 0 | 0 | 0 | 0 | 0 | 0 | 0 | 0 | 0 | 0 | 0 | 0 | 0 | 0 | 0 | 0 | 0 | 0 | 0 | 0 | 0 | 0 | 0 | 0 | 0 | 0 | 0 | 0 | 0 | 0 | 0 | 0 | 0 | 0
PhII (LIE400-1MW) | LIE400 | 3 | LI Energy Storage System LLC | East Hampton Energy Storage System | 1 | 1 | Battery Storage | East Hampton - 4kV | 1026 | 0 | 0 | 1.026 | 1815943.8715 | 0 | 0 | 1815943.8715 | 0 | 0 | 0 | 0 | 0 | 0 | 0 | 0 | 0 | 0 | 0 | 0 | 0 | 0 | 0 | 0 | 0 | 0 | 0 | 0 | 0 | 0 | 0 | 0 | 0 | 0 | 0 | 0 | 0 | 0 | 0 | 0 | 0 | 0 | 0 | 0 | 0 | 0 | 0 | 0 | 0 | 0 | 0 | 0 | 0 | 0 | 0 | 0 | 0
PhII (LIE400-2MW) | LIE400 | 1 | LI Energy Storage System LLC | East Hampton Energy Storage System | 2 | 1 | Battery Storage | East Hampton - 4kV or 13kV | 2052 | 0 | 0 | 1.026 | 3631887.7429 | 0 | 0 | 3631887.7429 | 0 | 0 | 0.082498 | 0.13207 | 0.91156 | 0.91156 | 2.1804 | 2.1804 | 2.1804 | 2.1804 | 1.2497 | 1.2497 | -0.26543 | -0.26543 | -0.45166 | -0.45166 | -0.45166 | -0.45166 | -0.45166 | -0.45166 | -0.45166 | -0.45166 | -0.45166 | -0.45166 | -0.45166 | -0.45166 | -0.45166 | -0.45166 | -0.45166 | -0.45166 | -0.45166 | -0.45166 | -0.45166 | -0.45166 | -0.45166 | -0.45166 | -0.45166 | -0.53416 | -0.58373 | -1.3632 | -1.3632 | -2.6321 | -2.6321 | -2.6321 | -2.6321 | -1.7013 | -1.7013 | -0.18623 | 3631.8877
PhII (LIE400-2MW) | LIE400 | 2 | LI Energy Storage System LLC | East Hampton Energy Storage System | 2 | 1 | Battery Storage | East Hampton - 4kV or 13kV | 2052 | 0 | 0 | 1.026 | 3631887.7429 | 0 | 0 | 3631887.7429 | 0 | 0 | 0 | 0 | 0 | 0 | 0 | 0 | 0 | 0 | 0 | 0 | 0 | 0 | 0 | 0 | 0 | 0 | 0 | 0 | 0 | 0 | 0 | 0 | 0 | 0 | 0 | 0 | 0 | 0 | 0 | 0 | 0 | 0 | 0 | 0 | 0 | 0 | 0 | 0 | 0 | 0 | 0 | 0 | 0 | 0 | 0 | 0 | 0
PhII (LIE400-2MW) | LIE400 | 3 | LI Energy Storage System LLC | East Hampton Energy Storage System | 2 | 1 | Battery Storage | East Hampton - 4kV or 13kV | 2052 | 0 | 0 | 1.026 | 3631887.7429 | 0 | 0 | 3631887.7429 | 0 | 0 | 0 | 0 | 0 | 0 | 0 | 0 | 0 | 0 | 0 | 0 | 0 | 0 | 0 | 0 | 0 | 0 | 0 | 0 | 0 | 0 | 0 | 0 | 0 | 0 | 0 | 0 | 0 | 0 | 0 | 0 | 0 | 0 | 0 | 0 | 0 | 0 | 0 | 0 | 0 | 0 | 0 | 0 | 0 | 0 | 0 | 0 | 0
PhII (LIE400-5MW) | LIE400 | 1 | LI Energy Storage System LLC | East Hampton Energy Storage System | 3 | 1 | Battery Storage | East Hampton - 13kV | 5130 | 0 | 0 | 1.026 | 9079719.3573 | 0 | 0 | 9079719.3573 | 0 | 0 | 0.20624 | 0.33016 | 2.2789 | 2.2789 | 5.4511 | 5.4511 | 5.4511 | 5.4511 | 3.1242 | 3.1242 | -0.66357 | -0.66357 | -1.1292 | -1.1292 | -1.1292 | -1.1292 | -1.1292 | -1.1292 | -1.1292 | -1.1292 | -1.1292 | -1.1292 | -1.1292 | -1.1292 | -1.1292 | -1.1292 | -1.1292 | -1.1292 | -1.1292 | -1.1292 | -1.1292 | -1.1292 | -1.1292 | -1.1292 | -1.1292 | -1.3354 | -1.4593 | -3.408 | -3.408 | -6.5803 | -6.5803 | -6.5803 | -6.5803 | -4.2534 | -4.2534 | -0.46559 | 9079.7194
PhII (LIE400-5MW) | LIE400 | 2 | LI Energy Storage System LLC | East Hampton Energy Storage System | 3 | 1 | Battery Storage | East Hampton - 13kV | 5130 | 0 | 0 | 1.026 | 9079719.3573 | 0 | 0 | 9079719.3573 | 0 | 0 | 0 | 0 | 0 | 0 | 0 | 0 | 0 | 0 | 0 | 0 | 0 | 0 | 0 | 0 | 0 | 0 | 0 | 0 | 0 | 0 | 0 | 0 | 0 | 0 | 0 | 0 | 0 | 0 | 0 | 0 | 0 | 0 | 0 | 0 | 0 | 0 | 0 | 0 | 0 | 0 | 0 | 0 | 0 | 0 | 0 | 0 | 0
PhII (LIE400-5MW) | LIE400 | 3 | LI Energy Storage System LLC | East Hampton Energy Storage System | 3 | 1 | Battery Storage | East Hampton - 13kV | 5130 | 0 | 0 | 1.026 | 9079719.3573 | 0 | 0 | 9079719.3573 | 0 | 0 | 0 | 0 | 0 | 0 | 0 | 0 | 0 | 0 | 0 | 0 | 0 | 0 | 0 | 0 | 0 | 0 | 0 | 0 | 0 | 0 | 0 | 0 | 0 | 0 | 0 | 0 | 0 | 0 | 0 | 0 | 0 | 0 | 0 | 0 | 0 | 0 | 0 | 0 | 0 | 0 | 0 | 0 | 0 | 0 | 0 | 0 | 0
PhII (LIE400-9MW) | LIE400 | 1 | LI Energy Storage System LLC | East Hampton Energy Storage System | 4 | 1 | Battery Storage | East Hampton - 13kV | 9234 | 0 | 0 | 1.026 | 16343494.8431 | 0 | 0 | 16343494.8431 | 0 | 0 | 0.37124 | 0.59429 | 4.102 | 4.102 | 9.812 | 9.812 | 9.812 | 9.812 | 5.6236 | 5.6236 | -1.1944 | -1.1944 | -2.0325 | -2.0325 | -2.0325 | -2.0325 | -2.0325 | -2.0325 | -2.0325 | -2.0325 | -2.0325 | -2.0325 | -2.0325 | -2.0325 | -2.0325 | -2.0325 | -2.0325 | -2.0325 | -2.0325 | -2.0325 | -2.0325 | -2.0325 | -2.0325 | -2.0325 | -2.0325 | -2.4037 | -2.6268 | -6.1345 | -6.1345 | -11.8445 | -11.8445 | -11.8445 | -11.8445 | -7.6561 | -7.6561 | -0.83806 | 16343.4948
PhII (LIE400-9MW) | LIE400 | 2 | LI Energy Storage System LLC | East Hampton Energy Storage System | 4 | 1 | Battery Storage | East Hampton - 13kV | 9234 | 0 | 0 | 1.026 | 16343494.8431 | 0 | 0 | 16343494.8431 | 0 | 0 | 0 | 0 | 0 | 0 | 0 | 0 | 0 | 0 | 0 | 0 | 0 | 0 | 0 | 0 | 0 | 0 | 0 | 0 | 0 | 0 | 0 | 0 | 0 | 0 | 0 | 0 | 0 | 0 | 0 | 0 | 0 | 0 | 0 | 0 | 0 | 0 | 0 | 0 | 0 | 0 | 0 | 0 | 0 | 0 | 0 | 0 | 0
PhII (LIE400-9MW) | LIE400 | 3 | LI Energy Storage System LLC | East Hampton Energy Storage System | 4 | 1 | Battery Storage | East Hampton - 13kV | 9234 | 0 | 0 | 1.026 | 16343494.8431 | 0 | 0 | 16343494.8431 | 0 | 0 | 0 | 0 | 0 | 0 | 0 | 0 | 0 | 0 | 0 | 0 | 0 | 0 | 0 | 0 | 0 | 0 | 0 | 0 | 0 | 0 | 0 | 0 | 0 | 0 | 0 | 0 | 0 | 0 | 0 | 0 | 0 | 0 | 0 | 0 | 0 | 0 | 0 | 0 | 0 | 0 | 0 | 0 | 0 | 0 | 0 | 0 | 0
PhII (LIE400-33MW) | LIE400 | 1 | LI Energy Storage System LLC | East Hampton Energy Storage System | 5 | 1 | Battery Storage | East Hampton - 69kV | 0 | 33000 | 0 | 1 | 0 | 51397195.6643 | 0 | 51397195.6643 | 0 | 0 | 0 | 0 | 0 | 0 | 0 | 0 | 0 | 0 | 0 | 0 | 0 | 0 | 0 | 0 | 0 | 0 | 0 | 0 | 0 | 0 | 0 | 0 | 0 | 0 | 0 | 0 | 0 | 0 | 0 | 0 | 0 | 0 | 0 | 0 | 0 | 0 | 0 | 0 | 0 | 0 | 0 | 0 | 0 | 0 | 0 | 0 | 0
PhII (LIE400-33MW) | LIE400 | 2 | LI Energy Storage System LLC | East Hampton Energy Storage System | 5 | 1 | Battery Storage | East Hampton - 69kV | 0 | 33000 | 0 | 1 | 0 | 51397195.6643 | 0 | 51397195.6643 | 0 | 0 | 0 | 0 | 12.5357 | 12.5357 | 32.9417 | 32.9417 | 32.9417 | 32.9417 | 17.9735 | 17.9735 | -6.3924 | -6.3924 | -6.3924 | -6.3924 | -6.3924 | -6.3924 | -6.3924 | -6.3924 | -6.3924 | -6.3924 | -6.3924 | -6.3924 | -6.3924 | -6.3924 | -6.3924 | -6.3924 | -6.3924 | -6.3924 | -6.3924 | -6.3924 | -6.3924 | -6.3924 | -6.3924 | -6.3924 | -6.3924 | -6.3924 | -6.3924 | -18.9281 | -18.9281 | -39.3341 | -39.3341 | -39.3341 | -39.3341 | -24.3659 | -24.3659 | 0 | 51397.1957
PhII (LIE400-33MW) | LIE400 | 3 | LI Energy Storage System LLC | East Hampton Energy Storage System | 5 | 1 | Battery Storage | East Hampton - 69kV | 0 | 33000 | 0 | 1 | 0 | 51397195.6643 | 0 | 51397195.6643 | 0 | 0 | 0 | 0 | 0 | 0 | 0 | 0 | 0 | 0 | 0 | 0 | 0 | 0 | 0 | 0 | 0 | 0 | 0 | 0 | 0 | 0 | 0 | 0 | 0 | 0 | 0 | 0 | 0 | 0 | 0 | 0 | 0 | 0 | 0 | 0 | 0 | 0 | 0 | 0 | 0 | 0 | 0 | 0 | 0 | 0 | 0 | 0 | 0
PhII (NEX100) | NEX100 | 1 | NextEra Energy | South Fork Thermal Energy Storage | 1 | All | Thermal Energy Storage | Behind the Meter | 666.875 | 1200.375 | 3467.75 | 1.067 | 1180319.2683 | 1869572.9923 | 3207723.3047 | 6257615.5652 | 0 | 0 | 0.026811 | 0.04292 | 0.29624 | 0.29624 | 0.70862 | 0.70862 | 0.70862 | 0.70862 | 0.40613 | 0.40613 | -0.086261 | -0.086261 | -0.14678 | -0.14678 | -0.14678 | -0.14678 | -0.14678 | -0.14678 | -0.14678 | -0.14678 | -0.14678 | -0.14678 | -0.14678 | -0.14678 | -0.14678 | -0.14678 | -0.14678 | -0.14678 | -0.14678 | -0.14678 | -0.14678 | -0.14678 | -0.14678 | -0.14678 | -0.14678 | -0.1736 | -0.1897 | -0.44303 | -0.44303 | -0.8554 | -0.8554 | -0.8554 | -0.8554 | -0.55292 | -0.55292 | -0.060524 | 1180.3193
PhII (NEX100) | NEX100 | 2 | NextEra Energy | South Fork Thermal Energy Storage | 1 | All | Thermal Energy Storage | Behind the Meter | 666.875 | 1200.375 | 3467.75 | 1.067 | 1180319.2683 | 1869572.9923 | 3207723.3047 | 6257615.5652 | 0 | 0 | 0 | 0 | 0.45599 | 0.45599 | 1.1983 | 1.1983 | 1.1983 | 1.1983 | 0.65378 | 0.65378 | -0.23252 | -0.23252 | -0.23252 | -0.23252 | -0.23252 | -0.23252 | -0.23252 | -0.23252 | -0.23252 | -0.23252 | -0.23252 | -0.23252 | -0.23252 | -0.23252 | -0.23252 | -0.23252 | -0.23252 | -0.23252 | -0.23252 | -0.23252 | -0.23252 | -0.23252 | -0.23252 | -0.23252 | -0.23252 | -0.23252 | -0.23252 | -0.68851 | -0.68851 | -1.4308 | -1.4308 | -1.4308 | -1.4308 | -0.88631 | -0.88631 | 0 | 1869.573
PhII (NEX100) | NEX100 | 3 | NextEra Energy | South Fork Thermal Energy Storage | 1 | All | Thermal Energy Storage | Behind the Meter | 666.875 | 1200.375 | 3467.75 | 1.067 | 1180319.2683 | 1869572.9923 | 3207723.3047 | 6257615.5652 | 0 | 0 | 0 | 0 | 0 | 0 | 2.1443 | 2.1443 | 2.1443 | 2.1443 | 2.1443 | 2.1443 | -0.41611 | -0.41611 | -0.41611 | -0.41611 | -0.41611 | -0.41611 | -0.41611 | -0.41611 | -0.41611 | -0.41611 | -0.41611 | -0.41611 | -0.41611 | -0.41611 | -0.41611 | -0.41611 | -0.41611 | -0.41611 | -0.41611 | -0.41611 | -0.41611 | -0.41611 | -0.41611 | -0.41611 | -0.41611 | -0.41611 | -0.41611 | -0.41611 | -0.41611 | -2.5604 | -2.5604 | -2.5604 | -2.5604 | -2.5604 | -2.5604 | 0 | 3207.7233
PhII (RES100-Montauk) | RES100 | 1 | RES America Developments, Inc. | South Fork Mobile Energy Storage Solution | 1 | 1 | Battery Storage | Montauk (23kV) or Various | 1000 | 0 | 0 | 1 | 1769925.8006 | 0 | 0 | 1769925.8006 | 0 | 0 | 0.040204 | 0.064359 | 0.44423 | 0.44423 | 1.0626 | 1.0626 | 1.0626 | 1.0626 | 0.60901 | 0.60901 | -0.12935 | -0.12935 | -0.22011 | -0.22011 | -0.22011 | -0.22011 | -0.22011 | -0.22011 | -0.22011 | -0.22011 | -0.22011 | -0.22011 | -0.22011 | -0.22011 | -0.22011 | -0.22011 | -0.22011 | -0.22011 | -0.22011 | -0.22011 | -0.22011 | -0.22011 | -0.22011 | -0.22011 | -0.22011 | -0.26031 | -0.28447 | -0.66434 | -0.66434 | -1.2827 | -1.2827 | -1.2827 | -1.2827 | -0.82912 | -0.82912 | -0.090758 | 1769.9258
PhII (RES100-Montauk) | RES100 | 2 | RES America Developments, Inc. | South Fork Mobile Energy Storage Solution | 1 | 1 | Battery Storage | Montauk (23kV) or Various | 1000 | 0 | 0 | 1 | 1769925.8006 | 0 | 0 | 1769925.8006 | 0 | 0 | 0 | 0 | 0 | 0 | 0 | 0 | 0 | 0 | 0 | 0 | 0 | 0 | 0 | 0 | 0 | 0 | 0 | 0 | 0 | 0 | 0 | 0 | 0 | 0 | 0 | 0 | 0 | 0 | 0 | 0 | 0 | 0 | 0 | 0 | 0 | 0 | 0 | 0 | 0 | 0 | 0 | 0 | 0 | 0 | 0 | 0 | 0
PhII (RES100-Montauk) | RES100 | 3 | RES America Developments, Inc. | South Fork Mobile Energy Storage Solution | 1 | 1 | Battery Storage | Montauk (23kV) or Various | 1000 | 0 | 0 | 1 | 1769925.8006 | 0 | 0 | 1769925.8006 | 0 | 0 | 0 | 0 | 0 | 0 | 0 | 0 | 0 | 0 | 0 | 0 | 0 | 0 | 0 | 0 | 0 | 0 | 0 | 0 | 0 | 0 | 0 | 0 | 0 | 0 | 0 | 0 | 0 | 0 | 0 | 0 | 0 | 0 | 0 | 0 | 0 | 0 | 0 | 0 | 0 | 0 | 0 | 0 | 0 | 0 | 0 | 0 | 0
PhII (STM100) | STM100 | 1 | Stem, Inc. | Energy Storage | 1 | All (partially specified) | Energy Storage (Battery) | Behind the Meter | 533.5 | 533.5 | 2134 | 1.067 | 944255.4146 | 830921.3299 | 1973983.5721 | 3749160.3166 | 0 | 0 | 0.021449 | 0.034336 | 0.237 | 0.237 | 0.56689 | 0.56689 | 0.56689 | 0.56689 | 0.32491 | 0.32491 | -0.069008 | -0.069008 | -0.11743 | -0.11743 | -0.11743 | -0.11743 | -0.11743 | -0.11743 | -0.11743 | -0.11743 | -0.11743 | -0.11743 | -0.11743 | -0.11743 | -0.11743 | -0.11743 | -0.11743 | -0.11743 | -0.11743 | -0.11743 | -0.11743 | -0.11743 | -0.11743 | -0.11743 | -0.11743 | -0.13888 | -0.15176 | -0.35442 | -0.35442 | -0.68432 | -0.68432 | -0.68432 | -0.68432 | -0.44233 | -0.44233 | -0.048419 | 944.2554
PhII (STM100) | STM100 | 2 | Stem, Inc. | Energy Storage | 1 | All (partially specified) | Energy Storage (Battery) | Behind the Meter | 533.5 | 533.5 | 2134 | 1.067 | 944255.4146 | 830921.3299 | 1973983.5721 | 3749160.3166 | 0 | 0 | 0 | 0 | 0.20266 | 0.20266 | 0.53256 | 0.53256 | 0.53256 | 0.53256 | 0.29057 | 0.29057 | -0.10334 | -0.10334 | -0.10334 | -0.10334 | -0.10334 | -0.10334 | -0.10334 | -0.10334 | -0.10334 | -0.10334 | -0.10334 | -0.10334 | -0.10334 | -0.10334 | -0.10334 | -0.10334 | -0.10334 | -0.10334 | -0.10334 | -0.10334 | -0.10334 | -0.10334 | -0.10334 | -0.10334 | -0.10334 | -0.10334 | -0.10334 | -0.306 | -0.306 | -0.6359 | -0.6359 | -0.6359 | -0.6359 | -0.39392 | -0.39392 | 0 | 830.9213
PhII (STM100) | STM100 | 3 | Stem, Inc. | Energy Storage | 1 | All (partially specified) | Energy Storage (Battery) | Behind the Meter | 533.5 | 533.5 | 2134 | 1.067 | 944255.4146 | 830921.3299 | 1973983.5721 | 3749160.3166 | 0 | 0 | 0 | 0 | 0 | 0 | 1.3196 | 1.3196 | 1.3196 | 1.3196 | 1.3196 | 1.3196 | -0.25607 | -0.25607 | -0.25607 | -0.25607 | -0.25607 | -0.25607 | -0.25607 | -0.25607 | -0.25607 | -0.25607 | -0.25607 | -0.25607 | -0.25607 | -0.25607 | -0.25607 | -0.25607 | -0.25607 | -0.25607 | -0.25607 | -0.25607 | -0.25607 | -0.25607 | -0.25607 | -0.25607 | -0.25607 | -0.25607 | -0.25607 | -0.25607 | -0.25607 | -1.5757 | -1.5757 | -1.5757 | -1.5757 | -1.5757 | -1.5757 | 0 | 1973.9836
DO NOT ERASE
[17 empty] | E105 | F105 | G105 | H105 | I105 | J105 | K105 | L105 | M105 | N105 | O105 | P105 | Q105 | R105 | S105 | T105 | U105 | V105 | W105 | X105 | Y105 | Z105 | AA105 | AB105 | AC105 | AD105 | AE105 | AF105 | AG105 | AH105 | AI105 | AJ105 | AK105 | AL105 | AM105 | AN105 | AO105 | AP105 | AQ105 | AR105 | AS105 | AT105 | AU105 | AV105 | AW105 | AX105 | AY105 | AZ105 | BD105
[17 empty] | E127 | F127 | G127 | H127 | I127 | J127 | K127 | L127 | M127 | N127 | O127 | P127 | Q127 | R127 | S127 | T127 | U127 | V127 | W127 | X127 | Y127 | Z127 | AA127 | AB127 | AC127 | AD127 | AE127 | AF127 | AG127 | AH127 | AI127 | AJ127 | AK127 | AL127 | AM127 | AN127 | AO127 | AP127 | AQ127 | AR127 | AS127 | AT127 | AU127 | AV127 | AW127 | AX127 | AY127 | AZ127 | BD127
[17 empty] | E148 | F148 | G148 | H148 | I148 | J148 | K148 | L148 | M148 | N148 | O148 | P148 | Q148 | R148 | S148 | T148 | U148 | V148 | W148 | X148 | Y148 | Z148 | AA148 | AB148 | AC148 | AD148 | AE148 | AF148 | AG148 | AH148 | AI148 | AJ148 | AK148 | AL148 | AM148 | AN148 | AO148 | AP148 | AQ148 | AR148 | AS148 | AT148 | AU148 | AV148 | AW148 | AX148 | AY148 | AZ148 | BD148
[17 empty] | E382 | F382 | G382 | H382 | I382 | J382 | K382 | L382 | M382 | N382 | O382 | P382 | Q382 | R382 | S382 | T382 | U382 | V382 | W382 | X382 | Y382 | Z382 | AA382 | AB382 | AC382 | AD382 | AE382 | AF382 | AG382 | AH382 | AI382 | AJ382 | AK382 | AL382 | AM382 | AN382 | AO382 | AP382 | AQ382 | AR382 | AS382 | AT382 | AU382 | AV382 | AW382 | AX382 | AY382 | AZ382 | BA382 | BD382
Total NPV
Ph III-Portfolio 1 | 49.712 | 3 | 0 | 0 | 0 | 0 | 0 | 0 | 5130 | 55390 | 5130 | 0 | 0 | 0 | 0 | 0 | 0 | 11.3926 | 11.9957 | 2.1997 | 18.4174 | 17.7584 | 36.9753 | 36.9753 | 36.9753 | -5.594 | -5.594 | -5.594 | -5.594 | -5.594 | -5.594 | -5.594 | -5.594 | -5.594 | -5.594 | -5.594 | -5.594 | -5.594 | -5.594 | -5.594 | -5.594 | -5.594 | -5.594 | -5.594 | -5.594 | -5.594 | -5.594 | -5.594 | -5.594 | -5.594 | -5.594 | -5.594 | -16.9866 | -17.5897 | -7.7937 | -24.0114 | -23.3525 | -42.5693 | -42.5693 | -42.5693 | 0 | 0 | 0 | 0 | 0 | 49.712 | test case | 16.6143
Ph III-Portfolio 2 | 130.7067 | 3 | 0 | 0 | 0 | 0 | 0 | 0 | 33000 | 80270 | 33000 | 0 | 0 | 0 | 0 | 0 | 0 | 11.3926 | 11.9957 | 12.358 | 30.5918 | 30.5918 | 69.5487 | 69.5487 | 57.7725 | 55.4702 | 54.7062 | 31.8221 | 31.8221 | -16.0901 | -16.0901 | -16.0901 | -16.0901 | -16.0901 | -16.0901 | -16.0901 | -16.0901 | -16.0901 | -16.0901 | -16.0901 | -16.0901 | -16.0901 | -16.0901 | -16.0901 | -16.0901 | -16.0901 | -16.0901 | -16.0901 | -16.0901 | -16.0901 | -16.0901 | -16.0901 | -27.4828 | -28.0858 | -28.4481 | -46.6819 | -46.6819 | -85.6389 | -85.6389 | -73.8626 | -71.5603 | -70.7964 | -47.9122 | -47.9122 | 0 | 130.7067 |  | 135.852
Ph III-Portfolio 3 | 77.8023 | 3 | 0 | 0 | 0 | 0 | 0 | 0 | 5130 | 55390 | 5130 | 0 | 0 | 0 | 0 | 0 | 0 | 11.3926 | 11.9957 | 2.1997 | 18.4174 | 17.7584 | 36.9753 | 36.9753 | 36.9753 | 36.9753 | 36.9753 | 36.9753 | -9.5413 | -9.5413 | -9.5413 | -9.5413 | -9.5413 | -9.5413 | -9.5413 | -9.5413 | -9.5413 | -9.5413 | -9.5413 | -9.5413 | -9.5413 | -9.5413 | -9.5413 | -9.5413 | -9.5413 | -9.5413 | -9.5413 | -9.5413 | -9.5413 | -9.5413 | -9.5413 | -9.5413 | -20.934 | -21.537 | -11.741 | -27.9588 | -27.2998 | -46.5167 | -46.5167 | -46.5167 | -46.5167 | -46.5167 | -46.5167 | 0 | 0 | 77.8023 |  | 90.5995
Ph III-Portfolio 4 | 114.7152 | 3 | 0 | 0 | 0 | 0 | 0 | 0 | 5130 | 60190 | 5130 | 0 | 0 | 0 | 0 | 0 | 0 | 4.3351 | 5.2857 | 5.8568 | 51.0249 | 51.0249 | 56.8401 | 55.2566 | 55.2566 | 55.2566 | 55.2566 | -0.29448 | -7.4378 | -7.4378 | -13.7905 | -13.7905 | -13.7905 | -13.7905 | -13.7905 | -13.7905 | -13.7905 | -13.7905 | -13.7905 | -13.7905 | -13.7905 | -13.7905 | -13.7905 | -13.7905 | -13.7905 | -13.7905 | -13.7905 | -13.7905 | -13.7905 | -13.7905 | -13.7905 | -13.7905 | -18.1257 | -19.0762 | -19.6473 | -64.8154 | -64.8154 | -70.6307 | -69.0471 | -69.0471 | -69.0471 | -69.0471 | -13.4961 | -6.3527 | -6.3527 | 114.7152 |  | 112.9099
Ph III-Portfolio 5 | 111.075 | 3 | 0 | 0 | 0 | 0 | 0 | 0 | 10260 | 65410 | 10260 | 0 | 0 | 0 | 0 | 0 | 0 | 8.9252 | 10.908 | 12.0993 | 44.3034 | 44.3034 | 55.9686 | 52.7921 | 52.7921 | 52.7921 | 14.3386 | 14.3386 | 0.0093036 | 0.0093036 | -13.242 | -13.242 | -13.242 | -13.242 | -13.242 | -13.242 | -13.242 | -13.242 | -13.242 | -13.242 | -13.242 | -13.242 | -13.242 | -13.242 | -13.242 | -13.242 | -13.242 | -13.242 | -13.242 | -13.242 | -13.242 | -13.242 | -22.1672 | -24.15 | -25.3413 | -57.5455 | -57.5455 | -69.2107 | -66.0342 | -66.0342 | -66.0342 | -27.5807 | -27.5807 | -13.2513 | -13.2513 | 111.075 |  | 112.7901
Ph III-Portfolio 6 | 135.0687 | 3 | 0 | 0 | 0 | 0 | 0 | 0 | 10260 | 75910 | 10260 | 0 | 0 | 0 | 0 | 0 | 0 | 4.3625 | 5.1905 | 5.6881 | 48.6788 | 48.6788 | 56.2742 | 56.0555 | 53.9848 | 53.9848 | 53.9848 | 53.9848 | 53.9848 | -11.4498 | -16.984 | -16.984 | -16.984 | -16.984 | -16.984 | -16.984 | -16.984 | -16.984 | -16.984 | -16.984 | -16.984 | -16.984 | -16.984 | -16.984 | -16.984 | -16.984 | -16.984 | -16.984 | -16.984 | -16.984 | -16.984 | -16.984 | -21.3465 | -22.1745 | -22.6721 | -65.6628 | -65.6628 | -73.2582 | -73.0395 | -70.9688 | -70.9688 | -70.9688 | -70.9688 | -70.9688 | -5.5342 | 135.0687 |  | 130.2539
Ph III-Portfolio 7 | 14.9726 | 3 | 0 | 0 | 0 | 0 | 0 | 0 | 9000 | 36750 | 9000 | 0 | 0 | 0 | 0 | 0 | 0 | 2.969 | 3.5617 | 3.9178 | 19.3946 | 19.3946 | -1.5228 | -1.5228 | -1.5228 | -1.5228 | -1.5228 | -1.5228 | -1.5228 | -1.5228 | -1.5228 | -1.5228 | -1.5228 | -1.5228 | -1.5228 | -1.5228 | -1.5228 | -1.5228 | -1.5228 | -1.5228 | -1.5228 | -1.5228 | -1.5228 | -1.5228 | -1.5228 | -1.5228 | -1.5228 | -1.5228 | -1.5228 | -1.5228 | -1.5228 | -1.5228 | -4.4919 | -5.0845 | -5.4406 | -20.9174 | -20.9174 | 0 | 0 | 0 | 0 | 0 | 0 | 0 | 0 | 14.9726 |  | 16.6143
Ph III-Portfolio 8 | 59.3009 | 3 | 0 | 0 | 0 | 0 | 0 | 0 | 5130 | 27520 | 5130 | 0 | 2022 | 2018 | 2017 | 2017 | 0 | 11.3926 | 11.9957 | 2.1997 | 18.4174 | 17.7584 | 36.9753 | 36.9753 | 36.9753 | 36.9753 | -6.8711 | -6.8711 | -6.8711 | -6.8711 | -6.8711 | -6.8711 | -6.8711 | -6.8711 | -6.8711 | -6.8711 | -6.8711 | -6.8711 | -6.8711 | -6.8711 | -6.8711 | -6.8711 | -6.8711 | -6.8711 | -6.8711 | -6.8711 | -6.8711 | -6.8711 | -6.8711 | -6.8711 | -6.8711 | -6.8711 | -18.2637 | -18.8668 | -9.0708 | -25.2885 | -24.6295 | -43.8464 | -43.8464 | -43.8464 | -43.8464 | 0 | 0 | 0 | 0 | 59.3009 |  | 62.5093
Ph III-Portfolio 9 | 49.712 | 3 | 0 | 0 | 0 | 0 | 0 | 0 | 5130 | 27520 | 5130 | 0 | 2022 | 2018 | 2017 | 2017 | 0 | 11.3926 | 11.9957 | 2.1997 | 18.4174 | 17.7584 | 36.9753 | 36.9753 | 36.9753 | -5.594 | -5.594 | -5.594 | -5.594 | -5.594 | -5.594 | -5.594 | -5.594 | -5.594 | -5.594 | -5.594 | -5.594 | -5.594 | -5.594 | -5.594 | -5.594 | -5.594 | -5.594 | -5.594 | -5.594 | -5.594 | -5.594 | -5.594 | -5.594 | -5.594 | -5.594 | -5.594 | -16.9866 | -17.5897 | -7.7937 | -24.0114 | -23.3525 | -42.5693 | -42.5693 | -42.5693 | 0 | 0 | 0 | 0 | 0 | 49.712 |  | 62.5093
| 62.5093 | [16 empty] | 24.0294 | 24.6325 | 14.8365 | 17.2456 | 16.5867 | 35.8036 | 35.8036 | 35.8036 | -6.7658 | -6.7658 | -6.7658 | -6.7658 | -6.7658 | -6.7658 | -6.7658 | -6.7658 | -6.7658 | -6.7658 | -6.7658 | -6.7658 | -6.7658 | -6.7658 | -6.7658 | -6.7658 | -6.7658 | -6.7658 | -6.7658 | -6.7658 | -6.7658 | -6.7658 | -6.7658 | -6.7658 | -6.7658 | -6.7658 | -6.7658 | -30.7952 | -31.3983 | -21.6023 | -24.0114 | -23.3525 | -42.5693 | -42.5693 | -42.5693 | 0 | 0 | 0 | 0 | 0
| 135.852 | [16 empty] | 8.1098 | 9.53 | 10.3832 | 44.8873 | 44.8873 | 51.6042 | 51.6042 | 46.8941 | 46.8941 | 46.8941 | 46.8941 | 46.8941 | 38.6332 | -17.2288 | -17.2288 | -17.2288 | -17.2288 | -17.2288 | -17.2288 | -17.2288 | -17.2288 | -17.2288 | -17.2288 | -17.2288 | -17.2288 | -17.2288 | -17.2288 | -17.2288 | -17.2288 | -17.2288 | -17.2288 | -17.2288 | -17.2288 | -17.2288 | -17.2288 | -25.3386 | -26.7587 | -27.612 | -62.1161 | -62.1161 | -68.833 | -68.833 | -64.1229 | -64.1229 | -64.1229 | -64.1229 | -64.1229 | -55.8619
| 90.5995 | [16 empty] | 24.0294 | 24.6325 | 14.8365 | 17.2456 | 16.5867 | 35.8036 | 35.8036 | 35.8036 | 35.8036 | 35.8036 | 35.8036 | -10.7131 | -10.7131 | -10.7131 | -10.7131 | -10.7131 | -10.7131 | -10.7131 | -10.7131 | -10.7131 | -10.7131 | -10.7131 | -10.7131 | -10.7131 | -10.7131 | -10.7131 | -10.7131 | -10.7131 | -10.7131 | -10.7131 | -10.7131 | -10.7131 | -10.7131 | -10.7131 | -10.7131 | -34.7426 | -35.3456 | -25.5496 | -27.9588 | -27.2998 | -46.5167 | -46.5167 | -46.5167 | -46.5167 | -46.5167 | -46.5167 | 0 | 0
| 112.9099 | [16 empty] | 6.1645 | 7.0753 | 7.6225 | 50.2069 | 50.2069 | 56.037 | 52.1264 | 52.1264 | 52.1264 | 52.1264 | -0.24712 | -7.4087 | -7.4087 | -13.4956 | -13.4956 | -13.4956 | -13.4956 | -13.4956 | -13.4956 | -13.4956 | -13.4956 | -13.4956 | -13.4956 | -13.4956 | -13.4956 | -13.4956 | -13.4956 | -13.4956 | -13.4956 | -13.4956 | -13.4956 | -13.4956 | -13.4956 | -13.4956 | -13.4956 | -19.6601 | -20.5708 | -21.118 | -63.7025 | -63.7025 | -69.5326 | -65.6219 | -65.6219 | -65.6219 | -65.6219 | -13.2484 | -6.0868 | -6.0868
| 112.7901 | [16 empty] | 12.4717 | 14.331 | 15.4482 | 45.3055 | 45.3055 | 57.0145 | 49.1605 | 49.1605 | 49.1605 | 13.5092 | 13.5092 | -0.87391 | -0.87391 | -13.3004 | -13.3004 | -13.3004 | -13.3004 | -13.3004 | -13.3004 | -13.3004 | -13.3004 | -13.3004 | -13.3004 | -13.3004 | -13.3004 | -13.3004 | -13.3004 | -13.3004 | -13.3004 | -13.3004 | -13.3004 | -13.3004 | -13.3004 | -13.3004 | -13.3004 | -25.7721 | -27.6314 | -28.7486 | -58.606 | -58.606 | -70.315 | -62.4609 | -62.4609 | -62.4609 | -26.8097 | -26.8097 | -12.4265 | -12.4265
| 130.2539 | [16 empty] | 6.6428 | 7.41 | 7.8709 | 46.993 | 46.993 | 54.5883 | 54.3697 | 49.2687 | 49.2687 | 49.2687 | 49.2687 | 49.2687 | -11.1179 | -16.2453 | -16.2453 | -16.2453 | -16.2453 | -16.2453 | -16.2453 | -16.2453 | -16.2453 | -16.2453 | -16.2453 | -16.2453 | -16.2453 | -16.2453 | -16.2453 | -16.2453 | -16.2453 | -16.2453 | -16.2453 | -16.2453 | -16.2453 | -16.2453 | -16.2453 | -22.8881 | -23.6553 | -24.1163 | -63.2383 | -63.2383 | -70.8336 | -70.615 | -65.5141 | -65.5141 | -65.5141 | -65.5141 | -65.5141 | -5.1274
| 16.7733 | [16 empty] | 4.101 | 4.5513 | 4.8218 | 20.6297 | 20.6297 | -1.6975 | -1.6975 | -1.6975 | -1.6975 | -1.6975 | -1.6975 | -1.6975 | -1.6975 | -1.6975 | -1.6975 | -1.6975 | -1.6975 | -1.6975 | -1.6975 | -1.6975 | -1.6975 | -1.6975 | -1.6975 | -1.6975 | -1.6975 | -1.6975 | -1.6975 | -1.6975 | -1.6975 | -1.6975 | -1.6975 | -1.6975 | -1.6975 | -1.6975 | -1.6975 | -5.7985 | -6.2488 | -6.5193 | -22.3272 | -22.3272 | 0 | 0 | 0 | 0 | 0 | 0 | 0 | 0
| 72.0981 | [16 empty] | 24.0294 | 24.6325 | 14.8365 | 17.2456 | 16.5867 | 35.8036 | 35.8036 | 35.8036 | 35.8036 | -8.0429 | -8.0429 | -8.0429 | -8.0429 | -8.0429 | -8.0429 | -8.0429 | -8.0429 | -8.0429 | -8.0429 | -8.0429 | -8.0429 | -8.0429 | -8.0429 | -8.0429 | -8.0429 | -8.0429 | -8.0429 | -8.0429 | -8.0429 | -8.0429 | -8.0429 | -8.0429 | -8.0429 | -8.0429 | -8.0429 | -32.0723 | -32.6754 | -22.8794 | -25.2885 | -24.6295 | -43.8464 | -43.8464 | -43.8464 | -43.8464 | 0 | 0 | 0 | 0
| 62.5093 | [16 empty] | 24.0294 | 24.6325 | 14.8365 | 17.2456 | 16.5867 | 35.8036 | 35.8036 | 35.8036 | -6.7658 | -6.7658 | -6.7658 | -6.7658 | -6.7658 | -6.7658 | -6.7658 | -6.7658 | -6.7658 | -6.7658 | -6.7658 | -6.7658 | -6.7658 | -6.7658 | -6.7658 | -6.7658 | -6.7658 | -6.7658 | -6.7658 | -6.7658 | -6.7658 | -6.7658 | -6.7658 | -6.7658 | -6.7658 | -6.7658 | -6.7658 | -30.7952 | -31.3983 | -21.6023 | -24.0114 | -23.3525 | -42.5693 | -42.5693 | -42.5693 | 0 | 0 | 0 | 0 | 0

## PSEG-LI Assumptions
Version |  | Based on PSEGLI file: "East End Utility 2_0_Economics_2014_10_13_r28_Sargent_Lundy.xlsx"
Inputs: |  |  |  | Note
Escalation Rate | 3%
| ACR | CoM | O&M + property tax | Life
ACR (Investor) | 15% |  |  |  | Assumed desired rate recovery
ACR (PSEGLI- LIPA Cost) | 11.5% | 5.5% | 5% | 35 | Based on LIPA Cost of Money, 3.0% O&M adder and 2.0% property tax adder (J. Wittine e-mail of Nov. 10, 2015) and 35 year life
ACR PSEG Funded Projects Proxy Value | 16% | 7.5% |  | 10 | DLC | ACR computed at 15.74% - using 6% Bond/9% Equity
ACR Investor Funded Projects Proxy Value | 15% |  |  | 15 | Battery | 80/20 Ratio, 20% Equity/9%Debt
Base Year | 2015 |  |  |  | Updated Capital Costs and Base Year from S. Manessis e-mail of Dec. 7, 2015
Investment |  | ACR | Premium |  | Quantity |  |  | Total Capital | Annual O&M
|  | Type | $ | Unit | Amount | Unit | Cap Factor | $M | $M | Notes:
1) Reference (Transmission only) Case
Transmission Reinforcement I | 2017 | PSEGLI | [5 empty] | 93.4 |  | See transmission notes below, O&M included in PSEGLI ACR | [9 empty] | Assumes 50 MW of Peaking units on South is replaced
Transmission Reinforcement II | 2018 | PSEGLI | [5 empty] | 4.8 |  | See transmission notes below, O&M included in PSEGLI ACR
Transmission Reinforcement III | 2019 | PSEGLI | [5 empty] | 2.8 |  | See transmission notes below, O&M included in PSEGLI ACR
Transmission Reinforcement IV | 2020 | PSEGLI | [5 empty] | 136.8 |  | See transmission notes below, O&M included in PSEGLI ACR | [9 empty] | Assumes 50 MW of generation at Greenport
Transmission Reinforcement V | 2022 | PSEGLI | [5 empty] | 275.5 |  | See transmission notes below, O&M included in PSEGLI ACR
Capacity Credit Market Price ($M) | MW | Derate | 2018 | 2019 | 2020 | 2021 | 2022 | 2023 | 2024 | 2025 | 2026 | 2027 | 2028 | 2029 | 2030 | 2031 | 2032 | 2033 | 2034 | 2035
Battery Storage 2.5 MW | 2.5 | 37% |  | -0.17006 | -0.18036 | -0.21578 | -0.24462 | -0.25191 | -0.25661 | -0.26568 | -0.27899 | -0.2694 | -0.24578 | -0.25315 | -0.26075 | -0.26857 | -0.27663 | -0.28493 | -0.29347 | -0.30228
Energy Efficiency - DLC 10 MW | 10 | 25% | 0 | -0.80981 | -0.85888 | -1.0275 | -1.1649 | -1.1996 | -1.222 | -1.2651 | -1.3285 | -1.2829 | -1.1704 | -1.2055 | -1.2417 | -1.2789 | -1.3173 | -1.3568 | -1.3975 | -1.4394
Energy Efficiency - DLC 13 MW | 13 | 25% | 0 | -1.0528 | -1.1165 | -1.3358 | -1.5143 | -1.5595 | -1.5885 | -1.6447 | -1.7271 | -1.6677 | -1.5215 | -1.5671 | -1.6142 | -1.6626 | -1.7125 | -1.7638 | -1.8167 | -1.8712
[6 empty] | Energy Efficiency |  |  | Res Credit | 0% | Peaking Generation Penalty ($k) vs CC | [5 empty] | MW
Reference Case Details |  | Capital | 2021: Capacity Credits; 275.5 2023: MW:; 275.5 2024: 10; See transmission notes below, O&M included in PSEGLI ACR 2025: Value M$ for 10MW; See transmission notes below, O&M included in PSEGLI ACR 2026: 125; See transmission notes below, O&M included in PSEGLI ACR 2027: Phased In Opt 2 & 3; See transmission notes below, O&M included in PSEGLI ACR 2032: 250
|  | Cost ($M) | 2021: 2018; 2022: 93819; 275.5 2023: Mw/yr.; 275.5 2024: 10; See transmission notes below, O&M included in PSEGLI ACR 2025: 0.93819; See transmission notes below, O&M included in PSEGLI ACR 2026: 0; See transmission notes below, O&M included in PSEGLI ACR 2027: 0; See transmission notes below, O&M included in PSEGLI ACR 2028: 0; See transmission notes below, O&M included in PSEGLI ACR 2032: 16920
Transmission 1 (Total) | 2017 | 93.4 | 17 | 93.4 |  | 2019 | 107975 | Mw/yr. | 10 | 1.0797 | 8640 | 25 | 1728 |  |  |  | 17280
New Canal - Southampton Cable |  | 37.6 | 2021: 2020; 2022: 114517; 275.5 2023: Mw/yr.; 275.5 2024: 10; See transmission notes below, O&M included in PSEGLI ACR 2025: 1.1452; See transmission notes below, O&M included in PSEGLI ACR 2026: 8180; See transmission notes below, O&M included in PSEGLI ACR 2027: 25; See transmission notes below, O&M included in PSEGLI ACR 2028: 1636; See transmission notes below, O&M included in PSEGLI ACR 2032: 16360
Upgrade Wildwood - Riverhead to 138 kV |  | 7.7 | 2021: 2021; 2022: 137006; 275.5 2023: Mw/yr.; 275.5 2024: 10; See transmission notes below, O&M included in PSEGLI ACR 2025: 1.3701; See transmission notes below, O&M included in PSEGLI ACR 2026: 10545; See transmission notes below, O&M included in PSEGLI ACR 2027: 50; See transmission notes below, O&M included in PSEGLI ACR 2028: 4218; See transmission notes below, O&M included in PSEGLI ACR 2032: 21090
Bridgehampton - Buell New 69 kV UG Cable |  | 33.2 | 2018: Moved from 2020 (6/15/16, S. Manessis); 2021: 2022; 2022: 155317; 275.5 2023: Mw/yr.; 275.5 2024: 10; See transmission notes below, O&M included in PSEGLI ACR 2025: 1.5532; See transmission notes below, O&M included in PSEGLI ACR 2026: 8650; See transmission notes below, O&M included in PSEGLI ACR 2027: 50; See transmission notes below, O&M included in PSEGLI ACR 2028: 3460; See transmission notes below, O&M included in PSEGLI ACR 2032: 17300
Amagansett Conversion 33 kV |  | 8 | 2021: 2023; 2022: 159946; 275.5 2023: Mw/yr.; 275.5 2024: 10; See transmission notes below, O&M included in PSEGLI ACR 2025: 1.5995; See transmission notes below, O&M included in PSEGLI ACR 2026: 12140; See transmission notes below, O&M included in PSEGLI ACR 2027: 75; See transmission notes below, O&M included in PSEGLI ACR 2028: 7284; See transmission notes below, O&M included in PSEGLI ACR 2032: 24280
East Hampton Conversion 33 kV |  | 3.2 | 2021: 2024; 2022: 162928; 275.5 2023: Mw/yr.; 275.5 2024: 10; See transmission notes below, O&M included in PSEGLI ACR 2025: 1.6293; See transmission notes below, O&M included in PSEGLI ACR 2026: 8960; See transmission notes below, O&M included in PSEGLI ACR 2027: 75; See transmission notes below, O&M included in PSEGLI ACR 2028: 5376; See transmission notes below, O&M included in PSEGLI ACR 2032: 17920
Buell Conversion 33 kV |  | 3.7 | 2021: 2025; 2022: 168686; 275.5 2023: Mw/yr.; 275.5 2024: 10; See transmission notes below, O&M included in PSEGLI ACR 2025: 1.6869; See transmission notes below, O&M included in PSEGLI ACR 2026: 8190; See transmission notes below, O&M included in PSEGLI ACR 2027: 100; See transmission notes below, O&M included in PSEGLI ACR 2028: 6552; See transmission notes below, O&M included in PSEGLI ACR 2032: 16380
[6 empty] | 2026 | 177137 | Mw/yr. | 10 | 1.7714 | 8795 | 100 | 7036 |  |  |  | 17590
Transmission 2 | 2018 | 4.8 | 18-22 | 419.9 |  | 2027 | 171050 | Mw/yr. | 10 | 1.7105 | 7680 | 125 | 7680 |  |  |  | 15360
Hither Hills Conversion to 33 kV |  | 4.8 | Total | 513.3 |  | 2028 | 156051 | Mw/yr. | 10 | 1.5605 | 9435 | 125 | 9435 |  |  |  | 18870
[6 empty] | 2029 |  |  |  | 1.6073 | 7890 | 125 | 7890 |  |  |  | 15780
Transmission 3 | 2019 | 2.8 | 2021: 2030; See transmission notes below, O&M included in PSEGLI ACR 2025: 1.6555; See transmission notes below, O&M included in PSEGLI ACR 2026: 8145; See transmission notes below, O&M included in PSEGLI ACR 2027: 125; See transmission notes below, O&M included in PSEGLI ACR 2028: 8145; See transmission notes below, O&M included in PSEGLI ACR 2032: 16290
Culloden Pt Conversion to 33 kV |  | 2.8 | 2021: 2031; See transmission notes below, O&M included in PSEGLI ACR 2025: 1.7052; See transmission notes below, O&M included in PSEGLI ACR 2026: 6935; See transmission notes below, O&M included in PSEGLI ACR 2027: 125; See transmission notes below, O&M included in PSEGLI ACR 2028: 6935; See transmission notes below, O&M included in PSEGLI ACR 2032: 13870
[6 empty] | 2032 |  |  |  | 1.7564 | 6650 | 125 | 6650 |  |  |  | 13300
Transmission 4 | 2020 | 136.8 | 2021: 2033; See transmission notes below, O&M included in PSEGLI ACR 2025: 1.8091; See transmission notes below, O&M included in PSEGLI ACR 2026: 8790; See transmission notes below, O&M included in PSEGLI ACR 2027: 125; See transmission notes below, O&M included in PSEGLI ACR 2028: 8790; See transmission notes below, O&M included in PSEGLI ACR 2032: 17580
Riverhead Canal 2nd Line and Bank |  | 136.8 | 2018: Moved from 2017 (6/15/16, S. Manessis); 2021: 2034; See transmission notes below, O&M included in PSEGLI ACR 2025: 1.8633; See transmission notes below, O&M included in PSEGLI ACR 2026: 8790; See transmission notes below, O&M included in PSEGLI ACR 2027: 125; See transmission notes below, O&M included in PSEGLI ACR 2028: 8790; See transmission notes below, O&M included in PSEGLI ACR 2032: 17580; See transmission notes below, O&M included in PSEGLI ACR 2033: Estimated
[6 empty] | 2035 |  |  |  | 1.9192 | 8790 | 125 | 8790 |  |  |  | 17580 | Estimated
Transmission 5 | 2022 | 275.5
Canal - Wainscott New 138 kV UG Cable |  | 275.5 | 2022: Cap Credit - Assume increases at general inflation after 2028
[7 empty] | Derate Factor Battery |  | 37% | Derate Factor DLC | 25%
Capacity credit w/o Caithness and updated LCR forecast 9/8/2014. Reserve credit for 17% already included in cost
Resource need by 2030 | 250 |  | 2022: Revised production cost per KZ 4/11/2014 - for 250 MW of peaking generation
Greenport Existing | 50 | Assumed in the Transmission Plan | 2022: Battery: 37% Derate Factor from NYISO May 2012 report, 4 hours call with greater than 30 days
Replacement of South Fork units | 50 | Assumed in the Transmission Plan | 2022: DLC: Assume 25% derate based on DLC 4 hour call limitation 10 times per year but when combined with solar assume similar to 10 hour call credit (75% credit) per NYISO May 2012 report
DLC / Solar (Effective) | 25 | 10 MW of DLC needed based on 40 MW solar output | 2022: Plan 3 Energy savings based on replacement of Combined cycle unit versus peaking plant on annual basis - Starting in 2022 for base Utility 2.0
Energy Storage | 0 | Not needed if peak demand is as typically occurs - hours ending 5 and 6 PM
Net Peaking RFP Need | 125
Note on C31: Marron, Stephen:
Note on H28: Marron, Stephen: See P Andolena email 9/8/2014
Note on L49: Marron, Stephen: Based on 4 hour call - From SCR Evaluation of Perfromance and Contribution to Resource Adequacy May 2012

## Ph III-Portfolio 1
Version |  | Based on PSEGLI file: "East End Utility 2_0_Economics_2014_10_13_r28_Sargent_Lundy.xlsx"
Annual Revenue Requirements (Millions of $s)
1) Reference (Transmission only) Case
Project | I/S Year | Investor | Capital (2015$s) | 2016 | 2017 | 2018 | 2019 | 2020 | 2021 | 2022 | 2023 | 2024 | 2025 | 2026 | 2027 | 2028 | 2029 | 2030 | 2031 | 2032 | 2033 | 2034 | 2035 | 2036 | 2037 | 2038 | 2039 | 2040 | 2041 | 2042 | 2043 | 2044 | 2045 | 2046 | 2047 | 2048 | 2049 | 2050 | 2051 | 2052 | 2053 | 2054 | 2055 | 2056 | 2057 | 2058 | 2059 | 2060 | 2061 | 2062 | 2063 | 2064 |  |  | NPV |  |  |  |  | Project Inputs for Portfolio:
Transmission Reinforcement I | 2017 | PSEGLI | 93.4 | 0 | 11.3926 | 11.3926 | 11.3926 | 11.3926 | 11.3926 | 11.3926 | 11.3926 | 11.3926 | 11.3926 | 11.3926 | 11.3926 | 11.3926 | 11.3926 | 11.3926 | 11.3926 | 11.3926 | 11.3926 | 11.3926 | 11.3926 | 11.3926 | 11.3926 | 11.3926 | 11.3926 | 11.3926 | 11.3926 | 11.3926 | 11.3926 | 11.3926 | 11.3926 | 11.3926 | 11.3926 | 11.3926 | 11.3926 | 11.3926 | 11.3926 | [13 empty] | 35 |  | 166.1982 |  |  |  | Proposal Number = | DWW-101 | LIE-101 | LIE-401 | AEG-101 | AEG-101 | AEG-101
Transmission Reinforcement II | 2018 | PSEGLI | 4.8 | 0 | 0 | 0.60305 | 0.60305 | 0.60305 | 0.60305 | 0.60305 | 0.60305 | 0.60305 | 0.60305 | 0.60305 | 0.60305 | 0.60305 | 0.60305 | 0.60305 | 0.60305 | 0.60305 | 0.60305 | 0.60305 | 0.60305 | 0.60305 | 0.60305 | 0.60305 | 0.60305 | 0.60305 | 0.60305 | 0.60305 | 0.60305 | 0.60305 | 0.60305 | 0.60305 | 0.60305 | 0.60305 | 0.60305 | 0.60305 | 0.60305 | 0.60305 | [12 empty] | 35 |  | 8.3388 |  |  |  | Proposer Name = | d | e | f | g | h | i | j | j | j | j
Transmission Reinforcement III | 2019 | PSEGLI | 2.8 | 0 | 0 | 0 | 0.36233 | 0.36233 | 0.36233 | 0.36233 | 0.36233 | 0.36233 | 0.36233 | 0.36233 | 0.36233 | 0.36233 | 0.36233 | 0.36233 | 0.36233 | 0.36233 | 0.36233 | 0.36233 | 0.36233 | 0.36233 | 0.36233 | 0.36233 | 0.36233 | 0.36233 | 0.36233 | 0.36233 | 0.36233 | 0.36233 | 0.36233 | 0.36233 | 0.36233 | 0.36233 | 0.36233 | 0.36233 | 0.36233 | 0.36233 | 0.36233 | [11 empty] | 35 |  | 4.7491 |  |  |  | Proposal/Project =
Transmission Reinforcement IV | 2020 | PSEGLI | 136.8 | 0 | 0 | 0 | 0 | 18.2337 | 18.2337 | 18.2337 | 18.2337 | 18.2337 | 18.2337 | 18.2337 | 18.2337 | 18.2337 | 18.2337 | 18.2337 | 18.2337 | 18.2337 | 18.2337 | 18.2337 | 18.2337 | 18.2337 | 18.2337 | 18.2337 | 18.2337 | 18.2337 | 18.2337 | 18.2337 | 18.2337 | 18.2337 | 18.2337 | 18.2337 | 18.2337 | 18.2337 | 18.2337 | 18.2337 | 18.2337 | 18.2337 | 18.2337 | 18.2337 | [10 empty] | 35 |  | 226.5269 |  |  |  | Option Number =
Transmission Reinforcement V | 2022 | PSEGLI | 275.5 | 0 | 0 | 0 | 0 | 0 | 0 | 38.957 | 38.957 | 38.957 | 38.957 | 38.957 | 38.957 | 38.957 | 38.957 | 38.957 | 38.957 | 38.957 | 38.957 | 38.957 | 38.957 | 38.957 | 38.957 | 38.957 | 38.957 | 38.957 | 38.957 | 38.957 | 38.957 | 38.957 | 38.957 | 38.957 | 38.957 | 38.957 | 38.957 | 38.957 | 38.957 | 38.957 | 38.957 | 38.957 | 38.957 | 38.957 | [8 empty] | 35 |  | 434.8353 |  |  |  | Location =
Technology =
Total |  |  | 513.3 | 0 | 11.3926 | 11.9957 | 12.358 | 30.5918 | 30.5918 | 69.5487 | 69.5487 | 69.5487 | 69.5487 | 69.5487 | 69.5487 | 69.5487 | 69.5487 | 69.5487 | 69.5487 | 69.5487 | 69.5487 | 69.5487 | 69.5487 | 69.5487 | 69.5487 | 69.5487 | 69.5487 | 69.5487 | 69.5487 | 69.5487 | 69.5487 | 69.5487 | 69.5487 | 69.5487 | 69.5487 | 69.5487 | 69.5487 | 69.5487 | 69.5487 | 58.1561 | 57.553 | 57.1907 | 38.957 | 38.957 | 0 | 0 | 0 | 0 | 0 | 0 | 0 | 0 |  |  | 840.6482 |  |  |  | Interconnection Points =
2016 NPV @ 5.5%, thru 2035 |  |  |  | 559.7216 | [54 empty] | Other =
2016 NPV @ 5.5%, thru 2056 |  |  |  | 840.6482 | [50 empty] | Select Project Number = |  | 2 | Output: NPV of Transmission Avoided Costs for Portfolio | Output: NPV of Transmission Avoided Costs for Selected Project | 1 | 2 | 3 | 4 | 5 | 6 | 7 | 8 | 9 | 10 | Portion in Area 1 | Portion in Area 2 | Portion in Area 3 | Totals | error
[57 empty] | Selected Project Inputs | 40854793.7955 | 4485155.15 | [10 empty] | 5691431.699 | 32153026.8683 | 3010335.2281 | 40854793.7955 | Avoided Costs
[56 empty] | Project kW = | 5130 | 55390 | 5130 | 9000 | 5130 | 33000 | 990 | 2730 | 4540 | 0 | 0 | 0 | 0 | 6120 | 44730 | 4540 | 55390 | Gross kW in Portfolio
[56 empty] | Project Area (1, 2, or 3) = | 1 | All | 1 | 2 | 1 | 2 | 1 | 2 | 3 | 1 | 1 | 1 | 1
[56 empty] | Proportion of Peak Hours Covered = | 100% | - | 100% | 100% | 100% | 100% | 100% | 100% | 100% | 100% | 100% | 100% | 100%
[56 empty] | Project COD = | 2018 | - | 2018 | 2022 | 2018 | 2018 | 2017 | 2017 | 2017 | 2019 | 2019 | 2019 | 2019
[56 empty] | Effective kW = | 5130 | 55390 | 5130 | 9000 | 5130 | 33000 | 990 | 2730 | 4540 | 0 | 0 | 0 | 0 | 6120 | 44730 | 4540 | 55390 | Effective kW in Portfolio
[70 empty] | 14000 | 28000 | 10000 | 52000 | Baseline kW Requirements
| I/S Year |  | Capital (2015$s) | 2016 | 2017 | 2018 | 2019 | 2020 | 2021 | 2022 | 2023 | 2024 | 2025 | 2026 | 2027 | 2028 | 2029 | 2030 | 2031 | 2032 | 2033 | 2034 | 2035 | 2036 | 2037 | 2038 | 2039 | 2040 | 2041 | 2042 | 2043 | 2044 | 2045 | 2046 | 2047 | 2048 | 2049 | 2050 | 2051 | 2052 | 2053 | 2054 | 2055 | 2056 | 2057 | 2058 | 2059 | 2060 | 2061 | 2062 | 2063 | 2064 |  | MW Required by 2022 | NPV Base $M | Differential NPV $M | Differential NPV $M (adjusted for COD of Selected Project) | Differential NPV $M (adjusted for deferral beyond baseline deferral year**) | Differntial NPV $/MW | NPV of Transmission Avoided Costs for Selected Project | COD | Tab No. | Area 1 Capacity (MW) | Area 2 Capacity (MW) | Area 3 Capacity (MW)* | Total Capacity (MW) |  |  |  | -7880 | 16730 | -5460 | 3390 | Portfolio Increase Over Baseline Requirements
[61 empty] | 2022 | DWW-101 | 0 | 9 | 0 | 9
Area I Projects: | [53 empty] | 6.12 | [6 empty] | 2018 | LIE-101 | 5.13 | 0 | 0 | 5.13 |  |  |  | Years of Deferral Beyond Project Baseline Deferral Year** |  |  | Normal COD | Deferred COD | Deferred COD with Limit | Baseline Deferral Year | Deferral Year Limit
Amagansett Conversion 33 kV | 2017 |  | 8 | 0 | 0.97582 | 0.97582 | 0.97582 | 0.97582 | 0.97582 | 0.97582 | 0.97582 | 0.97582 | 0.97582 | 0.97582 | 0.97582 | 0.97582 | 0.97582 | 0.97582 | 0.97582 | 0.97582 | 0.97582 | 0.97582 | 0.97582 | 0.97582 | 0.97582 | 0.97582 | 0.97582 | 0.97582 | 0.97582 | 0.97582 | 0.97582 | 0.97582 | 0.97582 | 0.97582 | 0.97582 | 0.97582 | 0.97582 | 0.97582 | 0.97582 | [13 empty] | 35 |  | 14.2354 | [5 empty] | 2018 | LIE-401 | 0 | 33 | 0 | 33 |  |  | Area I Projects:
East Hampton Conversion 33 kV | 2017 |  | 3.2 | 0 | 0.39033 | 0.39033 | 0.39033 | 0.39033 | 0.39033 | 0.39033 | 0.39033 | 0.39033 | 0.39033 | 0.39033 | 0.39033 | 0.39033 | 0.39033 | 0.39033 | 0.39033 | 0.39033 | 0.39033 | 0.39033 | 0.39033 | 0.39033 | 0.39033 | 0.39033 | 0.39033 | 0.39033 | 0.39033 | 0.39033 | 0.39033 | 0.39033 | 0.39033 | 0.39033 | 0.39033 | 0.39033 | 0.39033 | 0.39033 | 0.39033 | [13 empty] | 35 |  | 5.6942 | [5 empty] | 2017 | AEG-101 | 0.99156 | 2.7268 | 4.5446 | 8.263 |  |  | Amagansett Conversion 33 kV | 0 |  |  | 2017 | 2030 | 2020 | 2030 | 2030 | 2020
Buell Conversion 33 kV | 2017 |  | 3.7 | 0 | 0.45131 | 0.45131 | 0.45131 | 0.45131 | 0.45131 | 0.45131 | 0.45131 | 0.45131 | 0.45131 | 0.45131 | 0.45131 | 0.45131 | 0.45131 | 0.45131 | 0.45131 | 0.45131 | 0.45131 | 0.45131 | 0.45131 | 0.45131 | 0.45131 | 0.45131 | 0.45131 | 0.45131 | 0.45131 | 0.45131 | 0.45131 | 0.45131 | 0.45131 | 0.45131 | 0.45131 | 0.45131 | 0.45131 | 0.45131 | 0.45131 | [13 empty] | 35 |  | 6.5839 | [13 empty] | East Hampton Conversion 33 kV | 0 |  |  | 2017 | 2030 | 2020 | 2030 | 2030 | 2020
Hither Hills Conversion to 33 kV | 2018 |  | 4.8 | 0 | 0 | 0.60305 | 0.60305 | 0.60305 | 0.60305 | 0.60305 | 0.60305 | 0.60305 | 0.60305 | 0.60305 | 0.60305 | 0.60305 | 0.60305 | 0.60305 | 0.60305 | 0.60305 | 0.60305 | 0.60305 | 0.60305 | 0.60305 | 0.60305 | 0.60305 | 0.60305 | 0.60305 | 0.60305 | 0.60305 | 0.60305 | 0.60305 | 0.60305 | 0.60305 | 0.60305 | 0.60305 | 0.60305 | 0.60305 | 0.60305 | 0.60305 | [12 empty] | 35 |  | 8.3388 | [13 empty] | Buell Conversion 33 kV | 0 |  |  | 2017 | 2030 | 2020 | 2030 | 2030 | 2020
Culloden Pt Conversion to 33 kV | 2019 |  | 2.8 | 0 | 0 | 0 | 0.36233 | 0.36233 | 0.36233 | 0.36233 | 0.36233 | 0.36233 | 0.36233 | 0.36233 | 0.36233 | 0.36233 | 0.36233 | 0.36233 | 0.36233 | 0.36233 | 0.36233 | 0.36233 | 0.36233 | 0.36233 | 0.36233 | 0.36233 | 0.36233 | 0.36233 | 0.36233 | 0.36233 | 0.36233 | 0.36233 | 0.36233 | 0.36233 | 0.36233 | 0.36233 | 0.36233 | 0.36233 | 0.36233 | 0.36233 | 0.36233 | [11 empty] | 35 |  | 4.7491 | [13 empty] | Hither Hills Conversion to 33 kV | 0 |  |  | 2018 | 2030 | 2021 | 2030 | 2030 | 2021
No Deferral |  |  | 22.5 |  | 1.8175 | 2.4205 | 2.7828 | 2.7828 | 2.7828 | 2.7828 | 2.7828 | 2.7828 | 2.7828 | 2.7828 | 2.7828 | 2.7828 | 2.7828 | 2.7828 | 2.7828 | 2.7828 | 2.7828 | 2.7828 | 2.7828 | 2.7828 | 2.7828 | 2.7828 | 2.7828 | 2.7828 | 2.7828 | 2.7828 | 2.7828 | 2.7828 | 2.7828 | 2.7828 | 2.7828 | 2.7828 | 2.7828 | 2.7828 | 2.7828 | 0.96539 | 0.36233 | 0 | 0 | 0 | [10 empty] | 39.6013 | [13 empty] | Culloden Pt Conversion to 33 kV | 0 |  |  | 2019 | 2030 | 2022 | 2030 | 2030 | 2022
Area II Projects:
Amagansett Conversion 33 kV | 2020 |  | 8 |  |  |  |  | 1.0663 | 1.0663 | 1.0663 | 1.0663 | 1.0663 | 1.0663 | 1.0663 | 1.0663 | 1.0663 | 1.0663 | 1.0663 | 1.0663 | 1.0663 | 1.0663 | 1.0663 | 1.0663 | 1.0663 | 1.0663 | 1.0663 | 1.0663 | 1.0663 | 1.0663 | 1.0663 | 1.0663 | 1.0663 | 1.0663 | 1.0663 | 1.0663 | 1.0663 | 1.0663 | 1.0663 | 1.0663 | 1.0663 | 1.0663 | 1.0663 | [10 empty] | 35 |  | 13.2472 | 0.9882 | 0 | 0 | 0 | 0 | [8 empty] | Riverhead Canal 2nd Line and Bank |  | 1 |  | 2020 | 2027 | 2022 | 2026 | 2030 | 2019
East Hampton Conversion 33 kV | 2020 |  | 3.2 |  |  |  |  | 0.42652 | 0.42652 | 0.42652 | 0.42652 | 0.42652 | 0.42652 | 0.42652 | 0.42652 | 0.42652 | 0.42652 | 0.42652 | 0.42652 | 0.42652 | 0.42652 | 0.42652 | 0.42652 | 0.42652 | 0.42652 | 0.42652 | 0.42652 | 0.42652 | 0.42652 | 0.42652 | 0.42652 | 0.42652 | 0.42652 | 0.42652 | 0.42652 | 0.42652 | 0.42652 | 0.42652 | 0.42652 | 0.42652 | 0.42652 | 0.42652 | [10 empty] | 35 |  | 5.2989 | 0.39528 | 0 | 0 | 0 | 0 | [8 empty] | Area III Projects:
Buell Conversion 33 kV | 2022 |  | 3.7 |  |  |  |  | 0.5232 | 0.5232 | 0.5232 | 0.5232 | 0.5232 | 0.5232 | 0.5232 | 0.5232 | 0.5232 | 0.5232 | 0.5232 | 0.5232 | 0.5232 | 0.5232 | 0.5232 | 0.5232 | 0.5232 | 0.5232 | 0.5232 | 0.5232 | 0.5232 | 0.5232 | 0.5232 | 0.5232 | 0.5232 | 0.5232 | 0.5232 | 0.5232 | 0.5232 | 0.5232 | 0.5232 | 0.5232 | 0.5232 | 0.5232 | 0.5232 | [10 empty] | 35 |  | 6.4999 | 0.08392 | 0 | 0 | 0 | 0 | [8 empty] | New Canal - Southampton Cable |  |  | 0 | 2017 | 2023 | 2019 | 2023 | 2030 | 2019
Hither Hills Conversion to 33 kV | 2022 |  | 4.8 |  |  |  |  | 0.67874 | 0.67874 | 0.67874 | 0.67874 | 0.67874 | 0.67874 | 0.67874 | 0.67874 | 0.67874 | 0.67874 | 0.67874 | 0.67874 | 0.67874 | 0.67874 | 0.67874 | 0.67874 | 0.67874 | 0.67874 | 0.67874 | 0.67874 | 0.67874 | 0.67874 | 0.67874 | 0.67874 | 0.67874 | 0.67874 | 0.67874 | 0.67874 | 0.67874 | 0.67874 | 0.67874 | 0.67874 | 0.67874 | 0.67874 | 0.67874 | [10 empty] | 35 |  | 8.4324 | -0.093529 | -0.093529 | 0 | 0 | 0 | [8 empty] | Upgrade Wildwood - Riverhead to 138 kV |  |  | 0 | 2017 | 2022 | 2019 | 2022 | 2030 | 2019
Culloden Pt Conversion to 33 kV | 2022 |  | 2.8 |  |  |  |  | 0.39593 | 0.39593 | 0.39593 | 0.39593 | 0.39593 | 0.39593 | 0.39593 | 0.39593 | 0.39593 | 0.39593 | 0.39593 | 0.39593 | 0.39593 | 0.39593 | 0.39593 | 0.39593 | 0.39593 | 0.39593 | 0.39593 | 0.39593 | 0.39593 | 0.39593 | 0.39593 | 0.39593 | 0.39593 | 0.39593 | 0.39593 | 0.39593 | 0.39593 | 0.39593 | 0.39593 | 0.39593 | 0.39593 | 0.39593 | 0.39593 | [10 empty] | 35 |  | 4.9189 | -0.16983 | -0.16983 | -0.16983 | -27749.5078 | -142354.9752 | [8 empty] | Bridgehampton - Buell New 69 kV UG Cable |  |  | 0 | 2017 | 2023 | 2019 | 2023 | 2030 | 2022
Deferral to 2020 |  |  | 22.5 |  |  |  |  | 3.0907 | 3.0907 | 3.0907 | 3.0907 | 3.0907 | 3.0907 | 3.0907 | 3.0907 | 3.0907 | 3.0907 | 3.0907 | 3.0907 | 3.0907 | 3.0907 | 3.0907 | 3.0907 | 3.0907 | 3.0907 | 3.0907 | 3.0907 | 3.0907 | 3.0907 | 3.0907 | 3.0907 | 3.0907 | 3.0907 | 3.0907 | 3.0907 | 3.0907 | 3.0907 | 3.0907 | 3.0907 | 3.0907 | 3.0907 | 3.0907 | [10 empty] | 35 |  | 38.3972 | 1.204 | -0.26336 | -0.16983 | -27749.5078 | -142354.9752 | [8 empty] | Canal - Wainscott New 138 kV UG Cable |  |  | 0 | 2022 | 2028 | 2025 | 2028 | 2030 | 2028
Amagansett Conversion 33 kV | 2021 |  | 8 | [5 empty] | 1.0983 | 1.0983 | 1.0983 | 1.0983 | 1.0983 | 1.0983 | 1.0983 | 1.0983 | 1.0983 | 1.0983 | 1.0983 | 1.0983 | 1.0983 | 1.0983 | 1.0983 | 1.0983 | 1.0983 | 1.0983 | 1.0983 | 1.0983 | 1.0983 | 1.0983 | 1.0983 | 1.0983 | 1.0983 | 1.0983 | 1.0983 | 1.0983 | 1.0983 | 1.0983 | 1.0983 | 1.0983 | 1.0983 | 1.0983 | 1.0983 | [9 empty] | 35 |  | 12.9333 | 1.3021 | 0 | 0 | 0 | 0 | [9 empty] | ** Baseline Deferral Year is the deferral year if 63 MW (allocated to Areas 1, 2, and 3) is achieved.
East Hampton Conversion 33 kV | 2021 |  | 3.2 | [5 empty] | 0.43932 | 0.43932 | 0.43932 | 0.43932 | 0.43932 | 0.43932 | 0.43932 | 0.43932 | 0.43932 | 0.43932 | 0.43932 | 0.43932 | 0.43932 | 0.43932 | 0.43932 | 0.43932 | 0.43932 | 0.43932 | 0.43932 | 0.43932 | 0.43932 | 0.43932 | 0.43932 | 0.43932 | 0.43932 | 0.43932 | 0.43932 | 0.43932 | 0.43932 | 0.43932 | 0.43932 | 0.43932 | 0.43932 | 0.43932 | 0.43932 | [9 empty] | 35 |  | 5.1733 | 0.52085 | 0 | 0 | 0 | 0 | [9 empty] | Note: Analysis is based on the assumption that portfolio is constructed such that 63 MW is achieved.
Buell Conversion 33 kV | 2021 |  | 3.7 | [5 empty] | 0.50796 | 0.50796 | 0.50796 | 0.50796 | 0.50796 | 0.50796 | 0.50796 | 0.50796 | 0.50796 | 0.50796 | 0.50796 | 0.50796 | 0.50796 | 0.50796 | 0.50796 | 0.50796 | 0.50796 | 0.50796 | 0.50796 | 0.50796 | 0.50796 | 0.50796 | 0.50796 | 0.50796 | 0.50796 | 0.50796 | 0.50796 | 0.50796 | 0.50796 | 0.50796 | 0.50796 | 0.50796 | 0.50796 | 0.50796 | 0.50796 | [9 empty] | 35 |  | 5.9816 | 0.60223 | 0 | 0 | 0 | 0
Hither Hills Conversion to 33 kV | 2021 |  | 4.8 | [5 empty] | 0.65897 | 0.65897 | 0.65897 | 0.65897 | 0.65897 | 0.65897 | 0.65897 | 0.65897 | 0.65897 | 0.65897 | 0.65897 | 0.65897 | 0.65897 | 0.65897 | 0.65897 | 0.65897 | 0.65897 | 0.65897 | 0.65897 | 0.65897 | 0.65897 | 0.65897 | 0.65897 | 0.65897 | 0.65897 | 0.65897 | 0.65897 | 0.65897 | 0.65897 | 0.65897 | 0.65897 | 0.65897 | 0.65897 | 0.65897 | 0.65897 | [9 empty] | 35 |  | 7.76 | 0.57887 | 0.57887 | 0.57887 | 94586.8445 | 485230.5125
Culloden Pt Conversion to 33 kV | 2021 |  | 2.8 | [5 empty] | 0.3844 | 0.3844 | 0.3844 | 0.3844 | 0.3844 | 0.3844 | 0.3844 | 0.3844 | 0.3844 | 0.3844 | 0.3844 | 0.3844 | 0.3844 | 0.3844 | 0.3844 | 0.3844 | 0.3844 | 0.3844 | 0.3844 | 0.3844 | 0.3844 | 0.3844 | 0.3844 | 0.3844 | 0.3844 | 0.3844 | 0.3844 | 0.3844 | 0.3844 | 0.3844 | 0.3844 | 0.3844 | 0.3844 | 0.3844 | 0.3844 | [9 empty] | 35 |  | 4.5266 | 0.22241 | 0.22241 | 0 | 0 | 0
Deferral to 2021 |  |  | 22.5 | [5 empty] | 3.0889 | 3.0889 | 3.0889 | 3.0889 | 3.0889 | 3.0889 | 3.0889 | 3.0889 | 3.0889 | 3.0889 | 3.0889 | 3.0889 | 3.0889 | 3.0889 | 3.0889 | 3.0889 | 3.0889 | 3.0889 | 3.0889 | 3.0889 | 3.0889 | 3.0889 | 3.0889 | 3.0889 | 3.0889 | 3.0889 | 3.0889 | 3.0889 | 3.0889 | 3.0889 | 3.0889 | 3.0889 | 3.0889 | 3.0889 | 3.0889 | [9 empty] | 35 |  | 36.3748 | 3.2265 | 0.80128 | 0.57887 | 94586.8445 | 485230.5125 | =Area I Portion
Amagansett Conversion 33 kV | 2022 |  | 8 | [6 empty] | 1.1312 | 1.1312 | 1.1312 | 1.1312 | 1.1312 | 1.1312 | 1.1312 | 1.1312 | 1.1312 | 1.1312 | 1.1312 | 1.1312 | 1.1312 | 1.1312 | 1.1312 | 1.1312 | 1.1312 | 1.1312 | 1.1312 | 1.1312 | 1.1312 | 1.1312 | 1.1312 | 1.1312 | 1.1312 | 1.1312 | 1.1312 | 1.1312 | 1.1312 | 1.1312 | 1.1312 | 1.1312 | 1.1312 | 1.1312 | 1.1312 | [8 empty] | 35 |  | 12.6268 | 1.6086 | 0 | 0 | 0 | 0
East Hampton Conversion 33 kV | 2022 |  | 3.2 | [6 empty] | 0.45249 | 0.45249 | 0.45249 | 0.45249 | 0.45249 | 0.45249 | 0.45249 | 0.45249 | 0.45249 | 0.45249 | 0.45249 | 0.45249 | 0.45249 | 0.45249 | 0.45249 | 0.45249 | 0.45249 | 0.45249 | 0.45249 | 0.45249 | 0.45249 | 0.45249 | 0.45249 | 0.45249 | 0.45249 | 0.45249 | 0.45249 | 0.45249 | 0.45249 | 0.45249 | 0.45249 | 0.45249 | 0.45249 | 0.45249 | 0.45249 | [8 empty] | 35 |  | 5.0507 | 0.64344 | 0 | 0 | 0 | 0
Buell Conversion 33 kV | 2022 |  | 3.7 | [6 empty] | 0.5232 | 0.5232 | 0.5232 | 0.5232 | 0.5232 | 0.5232 | 0.5232 | 0.5232 | 0.5232 | 0.5232 | 0.5232 | 0.5232 | 0.5232 | 0.5232 | 0.5232 | 0.5232 | 0.5232 | 0.5232 | 0.5232 | 0.5232 | 0.5232 | 0.5232 | 0.5232 | 0.5232 | 0.5232 | 0.5232 | 0.5232 | 0.5232 | 0.5232 | 0.5232 | 0.5232 | 0.5232 | 0.5232 | 0.5232 | 0.5232 | [8 empty] | 35 |  | 5.8399 | 0.74397 | 0 | 0 | 0 | 0
Hither Hills Conversion to 33 kV | 2022 |  | 4.8 | [6 empty] | 0.67874 | 0.67874 | 0.67874 | 0.67874 | 0.67874 | 0.67874 | 0.67874 | 0.67874 | 0.67874 | 0.67874 | 0.67874 | 0.67874 | 0.67874 | 0.67874 | 0.67874 | 0.67874 | 0.67874 | 0.67874 | 0.67874 | 0.67874 | 0.67874 | 0.67874 | 0.67874 | 0.67874 | 0.67874 | 0.67874 | 0.67874 | 0.67874 | 0.67874 | 0.67874 | 0.67874 | 0.67874 | 0.67874 | 0.67874 | 0.67874 | [8 empty] | 35 |  | 7.5761 | 0.76276 | 0.76276 | 0 | 0 | 0
Culloden Pt Conversion to 33 kV | 2022 |  | 2.8 | [6 empty] | 0.39593 | 0.39593 | 0.39593 | 0.39593 | 0.39593 | 0.39593 | 0.39593 | 0.39593 | 0.39593 | 0.39593 | 0.39593 | 0.39593 | 0.39593 | 0.39593 | 0.39593 | 0.39593 | 0.39593 | 0.39593 | 0.39593 | 0.39593 | 0.39593 | 0.39593 | 0.39593 | 0.39593 | 0.39593 | 0.39593 | 0.39593 | 0.39593 | 0.39593 | 0.39593 | 0.39593 | 0.39593 | 0.39593 | 0.39593 | 0.39593 | [8 empty] | 35 |  | 4.4194 | 0.32967 | 0.32967 | 0.32967 | 53868.1792 | 276343.7595
Deferral to 2022 |  |  | 22.5 | [6 empty] | 3.1816 | 3.1816 | 3.1816 | 3.1816 | 3.1816 | 3.1816 | 3.1816 | 3.1816 | 3.1816 | 3.1816 | 3.1816 | 3.1816 | 3.1816 | 3.1816 | 3.1816 | 3.1816 | 3.1816 | 3.1816 | 3.1816 | 3.1816 | 3.1816 | 3.1816 | 3.1816 | 3.1816 | 3.1816 | 3.1816 | 3.1816 | 3.1816 | 3.1816 | 3.1816 | 3.1816 | 3.1816 | 3.1816 | 3.1816 | 3.1816 | [8 empty] | 35 |  | 35.5129 | 4.0884 | 1.0924 | 0.32967 | 53868.1792 | 276343.7595 | =Area I Portion
Amagansett Conversion 33 kV | 2025 |  | 8 | [9 empty] | 1.2361 | 1.2361 | 1.2361 | 1.2361 | 1.2361 | 1.2361 | 1.2361 | 1.2361 | 1.2361 | 1.2361 | 1.2361 | 1.2361 | 1.2361 | 1.2361 | 1.2361 | 1.2361 | 1.2361 | 1.2361 | 1.2361 | 1.2361 | 1.2361 | 1.2361 | 1.2361 | 1.2361 | 1.2361 | 1.2361 | 1.2361 | 1.2361 | 1.2361 | 1.2361 | 1.2361 | 1.2361 | 1.2361 | 1.2361 | 1.2361 | [5 empty] | 35 |  | 11.7503 | 2.4851 | 0 | 0 | 0 | 0
East Hampton Conversion 33 kV | 2025 |  | 3.2 | [9 empty] | 0.49445 | 0.49445 | 0.49445 | 0.49445 | 0.49445 | 0.49445 | 0.49445 | 0.49445 | 0.49445 | 0.49445 | 0.49445 | 0.49445 | 0.49445 | 0.49445 | 0.49445 | 0.49445 | 0.49445 | 0.49445 | 0.49445 | 0.49445 | 0.49445 | 0.49445 | 0.49445 | 0.49445 | 0.49445 | 0.49445 | 0.49445 | 0.49445 | 0.49445 | 0.49445 | 0.49445 | 0.49445 | 0.49445 | 0.49445 | 0.49445 | [5 empty] | 35 |  | 4.7001 | 0.99405 | 0 | 0 | 0 | 0
Buell Conversion 33 kV | 2025 |  | 3.7 | [9 empty] | 0.57171 | 0.57171 | 0.57171 | 0.57171 | 0.57171 | 0.57171 | 0.57171 | 0.57171 | 0.57171 | 0.57171 | 0.57171 | 0.57171 | 0.57171 | 0.57171 | 0.57171 | 0.57171 | 0.57171 | 0.57171 | 0.57171 | 0.57171 | 0.57171 | 0.57171 | 0.57171 | 0.57171 | 0.57171 | 0.57171 | 0.57171 | 0.57171 | 0.57171 | 0.57171 | 0.57171 | 0.57171 | 0.57171 | 0.57171 | 0.57171 | [5 empty] | 35 |  | 5.4345 | 1.1494 | 0 | 0 | 0 | 0
Hither Hills Conversion to 33 kV | 2025 |  | 4.8 | [9 empty] | 0.74168 | 0.74168 | 0.74168 | 0.74168 | 0.74168 | 0.74168 | 0.74168 | 0.74168 | 0.74168 | 0.74168 | 0.74168 | 0.74168 | 0.74168 | 0.74168 | 0.74168 | 0.74168 | 0.74168 | 0.74168 | 0.74168 | 0.74168 | 0.74168 | 0.74168 | 0.74168 | 0.74168 | 0.74168 | 0.74168 | 0.74168 | 0.74168 | 0.74168 | 0.74168 | 0.74168 | 0.74168 | 0.74168 | 0.74168 | 0.74168 | [5 empty] | 35 |  | 7.0502 | 1.2887 | 1.2887 | 0 | 0 | 0
Culloden Pt Conversion to 33 kV | 2025 |  | 2.8 | [9 empty] | 0.43265 | 0.43265 | 0.43265 | 0.43265 | 0.43265 | 0.43265 | 0.43265 | 0.43265 | 0.43265 | 0.43265 | 0.43265 | 0.43265 | 0.43265 | 0.43265 | 0.43265 | 0.43265 | 0.43265 | 0.43265 | 0.43265 | 0.43265 | 0.43265 | 0.43265 | 0.43265 | 0.43265 | 0.43265 | 0.43265 | 0.43265 | 0.43265 | 0.43265 | 0.43265 | 0.43265 | 0.43265 | 0.43265 | 0.43265 | 0.43265 | [5 empty] | 35 |  | 4.1126 | 0.63646 | 0.63646 | 0 | 0 | 0
Deferral to 2025 |  |  | 22.5 | [9 empty] | 3.4766 | 3.4766 | 3.4766 | 3.4766 | 3.4766 | 3.4766 | 3.4766 | 3.4766 | 3.4766 | 3.4766 | 3.4766 | 3.4766 | 3.4766 | 3.4766 | 3.4766 | 3.4766 | 3.4766 | 3.4766 | 3.4766 | 3.4766 | 3.4766 | 3.4766 | 3.4766 | 3.4766 | 3.4766 | 3.4766 | 3.4766 | 3.4766 | 3.4766 | 3.4766 | 3.4766 | 3.4766 | 3.4766 | 3.4766 | 3.4766 | [5 empty] | 35 |  | 33.0476 | 6.5537 | 1.9251 | 0 | 0 | 0 | =Area I Portion
Amagansett Conversion 33 kV | 2026 |  | 8 | [10 empty] | 1.2732 | 1.2732 | 1.2732 | 1.2732 | 1.2732 | 1.2732 | 1.2732 | 1.2732 | 1.2732 | 1.2732 | 1.2732 | 1.2732 | 1.2732 | 1.2732 | 1.2732 | 1.2732 | 1.2732 | 1.2732 | 1.2732 | 1.2732 | 1.2732 | 1.2732 | 1.2732 | 1.2732 | 1.2732 | 1.2732 | 1.2732 | 1.2732 | 1.2732 | 1.2732 | 1.2732 | 1.2732 | 1.2732 | 1.2732 | 1.2732 |  |  |  |  | 35 |  | 11.4718 | 2.7636 | 0 | 0 | 0 | 0
East Hampton Conversion 33 kV | 2026 |  | 3.2 | [10 empty] | 0.50929 | 0.50929 | 0.50929 | 0.50929 | 0.50929 | 0.50929 | 0.50929 | 0.50929 | 0.50929 | 0.50929 | 0.50929 | 0.50929 | 0.50929 | 0.50929 | 0.50929 | 0.50929 | 0.50929 | 0.50929 | 0.50929 | 0.50929 | 0.50929 | 0.50929 | 0.50929 | 0.50929 | 0.50929 | 0.50929 | 0.50929 | 0.50929 | 0.50929 | 0.50929 | 0.50929 | 0.50929 | 0.50929 | 0.50929 | 0.50929 |  |  |  |  | 35 |  | 4.5887 | 1.1054 | 0 | 0 | 0 | 0
Buell Conversion 33 kV | 2026 |  | 3.7 | [10 empty] | 0.58886 | 0.58886 | 0.58886 | 0.58886 | 0.58886 | 0.58886 | 0.58886 | 0.58886 | 0.58886 | 0.58886 | 0.58886 | 0.58886 | 0.58886 | 0.58886 | 0.58886 | 0.58886 | 0.58886 | 0.58886 | 0.58886 | 0.58886 | 0.58886 | 0.58886 | 0.58886 | 0.58886 | 0.58886 | 0.58886 | 0.58886 | 0.58886 | 0.58886 | 0.58886 | 0.58886 | 0.58886 | 0.58886 | 0.58886 | 0.58886 |  |  |  |  | 35 |  | 5.3057 | 1.2782 | 0 | 0 | 0 | 0
Hither Hills Conversion to 33 kV | 2026 |  | 4.8 | [10 empty] | 0.76393 | 0.76393 | 0.76393 | 0.76393 | 0.76393 | 0.76393 | 0.76393 | 0.76393 | 0.76393 | 0.76393 | 0.76393 | 0.76393 | 0.76393 | 0.76393 | 0.76393 | 0.76393 | 0.76393 | 0.76393 | 0.76393 | 0.76393 | 0.76393 | 0.76393 | 0.76393 | 0.76393 | 0.76393 | 0.76393 | 0.76393 | 0.76393 | 0.76393 | 0.76393 | 0.76393 | 0.76393 | 0.76393 | 0.76393 | 0.76393 |  |  |  |  | 35 |  | 6.8831 | 1.4557 | 1.4557 | 0 | 0 | 0
Culloden Pt Conversion to 33 kV | 2026 |  | 2.8 | [10 empty] | 0.44563 | 0.44563 | 0.44563 | 0.44563 | 0.44563 | 0.44563 | 0.44563 | 0.44563 | 0.44563 | 0.44563 | 0.44563 | 0.44563 | 0.44563 | 0.44563 | 0.44563 | 0.44563 | 0.44563 | 0.44563 | 0.44563 | 0.44563 | 0.44563 | 0.44563 | 0.44563 | 0.44563 | 0.44563 | 0.44563 | 0.44563 | 0.44563 | 0.44563 | 0.44563 | 0.44563 | 0.44563 | 0.44563 | 0.44563 | 0.44563 |  |  |  |  | 35 |  | 4.0151 | 0.73392 | 0.73392 | 0 | 0 | 0
Deferral to 2026 |  |  | 22.5 | [10 empty] | 3.5809 | 3.5809 | 3.5809 | 3.5809 | 3.5809 | 3.5809 | 3.5809 | 3.5809 | 3.5809 | 3.5809 | 3.5809 | 3.5809 | 3.5809 | 3.5809 | 3.5809 | 3.5809 | 3.5809 | 3.5809 | 3.5809 | 3.5809 | 3.5809 | 3.5809 | 3.5809 | 3.5809 | 3.5809 | 3.5809 | 3.5809 | 3.5809 | 3.5809 | 3.5809 | 3.5809 | 3.5809 | 3.5809 | 3.5809 | 3.5809 |  |  |  |  | 35 |  | 32.2645 | 7.3368 | 2.1897 | 0 | 0 | 0 | =Area I Portion
Amagansett Conversion 33 kV | 2027 |  | 8 | [11 empty] | 1.3114 | 1.3114 | 1.3114 | 1.3114 | 1.3114 | 1.3114 | 1.3114 | 1.3114 | 1.3114 | 1.3114 | 1.3114 | 1.3114 | 1.3114 | 1.3114 | 1.3114 | 1.3114 | 1.3114 | 1.3114 | 1.3114 | 1.3114 | 1.3114 | 1.3114 | 1.3114 | 1.3114 | 1.3114 | 1.3114 | 1.3114 | 1.3114 | 1.3114 | 1.3114 | 1.3114 | 1.3114 | 1.3114 | 1.3114 | 1.3114 |  |  |  | 35 |  | 11.2 | 3.0354 | 0 | 0 | 0 | 0
East Hampton Conversion 33 kV | 2027 |  | 3.2 | [11 empty] | 0.52457 | 0.52457 | 0.52457 | 0.52457 | 0.52457 | 0.52457 | 0.52457 | 0.52457 | 0.52457 | 0.52457 | 0.52457 | 0.52457 | 0.52457 | 0.52457 | 0.52457 | 0.52457 | 0.52457 | 0.52457 | 0.52457 | 0.52457 | 0.52457 | 0.52457 | 0.52457 | 0.52457 | 0.52457 | 0.52457 | 0.52457 | 0.52457 | 0.52457 | 0.52457 | 0.52457 | 0.52457 | 0.52457 | 0.52457 | 0.52457 |  |  |  | 35 |  | 4.48 | 1.2142 | 0 | 0 | 0 | 0
Buell Conversion 33 kV | 2027 |  | 3.7 | [11 empty] | 0.60653 | 0.60653 | 0.60653 | 0.60653 | 0.60653 | 0.60653 | 0.60653 | 0.60653 | 0.60653 | 0.60653 | 0.60653 | 0.60653 | 0.60653 | 0.60653 | 0.60653 | 0.60653 | 0.60653 | 0.60653 | 0.60653 | 0.60653 | 0.60653 | 0.60653 | 0.60653 | 0.60653 | 0.60653 | 0.60653 | 0.60653 | 0.60653 | 0.60653 | 0.60653 | 0.60653 | 0.60653 | 0.60653 | 0.60653 | 0.60653 |  |  |  | 35 |  | 5.18 | 1.4039 | 0 | 0 | 0 | 0
Hither Hills Conversion to 33 kV | 2027 |  | 4.8 | [11 empty] | 0.78685 | 0.78685 | 0.78685 | 0.78685 | 0.78685 | 0.78685 | 0.78685 | 0.78685 | 0.78685 | 0.78685 | 0.78685 | 0.78685 | 0.78685 | 0.78685 | 0.78685 | 0.78685 | 0.78685 | 0.78685 | 0.78685 | 0.78685 | 0.78685 | 0.78685 | 0.78685 | 0.78685 | 0.78685 | 0.78685 | 0.78685 | 0.78685 | 0.78685 | 0.78685 | 0.78685 | 0.78685 | 0.78685 | 0.78685 | 0.78685 |  |  |  | 35 |  | 6.72 | 1.6189 | 1.6189 | 0 | 0 | 0
Culloden Pt Conversion to 33 kV | 2027 |  | 2.8 | [11 empty] | 0.45899 | 0.45899 | 0.45899 | 0.45899 | 0.45899 | 0.45899 | 0.45899 | 0.45899 | 0.45899 | 0.45899 | 0.45899 | 0.45899 | 0.45899 | 0.45899 | 0.45899 | 0.45899 | 0.45899 | 0.45899 | 0.45899 | 0.45899 | 0.45899 | 0.45899 | 0.45899 | 0.45899 | 0.45899 | 0.45899 | 0.45899 | 0.45899 | 0.45899 | 0.45899 | 0.45899 | 0.45899 | 0.45899 | 0.45899 | 0.45899 |  |  |  | 35 |  | 3.92 | 0.82906 | 0.82906 | 0 | 0 | 0
Deferral to 2027 |  |  | 22.5 | [11 empty] | 3.6884 | 3.6884 | 3.6884 | 3.6884 | 3.6884 | 3.6884 | 3.6884 | 3.6884 | 3.6884 | 3.6884 | 3.6884 | 3.6884 | 3.6884 | 3.6884 | 3.6884 | 3.6884 | 3.6884 | 3.6884 | 3.6884 | 3.6884 | 3.6884 | 3.6884 | 3.6884 | 3.6884 | 3.6884 | 3.6884 | 3.6884 | 3.6884 | 3.6884 | 3.6884 | 3.6884 | 3.6884 | 3.6884 | 3.6884 | 3.6884 |  |  |  | 35 |  | 31.4999 | 8.1014 | 2.4479 | 0 | 0 | 0 | =Area I Portion
Amagansett Conversion 33 kV | 2028 |  | 8 | [12 empty] | 1.3508 | 1.3508 | 1.3508 | 1.3508 | 1.3508 | 1.3508 | 1.3508 | 1.3508 | 1.3508 | 1.3508 | 1.3508 | 1.3508 | 1.3508 | 1.3508 | 1.3508 | 1.3508 | 1.3508 | 1.3508 | 1.3508 | 1.3508 | 1.3508 | 1.3508 | 1.3508 | 1.3508 | 1.3508 | 1.3508 | 1.3508 | 1.3508 | 1.3508 | 1.3508 | 1.3508 | 1.3508 | 1.3508 | 1.3508 | 1.3508 |  |  | 35 |  | 10.9346 | 3.3008 | 0 | 0 | 0 | 0
East Hampton Conversion 33 kV | 2028 |  | 3.2 | [12 empty] | 0.5403 | 0.5403 | 0.5403 | 0.5403 | 0.5403 | 0.5403 | 0.5403 | 0.5403 | 0.5403 | 0.5403 | 0.5403 | 0.5403 | 0.5403 | 0.5403 | 0.5403 | 0.5403 | 0.5403 | 0.5403 | 0.5403 | 0.5403 | 0.5403 | 0.5403 | 0.5403 | 0.5403 | 0.5403 | 0.5403 | 0.5403 | 0.5403 | 0.5403 | 0.5403 | 0.5403 | 0.5403 | 0.5403 | 0.5403 | 0.5403 |  |  | 35 |  | 4.3738 | 1.3203 | 0 | 0 | 0 | 0
Buell Conversion 33 kV | 2028 |  | 3.7 | [12 empty] | 0.62472 | 0.62472 | 0.62472 | 0.62472 | 0.62472 | 0.62472 | 0.62472 | 0.62472 | 0.62472 | 0.62472 | 0.62472 | 0.62472 | 0.62472 | 0.62472 | 0.62472 | 0.62472 | 0.62472 | 0.62472 | 0.62472 | 0.62472 | 0.62472 | 0.62472 | 0.62472 | 0.62472 | 0.62472 | 0.62472 | 0.62472 | 0.62472 | 0.62472 | 0.62472 | 0.62472 | 0.62472 | 0.62472 | 0.62472 | 0.62472 |  |  | 35 |  | 5.0572 | 1.5266 | 0 | 0 | 0 | 0
Hither Hills Conversion to 33 kV | 2028 |  | 4.8 | [12 empty] | 0.81045 | 0.81045 | 0.81045 | 0.81045 | 0.81045 | 0.81045 | 0.81045 | 0.81045 | 0.81045 | 0.81045 | 0.81045 | 0.81045 | 0.81045 | 0.81045 | 0.81045 | 0.81045 | 0.81045 | 0.81045 | 0.81045 | 0.81045 | 0.81045 | 0.81045 | 0.81045 | 0.81045 | 0.81045 | 0.81045 | 0.81045 | 0.81045 | 0.81045 | 0.81045 | 0.81045 | 0.81045 | 0.81045 | 0.81045 | 0.81045 |  |  | 35 |  | 6.5607 | 1.7781 | 1.7781 | 0 | 0 | 0
Culloden Pt Conversion to 33 kV | 2028 |  | 2.8 | [12 empty] | 0.47276 | 0.47276 | 0.47276 | 0.47276 | 0.47276 | 0.47276 | 0.47276 | 0.47276 | 0.47276 | 0.47276 | 0.47276 | 0.47276 | 0.47276 | 0.47276 | 0.47276 | 0.47276 | 0.47276 | 0.47276 | 0.47276 | 0.47276 | 0.47276 | 0.47276 | 0.47276 | 0.47276 | 0.47276 | 0.47276 | 0.47276 | 0.47276 | 0.47276 | 0.47276 | 0.47276 | 0.47276 | 0.47276 | 0.47276 | 0.47276 |  |  | 35 |  | 3.8271 | 0.92195 | 0.92195 | 0 | 0 | 0
Deferral to 2028 |  |  | 22.5 | [12 empty] | 3.799 | 3.799 | 3.799 | 3.799 | 3.799 | 3.799 | 3.799 | 3.799 | 3.799 | 3.799 | 3.799 | 3.799 | 3.799 | 3.799 | 3.799 | 3.799 | 3.799 | 3.799 | 3.799 | 3.799 | 3.799 | 3.799 | 3.799 | 3.799 | 3.799 | 3.799 | 3.799 | 3.799 | 3.799 | 3.799 | 3.799 | 3.799 | 3.799 | 3.799 | 3.799 |  |  | 35 |  | 30.7535 | 8.8478 | 2.7 | 0 | 0 | 0 | =Area I Portion
Amagansett Conversion 33 kV | 2029 |  | 8 | [13 empty] | 1.3913 | 1.3913 | 1.3913 | 1.3913 | 1.3913 | 1.3913 | 1.3913 | 1.3913 | 1.3913 | 1.3913 | 1.3913 | 1.3913 | 1.3913 | 1.3913 | 1.3913 | 1.3913 | 1.3913 | 1.3913 | 1.3913 | 1.3913 | 1.3913 | 1.3913 | 1.3913 | 1.3913 | 1.3913 | 1.3913 | 1.3913 | 1.3913 | 1.3913 | 1.3913 | 1.3913 | 1.3913 | 1.3913 | 1.3913 | 1.3913 |  | 35 |  | 10.6755 | 3.5599 | 0 | 0 | 0 | 0
East Hampton Conversion 33 kV | 2029 |  | 3.2 | [13 empty] | 0.55651 | 0.55651 | 0.55651 | 0.55651 | 0.55651 | 0.55651 | 0.55651 | 0.55651 | 0.55651 | 0.55651 | 0.55651 | 0.55651 | 0.55651 | 0.55651 | 0.55651 | 0.55651 | 0.55651 | 0.55651 | 0.55651 | 0.55651 | 0.55651 | 0.55651 | 0.55651 | 0.55651 | 0.55651 | 0.55651 | 0.55651 | 0.55651 | 0.55651 | 0.55651 | 0.55651 | 0.55651 | 0.55651 | 0.55651 | 0.55651 |  | 35 |  | 4.2702 | 1.424 | 0 | 0 | 0 | 0
Buell Conversion 33 kV | 2029 |  | 3.7 | [13 empty] | 0.64347 | 0.64347 | 0.64347 | 0.64347 | 0.64347 | 0.64347 | 0.64347 | 0.64347 | 0.64347 | 0.64347 | 0.64347 | 0.64347 | 0.64347 | 0.64347 | 0.64347 | 0.64347 | 0.64347 | 0.64347 | 0.64347 | 0.64347 | 0.64347 | 0.64347 | 0.64347 | 0.64347 | 0.64347 | 0.64347 | 0.64347 | 0.64347 | 0.64347 | 0.64347 | 0.64347 | 0.64347 | 0.64347 | 0.64347 | 0.64347 |  | 35 |  | 4.9374 | 1.6465 | 0 | 0 | 0 | 0
Hither Hills Conversion to 33 kV | 2029 |  | 4.8 | [13 empty] | 0.83477 | 0.83477 | 0.83477 | 0.83477 | 0.83477 | 0.83477 | 0.83477 | 0.83477 | 0.83477 | 0.83477 | 0.83477 | 0.83477 | 0.83477 | 0.83477 | 0.83477 | 0.83477 | 0.83477 | 0.83477 | 0.83477 | 0.83477 | 0.83477 | 0.83477 | 0.83477 | 0.83477 | 0.83477 | 0.83477 | 0.83477 | 0.83477 | 0.83477 | 0.83477 | 0.83477 | 0.83477 | 0.83477 | 0.83477 | 0.83477 |  | 35 |  | 6.4053 | 1.9336 | 1.9336 | 0 | 0 | 0
Culloden Pt Conversion to 33 kV | 2029 |  | 2.8 | [13 empty] | 0.48695 | 0.48695 | 0.48695 | 0.48695 | 0.48695 | 0.48695 | 0.48695 | 0.48695 | 0.48695 | 0.48695 | 0.48695 | 0.48695 | 0.48695 | 0.48695 | 0.48695 | 0.48695 | 0.48695 | 0.48695 | 0.48695 | 0.48695 | 0.48695 | 0.48695 | 0.48695 | 0.48695 | 0.48695 | 0.48695 | 0.48695 | 0.48695 | 0.48695 | 0.48695 | 0.48695 | 0.48695 | 0.48695 | 0.48695 | 0.48695 |  | 35 |  | 3.7364 | 1.0126 | 1.0126 | 0 | 0 | 0
Deferral to 2029 |  |  | 22.5 | [13 empty] | 3.913 | 3.913 | 3.913 | 3.913 | 3.913 | 3.913 | 3.913 | 3.913 | 3.913 | 3.913 | 3.913 | 3.913 | 3.913 | 3.913 | 3.913 | 3.913 | 3.913 | 3.913 | 3.913 | 3.913 | 3.913 | 3.913 | 3.913 | 3.913 | 3.913 | 3.913 | 3.913 | 3.913 | 3.913 | 3.913 | 3.913 | 3.913 | 3.913 | 3.913 | 3.913 |  | 35 |  | 30.0247 | 9.5766 | 2.9462 | 0 | 0 | 0 | =Area I Portion
Amagansett Conversion 33 kV | 2030 |  | 8 | [14 empty] | 1.433 | 1.433 | 1.433 | 1.433 | 1.433 | 1.433 | 1.433 | 1.433 | 1.433 | 1.433 | 1.433 | 1.433 | 1.433 | 1.433 | 1.433 | 1.433 | 1.433 | 1.433 | 1.433 | 1.433 | 1.433 | 1.433 | 1.433 | 1.433 | 1.433 | 1.433 | 1.433 | 1.433 | 1.433 | 1.433 | 1.433 | 1.433 | 1.433 | 1.433 | 1.433 | 35 |  | 10.4225 | 3.8129 | 0 | 0 | 0 | 0
East Hampton Conversion 33 kV | 2030 |  | 3.2 | [14 empty] | 0.57321 | 0.57321 | 0.57321 | 0.57321 | 0.57321 | 0.57321 | 0.57321 | 0.57321 | 0.57321 | 0.57321 | 0.57321 | 0.57321 | 0.57321 | 0.57321 | 0.57321 | 0.57321 | 0.57321 | 0.57321 | 0.57321 | 0.57321 | 0.57321 | 0.57321 | 0.57321 | 0.57321 | 0.57321 | 0.57321 | 0.57321 | 0.57321 | 0.57321 | 0.57321 | 0.57321 | 0.57321 | 0.57321 | 0.57321 | 0.57321 | 35 |  | 4.169 | 1.5252 | 0 | 0 | 0 | 0
Buell Conversion 33 kV | 2030 |  | 3.7 | [14 empty] | 0.66277 | 0.66277 | 0.66277 | 0.66277 | 0.66277 | 0.66277 | 0.66277 | 0.66277 | 0.66277 | 0.66277 | 0.66277 | 0.66277 | 0.66277 | 0.66277 | 0.66277 | 0.66277 | 0.66277 | 0.66277 | 0.66277 | 0.66277 | 0.66277 | 0.66277 | 0.66277 | 0.66277 | 0.66277 | 0.66277 | 0.66277 | 0.66277 | 0.66277 | 0.66277 | 0.66277 | 0.66277 | 0.66277 | 0.66277 | 0.66277 | 35 |  | 4.8204 | 1.7635 | 0 | 0 | 0 | 0
Hither Hills Conversion to 33 kV | 2030 |  | 4.8 | [14 empty] | 0.85981 | 0.85981 | 0.85981 | 0.85981 | 0.85981 | 0.85981 | 0.85981 | 0.85981 | 0.85981 | 0.85981 | 0.85981 | 0.85981 | 0.85981 | 0.85981 | 0.85981 | 0.85981 | 0.85981 | 0.85981 | 0.85981 | 0.85981 | 0.85981 | 0.85981 | 0.85981 | 0.85981 | 0.85981 | 0.85981 | 0.85981 | 0.85981 | 0.85981 | 0.85981 | 0.85981 | 0.85981 | 0.85981 | 0.85981 | 0.85981 | 35 |  | 6.2535 | 2.0853 | 2.0853 | 0 | 0 | 0
Culloden Pt Conversion to 33 kV | 2030 |  | 2.8 | [14 empty] | 0.50156 | 0.50156 | 0.50156 | 0.50156 | 0.50156 | 0.50156 | 0.50156 | 0.50156 | 0.50156 | 0.50156 | 0.50156 | 0.50156 | 0.50156 | 0.50156 | 0.50156 | 0.50156 | 0.50156 | 0.50156 | 0.50156 | 0.50156 | 0.50156 | 0.50156 | 0.50156 | 0.50156 | 0.50156 | 0.50156 | 0.50156 | 0.50156 | 0.50156 | 0.50156 | 0.50156 | 0.50156 | 0.50156 | 0.50156 | 0.50156 | 35 |  | 3.6479 | 1.1012 | 1.1012 | 0 | 0 | 0
Deferral to 2030 |  |  | 22.5 | [14 empty] | 4.0304 | 4.0304 | 4.0304 | 4.0304 | 4.0304 | 4.0304 | 4.0304 | 4.0304 | 4.0304 | 4.0304 | 4.0304 | 4.0304 | 4.0304 | 4.0304 | 4.0304 | 4.0304 | 4.0304 | 4.0304 | 4.0304 | 4.0304 | 4.0304 | 4.0304 | 4.0304 | 4.0304 | 4.0304 | 4.0304 | 4.0304 | 4.0304 | 4.0304 | 4.0304 | 4.0304 | 4.0304 | 4.0304 | 4.0304 | 4.0304 | 35 |  | 29.3132 | 10.2881 | 3.1865 | 0 | 0 | 0 | =Area I Portion
[60 empty] | 4485155.15 | =Area I+II+III Portions
Annual Avoided Costs for Deferral to 2022:
Amagansett Conversion 33 kV | 2020 |  |  | 0 | 0.97582 | 0.97582 | 0.97582 | -0.090484 | -0.090484 | -0.090484 | -0.090484 | -0.090484 | -0.090484 | -0.090484 | -0.090484 | -0.090484 | -0.090484 | -0.090484 | -0.090484 | -0.090484 | -0.090484 | -0.090484 | -0.090484 | -0.090484 | -0.090484 | -0.090484 | -0.090484 | -0.090484 | -0.090484 | -0.090484 | -0.090484 | -0.090484 | -0.090484 | -0.090484 | -0.090484 | -0.090484 | -0.090484 | -0.090484 | -0.090484 | -1.0663 | -1.0663 | -1.0663 | 0 | 0 | [8 empty] | 35 |  |  | 0.9882
East Hampton Conversion 33 kV | 2020 |  |  | 0 | 0.39033 | 0.39033 | 0.39033 | -0.036194 | -0.036194 | -0.036194 | -0.036194 | -0.036194 | -0.036194 | -0.036194 | -0.036194 | -0.036194 | -0.036194 | -0.036194 | -0.036194 | -0.036194 | -0.036194 | -0.036194 | -0.036194 | -0.036194 | -0.036194 | -0.036194 | -0.036194 | -0.036194 | -0.036194 | -0.036194 | -0.036194 | -0.036194 | -0.036194 | -0.036194 | -0.036194 | -0.036194 | -0.036194 | -0.036194 | -0.036194 | -0.42652 | -0.42652 | -0.42652 | 0 | 0 | [8 empty] | 35 |  |  | 0.39528
Buell Conversion 33 kV | 2020 |  |  | 0 | 0.45131 | 0.45131 | 0.45131 | -0.071883 | -0.071883 | -0.071883 | -0.071883 | -0.071883 | -0.071883 | -0.071883 | -0.071883 | -0.071883 | -0.071883 | -0.071883 | -0.071883 | -0.071883 | -0.071883 | -0.071883 | -0.071883 | -0.071883 | -0.071883 | -0.071883 | -0.071883 | -0.071883 | -0.071883 | -0.071883 | -0.071883 | -0.071883 | -0.071883 | -0.071883 | -0.071883 | -0.071883 | -0.071883 | -0.071883 | -0.071883 | -0.5232 | -0.5232 | -0.5232 | 0 | 0 | [8 empty] | 35 |  |  | 0.08392
Hither Hills Conversion to 33 kV | 2020 |  |  | 0 | 0 | 0.60305 | 0.60305 | -0.075689 | -0.075689 | -0.075689 | -0.075689 | -0.075689 | -0.075689 | -0.075689 | -0.075689 | -0.075689 | -0.075689 | -0.075689 | -0.075689 | -0.075689 | -0.075689 | -0.075689 | -0.075689 | -0.075689 | -0.075689 | -0.075689 | -0.075689 | -0.075689 | -0.075689 | -0.075689 | -0.075689 | -0.075689 | -0.075689 | -0.075689 | -0.075689 | -0.075689 | -0.075689 | -0.075689 | -0.075689 | -0.075689 | -0.67874 | -0.67874 | 0 | 0 | [8 empty] | 35 |  |  | -0.093529
Culloden Pt Conversion to 33 kV | 2020 |  |  | 0 | 0 | 0 | 0.36233 | -0.033598 | -0.033598 | -0.033598 | -0.033598 | -0.033598 | -0.033598 | -0.033598 | -0.033598 | -0.033598 | -0.033598 | -0.033598 | -0.033598 | -0.033598 | -0.033598 | -0.033598 | -0.033598 | -0.033598 | -0.033598 | -0.033598 | -0.033598 | -0.033598 | -0.033598 | -0.033598 | -0.033598 | -0.033598 | -0.033598 | -0.033598 | -0.033598 | -0.033598 | -0.033598 | -0.033598 | -0.033598 | -0.033598 | -0.033598 | -0.39593 | 0 | 0 | [8 empty] | 35 |  |  | -0.16983
Annual Avoided Costs for Deferral to 2023:
Amagansett Conversion 33 kV | 2021 |  |  | 0 | 0.97582 | 0.97582 | 0.97582 | 0.97582 | -0.12247 | -0.12247 | -0.12247 | -0.12247 | -0.12247 | -0.12247 | -0.12247 | -0.12247 | -0.12247 | -0.12247 | -0.12247 | -0.12247 | -0.12247 | -0.12247 | -0.12247 | -0.12247 | -0.12247 | -0.12247 | -0.12247 | -0.12247 | -0.12247 | -0.12247 | -0.12247 | -0.12247 | -0.12247 | -0.12247 | -0.12247 | -0.12247 | -0.12247 | -0.12247 | -0.12247 | -1.0983 | -1.0983 | -1.0983 | -1.0983 | 0 | 0 | [7 empty] | 35 |  |  | 1.3021
East Hampton Conversion 33 kV | 2021 |  |  | 0 | 0.39033 | 0.39033 | 0.39033 | 0.39033 | -0.048989 | -0.048989 | -0.048989 | -0.048989 | -0.048989 | -0.048989 | -0.048989 | -0.048989 | -0.048989 | -0.048989 | -0.048989 | -0.048989 | -0.048989 | -0.048989 | -0.048989 | -0.048989 | -0.048989 | -0.048989 | -0.048989 | -0.048989 | -0.048989 | -0.048989 | -0.048989 | -0.048989 | -0.048989 | -0.048989 | -0.048989 | -0.048989 | -0.048989 | -0.048989 | -0.048989 | -0.43932 | -0.43932 | -0.43932 | -0.43932 | 0 | 0 | [7 empty] | 35 |  |  | 0.52085
Buell Conversion 33 kV | 2021 |  |  | 0 | 0.45131 | 0.45131 | 0.45131 | 0.45131 | -0.056644 | -0.056644 | -0.056644 | -0.056644 | -0.056644 | -0.056644 | -0.056644 | -0.056644 | -0.056644 | -0.056644 | -0.056644 | -0.056644 | -0.056644 | -0.056644 | -0.056644 | -0.056644 | -0.056644 | -0.056644 | -0.056644 | -0.056644 | -0.056644 | -0.056644 | -0.056644 | -0.056644 | -0.056644 | -0.056644 | -0.056644 | -0.056644 | -0.056644 | -0.056644 | -0.056644 | -0.50796 | -0.50796 | -0.50796 | -0.50796 | 0 | 0 | [7 empty] | 35 |  |  | 0.60223
Hither Hills Conversion to 33 kV | 2021 |  |  | 0 | 0 | 0.60305 | 0.60305 | 0.60305 | -0.055919 | -0.055919 | -0.055919 | -0.055919 | -0.055919 | -0.055919 | -0.055919 | -0.055919 | -0.055919 | -0.055919 | -0.055919 | -0.055919 | -0.055919 | -0.055919 | -0.055919 | -0.055919 | -0.055919 | -0.055919 | -0.055919 | -0.055919 | -0.055919 | -0.055919 | -0.055919 | -0.055919 | -0.055919 | -0.055919 | -0.055919 | -0.055919 | -0.055919 | -0.055919 | -0.055919 | -0.055919 | -0.65897 | -0.65897 | -0.65897 | 0 | 0 | [7 empty] | 35 |  |  | 0.57887
Culloden Pt Conversion to 33 kV | 2021 |  |  | 0 | 0 | 0 | 0.36233 | 0.36233 | -0.022066 | -0.022066 | -0.022066 | -0.022066 | -0.022066 | -0.022066 | -0.022066 | -0.022066 | -0.022066 | -0.022066 | -0.022066 | -0.022066 | -0.022066 | -0.022066 | -0.022066 | -0.022066 | -0.022066 | -0.022066 | -0.022066 | -0.022066 | -0.022066 | -0.022066 | -0.022066 | -0.022066 | -0.022066 | -0.022066 | -0.022066 | -0.022066 | -0.022066 | -0.022066 | -0.022066 | -0.022066 | -0.022066 | -0.3844 | -0.3844 | 0 | 0 | [7 empty] | 35 |  |  | 0.22241
Annual Avoided Costs for Deferral to 2024:
Amagansett Conversion 33 kV | 2022 |  |  | 0 | 0.97582 | 0.97582 | 0.97582 | 0.97582 | 0.97582 | -0.15542 | -0.15542 | -0.15542 | -0.15542 | -0.15542 | -0.15542 | -0.15542 | -0.15542 | -0.15542 | -0.15542 | -0.15542 | -0.15542 | -0.15542 | -0.15542 | -0.15542 | -0.15542 | -0.15542 | -0.15542 | -0.15542 | -0.15542 | -0.15542 | -0.15542 | -0.15542 | -0.15542 | -0.15542 | -0.15542 | -0.15542 | -0.15542 | -0.15542 | -0.15542 | -1.1312 | -1.1312 | -1.1312 | -1.1312 | -1.1312 | 0 | 0 | [6 empty] | 35 |  |  | 1.6086
East Hampton Conversion 33 kV | 2022 |  |  | 0 | 0.39033 | 0.39033 | 0.39033 | 0.39033 | 0.39033 | -0.062169 | -0.062169 | -0.062169 | -0.062169 | -0.062169 | -0.062169 | -0.062169 | -0.062169 | -0.062169 | -0.062169 | -0.062169 | -0.062169 | -0.062169 | -0.062169 | -0.062169 | -0.062169 | -0.062169 | -0.062169 | -0.062169 | -0.062169 | -0.062169 | -0.062169 | -0.062169 | -0.062169 | -0.062169 | -0.062169 | -0.062169 | -0.062169 | -0.062169 | -0.062169 | -0.45249 | -0.45249 | -0.45249 | -0.45249 | -0.45249 | 0 | 0 | [6 empty] | 35 |  |  | 0.64344
Buell Conversion 33 kV | 2022 |  |  | 0 | 0.45131 | 0.45131 | 0.45131 | 0.45131 | 0.45131 | -0.071883 | -0.071883 | -0.071883 | -0.071883 | -0.071883 | -0.071883 | -0.071883 | -0.071883 | -0.071883 | -0.071883 | -0.071883 | -0.071883 | -0.071883 | -0.071883 | -0.071883 | -0.071883 | -0.071883 | -0.071883 | -0.071883 | -0.071883 | -0.071883 | -0.071883 | -0.071883 | -0.071883 | -0.071883 | -0.071883 | -0.071883 | -0.071883 | -0.071883 | -0.071883 | -0.5232 | -0.5232 | -0.5232 | -0.5232 | -0.5232 | 0 | 0 | [6 empty] | 35 |  |  | 0.74397
Hither Hills Conversion to 33 kV | 2022 |  |  | 0 | 0 | 0.60305 | 0.60305 | 0.60305 | 0.60305 | -0.075689 | -0.075689 | -0.075689 | -0.075689 | -0.075689 | -0.075689 | -0.075689 | -0.075689 | -0.075689 | -0.075689 | -0.075689 | -0.075689 | -0.075689 | -0.075689 | -0.075689 | -0.075689 | -0.075689 | -0.075689 | -0.075689 | -0.075689 | -0.075689 | -0.075689 | -0.075689 | -0.075689 | -0.075689 | -0.075689 | -0.075689 | -0.075689 | -0.075689 | -0.075689 | -0.075689 | -0.67874 | -0.67874 | -0.67874 | -0.67874 | 0 | 0 | [6 empty] | 35 |  |  | 0.76276
Culloden Pt Conversion to 33 kV | 2022 |  |  | 0 | 0 | 0 | 0.36233 | 0.36233 | 0.36233 | -0.033598 | -0.033598 | -0.033598 | -0.033598 | -0.033598 | -0.033598 | -0.033598 | -0.033598 | -0.033598 | -0.033598 | -0.033598 | -0.033598 | -0.033598 | -0.033598 | -0.033598 | -0.033598 | -0.033598 | -0.033598 | -0.033598 | -0.033598 | -0.033598 | -0.033598 | -0.033598 | -0.033598 | -0.033598 | -0.033598 | -0.033598 | -0.033598 | -0.033598 | -0.033598 | -0.033598 | -0.033598 | -0.39593 | -0.39593 | -0.39593 | 0 | 0 | [6 empty] | 35 |  |  | 0.32967
Annual Avoided Costs for Deferral to 2025:
Amagansett Conversion 33 kV | 2025 |  |  | 0 | 0.97582 | 0.97582 | 0.97582 | 0.97582 | 0.97582 | 0.97582 | 0.97582 | 0.97582 | -0.26032 | -0.26032 | -0.26032 | -0.26032 | -0.26032 | -0.26032 | -0.26032 | -0.26032 | -0.26032 | -0.26032 | -0.26032 | -0.26032 | -0.26032 | -0.26032 | -0.26032 | -0.26032 | -0.26032 | -0.26032 | -0.26032 | -0.26032 | -0.26032 | -0.26032 | -0.26032 | -0.26032 | -0.26032 | -0.26032 | -0.26032 | -1.2361 | -1.2361 | -1.2361 | -1.2361 | -1.2361 | -1.2361 | -1.2361 | -1.2361 | [5 empty] | 35 |  |  | 2.4851
East Hampton Conversion 33 kV | 2025 |  |  | 0 | 0.39033 | 0.39033 | 0.39033 | 0.39033 | 0.39033 | 0.39033 | 0.39033 | 0.39033 | -0.10413 | -0.10413 | -0.10413 | -0.10413 | -0.10413 | -0.10413 | -0.10413 | -0.10413 | -0.10413 | -0.10413 | -0.10413 | -0.10413 | -0.10413 | -0.10413 | -0.10413 | -0.10413 | -0.10413 | -0.10413 | -0.10413 | -0.10413 | -0.10413 | -0.10413 | -0.10413 | -0.10413 | -0.10413 | -0.10413 | -0.10413 | -0.49445 | -0.49445 | -0.49445 | -0.49445 | -0.49445 | -0.49445 | -0.49445 | -0.49445 | [5 empty] | 35 |  |  | 0.99405
Buell Conversion 33 kV | 2025 |  |  | 0 | 0.45131 | 0.45131 | 0.45131 | 0.45131 | 0.45131 | 0.45131 | 0.45131 | 0.45131 | -0.1204 | -0.1204 | -0.1204 | -0.1204 | -0.1204 | -0.1204 | -0.1204 | -0.1204 | -0.1204 | -0.1204 | -0.1204 | -0.1204 | -0.1204 | -0.1204 | -0.1204 | -0.1204 | -0.1204 | -0.1204 | -0.1204 | -0.1204 | -0.1204 | -0.1204 | -0.1204 | -0.1204 | -0.1204 | -0.1204 | -0.1204 | -0.57171 | -0.57171 | -0.57171 | -0.57171 | -0.57171 | -0.57171 | -0.57171 | -0.57171 | [5 empty] | 35 |  |  | 1.1494
Hither Hills Conversion to 33 kV | 2025 |  |  | 0 | 0 | 0.60305 | 0.60305 | 0.60305 | 0.60305 | 0.60305 | 0.60305 | 0.60305 | -0.13863 | -0.13863 | -0.13863 | -0.13863 | -0.13863 | -0.13863 | -0.13863 | -0.13863 | -0.13863 | -0.13863 | -0.13863 | -0.13863 | -0.13863 | -0.13863 | -0.13863 | -0.13863 | -0.13863 | -0.13863 | -0.13863 | -0.13863 | -0.13863 | -0.13863 | -0.13863 | -0.13863 | -0.13863 | -0.13863 | -0.13863 | -0.13863 | -0.74168 | -0.74168 | -0.74168 | -0.74168 | -0.74168 | -0.74168 | -0.74168 | [5 empty] | 35 |  |  | 1.2887
Culloden Pt Conversion to 33 kV | 2025 |  |  | 0 | 0 | 0 | 0.36233 | 0.36233 | 0.36233 | 0.36233 | 0.36233 | 0.36233 | -0.070312 | -0.070312 | -0.070312 | -0.070312 | -0.070312 | -0.070312 | -0.070312 | -0.070312 | -0.070312 | -0.070312 | -0.070312 | -0.070312 | -0.070312 | -0.070312 | -0.070312 | -0.070312 | -0.070312 | -0.070312 | -0.070312 | -0.070312 | -0.070312 | -0.070312 | -0.070312 | -0.070312 | -0.070312 | -0.070312 | -0.070312 | -0.070312 | -0.070312 | -0.43265 | -0.43265 | -0.43265 | -0.43265 | -0.43265 | -0.43265 | [5 empty] | 35 |  |  | 0.63646
Annual Avoided Costs for Deferral to 2026:
Amagansett Conversion 33 kV | 2026 |  |  | 0 | 0.97582 | 0.97582 | 0.97582 | 0.97582 | 0.97582 | 0.97582 | 0.97582 | 0.97582 | 0.97582 | -0.2974 | -0.2974 | -0.2974 | -0.2974 | -0.2974 | -0.2974 | -0.2974 | -0.2974 | -0.2974 | -0.2974 | -0.2974 | -0.2974 | -0.2974 | -0.2974 | -0.2974 | -0.2974 | -0.2974 | -0.2974 | -0.2974 | -0.2974 | -0.2974 | -0.2974 | -0.2974 | -0.2974 | -0.2974 | -0.2974 | -1.2732 | -1.2732 | -1.2732 | -1.2732 | -1.2732 | -1.2732 | -1.2732 | -1.2732 | -1.2732 |  |  |  |  | 35 |  |  | 2.7636
East Hampton Conversion 33 kV | 2026 |  |  | 0 | 0.39033 | 0.39033 | 0.39033 | 0.39033 | 0.39033 | 0.39033 | 0.39033 | 0.39033 | 0.39033 | -0.11896 | -0.11896 | -0.11896 | -0.11896 | -0.11896 | -0.11896 | -0.11896 | -0.11896 | -0.11896 | -0.11896 | -0.11896 | -0.11896 | -0.11896 | -0.11896 | -0.11896 | -0.11896 | -0.11896 | -0.11896 | -0.11896 | -0.11896 | -0.11896 | -0.11896 | -0.11896 | -0.11896 | -0.11896 | -0.11896 | -0.50929 | -0.50929 | -0.50929 | -0.50929 | -0.50929 | -0.50929 | -0.50929 | -0.50929 | -0.50929 |  |  |  |  | 35 |  |  | 1.1054
Buell Conversion 33 kV | 2026 |  |  | 0 | 0.45131 | 0.45131 | 0.45131 | 0.45131 | 0.45131 | 0.45131 | 0.45131 | 0.45131 | 0.45131 | -0.13755 | -0.13755 | -0.13755 | -0.13755 | -0.13755 | -0.13755 | -0.13755 | -0.13755 | -0.13755 | -0.13755 | -0.13755 | -0.13755 | -0.13755 | -0.13755 | -0.13755 | -0.13755 | -0.13755 | -0.13755 | -0.13755 | -0.13755 | -0.13755 | -0.13755 | -0.13755 | -0.13755 | -0.13755 | -0.13755 | -0.58886 | -0.58886 | -0.58886 | -0.58886 | -0.58886 | -0.58886 | -0.58886 | -0.58886 | -0.58886 |  |  |  |  | 35 |  |  | 1.2782
Hither Hills Conversion to 33 kV | 2026 |  |  | 0 | 0 | 0.60305 | 0.60305 | 0.60305 | 0.60305 | 0.60305 | 0.60305 | 0.60305 | 0.60305 | -0.16088 | -0.16088 | -0.16088 | -0.16088 | -0.16088 | -0.16088 | -0.16088 | -0.16088 | -0.16088 | -0.16088 | -0.16088 | -0.16088 | -0.16088 | -0.16088 | -0.16088 | -0.16088 | -0.16088 | -0.16088 | -0.16088 | -0.16088 | -0.16088 | -0.16088 | -0.16088 | -0.16088 | -0.16088 | -0.16088 | -0.16088 | -0.76393 | -0.76393 | -0.76393 | -0.76393 | -0.76393 | -0.76393 | -0.76393 | -0.76393 |  |  |  |  | 35 |  |  | 1.4557
Culloden Pt Conversion to 33 kV | 2026 |  |  | 0 | 0 | 0 | 0.36233 | 0.36233 | 0.36233 | 0.36233 | 0.36233 | 0.36233 | 0.36233 | -0.083291 | -0.083291 | -0.083291 | -0.083291 | -0.083291 | -0.083291 | -0.083291 | -0.083291 | -0.083291 | -0.083291 | -0.083291 | -0.083291 | -0.083291 | -0.083291 | -0.083291 | -0.083291 | -0.083291 | -0.083291 | -0.083291 | -0.083291 | -0.083291 | -0.083291 | -0.083291 | -0.083291 | -0.083291 | -0.083291 | -0.083291 | -0.083291 | -0.44563 | -0.44563 | -0.44563 | -0.44563 | -0.44563 | -0.44563 | -0.44563 |  |  |  |  | 35 |  |  | 0.73392
Annual Avoided Costs for Deferral to 2027:
Amagansett Conversion 33 kV | 2027 |  |  | 0 | 0.97582 | 0.97582 | 0.97582 | 0.97582 | 0.97582 | 0.97582 | 0.97582 | 0.97582 | 0.97582 | 0.97582 | -0.3356 | -0.3356 | -0.3356 | -0.3356 | -0.3356 | -0.3356 | -0.3356 | -0.3356 | -0.3356 | -0.3356 | -0.3356 | -0.3356 | -0.3356 | -0.3356 | -0.3356 | -0.3356 | -0.3356 | -0.3356 | -0.3356 | -0.3356 | -0.3356 | -0.3356 | -0.3356 | -0.3356 | -0.3356 | -1.3114 | -1.3114 | -1.3114 | -1.3114 | -1.3114 | -1.3114 | -1.3114 | -1.3114 | -1.3114 | -1.3114 |  |  |  | 35 |  |  | 3.0354
East Hampton Conversion 33 kV | 2027 |  |  | 0 | 0.39033 | 0.39033 | 0.39033 | 0.39033 | 0.39033 | 0.39033 | 0.39033 | 0.39033 | 0.39033 | 0.39033 | -0.13424 | -0.13424 | -0.13424 | -0.13424 | -0.13424 | -0.13424 | -0.13424 | -0.13424 | -0.13424 | -0.13424 | -0.13424 | -0.13424 | -0.13424 | -0.13424 | -0.13424 | -0.13424 | -0.13424 | -0.13424 | -0.13424 | -0.13424 | -0.13424 | -0.13424 | -0.13424 | -0.13424 | -0.13424 | -0.52457 | -0.52457 | -0.52457 | -0.52457 | -0.52457 | -0.52457 | -0.52457 | -0.52457 | -0.52457 | -0.52457 |  |  |  | 35 |  |  | 1.2142
Buell Conversion 33 kV | 2027 |  |  | 0 | 0.45131 | 0.45131 | 0.45131 | 0.45131 | 0.45131 | 0.45131 | 0.45131 | 0.45131 | 0.45131 | 0.45131 | -0.15521 | -0.15521 | -0.15521 | -0.15521 | -0.15521 | -0.15521 | -0.15521 | -0.15521 | -0.15521 | -0.15521 | -0.15521 | -0.15521 | -0.15521 | -0.15521 | -0.15521 | -0.15521 | -0.15521 | -0.15521 | -0.15521 | -0.15521 | -0.15521 | -0.15521 | -0.15521 | -0.15521 | -0.15521 | -0.60653 | -0.60653 | -0.60653 | -0.60653 | -0.60653 | -0.60653 | -0.60653 | -0.60653 | -0.60653 | -0.60653 |  |  |  | 35 |  |  | 1.4039
Hither Hills Conversion to 33 kV | 2027 |  |  | 0 | 0 | 0.60305 | 0.60305 | 0.60305 | 0.60305 | 0.60305 | 0.60305 | 0.60305 | 0.60305 | 0.60305 | -0.18379 | -0.18379 | -0.18379 | -0.18379 | -0.18379 | -0.18379 | -0.18379 | -0.18379 | -0.18379 | -0.18379 | -0.18379 | -0.18379 | -0.18379 | -0.18379 | -0.18379 | -0.18379 | -0.18379 | -0.18379 | -0.18379 | -0.18379 | -0.18379 | -0.18379 | -0.18379 | -0.18379 | -0.18379 | -0.18379 | -0.78685 | -0.78685 | -0.78685 | -0.78685 | -0.78685 | -0.78685 | -0.78685 | -0.78685 | -0.78685 |  |  |  | 35 |  |  | 1.6189
Culloden Pt Conversion to 33 kV | 2027 |  |  | 0 | 0 | 0 | 0.36233 | 0.36233 | 0.36233 | 0.36233 | 0.36233 | 0.36233 | 0.36233 | 0.36233 | -0.09666 | -0.09666 | -0.09666 | -0.09666 | -0.09666 | -0.09666 | -0.09666 | -0.09666 | -0.09666 | -0.09666 | -0.09666 | -0.09666 | -0.09666 | -0.09666 | -0.09666 | -0.09666 | -0.09666 | -0.09666 | -0.09666 | -0.09666 | -0.09666 | -0.09666 | -0.09666 | -0.09666 | -0.09666 | -0.09666 | -0.09666 | -0.45899 | -0.45899 | -0.45899 | -0.45899 | -0.45899 | -0.45899 | -0.45899 | -0.45899 |  |  |  | 35 |  |  | 0.82906
Annual Avoided Costs for Deferral to 2028:
Amagansett Conversion 33 kV | 2028 |  |  | 0 | 0.97582 | 0.97582 | 0.97582 | 0.97582 | 0.97582 | 0.97582 | 0.97582 | 0.97582 | 0.97582 | 0.97582 | 0.97582 | -0.37494 | -0.37494 | -0.37494 | -0.37494 | -0.37494 | -0.37494 | -0.37494 | -0.37494 | -0.37494 | -0.37494 | -0.37494 | -0.37494 | -0.37494 | -0.37494 | -0.37494 | -0.37494 | -0.37494 | -0.37494 | -0.37494 | -0.37494 | -0.37494 | -0.37494 | -0.37494 | -0.37494 | -1.3508 | -1.3508 | -1.3508 | -1.3508 | -1.3508 | -1.3508 | -1.3508 | -1.3508 | -1.3508 | -1.3508 | -1.3508 |  |  | 35 |  |  | 3.3008
East Hampton Conversion 33 kV | 2028 |  |  | 0 | 0.39033 | 0.39033 | 0.39033 | 0.39033 | 0.39033 | 0.39033 | 0.39033 | 0.39033 | 0.39033 | 0.39033 | 0.39033 | -0.14998 | -0.14998 | -0.14998 | -0.14998 | -0.14998 | -0.14998 | -0.14998 | -0.14998 | -0.14998 | -0.14998 | -0.14998 | -0.14998 | -0.14998 | -0.14998 | -0.14998 | -0.14998 | -0.14998 | -0.14998 | -0.14998 | -0.14998 | -0.14998 | -0.14998 | -0.14998 | -0.14998 | -0.5403 | -0.5403 | -0.5403 | -0.5403 | -0.5403 | -0.5403 | -0.5403 | -0.5403 | -0.5403 | -0.5403 | -0.5403 |  |  | 35 |  |  | 1.3203
Buell Conversion 33 kV | 2028 |  |  | 0 | 0.45131 | 0.45131 | 0.45131 | 0.45131 | 0.45131 | 0.45131 | 0.45131 | 0.45131 | 0.45131 | 0.45131 | 0.45131 | -0.17341 | -0.17341 | -0.17341 | -0.17341 | -0.17341 | -0.17341 | -0.17341 | -0.17341 | -0.17341 | -0.17341 | -0.17341 | -0.17341 | -0.17341 | -0.17341 | -0.17341 | -0.17341 | -0.17341 | -0.17341 | -0.17341 | -0.17341 | -0.17341 | -0.17341 | -0.17341 | -0.17341 | -0.62472 | -0.62472 | -0.62472 | -0.62472 | -0.62472 | -0.62472 | -0.62472 | -0.62472 | -0.62472 | -0.62472 | -0.62472 |  |  | 35 |  |  | 1.5266
Hither Hills Conversion to 33 kV | 2028 |  |  | 0 | 0 | 0.60305 | 0.60305 | 0.60305 | 0.60305 | 0.60305 | 0.60305 | 0.60305 | 0.60305 | 0.60305 | 0.60305 | -0.2074 | -0.2074 | -0.2074 | -0.2074 | -0.2074 | -0.2074 | -0.2074 | -0.2074 | -0.2074 | -0.2074 | -0.2074 | -0.2074 | -0.2074 | -0.2074 | -0.2074 | -0.2074 | -0.2074 | -0.2074 | -0.2074 | -0.2074 | -0.2074 | -0.2074 | -0.2074 | -0.2074 | -0.2074 | -0.81045 | -0.81045 | -0.81045 | -0.81045 | -0.81045 | -0.81045 | -0.81045 | -0.81045 | -0.81045 | -0.81045 |  |  | 35 |  |  | 1.7781
Culloden Pt Conversion to 33 kV | 2028 |  |  | 0 | 0 | 0 | 0.36233 | 0.36233 | 0.36233 | 0.36233 | 0.36233 | 0.36233 | 0.36233 | 0.36233 | 0.36233 | -0.11043 | -0.11043 | -0.11043 | -0.11043 | -0.11043 | -0.11043 | -0.11043 | -0.11043 | -0.11043 | -0.11043 | -0.11043 | -0.11043 | -0.11043 | -0.11043 | -0.11043 | -0.11043 | -0.11043 | -0.11043 | -0.11043 | -0.11043 | -0.11043 | -0.11043 | -0.11043 | -0.11043 | -0.11043 | -0.11043 | -0.47276 | -0.47276 | -0.47276 | -0.47276 | -0.47276 | -0.47276 | -0.47276 | -0.47276 | -0.47276 |  |  | 35 |  |  | 0.92195
Annual Avoided Costs for Deferral to 2029:
Amagansett Conversion 33 kV | 2029 |  |  | 0 | 0.97582 | 0.97582 | 0.97582 | 0.97582 | 0.97582 | 0.97582 | 0.97582 | 0.97582 | 0.97582 | 0.97582 | 0.97582 | 0.97582 | -0.41546 | -0.41546 | -0.41546 | -0.41546 | -0.41546 | -0.41546 | -0.41546 | -0.41546 | -0.41546 | -0.41546 | -0.41546 | -0.41546 | -0.41546 | -0.41546 | -0.41546 | -0.41546 | -0.41546 | -0.41546 | -0.41546 | -0.41546 | -0.41546 | -0.41546 | -0.41546 | -1.3913 | -1.3913 | -1.3913 | -1.3913 | -1.3913 | -1.3913 | -1.3913 | -1.3913 | -1.3913 | -1.3913 | -1.3913 | -1.3913 |  | 35 |  |  | 3.5599
East Hampton Conversion 33 kV | 2029 |  |  | 0 | 0.39033 | 0.39033 | 0.39033 | 0.39033 | 0.39033 | 0.39033 | 0.39033 | 0.39033 | 0.39033 | 0.39033 | 0.39033 | 0.39033 | -0.16619 | -0.16619 | -0.16619 | -0.16619 | -0.16619 | -0.16619 | -0.16619 | -0.16619 | -0.16619 | -0.16619 | -0.16619 | -0.16619 | -0.16619 | -0.16619 | -0.16619 | -0.16619 | -0.16619 | -0.16619 | -0.16619 | -0.16619 | -0.16619 | -0.16619 | -0.16619 | -0.55651 | -0.55651 | -0.55651 | -0.55651 | -0.55651 | -0.55651 | -0.55651 | -0.55651 | -0.55651 | -0.55651 | -0.55651 | -0.55651 |  | 35 |  |  | 1.424
Buell Conversion 33 kV | 2029 |  |  | 0 | 0.45131 | 0.45131 | 0.45131 | 0.45131 | 0.45131 | 0.45131 | 0.45131 | 0.45131 | 0.45131 | 0.45131 | 0.45131 | 0.45131 | -0.19215 | -0.19215 | -0.19215 | -0.19215 | -0.19215 | -0.19215 | -0.19215 | -0.19215 | -0.19215 | -0.19215 | -0.19215 | -0.19215 | -0.19215 | -0.19215 | -0.19215 | -0.19215 | -0.19215 | -0.19215 | -0.19215 | -0.19215 | -0.19215 | -0.19215 | -0.19215 | -0.64347 | -0.64347 | -0.64347 | -0.64347 | -0.64347 | -0.64347 | -0.64347 | -0.64347 | -0.64347 | -0.64347 | -0.64347 | -0.64347 |  | 35 |  |  | 1.6465
Hither Hills Conversion to 33 kV | 2029 |  |  | 0 | 0 | 0.60305 | 0.60305 | 0.60305 | 0.60305 | 0.60305 | 0.60305 | 0.60305 | 0.60305 | 0.60305 | 0.60305 | 0.60305 | -0.23171 | -0.23171 | -0.23171 | -0.23171 | -0.23171 | -0.23171 | -0.23171 | -0.23171 | -0.23171 | -0.23171 | -0.23171 | -0.23171 | -0.23171 | -0.23171 | -0.23171 | -0.23171 | -0.23171 | -0.23171 | -0.23171 | -0.23171 | -0.23171 | -0.23171 | -0.23171 | -0.23171 | -0.83477 | -0.83477 | -0.83477 | -0.83477 | -0.83477 | -0.83477 | -0.83477 | -0.83477 | -0.83477 | -0.83477 | -0.83477 |  | 35 |  |  | 1.9336
Culloden Pt Conversion to 33 kV | 2029 |  |  | 0 | 0 | 0 | 0.36233 | 0.36233 | 0.36233 | 0.36233 | 0.36233 | 0.36233 | 0.36233 | 0.36233 | 0.36233 | 0.36233 | -0.12461 | -0.12461 | -0.12461 | -0.12461 | -0.12461 | -0.12461 | -0.12461 | -0.12461 | -0.12461 | -0.12461 | -0.12461 | -0.12461 | -0.12461 | -0.12461 | -0.12461 | -0.12461 | -0.12461 | -0.12461 | -0.12461 | -0.12461 | -0.12461 | -0.12461 | -0.12461 | -0.12461 | -0.12461 | -0.48695 | -0.48695 | -0.48695 | -0.48695 | -0.48695 | -0.48695 | -0.48695 | -0.48695 | -0.48695 | -0.48695 |  | 35 |  |  | 1.0126
Annual Avoided Costs for Deferral to 2030:
Amagansett Conversion 33 kV | 2030 |  |  | 0 | 0.97582 | 0.97582 | 0.97582 | 0.97582 | 0.97582 | 0.97582 | 0.97582 | 0.97582 | 0.97582 | 0.97582 | 0.97582 | 0.97582 | 0.97582 | -0.4572 | -0.4572 | -0.4572 | -0.4572 | -0.4572 | -0.4572 | -0.4572 | -0.4572 | -0.4572 | -0.4572 | -0.4572 | -0.4572 | -0.4572 | -0.4572 | -0.4572 | -0.4572 | -0.4572 | -0.4572 | -0.4572 | -0.4572 | -0.4572 | -0.4572 | -1.433 | -1.433 | -1.433 | -1.433 | -1.433 | -1.433 | -1.433 | -1.433 | -1.433 | -1.433 | -1.433 | -1.433 | -1.433 | 35 |  |  | 3.8129
East Hampton Conversion 33 kV | 2030 |  |  | 0 | 0.39033 | 0.39033 | 0.39033 | 0.39033 | 0.39033 | 0.39033 | 0.39033 | 0.39033 | 0.39033 | 0.39033 | 0.39033 | 0.39033 | 0.39033 | -0.18288 | -0.18288 | -0.18288 | -0.18288 | -0.18288 | -0.18288 | -0.18288 | -0.18288 | -0.18288 | -0.18288 | -0.18288 | -0.18288 | -0.18288 | -0.18288 | -0.18288 | -0.18288 | -0.18288 | -0.18288 | -0.18288 | -0.18288 | -0.18288 | -0.18288 | -0.57321 | -0.57321 | -0.57321 | -0.57321 | -0.57321 | -0.57321 | -0.57321 | -0.57321 | -0.57321 | -0.57321 | -0.57321 | -0.57321 | -0.57321 | 35 |  |  | 1.5252
Buell Conversion 33 kV | 2030 |  |  | 0 | 0.45131 | 0.45131 | 0.45131 | 0.45131 | 0.45131 | 0.45131 | 0.45131 | 0.45131 | 0.45131 | 0.45131 | 0.45131 | 0.45131 | 0.45131 | -0.21146 | -0.21146 | -0.21146 | -0.21146 | -0.21146 | -0.21146 | -0.21146 | -0.21146 | -0.21146 | -0.21146 | -0.21146 | -0.21146 | -0.21146 | -0.21146 | -0.21146 | -0.21146 | -0.21146 | -0.21146 | -0.21146 | -0.21146 | -0.21146 | -0.21146 | -0.66277 | -0.66277 | -0.66277 | -0.66277 | -0.66277 | -0.66277 | -0.66277 | -0.66277 | -0.66277 | -0.66277 | -0.66277 | -0.66277 | -0.66277 | 35 |  |  | 1.7635
Hither Hills Conversion to 33 kV | 2030 |  |  | 0 | 0 | 0.60305 | 0.60305 | 0.60305 | 0.60305 | 0.60305 | 0.60305 | 0.60305 | 0.60305 | 0.60305 | 0.60305 | 0.60305 | 0.60305 | -0.25676 | -0.25676 | -0.25676 | -0.25676 | -0.25676 | -0.25676 | -0.25676 | -0.25676 | -0.25676 | -0.25676 | -0.25676 | -0.25676 | -0.25676 | -0.25676 | -0.25676 | -0.25676 | -0.25676 | -0.25676 | -0.25676 | -0.25676 | -0.25676 | -0.25676 | -0.25676 | -0.85981 | -0.85981 | -0.85981 | -0.85981 | -0.85981 | -0.85981 | -0.85981 | -0.85981 | -0.85981 | -0.85981 | -0.85981 | -0.85981 | 35 |  |  | 2.0853
Culloden Pt Conversion to 33 kV | 2030 |  |  | 0 | 0 | 0 | 0.36233 | 0.36233 | 0.36233 | 0.36233 | 0.36233 | 0.36233 | 0.36233 | 0.36233 | 0.36233 | 0.36233 | 0.36233 | -0.13922 | -0.13922 | -0.13922 | -0.13922 | -0.13922 | -0.13922 | -0.13922 | -0.13922 | -0.13922 | -0.13922 | -0.13922 | -0.13922 | -0.13922 | -0.13922 | -0.13922 | -0.13922 | -0.13922 | -0.13922 | -0.13922 | -0.13922 | -0.13922 | -0.13922 | -0.13922 | -0.13922 | -0.50156 | -0.50156 | -0.50156 | -0.50156 | -0.50156 | -0.50156 | -0.50156 | -0.50156 | -0.50156 | -0.50156 | -0.50156 | 35 |  |  | 1.1012
Area II Projects: | [53 empty] | 44.73
Riverhead Canal 2nd Line and Bank | 2020 |  | 136.8 | 0 | 0 | 0 | 0 | 18.2337 | 18.2337 | 18.2337 | 18.2337 | 18.2337 | 18.2337 | 18.2337 | 18.2337 | 18.2337 | 18.2337 | 18.2337 | 18.2337 | 18.2337 | 18.2337 | 18.2337 | 18.2337 | 18.2337 | 18.2337 | 18.2337 | 18.2337 | 18.2337 | 18.2337 | 18.2337 | 18.2337 | 18.2337 | 18.2337 | 18.2337 | 18.2337 | 18.2337 | 18.2337 | 18.2337 | 18.2337 | 18.2337 | 18.2337 | 18.2337 | [10 empty] | 35 |  | 226.5269
No Deferral |  |  | 136.8 |  | 0 | 0 | 0 | 18.2337 | 18.2337 | 18.2337 | 18.2337 | 18.2337 | 18.2337 | 18.2337 | 18.2337 | 18.2337 | 18.2337 | 18.2337 | 18.2337 | 18.2337 | 18.2337 | 18.2337 | 18.2337 | 18.2337 | 18.2337 | 18.2337 | 18.2337 | 18.2337 | 18.2337 | 18.2337 | 18.2337 | 18.2337 | 18.2337 | 18.2337 | 18.2337 | 18.2337 | 18.2337 | 18.2337 | 18.2337 | 18.2337 | 18.2337 | 18.2337 | [10 empty] | 35 |  | 226.5269
Riverhead Canal 2nd Line and Bank | 2022 |  | 136.8 | [6 empty] | 19.3442 | 19.3442 | 19.3442 | 19.3442 | 19.3442 | 19.3442 | 19.3442 | 19.3442 | 19.3442 | 19.3442 | 19.3442 | 19.3442 | 19.3442 | 19.3442 | 19.3442 | 19.3442 | 19.3442 | 19.3442 | 19.3442 | 19.3442 | 19.3442 | 19.3442 | 19.3442 | 19.3442 | 19.3442 | 19.3442 | 19.3442 | 19.3442 | 19.3442 | 19.3442 | 19.3442 | 19.3442 | 19.3442 | 19.3442 | 19.3442 | [8 empty] | 35 |  | 215.9182 | 10.6087 | 10.6087 | 10.6087 | 208626.7137 | 1070255.0414
Deferral to 2022 |  |  | 136.8 | [6 empty] | 19.3442 | 19.3442 | 19.3442 | 19.3442 | 19.3442 | 19.3442 | 19.3442 | 19.3442 | 19.3442 | 19.3442 | 19.3442 | 19.3442 | 19.3442 | 19.3442 | 19.3442 | 19.3442 | 19.3442 | 19.3442 | 19.3442 | 19.3442 | 19.3442 | 19.3442 | 19.3442 | 19.3442 | 19.3442 | 19.3442 | 19.3442 | 19.3442 | 19.3442 | 19.3442 | 19.3442 | 19.3442 | 19.3442 | 19.3442 | 19.3442 | [8 empty] | 35 |  | 215.9182 | 10.6087 | 10.6087 | 10.6087 | 208626.7137 | 1070255.0414 | =Area II Portion
Riverhead Canal 2nd Line and Bank | 2023 |  | 136.8 | [7 empty] | 19.9245 | 19.9245 | 19.9245 | 19.9245 | 19.9245 | 19.9245 | 19.9245 | 19.9245 | 19.9245 | 19.9245 | 19.9245 | 19.9245 | 19.9245 | 19.9245 | 19.9245 | 19.9245 | 19.9245 | 19.9245 | 19.9245 | 19.9245 | 19.9245 | 19.9245 | 19.9245 | 19.9245 | 19.9245 | 19.9245 | 19.9245 | 19.9245 | 19.9245 | 19.9245 | 19.9245 | 19.9245 | 19.9245 | 19.9245 | 19.9245 | [7 empty] | 35 |  | 210.8017 | 15.7252 | 15.7252 | 0 | 0 | 0
Deferral to 2023 |  |  | 136.8 | [7 empty] | 19.9245 | 19.9245 | 19.9245 | 19.9245 | 19.9245 | 19.9245 | 19.9245 | 19.9245 | 19.9245 | 19.9245 | 19.9245 | 19.9245 | 19.9245 | 19.9245 | 19.9245 | 19.9245 | 19.9245 | 19.9245 | 19.9245 | 19.9245 | 19.9245 | 19.9245 | 19.9245 | 19.9245 | 19.9245 | 19.9245 | 19.9245 | 19.9245 | 19.9245 | 19.9245 | 19.9245 | 19.9245 | 19.9245 | 19.9245 | 19.9245 | [7 empty] | 35 |  | 210.8017 | 15.7252 | 15.7252 | 0 | 0 | 0 | =Area II Portion
Riverhead Canal 2nd Line and Bank | 2024 |  | 136.8 | [8 empty] | 20.5222 | 20.5222 | 20.5222 | 20.5222 | 20.5222 | 20.5222 | 20.5222 | 20.5222 | 20.5222 | 20.5222 | 20.5222 | 20.5222 | 20.5222 | 20.5222 | 20.5222 | 20.5222 | 20.5222 | 20.5222 | 20.5222 | 20.5222 | 20.5222 | 20.5222 | 20.5222 | 20.5222 | 20.5222 | 20.5222 | 20.5222 | 20.5222 | 20.5222 | 20.5222 | 20.5222 | 20.5222 | 20.5222 | 20.5222 | 20.5222 | [6 empty] | 35 |  | 205.8064 | 20.7205 | 20.7205 | 0 | 0 | 0
Deferral to 2024 |  |  | 136.8 | [8 empty] | 20.5222 | 20.5222 | 20.5222 | 20.5222 | 20.5222 | 20.5222 | 20.5222 | 20.5222 | 20.5222 | 20.5222 | 20.5222 | 20.5222 | 20.5222 | 20.5222 | 20.5222 | 20.5222 | 20.5222 | 20.5222 | 20.5222 | 20.5222 | 20.5222 | 20.5222 | 20.5222 | 20.5222 | 20.5222 | 20.5222 | 20.5222 | 20.5222 | 20.5222 | 20.5222 | 20.5222 | 20.5222 | 20.5222 | 20.5222 | 20.5222 | [6 empty] | 35 |  | 205.8064 | 20.7205 | 20.7205 | 0 | 0 | 0 | =Area II Portion
Riverhead Canal 2nd Line and Bank | 2025 |  | 136.8 | [9 empty] | 21.1379 | 21.1379 | 21.1379 | 21.1379 | 21.1379 | 21.1379 | 21.1379 | 21.1379 | 21.1379 | 21.1379 | 21.1379 | 21.1379 | 21.1379 | 21.1379 | 21.1379 | 21.1379 | 21.1379 | 21.1379 | 21.1379 | 21.1379 | 21.1379 | 21.1379 | 21.1379 | 21.1379 | 21.1379 | 21.1379 | 21.1379 | 21.1379 | 21.1379 | 21.1379 | 21.1379 | 21.1379 | 21.1379 | 21.1379 | 21.1379 | [5 empty] | 35 |  | 200.9294 | 25.5974 | 25.5974 | 0 | 0 | 0
Deferral to 2025 |  |  | 136.8 | [9 empty] | 21.1379 | 21.1379 | 21.1379 | 21.1379 | 21.1379 | 21.1379 | 21.1379 | 21.1379 | 21.1379 | 21.1379 | 21.1379 | 21.1379 | 21.1379 | 21.1379 | 21.1379 | 21.1379 | 21.1379 | 21.1379 | 21.1379 | 21.1379 | 21.1379 | 21.1379 | 21.1379 | 21.1379 | 21.1379 | 21.1379 | 21.1379 | 21.1379 | 21.1379 | 21.1379 | 21.1379 | 21.1379 | 21.1379 | 21.1379 | 21.1379 | [5 empty] | 35 |  | 200.9294 | 25.5974 | 25.5974 | 0 | 0 | 0 | =Area II Portion
Riverhead Canal 2nd Line and Bank | 2026 |  | 136.8 | [10 empty] | 21.772 | 21.772 | 21.772 | 21.772 | 21.772 | 21.772 | 21.772 | 21.772 | 21.772 | 21.772 | 21.772 | 21.772 | 21.772 | 21.772 | 21.772 | 21.772 | 21.772 | 21.772 | 21.772 | 21.772 | 21.772 | 21.772 | 21.772 | 21.772 | 21.772 | 21.772 | 21.772 | 21.772 | 21.772 | 21.772 | 21.772 | 21.772 | 21.772 | 21.772 | 21.772 |  |  |  |  | 35 |  | 196.1681 | 30.3588 | 30.3588 | 0 | 0 | 0
Deferral to 2026 |  |  | 136.8 | [10 empty] | 21.772 | 21.772 | 21.772 | 21.772 | 21.772 | 21.772 | 21.772 | 21.772 | 21.772 | 21.772 | 21.772 | 21.772 | 21.772 | 21.772 | 21.772 | 21.772 | 21.772 | 21.772 | 21.772 | 21.772 | 21.772 | 21.772 | 21.772 | 21.772 | 21.772 | 21.772 | 21.772 | 21.772 | 21.772 | 21.772 | 21.772 | 21.772 | 21.772 | 21.772 | 21.772 |  |  |  |  | 35 |  | 196.1681 | 30.3588 | 30.3588 | 0 | 0 | 0 | =Area II Portion
Riverhead Canal 2nd Line and Bank | 2027 |  | 136.8 | [11 empty] | 22.4252 | 22.4252 | 22.4252 | 22.4252 | 22.4252 | 22.4252 | 22.4252 | 22.4252 | 22.4252 | 22.4252 | 22.4252 | 22.4252 | 22.4252 | 22.4252 | 22.4252 | 22.4252 | 22.4252 | 22.4252 | 22.4252 | 22.4252 | 22.4252 | 22.4252 | 22.4252 | 22.4252 | 22.4252 | 22.4252 | 22.4252 | 22.4252 | 22.4252 | 22.4252 | 22.4252 | 22.4252 | 22.4252 | 22.4252 | 22.4252 |  |  |  | 35 |  | 191.5195 | 35.0073 | 35.0073 | 0 | 0 | 0
Deferral to 2027 |  |  | 136.8 | [11 empty] | 22.4252 | 22.4252 | 22.4252 | 22.4252 | 22.4252 | 22.4252 | 22.4252 | 22.4252 | 22.4252 | 22.4252 | 22.4252 | 22.4252 | 22.4252 | 22.4252 | 22.4252 | 22.4252 | 22.4252 | 22.4252 | 22.4252 | 22.4252 | 22.4252 | 22.4252 | 22.4252 | 22.4252 | 22.4252 | 22.4252 | 22.4252 | 22.4252 | 22.4252 | 22.4252 | 22.4252 | 22.4252 | 22.4252 | 22.4252 | 22.4252 |  |  |  | 35 |  | 191.5195 | 35.0073 | 35.0073 | 0 | 0 | 0 | =Area II Portion
Riverhead Canal 2nd Line and Bank | 2028 |  | 136.8 | [12 empty] | 23.0979 | 23.0979 | 23.0979 | 23.0979 | 23.0979 | 23.0979 | 23.0979 | 23.0979 | 23.0979 | 23.0979 | 23.0979 | 23.0979 | 23.0979 | 23.0979 | 23.0979 | 23.0979 | 23.0979 | 23.0979 | 23.0979 | 23.0979 | 23.0979 | 23.0979 | 23.0979 | 23.0979 | 23.0979 | 23.0979 | 23.0979 | 23.0979 | 23.0979 | 23.0979 | 23.0979 | 23.0979 | 23.0979 | 23.0979 | 23.0979 |  |  | 35 |  | 186.9812 | 39.5457 | 39.5457 | 0 | 0 | 0
Deferral to 2028 |  |  | 136.8 | [12 empty] | 23.0979 | 23.0979 | 23.0979 | 23.0979 | 23.0979 | 23.0979 | 23.0979 | 23.0979 | 23.0979 | 23.0979 | 23.0979 | 23.0979 | 23.0979 | 23.0979 | 23.0979 | 23.0979 | 23.0979 | 23.0979 | 23.0979 | 23.0979 | 23.0979 | 23.0979 | 23.0979 | 23.0979 | 23.0979 | 23.0979 | 23.0979 | 23.0979 | 23.0979 | 23.0979 | 23.0979 | 23.0979 | 23.0979 | 23.0979 | 23.0979 |  |  | 35 |  | 186.9812 | 39.5457 | 39.5457 | 0 | 0 | 0 | =Area II Portion
Riverhead Canal 2nd Line and Bank | 2029 |  | 136.8 | [13 empty] | 23.7909 | 23.7909 | 23.7909 | 23.7909 | 23.7909 | 23.7909 | 23.7909 | 23.7909 | 23.7909 | 23.7909 | 23.7909 | 23.7909 | 23.7909 | 23.7909 | 23.7909 | 23.7909 | 23.7909 | 23.7909 | 23.7909 | 23.7909 | 23.7909 | 23.7909 | 23.7909 | 23.7909 | 23.7909 | 23.7909 | 23.7909 | 23.7909 | 23.7909 | 23.7909 | 23.7909 | 23.7909 | 23.7909 | 23.7909 | 23.7909 |  | 35 |  | 182.5503 | 43.9765 | 43.9765 | 0 | 0 | 0
Deferral to 2029 |  |  | 136.8 | [13 empty] | 23.7909 | 23.7909 | 23.7909 | 23.7909 | 23.7909 | 23.7909 | 23.7909 | 23.7909 | 23.7909 | 23.7909 | 23.7909 | 23.7909 | 23.7909 | 23.7909 | 23.7909 | 23.7909 | 23.7909 | 23.7909 | 23.7909 | 23.7909 | 23.7909 | 23.7909 | 23.7909 | 23.7909 | 23.7909 | 23.7909 | 23.7909 | 23.7909 | 23.7909 | 23.7909 | 23.7909 | 23.7909 | 23.7909 | 23.7909 | 23.7909 |  | 35 |  | 182.5503 | 43.9765 | 43.9765 | 0 | 0 | 0 | =Area II Portion
Riverhead Canal 2nd Line and Bank | 2030 |  | 136.8 | [14 empty] | 24.5046 | 24.5046 | 24.5046 | 24.5046 | 24.5046 | 24.5046 | 24.5046 | 24.5046 | 24.5046 | 24.5046 | 24.5046 | 24.5046 | 24.5046 | 24.5046 | 24.5046 | 24.5046 | 24.5046 | 24.5046 | 24.5046 | 24.5046 | 24.5046 | 24.5046 | 24.5046 | 24.5046 | 24.5046 | 24.5046 | 24.5046 | 24.5046 | 24.5046 | 24.5046 | 24.5046 | 24.5046 | 24.5046 | 24.5046 | 24.5046 | 35 |  | 178.2245 | 48.3024 | 48.3024 | 0 | 0 | 0
Deferral to 2030 |  |  | 136.8 | [14 empty] | 24.5046 | 24.5046 | 24.5046 | 24.5046 | 24.5046 | 24.5046 | 24.5046 | 24.5046 | 24.5046 | 24.5046 | 24.5046 | 24.5046 | 24.5046 | 24.5046 | 24.5046 | 24.5046 | 24.5046 | 24.5046 | 24.5046 | 24.5046 | 24.5046 | 24.5046 | 24.5046 | 24.5046 | 24.5046 | 24.5046 | 24.5046 | 24.5046 | 24.5046 | 24.5046 | 24.5046 | 24.5046 | 24.5046 | 24.5046 | 24.5046 | 35 |  | 178.2245 | 48.3024 | 48.3024 | 0 | 0 | 0 | =Area II Portion
[60 empty] | 3865935.8532 | =Area II+III Portions
Annual Avoided Costs for Deferral to 2022:
Riverhead Canal 2nd Line and Bank | 2022 |  |  | 0 | 0 | 0 | 0 | 18.2337 | 18.2337 | -1.1104 | -1.1104 | -1.1104 | -1.1104 | -1.1104 | -1.1104 | -1.1104 | -1.1104 | -1.1104 | -1.1104 | -1.1104 | -1.1104 | -1.1104 | -1.1104 | -1.1104 | -1.1104 | -1.1104 | -1.1104 | -1.1104 | -1.1104 | -1.1104 | -1.1104 | -1.1104 | -1.1104 | -1.1104 | -1.1104 | -1.1104 | -1.1104 | -1.1104 | -1.1104 | -1.1104 | -1.1104 | -1.1104 | -19.3442 | -19.3442 | [8 empty] | 35 |  |  | 10.6087
Annual Avoided Costs for Deferral to 2023:
Riverhead Canal 2nd Line and Bank | 2023 |  |  | 0 | 0 | 0 | 0 | 18.2337 | 18.2337 | 18.2337 | -1.6908 | -1.6908 | -1.6908 | -1.6908 | -1.6908 | -1.6908 | -1.6908 | -1.6908 | -1.6908 | -1.6908 | -1.6908 | -1.6908 | -1.6908 | -1.6908 | -1.6908 | -1.6908 | -1.6908 | -1.6908 | -1.6908 | -1.6908 | -1.6908 | -1.6908 | -1.6908 | -1.6908 | -1.6908 | -1.6908 | -1.6908 | -1.6908 | -1.6908 | -1.6908 | -1.6908 | -1.6908 | -19.9245 | -19.9245 | -19.9245 | [7 empty] | 35 |  |  | 15.7252
Annual Avoided Costs for Deferral to 2024:
Riverhead Canal 2nd Line and Bank | 2024 |  |  | 0 | 0 | 0 | 0 | 18.2337 | 18.2337 | 18.2337 | 18.2337 | -2.2885 | -2.2885 | -2.2885 | -2.2885 | -2.2885 | -2.2885 | -2.2885 | -2.2885 | -2.2885 | -2.2885 | -2.2885 | -2.2885 | -2.2885 | -2.2885 | -2.2885 | -2.2885 | -2.2885 | -2.2885 | -2.2885 | -2.2885 | -2.2885 | -2.2885 | -2.2885 | -2.2885 | -2.2885 | -2.2885 | -2.2885 | -2.2885 | -2.2885 | -2.2885 | -2.2885 | -20.5222 | -20.5222 | -20.5222 | -20.5222 | [6 empty] | 35 |  |  | 20.7205
Annual Avoided Costs for Deferral to 2025:
Riverhead Canal 2nd Line and Bank | 2025 |  |  | 0 | 0 | 0 | 0 | 18.2337 | 18.2337 | 18.2337 | 18.2337 | 18.2337 | -2.9042 | -2.9042 | -2.9042 | -2.9042 | -2.9042 | -2.9042 | -2.9042 | -2.9042 | -2.9042 | -2.9042 | -2.9042 | -2.9042 | -2.9042 | -2.9042 | -2.9042 | -2.9042 | -2.9042 | -2.9042 | -2.9042 | -2.9042 | -2.9042 | -2.9042 | -2.9042 | -2.9042 | -2.9042 | -2.9042 | -2.9042 | -2.9042 | -2.9042 | -2.9042 | -21.1379 | -21.1379 | -21.1379 | -21.1379 | -21.1379 | [5 empty] | 35 |  |  | 25.5974
Annual Avoided Costs for Deferral to 2026:
Riverhead Canal 2nd Line and Bank | 2026 |  |  | 0 | 0 | 0 | 0 | 18.2337 | 18.2337 | 18.2337 | 18.2337 | 18.2337 | 18.2337 | -3.5383 | -3.5383 | -3.5383 | -3.5383 | -3.5383 | -3.5383 | -3.5383 | -3.5383 | -3.5383 | -3.5383 | -3.5383 | -3.5383 | -3.5383 | -3.5383 | -3.5383 | -3.5383 | -3.5383 | -3.5383 | -3.5383 | -3.5383 | -3.5383 | -3.5383 | -3.5383 | -3.5383 | -3.5383 | -3.5383 | -3.5383 | -3.5383 | -3.5383 | -21.772 | -21.772 | -21.772 | -21.772 | -21.772 | -21.772 |  |  |  |  | 35 |  |  | 30.3588
Annual Avoided Costs for Deferral to 2027:
Riverhead Canal 2nd Line and Bank | 2027 |  |  | 0 | 0 | 0 | 0 | 18.2337 | 18.2337 | 18.2337 | 18.2337 | 18.2337 | 18.2337 | 18.2337 | -4.1915 | -4.1915 | -4.1915 | -4.1915 | -4.1915 | -4.1915 | -4.1915 | -4.1915 | -4.1915 | -4.1915 | -4.1915 | -4.1915 | -4.1915 | -4.1915 | -4.1915 | -4.1915 | -4.1915 | -4.1915 | -4.1915 | -4.1915 | -4.1915 | -4.1915 | -4.1915 | -4.1915 | -4.1915 | -4.1915 | -4.1915 | -4.1915 | -22.4252 | -22.4252 | -22.4252 | -22.4252 | -22.4252 | -22.4252 | -22.4252 |  |  |  | 35 |  |  | 35.0073
Annual Avoided Costs for Deferral to 2028:
Riverhead Canal 2nd Line and Bank | 2028 |  |  | 0 | 0 | 0 | 0 | 18.2337 | 18.2337 | 18.2337 | 18.2337 | 18.2337 | 18.2337 | 18.2337 | 18.2337 | -4.8642 | -4.8642 | -4.8642 | -4.8642 | -4.8642 | -4.8642 | -4.8642 | -4.8642 | -4.8642 | -4.8642 | -4.8642 | -4.8642 | -4.8642 | -4.8642 | -4.8642 | -4.8642 | -4.8642 | -4.8642 | -4.8642 | -4.8642 | -4.8642 | -4.8642 | -4.8642 | -4.8642 | -4.8642 | -4.8642 | -4.8642 | -23.0979 | -23.0979 | -23.0979 | -23.0979 | -23.0979 | -23.0979 | -23.0979 | -23.0979 |  |  | 35 |  |  | 39.5457
Annual Avoided Costs for Deferral to 2029:
Riverhead Canal 2nd Line and Bank | 2029 |  |  | 0 | 0 | 0 | 0 | 18.2337 | 18.2337 | 18.2337 | 18.2337 | 18.2337 | 18.2337 | 18.2337 | 18.2337 | 18.2337 | -5.5571 | -5.5571 | -5.5571 | -5.5571 | -5.5571 | -5.5571 | -5.5571 | -5.5571 | -5.5571 | -5.5571 | -5.5571 | -5.5571 | -5.5571 | -5.5571 | -5.5571 | -5.5571 | -5.5571 | -5.5571 | -5.5571 | -5.5571 | -5.5571 | -5.5571 | -5.5571 | -5.5571 | -5.5571 | -5.5571 | -23.7909 | -23.7909 | -23.7909 | -23.7909 | -23.7909 | -23.7909 | -23.7909 | -23.7909 | -23.7909 |  | 35 |  |  | 43.9765
Annual Avoided Costs for Deferral to 2030:
Riverhead Canal 2nd Line and Bank | 2030 |  |  | 0 | 0 | 0 | 0 | 18.2337 | 18.2337 | 18.2337 | 18.2337 | 18.2337 | 18.2337 | 18.2337 | 18.2337 | 18.2337 | 18.2337 | -6.2709 | -6.2709 | -6.2709 | -6.2709 | -6.2709 | -6.2709 | -6.2709 | -6.2709 | -6.2709 | -6.2709 | -6.2709 | -6.2709 | -6.2709 | -6.2709 | -6.2709 | -6.2709 | -6.2709 | -6.2709 | -6.2709 | -6.2709 | -6.2709 | -6.2709 | -6.2709 | -6.2709 | -6.2709 | -24.5046 | -24.5046 | -24.5046 | -24.5046 | -24.5046 | -24.5046 | -24.5046 | -24.5046 | -24.5046 | -24.5046 | 35 |  |  | 48.3024
0
Area III Projects: | [52 empty] | 0 | 4.54
New Canal - Southampton Cable | 2017 |  | 37.6 | 0 | 4.5863 | 4.5863 | 4.5863 | 4.5863 | 4.5863 | 4.5863 | 4.5863 | 4.5863 | 4.5863 | 4.5863 | 4.5863 | 4.5863 | 4.5863 | 4.5863 | 4.5863 | 4.5863 | 4.5863 | 4.5863 | 4.5863 | 4.5863 | 4.5863 | 4.5863 | 4.5863 | 4.5863 | 4.5863 | 4.5863 | 4.5863 | 4.5863 | 4.5863 | 4.5863 | 4.5863 | 4.5863 | 4.5863 | 4.5863 | 4.5863 | [13 empty] | 35 |  | 66.9063
Upgrade Wildwood - Riverhead to 138 kV | 2017 |  | 7.7 | 0 | 0.93922 | 0.93922 | 0.93922 | 0.93922 | 0.93922 | 0.93922 | 0.93922 | 0.93922 | 0.93922 | 0.93922 | 0.93922 | 0.93922 | 0.93922 | 0.93922 | 0.93922 | 0.93922 | 0.93922 | 0.93922 | 0.93922 | 0.93922 | 0.93922 | 0.93922 | 0.93922 | 0.93922 | 0.93922 | 0.93922 | 0.93922 | 0.93922 | 0.93922 | 0.93922 | 0.93922 | 0.93922 | 0.93922 | 0.93922 | 0.93922 | [13 empty] | 35 |  | 13.7016
Bridgehampton - Buell New 69 kV UG Cable | 2017 |  | 33.2 | 0 | 4.0496 | 4.0496 | 4.0496 | 4.0496 | 4.0496 | 4.0496 | 4.0496 | 4.0496 | 4.0496 | 4.0496 | 4.0496 | 4.0496 | 4.0496 | 4.0496 | 4.0496 | 4.0496 | 4.0496 | 4.0496 | 4.0496 | 4.0496 | 4.0496 | 4.0496 | 4.0496 | 4.0496 | 4.0496 | 4.0496 | 4.0496 | 4.0496 | 4.0496 | 4.0496 | 4.0496 | 4.0496 | 4.0496 | 4.0496 | 4.0496 | [13 empty] | 35 |  | 59.0769
Canal - Wainscott New 138 kV UG Cable | 2022 |  | 275.5 | 0 | 0 | 0 | 0 | 0 | 0 | 38.957 | 38.957 | 38.957 | 38.957 | 38.957 | 38.957 | 38.957 | 38.957 | 38.957 | 38.957 | 38.957 | 38.957 | 38.957 | 38.957 | 38.957 | 38.957 | 38.957 | 38.957 | 38.957 | 38.957 | 38.957 | 38.957 | 38.957 | 38.957 | 38.957 | 38.957 | 38.957 | 38.957 | 38.957 | 38.957 | 38.957 | 38.957 | 38.957 | 38.957 | 38.957 | [8 empty] | 35 |  | 434.8353
No Deferral |  |  | 354 |  | 9.5752 | 9.5752 | 9.5752 | 9.5752 | 9.5752 | 48.5322 | 48.5322 | 48.5322 | 48.5322 | 48.5322 | 48.5322 | 48.5322 | 48.5322 | 48.5322 | 48.5322 | 48.5322 | 48.5322 | 48.5322 | 48.5322 | 48.5322 | 48.5322 | 48.5322 | 48.5322 | 48.5322 | 48.5322 | 48.5322 | 48.5322 | 48.5322 | 48.5322 | 48.5322 | 48.5322 | 48.5322 | 48.5322 | 48.5322 | 48.5322 | 38.957 | 38.957 | 38.957 | 38.957 | 38.957 | [10 empty] | 574.52
New Canal - Southampton Cable | 2019 |  | 37.6 |  |  |  | 4.8656 | 4.8656 | 4.8656 | 4.8656 | 4.8656 | 4.8656 | 4.8656 | 4.8656 | 4.8656 | 4.8656 | 4.8656 | 4.8656 | 4.8656 | 4.8656 | 4.8656 | 4.8656 | 4.8656 | 4.8656 | 4.8656 | 4.8656 | 4.8656 | 4.8656 | 4.8656 | 4.8656 | 4.8656 | 4.8656 | 4.8656 | 4.8656 | 4.8656 | 4.8656 | 4.8656 | 4.8656 | 4.8656 | 4.8656 | 4.8656 | [11 empty] | 35 |  | 63.773 | 3.1333 | 0 | 0 | 0 | 0
Upgrade Wildwood - Riverhead to 138 kV | 2019 |  | 7.7 |  |  |  | 0.99642 | 0.99642 | 0.99642 | 0.99642 | 0.99642 | 0.99642 | 0.99642 | 0.99642 | 0.99642 | 0.99642 | 0.99642 | 0.99642 | 0.99642 | 0.99642 | 0.99642 | 0.99642 | 0.99642 | 0.99642 | 0.99642 | 0.99642 | 0.99642 | 0.99642 | 0.99642 | 0.99642 | 0.99642 | 0.99642 | 0.99642 | 0.99642 | 0.99642 | 0.99642 | 0.99642 | 0.99642 | 0.99642 | 0.99642 | 0.99642 | [11 empty] | 35 |  | 13.0599 | 0.64167 | 0 | 0 | 0 | 0
Bridgehampton - Buell New 69 kV UG Cable | 2019 |  | 33.2 |  |  |  | 4.2963 | 4.2963 | 4.2963 | 4.2963 | 4.2963 | 4.2963 | 4.2963 | 4.2963 | 4.2963 | 4.2963 | 4.2963 | 4.2963 | 4.2963 | 4.2963 | 4.2963 | 4.2963 | 4.2963 | 4.2963 | 4.2963 | 4.2963 | 4.2963 | 4.2963 | 4.2963 | 4.2963 | 4.2963 | 4.2963 | 4.2963 | 4.2963 | 4.2963 | 4.2963 | 4.2963 | 4.2963 | 4.2963 | 4.2963 | 4.2963 | [11 empty] | 35 |  | 56.3102 | 2.7667 | 0 | 0 | 0 | 0
Canal - Wainscott New 138 kV UG Cable | 2019 |  | 275.5 |  |  |  | 35.6512 | 35.6512 | 35.6512 | 35.6512 | 35.6512 | 35.6512 | 35.6512 | 35.6512 | 35.6512 | 35.6512 | 35.6512 | 35.6512 | 35.6512 | 35.6512 | 35.6512 | 35.6512 | 35.6512 | 35.6512 | 35.6512 | 35.6512 | 35.6512 | 35.6512 | 35.6512 | 35.6512 | 35.6512 | 35.6512 | 35.6512 | 35.6512 | 35.6512 | 35.6512 | 35.6512 | 35.6512 | 35.6512 | 35.6512 | 35.6512 | [11 empty] | 35 |  | 467.2728 | -32.4375 | -32.4375 | 0 | 0 | 0
Deferral to 2019 |  |  | 354 |  |  |  | 45.8095 | 45.8095 | 45.8095 | 45.8095 | 45.8095 | 45.8095 | 45.8095 | 45.8095 | 45.8095 | 45.8095 | 45.8095 | 45.8095 | 45.8095 | 45.8095 | 45.8095 | 45.8095 | 45.8095 | 45.8095 | 45.8095 | 45.8095 | 45.8095 | 45.8095 | 45.8095 | 45.8095 | 45.8095 | 45.8095 | 45.8095 | 45.8095 | 45.8095 | 45.8095 | 45.8095 | 45.8095 | 45.8095 | 45.8095 | 45.8095 | [11 empty] | 35 |  | 600.4158 | -25.8958 | -32.4375 | 0 | 0 | 0 | =Area III Portion
New Canal - Southampton Cable | 2022 |  | 37.6 | [6 empty] | 5.3168 | 5.3168 | 5.3168 | 5.3168 | 5.3168 | 5.3168 | 5.3168 | 5.3168 | 5.3168 | 5.3168 | 5.3168 | 5.3168 | 5.3168 | 5.3168 | 5.3168 | 5.3168 | 5.3168 | 5.3168 | 5.3168 | 5.3168 | 5.3168 | 5.3168 | 5.3168 | 5.3168 | 5.3168 | 5.3168 | 5.3168 | 5.3168 | 5.3168 | 5.3168 | 5.3168 | 5.3168 | 5.3168 | 5.3168 | 5.3168 | [8 empty] | 35 |  | 59.3459 | 7.5604 | 7.5604 | 0 | 0 | 0
Upgrade Wildwood - Riverhead to 138 kV | 2022 |  | 7.7 | [6 empty] | 1.0888 | 1.0888 | 1.0888 | 1.0888 | 1.0888 | 1.0888 | 1.0888 | 1.0888 | 1.0888 | 1.0888 | 1.0888 | 1.0888 | 1.0888 | 1.0888 | 1.0888 | 1.0888 | 1.0888 | 1.0888 | 1.0888 | 1.0888 | 1.0888 | 1.0888 | 1.0888 | 1.0888 | 1.0888 | 1.0888 | 1.0888 | 1.0888 | 1.0888 | 1.0888 | 1.0888 | 1.0888 | 1.0888 | 1.0888 | 1.0888 | [8 empty] | 35 |  | 12.1533 | 1.5483 | 1.5483 | 0 | 0 | 0
Bridgehampton - Buell New 69 kV UG Cable | 2022 |  | 33.2 | [6 empty] | 4.6946 | 4.6946 | 4.6946 | 4.6946 | 4.6946 | 4.6946 | 4.6946 | 4.6946 | 4.6946 | 4.6946 | 4.6946 | 4.6946 | 4.6946 | 4.6946 | 4.6946 | 4.6946 | 4.6946 | 4.6946 | 4.6946 | 4.6946 | 4.6946 | 4.6946 | 4.6946 | 4.6946 | 4.6946 | 4.6946 | 4.6946 | 4.6946 | 4.6946 | 4.6946 | 4.6946 | 4.6946 | 4.6946 | 4.6946 | 4.6946 | [8 empty] | 35 |  | 52.4012 | 6.6757 | 6.6757 | 0 | 0 | 0
Canal - Wainscott New 138 kV UG Cable | 2022 |  | 275.5 | [6 empty] | 38.957 | 38.957 | 38.957 | 38.957 | 38.957 | 38.957 | 38.957 | 38.957 | 38.957 | 38.957 | 38.957 | 38.957 | 38.957 | 38.957 | 38.957 | 38.957 | 38.957 | 38.957 | 38.957 | 38.957 | 38.957 | 38.957 | 38.957 | 38.957 | 38.957 | 38.957 | 38.957 | 38.957 | 38.957 | 38.957 | 38.957 | 38.957 | 38.957 | 38.957 | 38.957 | [8 empty] | 35 |  | 434.8353 | 0 | 0 | 0 | 0 | 0
Deferral to 2022 |  |  | 354 | [6 empty] | 50.0572 | 50.0572 | 50.0572 | 50.0572 | 50.0572 | 50.0572 | 50.0572 | 50.0572 | 50.0572 | 50.0572 | 50.0572 | 50.0572 | 50.0572 | 50.0572 | 50.0572 | 50.0572 | 50.0572 | 50.0572 | 50.0572 | 50.0572 | 50.0572 | 50.0572 | 50.0572 | 50.0572 | 50.0572 | 50.0572 | 50.0572 | 50.0572 | 50.0572 | 50.0572 | 50.0572 | 50.0572 | 50.0572 | 50.0572 | 50.0572 | [8 empty] | 35 |  | 558.7357 | 15.7843 | 15.7843 | 0 | 0 | 0 | =Area III Portion
New Canal - Southampton Cable | 2024 |  | 37.6 | [8 empty] | 5.6406 | 5.6406 | 5.6406 | 5.6406 | 5.6406 | 5.6406 | 5.6406 | 5.6406 | 5.6406 | 5.6406 | 5.6406 | 5.6406 | 5.6406 | 5.6406 | 5.6406 | 5.6406 | 5.6406 | 5.6406 | 5.6406 | 5.6406 | 5.6406 | 5.6406 | 5.6406 | 5.6406 | 5.6406 | 5.6406 | 5.6406 | 5.6406 | 5.6406 | 5.6406 | 5.6406 | 5.6406 | 5.6406 | 5.6406 | 5.6406 | [6 empty] | 35 |  | 56.5667 | 10.3397 | 10.3397 | 0 | 0 | 0
Upgrade Wildwood - Riverhead to 138 kV | 2024 |  | 7.7 | [8 empty] | 1.1551 | 1.1551 | 1.1551 | 1.1551 | 1.1551 | 1.1551 | 1.1551 | 1.1551 | 1.1551 | 1.1551 | 1.1551 | 1.1551 | 1.1551 | 1.1551 | 1.1551 | 1.1551 | 1.1551 | 1.1551 | 1.1551 | 1.1551 | 1.1551 | 1.1551 | 1.1551 | 1.1551 | 1.1551 | 1.1551 | 1.1551 | 1.1551 | 1.1551 | 1.1551 | 1.1551 | 1.1551 | 1.1551 | 1.1551 | 1.1551 | [6 empty] | 35 |  | 11.5841 | 2.1174 | 2.1174 | 0 | 0 | 0
Bridgehampton - Buell New 69 kV UG Cable | 2024 |  | 33.2 | [8 empty] | 4.9805 | 4.9805 | 4.9805 | 4.9805 | 4.9805 | 4.9805 | 4.9805 | 4.9805 | 4.9805 | 4.9805 | 4.9805 | 4.9805 | 4.9805 | 4.9805 | 4.9805 | 4.9805 | 4.9805 | 4.9805 | 4.9805 | 4.9805 | 4.9805 | 4.9805 | 4.9805 | 4.9805 | 4.9805 | 4.9805 | 4.9805 | 4.9805 | 4.9805 | 4.9805 | 4.9805 | 4.9805 | 4.9805 | 4.9805 | 4.9805 | [6 empty] | 35 |  | 49.9472 | 9.1297 | 9.1297 | 0 | 0 | 0
Canal - Wainscott New 138 kV UG Cable | 2024 |  | 275.5 | [8 empty] | 41.3295 | 41.3295 | 41.3295 | 41.3295 | 41.3295 | 41.3295 | 41.3295 | 41.3295 | 41.3295 | 41.3295 | 41.3295 | 41.3295 | 41.3295 | 41.3295 | 41.3295 | 41.3295 | 41.3295 | 41.3295 | 41.3295 | 41.3295 | 41.3295 | 41.3295 | 41.3295 | 41.3295 | 41.3295 | 41.3295 | 41.3295 | 41.3295 | 41.3295 | 41.3295 | 41.3295 | 41.3295 | 41.3295 | 41.3295 | 41.3295 | [6 empty] | 35 |  | 414.4711 | 20.3641 | 20.3641 | 0 | 0 | 0
Deferral to 2024 |  |  | 354 | [8 empty] | 53.1057 | 53.1057 | 53.1057 | 53.1057 | 53.1057 | 53.1057 | 53.1057 | 53.1057 | 53.1057 | 53.1057 | 53.1057 | 53.1057 | 53.1057 | 53.1057 | 53.1057 | 53.1057 | 53.1057 | 53.1057 | 53.1057 | 53.1057 | 53.1057 | 53.1057 | 53.1057 | 53.1057 | 53.1057 | 53.1057 | 53.1057 | 53.1057 | 53.1057 | 53.1057 | 53.1057 | 53.1057 | 53.1057 | 53.1057 | 53.1057 | [6 empty] | 35 |  | 532.5691 | 41.9509 | 41.9509 | 0 | 0 | 0 | =Area III Portion
New Canal - Southampton Cable | 2025 |  | 37.6 | [9 empty] | 5.8098 | 5.8098 | 5.8098 | 5.8098 | 5.8098 | 5.8098 | 5.8098 | 5.8098 | 5.8098 | 5.8098 | 5.8098 | 5.8098 | 5.8098 | 5.8098 | 5.8098 | 5.8098 | 5.8098 | 5.8098 | 5.8098 | 5.8098 | 5.8098 | 5.8098 | 5.8098 | 5.8098 | 5.8098 | 5.8098 | 5.8098 | 5.8098 | 5.8098 | 5.8098 | 5.8098 | 5.8098 | 5.8098 | 5.8098 | 5.8098 | [5 empty] | 35 |  | 55.2262 | 11.6801 | 11.6801 | 0 | 0 | 0
Upgrade Wildwood - Riverhead to 138 kV | 2025 |  | 7.7 | [9 empty] | 1.1898 | 1.1898 | 1.1898 | 1.1898 | 1.1898 | 1.1898 | 1.1898 | 1.1898 | 1.1898 | 1.1898 | 1.1898 | 1.1898 | 1.1898 | 1.1898 | 1.1898 | 1.1898 | 1.1898 | 1.1898 | 1.1898 | 1.1898 | 1.1898 | 1.1898 | 1.1898 | 1.1898 | 1.1898 | 1.1898 | 1.1898 | 1.1898 | 1.1898 | 1.1898 | 1.1898 | 1.1898 | 1.1898 | 1.1898 | 1.1898 | [5 empty] | 35 |  | 11.3096 | 2.3919 | 2.3919 | 0 | 0 | 0
Bridgehampton - Buell New 69 kV UG Cable | 2025 |  | 33.2 | [9 empty] | 5.13 | 5.13 | 5.13 | 5.13 | 5.13 | 5.13 | 5.13 | 5.13 | 5.13 | 5.13 | 5.13 | 5.13 | 5.13 | 5.13 | 5.13 | 5.13 | 5.13 | 5.13 | 5.13 | 5.13 | 5.13 | 5.13 | 5.13 | 5.13 | 5.13 | 5.13 | 5.13 | 5.13 | 5.13 | 5.13 | 5.13 | 5.13 | 5.13 | 5.13 | 5.13 | [5 empty] | 35 |  | 48.7636 | 10.3133 | 10.3133 | 0 | 0 | 0
Canal - Wainscott New 138 kV UG Cable | 2025 |  | 275.5 | [9 empty] | 42.5693 | 42.5693 | 42.5693 | 42.5693 | 42.5693 | 42.5693 | 42.5693 | 42.5693 | 42.5693 | 42.5693 | 42.5693 | 42.5693 | 42.5693 | 42.5693 | 42.5693 | 42.5693 | 42.5693 | 42.5693 | 42.5693 | 42.5693 | 42.5693 | 42.5693 | 42.5693 | 42.5693 | 42.5693 | 42.5693 | 42.5693 | 42.5693 | 42.5693 | 42.5693 | 42.5693 | 42.5693 | 42.5693 | 42.5693 | 42.5693 | [5 empty] | 35 |  | 404.6495 | 30.1857 | 30.1857 | 30.1857 | 544967.0198 | 2795680.8118
Deferral to 2025 |  |  | 354 | [9 empty] | 54.6989 | 54.6989 | 54.6989 | 54.6989 | 54.6989 | 54.6989 | 54.6989 | 54.6989 | 54.6989 | 54.6989 | 54.6989 | 54.6989 | 54.6989 | 54.6989 | 54.6989 | 54.6989 | 54.6989 | 54.6989 | 54.6989 | 54.6989 | 54.6989 | 54.6989 | 54.6989 | 54.6989 | 54.6989 | 54.6989 | 54.6989 | 54.6989 | 54.6989 | 54.6989 | 54.6989 | 54.6989 | 54.6989 | 54.6989 | 54.6989 | [5 empty] | 35 |  | 519.949 | 54.5711 | 54.5711 | 30.1857 | 544967.0198 | 2795680.8118 | =Area III Portion
New Canal - Southampton Cable | 2026 |  | 37.6 | [10 empty] | 5.9841 | 5.9841 | 5.9841 | 5.9841 | 5.9841 | 5.9841 | 5.9841 | 5.9841 | 5.9841 | 5.9841 | 5.9841 | 5.9841 | 5.9841 | 5.9841 | 5.9841 | 5.9841 | 5.9841 | 5.9841 | 5.9841 | 5.9841 | 5.9841 | 5.9841 | 5.9841 | 5.9841 | 5.9841 | 5.9841 | 5.9841 | 5.9841 | 5.9841 | 5.9841 | 5.9841 | 5.9841 | 5.9841 | 5.9841 | 5.9841 |  |  |  |  | 35 |  | 53.9175 | 12.9888 | 12.9888 | 0 | 0 | 0
Upgrade Wildwood - Riverhead to 138 kV | 2026 |  | 7.7 | [10 empty] | 1.2255 | 1.2255 | 1.2255 | 1.2255 | 1.2255 | 1.2255 | 1.2255 | 1.2255 | 1.2255 | 1.2255 | 1.2255 | 1.2255 | 1.2255 | 1.2255 | 1.2255 | 1.2255 | 1.2255 | 1.2255 | 1.2255 | 1.2255 | 1.2255 | 1.2255 | 1.2255 | 1.2255 | 1.2255 | 1.2255 | 1.2255 | 1.2255 | 1.2255 | 1.2255 | 1.2255 | 1.2255 | 1.2255 | 1.2255 | 1.2255 |  |  |  |  | 35 |  | 11.0416 | 2.6599 | 2.6599 | 0 | 0 | 0
Bridgehampton - Buell New 69 kV UG Cable | 2026 |  | 33.2 | [10 empty] | 5.2839 | 5.2839 | 5.2839 | 5.2839 | 5.2839 | 5.2839 | 5.2839 | 5.2839 | 5.2839 | 5.2839 | 5.2839 | 5.2839 | 5.2839 | 5.2839 | 5.2839 | 5.2839 | 5.2839 | 5.2839 | 5.2839 | 5.2839 | 5.2839 | 5.2839 | 5.2839 | 5.2839 | 5.2839 | 5.2839 | 5.2839 | 5.2839 | 5.2839 | 5.2839 | 5.2839 | 5.2839 | 5.2839 | 5.2839 | 5.2839 |  |  |  |  | 35 |  | 47.608 | 11.4688 | 11.4688 | 0 | 0 | 0
Canal - Wainscott New 138 kV UG Cable | 2026 |  | 275.5 | [10 empty] | 43.8464 | 43.8464 | 43.8464 | 43.8464 | 43.8464 | 43.8464 | 43.8464 | 43.8464 | 43.8464 | 43.8464 | 43.8464 | 43.8464 | 43.8464 | 43.8464 | 43.8464 | 43.8464 | 43.8464 | 43.8464 | 43.8464 | 43.8464 | 43.8464 | 43.8464 | 43.8464 | 43.8464 | 43.8464 | 43.8464 | 43.8464 | 43.8464 | 43.8464 | 43.8464 | 43.8464 | 43.8464 | 43.8464 | 43.8464 | 43.8464 |  |  |  |  | 35 |  | 395.0607 | 39.7746 | 39.7746 | 0 | 0 | 0
Deferral to 2026 |  |  | 354 | [10 empty] | 56.3399 | 56.3399 | 56.3399 | 56.3399 | 56.3399 | 56.3399 | 56.3399 | 56.3399 | 56.3399 | 56.3399 | 56.3399 | 56.3399 | 56.3399 | 56.3399 | 56.3399 | 56.3399 | 56.3399 | 56.3399 | 56.3399 | 56.3399 | 56.3399 | 56.3399 | 56.3399 | 56.3399 | 56.3399 | 56.3399 | 56.3399 | 56.3399 | 56.3399 | 56.3399 | 56.3399 | 56.3399 | 56.3399 | 56.3399 | 56.3399 |  |  |  |  | 35 |  | 507.6279 | 66.8921 | 66.8921 | 0 | 0 | 0 | =Area III Portion
New Canal - Southampton Cable | 2027 |  | 37.6 | [11 empty] | 6.1636 | 6.1636 | 6.1636 | 6.1636 | 6.1636 | 6.1636 | 6.1636 | 6.1636 | 6.1636 | 6.1636 | 6.1636 | 6.1636 | 6.1636 | 6.1636 | 6.1636 | 6.1636 | 6.1636 | 6.1636 | 6.1636 | 6.1636 | 6.1636 | 6.1636 | 6.1636 | 6.1636 | 6.1636 | 6.1636 | 6.1636 | 6.1636 | 6.1636 | 6.1636 | 6.1636 | 6.1636 | 6.1636 | 6.1636 | 6.1636 |  |  |  | 35 |  | 52.6399 | 14.2665 | 14.2665 | 0 | 0 | 0
Upgrade Wildwood - Riverhead to 138 kV | 2027 |  | 7.7 | [11 empty] | 1.2622 | 1.2622 | 1.2622 | 1.2622 | 1.2622 | 1.2622 | 1.2622 | 1.2622 | 1.2622 | 1.2622 | 1.2622 | 1.2622 | 1.2622 | 1.2622 | 1.2622 | 1.2622 | 1.2622 | 1.2622 | 1.2622 | 1.2622 | 1.2622 | 1.2622 | 1.2622 | 1.2622 | 1.2622 | 1.2622 | 1.2622 | 1.2622 | 1.2622 | 1.2622 | 1.2622 | 1.2622 | 1.2622 | 1.2622 | 1.2622 |  |  |  | 35 |  | 10.78 | 2.9216 | 2.9216 | 0 | 0 | 0
Bridgehampton - Buell New 69 kV UG Cable | 2027 |  | 33.2 | [11 empty] | 5.4424 | 5.4424 | 5.4424 | 5.4424 | 5.4424 | 5.4424 | 5.4424 | 5.4424 | 5.4424 | 5.4424 | 5.4424 | 5.4424 | 5.4424 | 5.4424 | 5.4424 | 5.4424 | 5.4424 | 5.4424 | 5.4424 | 5.4424 | 5.4424 | 5.4424 | 5.4424 | 5.4424 | 5.4424 | 5.4424 | 5.4424 | 5.4424 | 5.4424 | 5.4424 | 5.4424 | 5.4424 | 5.4424 | 5.4424 | 5.4424 |  |  |  | 35 |  | 46.4799 | 12.597 | 12.597 | 0 | 0 | 0
Canal - Wainscott New 138 kV UG Cable | 2027 |  | 275.5 | [11 empty] | 45.1618 | 45.1618 | 45.1618 | 45.1618 | 45.1618 | 45.1618 | 45.1618 | 45.1618 | 45.1618 | 45.1618 | 45.1618 | 45.1618 | 45.1618 | 45.1618 | 45.1618 | 45.1618 | 45.1618 | 45.1618 | 45.1618 | 45.1618 | 45.1618 | 45.1618 | 45.1618 | 45.1618 | 45.1618 | 45.1618 | 45.1618 | 45.1618 | 45.1618 | 45.1618 | 45.1618 | 45.1618 | 45.1618 | 45.1618 | 45.1618 |  |  |  | 35 |  | 385.6991 | 49.1362 | 49.1362 | 0 | 0 | 0
Deferral to 2027 |  |  | 354 | [11 empty] | 58.0301 | 58.0301 | 58.0301 | 58.0301 | 58.0301 | 58.0301 | 58.0301 | 58.0301 | 58.0301 | 58.0301 | 58.0301 | 58.0301 | 58.0301 | 58.0301 | 58.0301 | 58.0301 | 58.0301 | 58.0301 | 58.0301 | 58.0301 | 58.0301 | 58.0301 | 58.0301 | 58.0301 | 58.0301 | 58.0301 | 58.0301 | 58.0301 | 58.0301 | 58.0301 | 58.0301 | 58.0301 | 58.0301 | 58.0301 | 58.0301 |  |  |  | 35 |  | 495.5988 | 78.9212 | 78.9212 | 0 | 0 | 0 | =Area III Portion
New Canal - Southampton Cable | 2028 |  | 37.6 | [12 empty] | 6.3486 | 6.3486 | 6.3486 | 6.3486 | 6.3486 | 6.3486 | 6.3486 | 6.3486 | 6.3486 | 6.3486 | 6.3486 | 6.3486 | 6.3486 | 6.3486 | 6.3486 | 6.3486 | 6.3486 | 6.3486 | 6.3486 | 6.3486 | 6.3486 | 6.3486 | 6.3486 | 6.3486 | 6.3486 | 6.3486 | 6.3486 | 6.3486 | 6.3486 | 6.3486 | 6.3486 | 6.3486 | 6.3486 | 6.3486 | 6.3486 |  |  | 35 |  | 51.3925 | 15.5138 | 15.5138 | 0 | 0 | 0
Upgrade Wildwood - Riverhead to 138 kV | 2028 |  | 7.7 | [12 empty] | 1.3001 | 1.3001 | 1.3001 | 1.3001 | 1.3001 | 1.3001 | 1.3001 | 1.3001 | 1.3001 | 1.3001 | 1.3001 | 1.3001 | 1.3001 | 1.3001 | 1.3001 | 1.3001 | 1.3001 | 1.3001 | 1.3001 | 1.3001 | 1.3001 | 1.3001 | 1.3001 | 1.3001 | 1.3001 | 1.3001 | 1.3001 | 1.3001 | 1.3001 | 1.3001 | 1.3001 | 1.3001 | 1.3001 | 1.3001 | 1.3001 |  |  | 35 |  | 10.5245 | 3.177 | 3.177 | 0 | 0 | 0
Bridgehampton - Buell New 69 kV UG Cable | 2028 |  | 33.2 | [12 empty] | 5.6056 | 5.6056 | 5.6056 | 5.6056 | 5.6056 | 5.6056 | 5.6056 | 5.6056 | 5.6056 | 5.6056 | 5.6056 | 5.6056 | 5.6056 | 5.6056 | 5.6056 | 5.6056 | 5.6056 | 5.6056 | 5.6056 | 5.6056 | 5.6056 | 5.6056 | 5.6056 | 5.6056 | 5.6056 | 5.6056 | 5.6056 | 5.6056 | 5.6056 | 5.6056 | 5.6056 | 5.6056 | 5.6056 | 5.6056 | 5.6056 |  |  | 35 |  | 45.3785 | 13.6984 | 13.6984 | 0 | 0 | 0
Canal - Wainscott New 138 kV UG Cable | 2028 |  | 275.5 | [12 empty] | 46.5167 | 46.5167 | 46.5167 | 46.5167 | 46.5167 | 46.5167 | 46.5167 | 46.5167 | 46.5167 | 46.5167 | 46.5167 | 46.5167 | 46.5167 | 46.5167 | 46.5167 | 46.5167 | 46.5167 | 46.5167 | 46.5167 | 46.5167 | 46.5167 | 46.5167 | 46.5167 | 46.5167 | 46.5167 | 46.5167 | 46.5167 | 46.5167 | 46.5167 | 46.5167 | 46.5167 | 46.5167 | 46.5167 | 46.5167 | 46.5167 |  |  | 35 |  | 376.5593 | 58.276 | 58.276 | 0 | 0 | 0
Deferral to 2028 |  |  | 354 | [12 empty] | 59.771 | 59.771 | 59.771 | 59.771 | 59.771 | 59.771 | 59.771 | 59.771 | 59.771 | 59.771 | 59.771 | 59.771 | 59.771 | 59.771 | 59.771 | 59.771 | 59.771 | 59.771 | 59.771 | 59.771 | 59.771 | 59.771 | 59.771 | 59.771 | 59.771 | 59.771 | 59.771 | 59.771 | 59.771 | 59.771 | 59.771 | 59.771 | 59.771 | 59.771 | 59.771 |  |  | 35 |  | 483.8548 | 90.6653 | 90.6653 | 0 | 0 | 0 | =Area III Portion
New Canal - Southampton Cable | 2029 |  | 37.6 | [13 empty] | 6.539 | 6.539 | 6.539 | 6.539 | 6.539 | 6.539 | 6.539 | 6.539 | 6.539 | 6.539 | 6.539 | 6.539 | 6.539 | 6.539 | 6.539 | 6.539 | 6.539 | 6.539 | 6.539 | 6.539 | 6.539 | 6.539 | 6.539 | 6.539 | 6.539 | 6.539 | 6.539 | 6.539 | 6.539 | 6.539 | 6.539 | 6.539 | 6.539 | 6.539 | 6.539 |  | 35 |  | 50.1747 | 16.7317 | 16.7317 | 0 | 0 | 0
Upgrade Wildwood - Riverhead to 138 kV | 2029 |  | 7.7 | [13 empty] | 1.3391 | 1.3391 | 1.3391 | 1.3391 | 1.3391 | 1.3391 | 1.3391 | 1.3391 | 1.3391 | 1.3391 | 1.3391 | 1.3391 | 1.3391 | 1.3391 | 1.3391 | 1.3391 | 1.3391 | 1.3391 | 1.3391 | 1.3391 | 1.3391 | 1.3391 | 1.3391 | 1.3391 | 1.3391 | 1.3391 | 1.3391 | 1.3391 | 1.3391 | 1.3391 | 1.3391 | 1.3391 | 1.3391 | 1.3391 | 1.3391 |  | 35 |  | 10.2751 | 3.4264 | 3.4264 | 0 | 0 | 0
Bridgehampton - Buell New 69 kV UG Cable | 2029 |  | 33.2 | [13 empty] | 5.7738 | 5.7738 | 5.7738 | 5.7738 | 5.7738 | 5.7738 | 5.7738 | 5.7738 | 5.7738 | 5.7738 | 5.7738 | 5.7738 | 5.7738 | 5.7738 | 5.7738 | 5.7738 | 5.7738 | 5.7738 | 5.7738 | 5.7738 | 5.7738 | 5.7738 | 5.7738 | 5.7738 | 5.7738 | 5.7738 | 5.7738 | 5.7738 | 5.7738 | 5.7738 | 5.7738 | 5.7738 | 5.7738 | 5.7738 | 5.7738 |  | 35 |  | 44.3031 | 14.7737 | 14.7737 | 0 | 0 | 0
Canal - Wainscott New 138 kV UG Cable | 2029 |  | 275.5 | [13 empty] | 47.9122 | 47.9122 | 47.9122 | 47.9122 | 47.9122 | 47.9122 | 47.9122 | 47.9122 | 47.9122 | 47.9122 | 47.9122 | 47.9122 | 47.9122 | 47.9122 | 47.9122 | 47.9122 | 47.9122 | 47.9122 | 47.9122 | 47.9122 | 47.9122 | 47.9122 | 47.9122 | 47.9122 | 47.9122 | 47.9122 | 47.9122 | 47.9122 | 47.9122 | 47.9122 | 47.9122 | 47.9122 | 47.9122 | 47.9122 | 47.9122 |  | 35 |  | 367.6361 | 67.1992 | 67.1992 | 0 | 0 | 0
Deferral to 2029 |  |  | 354 | [13 empty] | 61.5641 | 61.5641 | 61.5641 | 61.5641 | 61.5641 | 61.5641 | 61.5641 | 61.5641 | 61.5641 | 61.5641 | 61.5641 | 61.5641 | 61.5641 | 61.5641 | 61.5641 | 61.5641 | 61.5641 | 61.5641 | 61.5641 | 61.5641 | 61.5641 | 61.5641 | 61.5641 | 61.5641 | 61.5641 | 61.5641 | 61.5641 | 61.5641 | 61.5641 | 61.5641 | 61.5641 | 61.5641 | 61.5641 | 61.5641 | 61.5641 |  | 35 |  | 472.389 | 102.131 | 102.131 | 0 | 0 | 0 | =Area III Portion
New Canal - Southampton Cable | 2030 |  | 37.6 | [14 empty] | 6.7352 | 6.7352 | 6.7352 | 6.7352 | 6.7352 | 6.7352 | 6.7352 | 6.7352 | 6.7352 | 6.7352 | 6.7352 | 6.7352 | 6.7352 | 6.7352 | 6.7352 | 6.7352 | 6.7352 | 6.7352 | 6.7352 | 6.7352 | 6.7352 | 6.7352 | 6.7352 | 6.7352 | 6.7352 | 6.7352 | 6.7352 | 6.7352 | 6.7352 | 6.7352 | 6.7352 | 6.7352 | 6.7352 | 6.7352 | 6.7352 | 35 |  | 48.9857 | 17.9206 | 17.9206 | 0 | 0 | 0
Upgrade Wildwood - Riverhead to 138 kV | 2030 |  | 7.7 | [14 empty] | 1.3793 | 1.3793 | 1.3793 | 1.3793 | 1.3793 | 1.3793 | 1.3793 | 1.3793 | 1.3793 | 1.3793 | 1.3793 | 1.3793 | 1.3793 | 1.3793 | 1.3793 | 1.3793 | 1.3793 | 1.3793 | 1.3793 | 1.3793 | 1.3793 | 1.3793 | 1.3793 | 1.3793 | 1.3793 | 1.3793 | 1.3793 | 1.3793 | 1.3793 | 1.3793 | 1.3793 | 1.3793 | 1.3793 | 1.3793 | 1.3793 | 35 |  | 10.0316 | 3.6699 | 3.6699 | 0 | 0 | 0
Bridgehampton - Buell New 69 kV UG Cable | 2030 |  | 33.2 | [14 empty] | 5.947 | 5.947 | 5.947 | 5.947 | 5.947 | 5.947 | 5.947 | 5.947 | 5.947 | 5.947 | 5.947 | 5.947 | 5.947 | 5.947 | 5.947 | 5.947 | 5.947 | 5.947 | 5.947 | 5.947 | 5.947 | 5.947 | 5.947 | 5.947 | 5.947 | 5.947 | 5.947 | 5.947 | 5.947 | 5.947 | 5.947 | 5.947 | 5.947 | 5.947 | 5.947 | 35 |  | 43.2533 | 15.8236 | 15.8236 | 0 | 0 | 0
Canal - Wainscott New 138 kV UG Cable | 2030 |  | 275.5 | [14 empty] | 49.3495 | 49.3495 | 49.3495 | 49.3495 | 49.3495 | 49.3495 | 49.3495 | 49.3495 | 49.3495 | 49.3495 | 49.3495 | 49.3495 | 49.3495 | 49.3495 | 49.3495 | 49.3495 | 49.3495 | 49.3495 | 49.3495 | 49.3495 | 49.3495 | 49.3495 | 49.3495 | 49.3495 | 49.3495 | 49.3495 | 49.3495 | 49.3495 | 49.3495 | 49.3495 | 49.3495 | 49.3495 | 49.3495 | 49.3495 | 49.3495 | 35 |  | 358.9243 | 75.911 | 75.911 | 0 | 0 | 0
Deferral to 2030 |  |  | 354 | [14 empty] | 63.411 | 63.411 | 63.411 | 63.411 | 63.411 | 63.411 | 63.411 | 63.411 | 63.411 | 63.411 | 63.411 | 63.411 | 63.411 | 63.411 | 63.411 | 63.411 | 63.411 | 63.411 | 63.411 | 63.411 | 63.411 | 63.411 | 63.411 | 63.411 | 63.411 | 63.411 | 63.411 | 63.411 | 63.411 | 63.411 | 63.411 | 63.411 | 63.411 | 63.411 | 63.411 | 35 |  | 461.1949 | 113.3251 | 113.3251 | 0 | 0 | 0 | =Area III Portion
[60 empty] | 2795680.8118 | =Area III Portion
Annual Avoided Costs for Deferral to 2019:
New Canal - Southampton Cable | 2019 |  |  | 0 | 4.5863 | 4.5863 | -0.27931 | -0.27931 | -0.27931 | -0.27931 | -0.27931 | -0.27931 | -0.27931 | -0.27931 | -0.27931 | -0.27931 | -0.27931 | -0.27931 | -0.27931 | -0.27931 | -0.27931 | -0.27931 | -0.27931 | -0.27931 | -0.27931 | -0.27931 | -0.27931 | -0.27931 | -0.27931 | -0.27931 | -0.27931 | -0.27931 | -0.27931 | -0.27931 | -0.27931 | -0.27931 | -0.27931 | -0.27931 | -0.27931 | -4.8656 | -4.8656 | 0 | 0 | 0 | [8 empty] | 35 |  |  | 3.1333
Upgrade Wildwood - Riverhead to 138 kV | 2019 |  |  | 0 | 0.93922 | 0.93922 | -0.057199 | -0.057199 | -0.057199 | -0.057199 | -0.057199 | -0.057199 | -0.057199 | -0.057199 | -0.057199 | -0.057199 | -0.057199 | -0.057199 | -0.057199 | -0.057199 | -0.057199 | -0.057199 | -0.057199 | -0.057199 | -0.057199 | -0.057199 | -0.057199 | -0.057199 | -0.057199 | -0.057199 | -0.057199 | -0.057199 | -0.057199 | -0.057199 | -0.057199 | -0.057199 | -0.057199 | -0.057199 | -0.057199 | -0.99642 | -0.99642 | 0 | 0 | 0 | [8 empty] | 35 |  |  | 0.64167
Bridgehampton - Buell New 69 kV UG Cable | 2019 |  |  | 0 | 4.0496 | 4.0496 | -0.24662 | -0.24662 | -0.24662 | -0.24662 | -0.24662 | -0.24662 | -0.24662 | -0.24662 | -0.24662 | -0.24662 | -0.24662 | -0.24662 | -0.24662 | -0.24662 | -0.24662 | -0.24662 | -0.24662 | -0.24662 | -0.24662 | -0.24662 | -0.24662 | -0.24662 | -0.24662 | -0.24662 | -0.24662 | -0.24662 | -0.24662 | -0.24662 | -0.24662 | -0.24662 | -0.24662 | -0.24662 | -0.24662 | -4.2963 | -4.2963 | 0 | 0 | 0 | [8 empty] | 35 |  |  | 2.7667
Canal - Wainscott New 138 kV UG Cable | 2019 |  |  | 0 | 0 | 0 | -35.6512 | -35.6512 | -35.6512 | 3.3058 | 3.3058 | 3.3058 | 3.3058 | 3.3058 | 3.3058 | 3.3058 | 3.3058 | 3.3058 | 3.3058 | 3.3058 | 3.3058 | 3.3058 | 3.3058 | 3.3058 | 3.3058 | 3.3058 | 3.3058 | 3.3058 | 3.3058 | 3.3058 | 3.3058 | 3.3058 | 3.3058 | 3.3058 | 3.3058 | 3.3058 | 3.3058 | 3.3058 | 3.3058 | 3.3058 | 3.3058 | 38.957 | 38.957 | 38.957 | [8 empty] | 3 |  |  | -32.4375
Annual Avoided Costs for Deferral to 2023:
New Canal - Southampton Cable | 2022 |  |  | 0 | 4.5863 | 4.5863 | 4.5863 | 4.5863 | 4.5863 | -0.73048 | -0.73048 | -0.73048 | -0.73048 | -0.73048 | -0.73048 | -0.73048 | -0.73048 | -0.73048 | -0.73048 | -0.73048 | -0.73048 | -0.73048 | -0.73048 | -0.73048 | -0.73048 | -0.73048 | -0.73048 | -0.73048 | -0.73048 | -0.73048 | -0.73048 | -0.73048 | -0.73048 | -0.73048 | -0.73048 | -0.73048 | -0.73048 | -0.73048 | -0.73048 | -5.3168 | -5.3168 | -5.3168 | -5.3168 | -5.3168 | 0 | [7 empty] | 35 |  |  | 7.5604
Upgrade Wildwood - Riverhead to 138 kV | 2022 |  |  | 0 | 0.93922 | 0.93922 | 0.93922 | 0.93922 | 0.93922 | -0.14959 | -0.14959 | -0.14959 | -0.14959 | -0.14959 | -0.14959 | -0.14959 | -0.14959 | -0.14959 | -0.14959 | -0.14959 | -0.14959 | -0.14959 | -0.14959 | -0.14959 | -0.14959 | -0.14959 | -0.14959 | -0.14959 | -0.14959 | -0.14959 | -0.14959 | -0.14959 | -0.14959 | -0.14959 | -0.14959 | -0.14959 | -0.14959 | -0.14959 | -0.14959 | -1.0888 | -1.0888 | -1.0888 | -1.0888 | -1.0888 | 0 | [7 empty] | 35 |  |  | 1.5483
Bridgehampton - Buell New 69 kV UG Cable | 2022 |  |  | 0 | 4.0496 | 4.0496 | 4.0496 | 4.0496 | 4.0496 | -0.645 | -0.645 | -0.645 | -0.645 | -0.645 | -0.645 | -0.645 | -0.645 | -0.645 | -0.645 | -0.645 | -0.645 | -0.645 | -0.645 | -0.645 | -0.645 | -0.645 | -0.645 | -0.645 | -0.645 | -0.645 | -0.645 | -0.645 | -0.645 | -0.645 | -0.645 | -0.645 | -0.645 | -0.645 | -0.645 | -4.6946 | -4.6946 | -4.6946 | -4.6946 | -4.6946 | 0 | [7 empty] | 35 |  |  | 6.6757
Canal - Wainscott New 138 kV UG Cable | 2022 |  |  | 0 | 0 | 0 | 0 | 0 | 0 | 0 | 0 | 0 | 0 | 0 | 0 | 0 | 0 | 0 | 0 | 0 | 0 | 0 | 0 | 0 | 0 | 0 | 0 | 0 | 0 | 0 | 0 | 0 | 0 | 0 | 0 | 0 | 0 | 0 | 0 | 0 | 0 | 0 | 0 | 0 | 0 | [7 empty] | 0 |  |  | 0
Annual Avoided Costs for Deferral to 2024:
New Canal - Southampton Cable | 2024 |  |  | 0 | 4.5863 | 4.5863 | 4.5863 | 4.5863 | 4.5863 | 4.5863 | 4.5863 | -1.0543 | -1.0543 | -1.0543 | -1.0543 | -1.0543 | -1.0543 | -1.0543 | -1.0543 | -1.0543 | -1.0543 | -1.0543 | -1.0543 | -1.0543 | -1.0543 | -1.0543 | -1.0543 | -1.0543 | -1.0543 | -1.0543 | -1.0543 | -1.0543 | -1.0543 | -1.0543 | -1.0543 | -1.0543 | -1.0543 | -1.0543 | -1.0543 | -5.6406 | -5.6406 | -5.6406 | -5.6406 | -5.6406 | -5.6406 | -5.6406 | [6 empty] | 35 |  |  | 10.3397
Upgrade Wildwood - Riverhead to 138 kV | 2024 |  |  | 0 | 0.93922 | 0.93922 | 0.93922 | 0.93922 | 0.93922 | 0.93922 | 0.93922 | -0.2159 | -0.2159 | -0.2159 | -0.2159 | -0.2159 | -0.2159 | -0.2159 | -0.2159 | -0.2159 | -0.2159 | -0.2159 | -0.2159 | -0.2159 | -0.2159 | -0.2159 | -0.2159 | -0.2159 | -0.2159 | -0.2159 | -0.2159 | -0.2159 | -0.2159 | -0.2159 | -0.2159 | -0.2159 | -0.2159 | -0.2159 | -0.2159 | -1.1551 | -1.1551 | -1.1551 | -1.1551 | -1.1551 | -1.1551 | -1.1551 | [6 empty] | 35 |  |  | 2.1174
Bridgehampton - Buell New 69 kV UG Cable | 2024 |  |  | 0 | 4.0496 | 4.0496 | 4.0496 | 4.0496 | 4.0496 | 4.0496 | 4.0496 | -0.9309 | -0.9309 | -0.9309 | -0.9309 | -0.9309 | -0.9309 | -0.9309 | -0.9309 | -0.9309 | -0.9309 | -0.9309 | -0.9309 | -0.9309 | -0.9309 | -0.9309 | -0.9309 | -0.9309 | -0.9309 | -0.9309 | -0.9309 | -0.9309 | -0.9309 | -0.9309 | -0.9309 | -0.9309 | -0.9309 | -0.9309 | -0.9309 | -4.9805 | -4.9805 | -4.9805 | -4.9805 | -4.9805 | -4.9805 | -4.9805 | [6 empty] | 35 |  |  | 9.1297
Canal - Wainscott New 138 kV UG Cable | 2024 |  |  | 0 | 0 | 0 | 0 | 0 | 0 | 38.957 | 38.957 | -2.3725 | -2.3725 | -2.3725 | -2.3725 | -2.3725 | -2.3725 | -2.3725 | -2.3725 | -2.3725 | -2.3725 | -2.3725 | -2.3725 | -2.3725 | -2.3725 | -2.3725 | -2.3725 | -2.3725 | -2.3725 | -2.3725 | -2.3725 | -2.3725 | -2.3725 | -2.3725 | -2.3725 | -2.3725 | -2.3725 | -2.3725 | -2.3725 | -2.3725 | -2.3725 | -2.3725 | -2.3725 | -2.3725 | -41.3295 | -41.3295 | [6 empty] | 35 |  |  | 20.3641
Annual Avoided Costs for Deferral to 2025:
New Canal - Southampton Cable | 2025 |  |  | 0 | 4.5863 | 4.5863 | 4.5863 | 4.5863 | 4.5863 | 4.5863 | 4.5863 | 4.5863 | -1.2235 | -1.2235 | -1.2235 | -1.2235 | -1.2235 | -1.2235 | -1.2235 | -1.2235 | -1.2235 | -1.2235 | -1.2235 | -1.2235 | -1.2235 | -1.2235 | -1.2235 | -1.2235 | -1.2235 | -1.2235 | -1.2235 | -1.2235 | -1.2235 | -1.2235 | -1.2235 | -1.2235 | -1.2235 | -1.2235 | -1.2235 | -5.8098 | -5.8098 | -5.8098 | -5.8098 | -5.8098 | -5.8098 | -5.8098 | -5.8098 | [5 empty] | 35 |  |  | 11.6801
Upgrade Wildwood - Riverhead to 138 kV | 2025 |  |  | 0 | 0.93922 | 0.93922 | 0.93922 | 0.93922 | 0.93922 | 0.93922 | 0.93922 | 0.93922 | -0.25056 | -0.25056 | -0.25056 | -0.25056 | -0.25056 | -0.25056 | -0.25056 | -0.25056 | -0.25056 | -0.25056 | -0.25056 | -0.25056 | -0.25056 | -0.25056 | -0.25056 | -0.25056 | -0.25056 | -0.25056 | -0.25056 | -0.25056 | -0.25056 | -0.25056 | -0.25056 | -0.25056 | -0.25056 | -0.25056 | -0.25056 | -1.1898 | -1.1898 | -1.1898 | -1.1898 | -1.1898 | -1.1898 | -1.1898 | -1.1898 | [5 empty] | 35 |  |  | 2.3919
Bridgehampton - Buell New 69 kV UG Cable | 2025 |  |  | 0 | 4.0496 | 4.0496 | 4.0496 | 4.0496 | 4.0496 | 4.0496 | 4.0496 | 4.0496 | -1.0803 | -1.0803 | -1.0803 | -1.0803 | -1.0803 | -1.0803 | -1.0803 | -1.0803 | -1.0803 | -1.0803 | -1.0803 | -1.0803 | -1.0803 | -1.0803 | -1.0803 | -1.0803 | -1.0803 | -1.0803 | -1.0803 | -1.0803 | -1.0803 | -1.0803 | -1.0803 | -1.0803 | -1.0803 | -1.0803 | -1.0803 | -5.13 | -5.13 | -5.13 | -5.13 | -5.13 | -5.13 | -5.13 | -5.13 | [5 empty] | 35 |  |  | 10.3133
Canal - Wainscott New 138 kV UG Cable | 2025 |  |  | 0 | 0 | 0 | 0 | 0 | 0 | 38.957 | 38.957 | 38.957 | -3.6124 | -3.6124 | -3.6124 | -3.6124 | -3.6124 | -3.6124 | -3.6124 | -3.6124 | -3.6124 | -3.6124 | -3.6124 | -3.6124 | -3.6124 | -3.6124 | -3.6124 | -3.6124 | -3.6124 | -3.6124 | -3.6124 | -3.6124 | -3.6124 | -3.6124 | -3.6124 | -3.6124 | -3.6124 | -3.6124 | -3.6124 | -3.6124 | -3.6124 | -3.6124 | -3.6124 | -3.6124 | -42.5693 | -42.5693 | -42.5693 | [5 empty] | 35 |  |  | 30.1857
Annual Avoided Costs for Deferral to 2026:
New Canal - Southampton Cable | 2026 |  |  | 0 | 4.5863 | 4.5863 | 4.5863 | 4.5863 | 4.5863 | 4.5863 | 4.5863 | 4.5863 | 4.5863 | -1.3978 | -1.3978 | -1.3978 | -1.3978 | -1.3978 | -1.3978 | -1.3978 | -1.3978 | -1.3978 | -1.3978 | -1.3978 | -1.3978 | -1.3978 | -1.3978 | -1.3978 | -1.3978 | -1.3978 | -1.3978 | -1.3978 | -1.3978 | -1.3978 | -1.3978 | -1.3978 | -1.3978 | -1.3978 | -1.3978 | -5.9841 | -5.9841 | -5.9841 | -5.9841 | -5.9841 | -5.9841 | -5.9841 | -5.9841 | -5.9841 |  |  |  |  | 35 |  |  | 12.9888
Upgrade Wildwood - Riverhead to 138 kV | 2026 |  |  | 0 | 0.93922 | 0.93922 | 0.93922 | 0.93922 | 0.93922 | 0.93922 | 0.93922 | 0.93922 | 0.93922 | -0.28625 | -0.28625 | -0.28625 | -0.28625 | -0.28625 | -0.28625 | -0.28625 | -0.28625 | -0.28625 | -0.28625 | -0.28625 | -0.28625 | -0.28625 | -0.28625 | -0.28625 | -0.28625 | -0.28625 | -0.28625 | -0.28625 | -0.28625 | -0.28625 | -0.28625 | -0.28625 | -0.28625 | -0.28625 | -0.28625 | -1.2255 | -1.2255 | -1.2255 | -1.2255 | -1.2255 | -1.2255 | -1.2255 | -1.2255 | -1.2255 |  |  |  |  | 35 |  |  | 2.6599
Bridgehampton - Buell New 69 kV UG Cable | 2026 |  |  | 0 | 4.0496 | 4.0496 | 4.0496 | 4.0496 | 4.0496 | 4.0496 | 4.0496 | 4.0496 | 4.0496 | -1.2342 | -1.2342 | -1.2342 | -1.2342 | -1.2342 | -1.2342 | -1.2342 | -1.2342 | -1.2342 | -1.2342 | -1.2342 | -1.2342 | -1.2342 | -1.2342 | -1.2342 | -1.2342 | -1.2342 | -1.2342 | -1.2342 | -1.2342 | -1.2342 | -1.2342 | -1.2342 | -1.2342 | -1.2342 | -1.2342 | -5.2839 | -5.2839 | -5.2839 | -5.2839 | -5.2839 | -5.2839 | -5.2839 | -5.2839 | -5.2839 |  |  |  |  | 35 |  |  | 11.4688
Canal - Wainscott New 138 kV UG Cable | 2026 |  |  | 0 | 0 | 0 | 0 | 0 | 0 | 38.957 | 38.957 | 38.957 | 38.957 | -4.8894 | -4.8894 | -4.8894 | -4.8894 | -4.8894 | -4.8894 | -4.8894 | -4.8894 | -4.8894 | -4.8894 | -4.8894 | -4.8894 | -4.8894 | -4.8894 | -4.8894 | -4.8894 | -4.8894 | -4.8894 | -4.8894 | -4.8894 | -4.8894 | -4.8894 | -4.8894 | -4.8894 | -4.8894 | -4.8894 | -4.8894 | -4.8894 | -4.8894 | -4.8894 | -4.8894 | -43.8464 | -43.8464 | -43.8464 | -43.8464 |  |  |  |  | 35 |  |  | 39.7746
Annual Avoided Costs for Deferral to 2027:
New Canal - Southampton Cable | 2027 |  |  | 0 | 4.5863 | 4.5863 | 4.5863 | 4.5863 | 4.5863 | 4.5863 | 4.5863 | 4.5863 | 4.5863 | 4.5863 | -1.5773 | -1.5773 | -1.5773 | -1.5773 | -1.5773 | -1.5773 | -1.5773 | -1.5773 | -1.5773 | -1.5773 | -1.5773 | -1.5773 | -1.5773 | -1.5773 | -1.5773 | -1.5773 | -1.5773 | -1.5773 | -1.5773 | -1.5773 | -1.5773 | -1.5773 | -1.5773 | -1.5773 | -1.5773 | -6.1636 | -6.1636 | -6.1636 | -6.1636 | -6.1636 | -6.1636 | -6.1636 | -6.1636 | -6.1636 | -6.1636 |  |  |  | 35 |  |  | 14.2665
Upgrade Wildwood - Riverhead to 138 kV | 2027 |  |  | 0 | 0.93922 | 0.93922 | 0.93922 | 0.93922 | 0.93922 | 0.93922 | 0.93922 | 0.93922 | 0.93922 | 0.93922 | -0.32301 | -0.32301 | -0.32301 | -0.32301 | -0.32301 | -0.32301 | -0.32301 | -0.32301 | -0.32301 | -0.32301 | -0.32301 | -0.32301 | -0.32301 | -0.32301 | -0.32301 | -0.32301 | -0.32301 | -0.32301 | -0.32301 | -0.32301 | -0.32301 | -0.32301 | -0.32301 | -0.32301 | -0.32301 | -1.2622 | -1.2622 | -1.2622 | -1.2622 | -1.2622 | -1.2622 | -1.2622 | -1.2622 | -1.2622 | -1.2622 |  |  |  | 35 |  |  | 2.9216
Bridgehampton - Buell New 69 kV UG Cable | 2027 |  |  | 0 | 4.0496 | 4.0496 | 4.0496 | 4.0496 | 4.0496 | 4.0496 | 4.0496 | 4.0496 | 4.0496 | 4.0496 | -1.3927 | -1.3927 | -1.3927 | -1.3927 | -1.3927 | -1.3927 | -1.3927 | -1.3927 | -1.3927 | -1.3927 | -1.3927 | -1.3927 | -1.3927 | -1.3927 | -1.3927 | -1.3927 | -1.3927 | -1.3927 | -1.3927 | -1.3927 | -1.3927 | -1.3927 | -1.3927 | -1.3927 | -1.3927 | -5.4424 | -5.4424 | -5.4424 | -5.4424 | -5.4424 | -5.4424 | -5.4424 | -5.4424 | -5.4424 | -5.4424 |  |  |  | 35 |  |  | 12.597
Canal - Wainscott New 138 kV UG Cable | 2027 |  |  | 0 | 0 | 0 | 0 | 0 | 0 | 38.957 | 38.957 | 38.957 | 38.957 | 38.957 | -6.2048 | -6.2048 | -6.2048 | -6.2048 | -6.2048 | -6.2048 | -6.2048 | -6.2048 | -6.2048 | -6.2048 | -6.2048 | -6.2048 | -6.2048 | -6.2048 | -6.2048 | -6.2048 | -6.2048 | -6.2048 | -6.2048 | -6.2048 | -6.2048 | -6.2048 | -6.2048 | -6.2048 | -6.2048 | -6.2048 | -6.2048 | -6.2048 | -6.2048 | -6.2048 | -45.1618 | -45.1618 | -45.1618 | -45.1618 | -45.1618 |  |  |  | 35 |  |  | 49.1362
Annual Avoided Costs for Deferral to 2028:
New Canal - Southampton Cable | 2028 |  |  | 0 | 4.5863 | 4.5863 | 4.5863 | 4.5863 | 4.5863 | 4.5863 | 4.5863 | 4.5863 | 4.5863 | 4.5863 | 4.5863 | -1.7622 | -1.7622 | -1.7622 | -1.7622 | -1.7622 | -1.7622 | -1.7622 | -1.7622 | -1.7622 | -1.7622 | -1.7622 | -1.7622 | -1.7622 | -1.7622 | -1.7622 | -1.7622 | -1.7622 | -1.7622 | -1.7622 | -1.7622 | -1.7622 | -1.7622 | -1.7622 | -1.7622 | -6.3486 | -6.3486 | -6.3486 | -6.3486 | -6.3486 | -6.3486 | -6.3486 | -6.3486 | -6.3486 | -6.3486 | -6.3486 |  |  | 35 |  |  | 15.5138
Upgrade Wildwood - Riverhead to 138 kV | 2028 |  |  | 0 | 0.93922 | 0.93922 | 0.93922 | 0.93922 | 0.93922 | 0.93922 | 0.93922 | 0.93922 | 0.93922 | 0.93922 | 0.93922 | -0.36088 | -0.36088 | -0.36088 | -0.36088 | -0.36088 | -0.36088 | -0.36088 | -0.36088 | -0.36088 | -0.36088 | -0.36088 | -0.36088 | -0.36088 | -0.36088 | -0.36088 | -0.36088 | -0.36088 | -0.36088 | -0.36088 | -0.36088 | -0.36088 | -0.36088 | -0.36088 | -0.36088 | -1.3001 | -1.3001 | -1.3001 | -1.3001 | -1.3001 | -1.3001 | -1.3001 | -1.3001 | -1.3001 | -1.3001 | -1.3001 |  |  | 35 |  |  | 3.177
Bridgehampton - Buell New 69 kV UG Cable | 2028 |  |  | 0 | 4.0496 | 4.0496 | 4.0496 | 4.0496 | 4.0496 | 4.0496 | 4.0496 | 4.0496 | 4.0496 | 4.0496 | 4.0496 | -1.556 | -1.556 | -1.556 | -1.556 | -1.556 | -1.556 | -1.556 | -1.556 | -1.556 | -1.556 | -1.556 | -1.556 | -1.556 | -1.556 | -1.556 | -1.556 | -1.556 | -1.556 | -1.556 | -1.556 | -1.556 | -1.556 | -1.556 | -1.556 | -5.6056 | -5.6056 | -5.6056 | -5.6056 | -5.6056 | -5.6056 | -5.6056 | -5.6056 | -5.6056 | -5.6056 | -5.6056 |  |  | 35 |  |  | 13.6984
Canal - Wainscott New 138 kV UG Cable | 2028 |  |  | 0 | 0 | 0 | 0 | 0 | 0 | 38.957 | 38.957 | 38.957 | 38.957 | 38.957 | 38.957 | -7.5597 | -7.5597 | -7.5597 | -7.5597 | -7.5597 | -7.5597 | -7.5597 | -7.5597 | -7.5597 | -7.5597 | -7.5597 | -7.5597 | -7.5597 | -7.5597 | -7.5597 | -7.5597 | -7.5597 | -7.5597 | -7.5597 | -7.5597 | -7.5597 | -7.5597 | -7.5597 | -7.5597 | -7.5597 | -7.5597 | -7.5597 | -7.5597 | -7.5597 | -46.5167 | -46.5167 | -46.5167 | -46.5167 | -46.5167 | -46.5167 |  |  | 35 |  |  | 58.276
Annual Avoided Costs for Deferral to 2029:
New Canal - Southampton Cable | 2029 |  |  | 0 | 4.5863 | 4.5863 | 4.5863 | 4.5863 | 4.5863 | 4.5863 | 4.5863 | 4.5863 | 4.5863 | 4.5863 | 4.5863 | 4.5863 | -1.9527 | -1.9527 | -1.9527 | -1.9527 | -1.9527 | -1.9527 | -1.9527 | -1.9527 | -1.9527 | -1.9527 | -1.9527 | -1.9527 | -1.9527 | -1.9527 | -1.9527 | -1.9527 | -1.9527 | -1.9527 | -1.9527 | -1.9527 | -1.9527 | -1.9527 | -1.9527 | -6.539 | -6.539 | -6.539 | -6.539 | -6.539 | -6.539 | -6.539 | -6.539 | -6.539 | -6.539 | -6.539 | -6.539 |  | 35 |  |  | 16.7317
Upgrade Wildwood - Riverhead to 138 kV | 2029 |  |  | 0 | 0.93922 | 0.93922 | 0.93922 | 0.93922 | 0.93922 | 0.93922 | 0.93922 | 0.93922 | 0.93922 | 0.93922 | 0.93922 | 0.93922 | -0.39988 | -0.39988 | -0.39988 | -0.39988 | -0.39988 | -0.39988 | -0.39988 | -0.39988 | -0.39988 | -0.39988 | -0.39988 | -0.39988 | -0.39988 | -0.39988 | -0.39988 | -0.39988 | -0.39988 | -0.39988 | -0.39988 | -0.39988 | -0.39988 | -0.39988 | -0.39988 | -1.3391 | -1.3391 | -1.3391 | -1.3391 | -1.3391 | -1.3391 | -1.3391 | -1.3391 | -1.3391 | -1.3391 | -1.3391 | -1.3391 |  | 35 |  |  | 3.4264
Bridgehampton - Buell New 69 kV UG Cable | 2029 |  |  | 0 | 4.0496 | 4.0496 | 4.0496 | 4.0496 | 4.0496 | 4.0496 | 4.0496 | 4.0496 | 4.0496 | 4.0496 | 4.0496 | 4.0496 | -1.7242 | -1.7242 | -1.7242 | -1.7242 | -1.7242 | -1.7242 | -1.7242 | -1.7242 | -1.7242 | -1.7242 | -1.7242 | -1.7242 | -1.7242 | -1.7242 | -1.7242 | -1.7242 | -1.7242 | -1.7242 | -1.7242 | -1.7242 | -1.7242 | -1.7242 | -1.7242 | -5.7738 | -5.7738 | -5.7738 | -5.7738 | -5.7738 | -5.7738 | -5.7738 | -5.7738 | -5.7738 | -5.7738 | -5.7738 | -5.7738 |  | 35 |  |  | 14.7737
Canal - Wainscott New 138 kV UG Cable | 2029 |  |  | 0 | 0 | 0 | 0 | 0 | 0 | 38.957 | 38.957 | 38.957 | 38.957 | 38.957 | 38.957 | 38.957 | -8.9552 | -8.9552 | -8.9552 | -8.9552 | -8.9552 | -8.9552 | -8.9552 | -8.9552 | -8.9552 | -8.9552 | -8.9552 | -8.9552 | -8.9552 | -8.9552 | -8.9552 | -8.9552 | -8.9552 | -8.9552 | -8.9552 | -8.9552 | -8.9552 | -8.9552 | -8.9552 | -8.9552 | -8.9552 | -8.9552 | -8.9552 | -8.9552 | -47.9122 | -47.9122 | -47.9122 | -47.9122 | -47.9122 | -47.9122 | -47.9122 |  | 35 |  |  | 67.1992
Annual Avoided Costs for Deferral to 2030:
New Canal - Southampton Cable | 2030 |  |  | 0 | 4.5863 | 4.5863 | 4.5863 | 4.5863 | 4.5863 | 4.5863 | 4.5863 | 4.5863 | 4.5863 | 4.5863 | 4.5863 | 4.5863 | 4.5863 | -2.1489 | -2.1489 | -2.1489 | -2.1489 | -2.1489 | -2.1489 | -2.1489 | -2.1489 | -2.1489 | -2.1489 | -2.1489 | -2.1489 | -2.1489 | -2.1489 | -2.1489 | -2.1489 | -2.1489 | -2.1489 | -2.1489 | -2.1489 | -2.1489 | -2.1489 | -6.7352 | -6.7352 | -6.7352 | -6.7352 | -6.7352 | -6.7352 | -6.7352 | -6.7352 | -6.7352 | -6.7352 | -6.7352 | -6.7352 | -6.7352 | 35 |  |  | 17.9206
Upgrade Wildwood - Riverhead to 138 kV | 2030 |  |  | 0 | 0.93922 | 0.93922 | 0.93922 | 0.93922 | 0.93922 | 0.93922 | 0.93922 | 0.93922 | 0.93922 | 0.93922 | 0.93922 | 0.93922 | 0.93922 | -0.44006 | -0.44006 | -0.44006 | -0.44006 | -0.44006 | -0.44006 | -0.44006 | -0.44006 | -0.44006 | -0.44006 | -0.44006 | -0.44006 | -0.44006 | -0.44006 | -0.44006 | -0.44006 | -0.44006 | -0.44006 | -0.44006 | -0.44006 | -0.44006 | -0.44006 | -1.3793 | -1.3793 | -1.3793 | -1.3793 | -1.3793 | -1.3793 | -1.3793 | -1.3793 | -1.3793 | -1.3793 | -1.3793 | -1.3793 | -1.3793 | 35 |  |  | 3.6699
Bridgehampton - Buell New 69 kV UG Cable | 2030 |  |  | 0 | 4.0496 | 4.0496 | 4.0496 | 4.0496 | 4.0496 | 4.0496 | 4.0496 | 4.0496 | 4.0496 | 4.0496 | 4.0496 | 4.0496 | 4.0496 | -1.8974 | -1.8974 | -1.8974 | -1.8974 | -1.8974 | -1.8974 | -1.8974 | -1.8974 | -1.8974 | -1.8974 | -1.8974 | -1.8974 | -1.8974 | -1.8974 | -1.8974 | -1.8974 | -1.8974 | -1.8974 | -1.8974 | -1.8974 | -1.8974 | -1.8974 | -5.947 | -5.947 | -5.947 | -5.947 | -5.947 | -5.947 | -5.947 | -5.947 | -5.947 | -5.947 | -5.947 | -5.947 | -5.947 | 35 |  |  | 15.8236
Canal - Wainscott New 138 kV UG Cable | 2030 |  |  | 0 | 0 | 0 | 0 | 0 | 0 | 38.957 | 38.957 | 38.957 | 38.957 | 38.957 | 38.957 | 38.957 | 38.957 | -10.3926 | -10.3926 | -10.3926 | -10.3926 | -10.3926 | -10.3926 | -10.3926 | -10.3926 | -10.3926 | -10.3926 | -10.3926 | -10.3926 | -10.3926 | -10.3926 | -10.3926 | -10.3926 | -10.3926 | -10.3926 | -10.3926 | -10.3926 | -10.3926 | -10.3926 | -10.3926 | -10.3926 | -10.3926 | -10.3926 | -10.3926 | -49.3495 | -49.3495 | -49.3495 | -49.3495 | -49.3495 | -49.3495 | -49.3495 | -49.3495 | 35 |  |  | 75.911
Actual Avoided Cost for Portfolio Projects in Area as % of Transmission Projects in Area
Total - All Areas (No Deferrals,$Millions) |  |  | 513.3 |  | 11.3926 | 11.9957 | 12.358 | 30.5918 | 30.5918 | 69.5487 | 69.5487 | 69.5487 | 69.5487 | 69.5487 | 69.5487 | 69.5487 | 69.5487 | 69.5487 | 69.5487 | 69.5487 | 69.5487 | 69.5487 | 69.5487 | 69.5487 | 69.5487 | 69.5487 | 69.5487 | 69.5487 | 69.5487 | 69.5487 | 69.5487 | 69.5487 | 69.5487 | 69.5487 | 69.5487 | 69.5487 | 69.5487 | 69.5487 | 69.5487 | 58.1561 | 57.553 | 57.1907 | 38.957 | 38.957 | 0 | 0 | 0 | 0 | 0 | 0 | 0 | 0 |  | 55.39 | 840.6482 | -14.0831 | = max. total avoided cost in portfolio |  | 82.18%
[56 empty] | 1.204 | = Area I projects differential |  | 100%
[56 empty] | 10.6087 | = Area II projects differential |  | 100%
[56 empty] | -25.8958 | = Area III projects differential |  | 100%
Area I Projects:
[56 empty] | 0.9882 | Amagansett Conversion 33 kV
[56 empty] | 0.39528 | East Hampton Conversion 33 kV
[56 empty] | 0.08392 | Buell Conversion 33 kV
[56 empty] | 0.57887 | Hither Hills Conversion to 33 kV
[56 empty] | 0.32967 | Culloden Pt Conversion to 33 kV
Area II Projects:
[56 empty] | 10.6087 | Riverhead Canal 2nd Line and Bank
Area III Projects:
[56 empty] | 3.1333 | New Canal - Southampton Cable
[56 empty] | 0.64167 | Upgrade Wildwood - Riverhead to 138 kV
[56 empty] | 2.7667 | Bridgehampton - Buell New 69 kV UG Cable
[56 empty] | 30.1857 | Canal - Wainscott New 138 kV UG Cable
[56 empty] | 49.712 | = max. total avoided cost in portfolio with deferrals past deferral baseline years
Annual Avoided Costs for Deferrals: (see note*)
| Deferral Year |  |  | 2016 | 2017 | 2018 | 2019 | 2020 | 2021 | 2022 | 2023 | 2024 | 2025 | 2026 | 2027 | 2028 | 2029 | 2030 | 2031 | 2032 | 2033 | 2034 | 2035 | 2036 | 2037 | 2038 | 2039 | 2040 | 2041 | 2042 | 2043 | 2044 | 2045 | 2046 | 2047 | 2048 | 2049 | 2050 | 2051 | 2052 | 2053 | 2054 | 2055 | 2056 | 2057 | 2058 | 2059 | 2060 | 2061 | 2062 | 2063 | 2064 |  |  |  |  | Output: NPV of Transmission Avoided Costs for Portfolio
Area I Projects:
Amagansett Conversion 33 kV | 2020 |  |  | 0 | 0.97582 | 0.97582 | 0.97582 | -0.090484 | -0.090484 | -0.090484 | -0.090484 | -0.090484 | -0.090484 | -0.090484 | -0.090484 | -0.090484 | -0.090484 | -0.090484 | -0.090484 | -0.090484 | -0.090484 | -0.090484 | -0.090484 | -0.090484 | -0.090484 | -0.090484 | -0.090484 | -0.090484 | -0.090484 | -0.090484 | -0.090484 | -0.090484 | -0.090484 | -0.090484 | -0.090484 | -0.090484 | -0.090484 | -0.090484 | -0.090484 | -1.0663 | -1.0663 | -1.0663 | 0 | 0 | 0 | 0 | 0 | 0 | 0 | 0 | 0 | 0 | 35 |  | 0.9882 |  | -988202.9458
East Hampton Conversion 33 kV | 2020 |  |  | 0 | 0.39033 | 0.39033 | 0.39033 | -0.036194 | -0.036194 | -0.036194 | -0.036194 | -0.036194 | -0.036194 | -0.036194 | -0.036194 | -0.036194 | -0.036194 | -0.036194 | -0.036194 | -0.036194 | -0.036194 | -0.036194 | -0.036194 | -0.036194 | -0.036194 | -0.036194 | -0.036194 | -0.036194 | -0.036194 | -0.036194 | -0.036194 | -0.036194 | -0.036194 | -0.036194 | -0.036194 | -0.036194 | -0.036194 | -0.036194 | -0.036194 | -0.42652 | -0.42652 | -0.42652 | 0 | 0 | 0 | 0 | 0 | 0 | 0 | 0 | 0 | 0 | 35 |  | 0.39528 |  | -395281.1783
Buell Conversion 33 kV | 2020 |  |  | 0 | 0.45131 | 0.45131 | 0.45131 | -0.071883 | -0.071883 | -0.071883 | -0.071883 | -0.071883 | -0.071883 | -0.071883 | -0.071883 | -0.071883 | -0.071883 | -0.071883 | -0.071883 | -0.071883 | -0.071883 | -0.071883 | -0.071883 | -0.071883 | -0.071883 | -0.071883 | -0.071883 | -0.071883 | -0.071883 | -0.071883 | -0.071883 | -0.071883 | -0.071883 | -0.071883 | -0.071883 | -0.071883 | -0.071883 | -0.071883 | -0.071883 | -0.5232 | -0.5232 | -0.5232 | 0 | 0 | 0 | 0 | 0 | 0 | 0 | 0 | 0 | 0 | 35 |  | 0.08392 |  | -83920.326
Hither Hills Conversion to 33 kV | 2021 |  |  | 0 | 0 | 0.60305 | 0.60305 | 0.60305 | -0.055919 | -0.055919 | -0.055919 | -0.055919 | -0.055919 | -0.055919 | -0.055919 | -0.055919 | -0.055919 | -0.055919 | -0.055919 | -0.055919 | -0.055919 | -0.055919 | -0.055919 | -0.055919 | -0.055919 | -0.055919 | -0.055919 | -0.055919 | -0.055919 | -0.055919 | -0.055919 | -0.055919 | -0.055919 | -0.055919 | -0.055919 | -0.055919 | -0.055919 | -0.055919 | -0.055919 | -0.055919 | -0.65897 | -0.65897 | -0.65897 | 0 | 0 | 0 | 0 | 0 | 0 | 0 | 0 | 0 | 35 |  | 0.57887 |  | -578871.4886
Culloden Pt Conversion to 33 kV | 2022 |  |  | 0 | 0 | 0 | 0.36233 | 0.36233 | 0.36233 | -0.033598 | -0.033598 | -0.033598 | -0.033598 | -0.033598 | -0.033598 | -0.033598 | -0.033598 | -0.033598 | -0.033598 | -0.033598 | -0.033598 | -0.033598 | -0.033598 | -0.033598 | -0.033598 | -0.033598 | -0.033598 | -0.033598 | -0.033598 | -0.033598 | -0.033598 | -0.033598 | -0.033598 | -0.033598 | -0.033598 | -0.033598 | -0.033598 | -0.033598 | -0.033598 | -0.033598 | -0.033598 | -0.39593 | -0.39593 | -0.39593 | 0 | 0 | 0 | 0 | 0 | 0 | 0 | 0 | 35 |  | 0.32967 |  | -329673.2569
Area II Projects:
Riverhead Canal 2nd Line and Bank | 2022 |  |  | 0 | 0 | 0 | 0 | 18.2337 | 18.2337 | -1.1104 | -1.1104 | -1.1104 | -1.1104 | -1.1104 | -1.1104 | -1.1104 | -1.1104 | -1.1104 | -1.1104 | -1.1104 | -1.1104 | -1.1104 | -1.1104 | -1.1104 | -1.1104 | -1.1104 | -1.1104 | -1.1104 | -1.1104 | -1.1104 | -1.1104 | -1.1104 | -1.1104 | -1.1104 | -1.1104 | -1.1104 | -1.1104 | -1.1104 | -1.1104 | -1.1104 | -1.1104 | -1.1104 | -19.3442 | -19.3442 | 0 | 0 | 0 | 0 | 0 | 0 | 0 | 0 | 35 |  | 10.6087 |  | -10608668.3926
Area III Projects:
New Canal - Southampton Cable | 2019 |  |  | 0 | 4.5863 | 4.5863 | -0.27931 | -0.27931 | -0.27931 | -0.27931 | -0.27931 | -0.27931 | -0.27931 | -0.27931 | -0.27931 | -0.27931 | -0.27931 | -0.27931 | -0.27931 | -0.27931 | -0.27931 | -0.27931 | -0.27931 | -0.27931 | -0.27931 | -0.27931 | -0.27931 | -0.27931 | -0.27931 | -0.27931 | -0.27931 | -0.27931 | -0.27931 | -0.27931 | -0.27931 | -0.27931 | -0.27931 | -0.27931 | -0.27931 | -4.8656 | -4.8656 | 0 | 0 | 0 | 0 | 0 | 0 | 0 | 0 | 0 | 0 | 0 | 35 |  | 3.1333 |  | -3133345.7992
Upgrade Wildwood - Riverhead to 138 kV | 2019 |  |  | 0 | 0.93922 | 0.93922 | -0.057199 | -0.057199 | -0.057199 | -0.057199 | -0.057199 | -0.057199 | -0.057199 | -0.057199 | -0.057199 | -0.057199 | -0.057199 | -0.057199 | -0.057199 | -0.057199 | -0.057199 | -0.057199 | -0.057199 | -0.057199 | -0.057199 | -0.057199 | -0.057199 | -0.057199 | -0.057199 | -0.057199 | -0.057199 | -0.057199 | -0.057199 | -0.057199 | -0.057199 | -0.057199 | -0.057199 | -0.057199 | -0.057199 | -0.99642 | -0.99642 | 0 | 0 | 0 | 0 | 0 | 0 | 0 | 0 | 0 | 0 | 0 | 35 |  | 0.64167 |  | -641669.2195
Bridgehampton - Buell New 69 kV UG Cable | 2019 |  |  | 0 | 4.0496 | 4.0496 | -0.24662 | -0.24662 | -0.24662 | -0.24662 | -0.24662 | -0.24662 | -0.24662 | -0.24662 | -0.24662 | -0.24662 | -0.24662 | -0.24662 | -0.24662 | -0.24662 | -0.24662 | -0.24662 | -0.24662 | -0.24662 | -0.24662 | -0.24662 | -0.24662 | -0.24662 | -0.24662 | -0.24662 | -0.24662 | -0.24662 | -0.24662 | -0.24662 | -0.24662 | -0.24662 | -0.24662 | -0.24662 | -0.24662 | -4.2963 | -4.2963 | 0 | 0 | 0 | 0 | 0 | 0 | 0 | 0 | 0 | 0 | 0 | 35 |  | 2.7667 |  | -2766677.6738
Canal - Wainscott New 138 kV UG Cable | 2025 |  |  | 0 | 0 | 0 | 0 | 0 | 0 | 38.957 | 38.957 | 38.957 | -3.6124 | -3.6124 | -3.6124 | -3.6124 | -3.6124 | -3.6124 | -3.6124 | -3.6124 | -3.6124 | -3.6124 | -3.6124 | -3.6124 | -3.6124 | -3.6124 | -3.6124 | -3.6124 | -3.6124 | -3.6124 | -3.6124 | -3.6124 | -3.6124 | -3.6124 | -3.6124 | -3.6124 | -3.6124 | -3.6124 | -3.6124 | -3.6124 | -3.6124 | -3.6124 | -3.6124 | -3.6124 | -42.5693 | -42.5693 | -42.5693 | 0 | 0 | 0 | 0 | 0 | 35 |  | 30.1857 |  | -30185723.2295
Total - All Areas (Avoided Costs, $Millions) |  |  |  | 0 | 11.3926 | 11.9957 | 2.1997 | 18.4174 | 17.7584 | 36.9753 | 36.9753 | 36.9753 | -5.594 | -5.594 | -5.594 | -5.594 | -5.594 | -5.594 | -5.594 | -5.594 | -5.594 | -5.594 | -5.594 | -5.594 | -5.594 | -5.594 | -5.594 | -5.594 | -5.594 | -5.594 | -5.594 | -5.594 | -5.594 | -5.594 | -5.594 | -5.594 | -5.594 | -5.594 | -5.594 | -16.9866 | -17.5897 | -7.7937 | -24.0114 | -23.3525 | -42.5693 | -42.5693 | -42.5693 | 0 | 0 | 0 | 0 | 0 |  |  | 49.712 |  | 49712033.5103 | error
$/kW-yr |  |  |  | 0 | 205.6805 | 216.5679 | 39.7132 | 332.5045 | 320.6075 | 667.5454 | 667.5454 | 667.5454 | -100.9931 | -100.9931 | -100.9931 | -100.9931 | -100.9931 | -100.9931 | -100.9931 | -100.9931 | -100.9931 | -100.9931 | -100.9931 | -100.9931 | -100.9931 | -100.9931 | -100.9931 | -100.9931 | -100.9931 | -100.9931 | -100.9931 | -100.9931 | -100.9931 | -100.9931 | -100.9931 | -100.9931 | -100.9931 | -100.9931 | -100.9931 | -306.6735 | -317.561 | -140.7063 | -433.4975 | -421.6005 | -768.5385 | -768.5385 | -768.5385 | 0 | 0 | 0 | 0 | 0 |  |  |  |  | 8857239.7148
Discount Factor (Relative to 1/1/2016) = |  |  |  | 0.94787 | 0.89845 | 0.85161 | 0.80722 | 0.76513 | 0.72525 | 0.68744 | 0.6516 | 0.61763 | 0.58543 | 0.55491 | 0.52598 | 0.49856 | 0.47257 | 0.44793 | 0.42458 | 0.40245 | 0.38147 | 0.36158 | 0.34273 | 0.32486 | 0.30793 | 0.29187 | 0.27666 | 0.26223 | 0.24856 | 0.2356 | 0.22332 | 0.21168 | 0.20064 | 0.19018 | 0.18027 | 0.17087 | 0.16196 | 0.15352 | 0.14552 | 0.13793 | 0.13074 | 0.12392 | 0.11746 | 0.11134 | 0.10554 | 0.10003 | 0.094818 | 0.089875 | 0.08519 | 0.080748 | 0.076539 | 0.072549
* Note: A positive (+) avoided cost in a given year represents a cost savings relative to not having a transmission project deferral.

## Ph III-Portfolio 2
Version |  | Based on PSEGLI file: "East End Utility 2_0_Economics_2014_10_13_r28_Sargent_Lundy.xlsx"
Annual Revenue Requirements (Millions of $s)
1) Reference (Transmission only) Case
Project | I/S Year | Investor | Capital (2015$s) | 2016 | 2017 | 2018 | 2019 | 2020 | 2021 | 2022 | 2023 | 2024 | 2025 | 2026 | 2027 | 2028 | 2029 | 2030 | 2031 | 2032 | 2033 | 2034 | 2035 | 2036 | 2037 | 2038 | 2039 | 2040 | 2041 | 2042 | 2043 | 2044 | 2045 | 2046 | 2047 | 2048 | 2049 | 2050 | 2051 | 2052 | 2053 | 2054 | 2055 | 2056 | 2057 | 2058 | 2059 | 2060 | 2061 | 2062 | 2063 | 2064 |  |  | NPV |  |  |  |  | Project Inputs for Portfolio:
Transmission Reinforcement I | 2017 | PSEGLI | 93.4 | 0 | 11.3926 | 11.3926 | 11.3926 | 11.3926 | 11.3926 | 11.3926 | 11.3926 | 11.3926 | 11.3926 | 11.3926 | 11.3926 | 11.3926 | 11.3926 | 11.3926 | 11.3926 | 11.3926 | 11.3926 | 11.3926 | 11.3926 | 11.3926 | 11.3926 | 11.3926 | 11.3926 | 11.3926 | 11.3926 | 11.3926 | 11.3926 | 11.3926 | 11.3926 | 11.3926 | 11.3926 | 11.3926 | 11.3926 | 11.3926 | 11.3926 | [13 empty] | 35 |  | 166.1982 |  |  |  | Proposal Number = | FCE-101 | HAL-101 | HAL-101 | DWW-101 | LIE-101 | LIE-401 | AEG-101 | AEG-101 | AEG-101
Transmission Reinforcement II | 2018 | PSEGLI | 4.8 | 0 | 0 | 0.60305 | 0.60305 | 0.60305 | 0.60305 | 0.60305 | 0.60305 | 0.60305 | 0.60305 | 0.60305 | 0.60305 | 0.60305 | 0.60305 | 0.60305 | 0.60305 | 0.60305 | 0.60305 | 0.60305 | 0.60305 | 0.60305 | 0.60305 | 0.60305 | 0.60305 | 0.60305 | 0.60305 | 0.60305 | 0.60305 | 0.60305 | 0.60305 | 0.60305 | 0.60305 | 0.60305 | 0.60305 | 0.60305 | 0.60305 | 0.60305 | [12 empty] | 35 |  | 8.3388 |  |  |  | Proposer Name = | a | b | c | d | e | f | g | h | i | j
Transmission Reinforcement III | 2019 | PSEGLI | 2.8 | 0 | 0 | 0 | 0.36233 | 0.36233 | 0.36233 | 0.36233 | 0.36233 | 0.36233 | 0.36233 | 0.36233 | 0.36233 | 0.36233 | 0.36233 | 0.36233 | 0.36233 | 0.36233 | 0.36233 | 0.36233 | 0.36233 | 0.36233 | 0.36233 | 0.36233 | 0.36233 | 0.36233 | 0.36233 | 0.36233 | 0.36233 | 0.36233 | 0.36233 | 0.36233 | 0.36233 | 0.36233 | 0.36233 | 0.36233 | 0.36233 | 0.36233 | 0.36233 | [11 empty] | 35 |  | 4.7491 |  |  |  | Proposal/Project =
Transmission Reinforcement IV | 2020 | PSEGLI | 136.8 | 0 | 0 | 0 | 0 | 18.2337 | 18.2337 | 18.2337 | 18.2337 | 18.2337 | 18.2337 | 18.2337 | 18.2337 | 18.2337 | 18.2337 | 18.2337 | 18.2337 | 18.2337 | 18.2337 | 18.2337 | 18.2337 | 18.2337 | 18.2337 | 18.2337 | 18.2337 | 18.2337 | 18.2337 | 18.2337 | 18.2337 | 18.2337 | 18.2337 | 18.2337 | 18.2337 | 18.2337 | 18.2337 | 18.2337 | 18.2337 | 18.2337 | 18.2337 | 18.2337 | [10 empty] | 35 |  | 226.5269 |  |  |  | Option Number =
Transmission Reinforcement V | 2022 | PSEGLI | 275.5 | 0 | 0 | 0 | 0 | 0 | 0 | 38.957 | 38.957 | 38.957 | 38.957 | 38.957 | 38.957 | 38.957 | 38.957 | 38.957 | 38.957 | 38.957 | 38.957 | 38.957 | 38.957 | 38.957 | 38.957 | 38.957 | 38.957 | 38.957 | 38.957 | 38.957 | 38.957 | 38.957 | 38.957 | 38.957 | 38.957 | 38.957 | 38.957 | 38.957 | 38.957 | 38.957 | 38.957 | 38.957 | 38.957 | 38.957 | [8 empty] | 35 |  | 434.8353 |  |  |  | Location =
Technology =
Total |  |  | 513.3 | 0 | 11.3926 | 11.9957 | 12.358 | 30.5918 | 30.5918 | 69.5487 | 69.5487 | 69.5487 | 69.5487 | 69.5487 | 69.5487 | 69.5487 | 69.5487 | 69.5487 | 69.5487 | 69.5487 | 69.5487 | 69.5487 | 69.5487 | 69.5487 | 69.5487 | 69.5487 | 69.5487 | 69.5487 | 69.5487 | 69.5487 | 69.5487 | 69.5487 | 69.5487 | 69.5487 | 69.5487 | 69.5487 | 69.5487 | 69.5487 | 69.5487 | 58.1561 | 57.553 | 57.1907 | 38.957 | 38.957 | 0 | 0 | 0 | 0 | 0 | 0 | 0 | 0 |  |  | 840.6482 |  |  |  | Interconnection Points =
2016 NPV @ 5.5%, thru 2035 |  |  |  | 559.7216 | [54 empty] | Other =
2016 NPV @ 5.5%, thru 2056 |  |  |  | 840.6482 | [50 empty] | Select Project Number = |  | 6 | Output: NPV of Transmission Avoided Costs for Portfolio | Output: NPV of Transmission Avoided Costs for Selected Project | 1 | 2 | 3 | 4 | 5 | 6 | 7 | 8 | 9 | 10 | Portion in Area 1 | Portion in Area 2 | Portion in Area 3 | Totals | error
[57 empty] | Selected Project Inputs | 128468758.1082 | 53891399.9733 | [10 empty] | 22002326.2714 | 91158119.5912 | 15308312.2456 | 128468758.1082 | Avoided Costs
[56 empty] | Project kW = | 33000 | 80270 | 33000 | 9300 | 4490 | 11090 | 9000 | 5130 | 33000 | 990 | 2730 | 4540 | 0 | 10610 | 55820 | 13840 | 80270 | Gross kW in Portfolio
[56 empty] | Project Area (1, 2, or 3) = | 2 | All | 2 | 3 | 1 | 2 | 2 | 1 | 2 | 1 | 2 | 3 | 1
[56 empty] | Proportion of Peak Hours Covered = | 100% | - | 100% | 100% | 100% | 100% | 100% | 100% | 100% | 100% | 100% | 100% | 100%
[56 empty] | Project COD = | 2018 | - | 2018 | 2018 | 2017 | 2017 | 2022 | 2018 | 2018 | 2017 | 2017 | 2017 | 2019
[56 empty] | Effective kW = | 33000 | 80270 | 33000 | 9300 | 4490 | 11090 | 9000 | 5130 | 33000 | 990 | 2730 | 4540 | 0 | 10610 | 55820 | 13840 | 80270 | Effective kW in Portfolio
[70 empty] | 14000 | 28000 | 10000 | 52000 | Baseline kW Requirements
| I/S Year |  | Capital (2015$s) | 2016 | 2017 | 2018 | 2019 | 2020 | 2021 | 2022 | 2023 | 2024 | 2025 | 2026 | 2027 | 2028 | 2029 | 2030 | 2031 | 2032 | 2033 | 2034 | 2035 | 2036 | 2037 | 2038 | 2039 | 2040 | 2041 | 2042 | 2043 | 2044 | 2045 | 2046 | 2047 | 2048 | 2049 | 2050 | 2051 | 2052 | 2053 | 2054 | 2055 | 2056 | 2057 | 2058 | 2059 | 2060 | 2061 | 2062 | 2063 | 2064 |  | MW Required by 2022 | NPV Base $M | Differential NPV $M | Differential NPV $M (adjusted for COD of Selected Project) | Differential NPV $M (adjusted for deferral beyond baseline deferral year**) | Differntial NPV $/MW | NPV of Transmission Avoided Costs for Selected Project | COD | Tab No. | Area 1 Capacity (MW) | Area 2 Capacity (MW) | Area 3 Capacity (MW)* | Total Capacity (MW) |  |  |  | -3390 | 27820 | 3840 | 28270 | Portfolio Increase Over Baseline Requirements
[61 empty] | 2018 | FCE-101 | 0 | 0 | 9.3 | 9.3
Area I Projects: | [53 empty] | 10.61 | [6 empty] | 2017 | HAL-101 | 4.486 | 11.09 | 0 | 15.576 |  |  |  | Years of Deferral Beyond Project Baseline Deferral Year** |  |  | Normal COD | Deferred COD | Deferred COD with Limit | Baseline Deferral Year | Deferral Year Limit
Amagansett Conversion 33 kV | 2017 |  | 8 | 0 | 0.97582 | 0.97582 | 0.97582 | 0.97582 | 0.97582 | 0.97582 | 0.97582 | 0.97582 | 0.97582 | 0.97582 | 0.97582 | 0.97582 | 0.97582 | 0.97582 | 0.97582 | 0.97582 | 0.97582 | 0.97582 | 0.97582 | 0.97582 | 0.97582 | 0.97582 | 0.97582 | 0.97582 | 0.97582 | 0.97582 | 0.97582 | 0.97582 | 0.97582 | 0.97582 | 0.97582 | 0.97582 | 0.97582 | 0.97582 | 0.97582 | [13 empty] | 35 |  | 14.2354 | [5 empty] | 2022 | DWW-101 | 0 | 9 | 0 | 9 |  |  | Area I Projects:
East Hampton Conversion 33 kV | 2017 |  | 3.2 | 0 | 0.39033 | 0.39033 | 0.39033 | 0.39033 | 0.39033 | 0.39033 | 0.39033 | 0.39033 | 0.39033 | 0.39033 | 0.39033 | 0.39033 | 0.39033 | 0.39033 | 0.39033 | 0.39033 | 0.39033 | 0.39033 | 0.39033 | 0.39033 | 0.39033 | 0.39033 | 0.39033 | 0.39033 | 0.39033 | 0.39033 | 0.39033 | 0.39033 | 0.39033 | 0.39033 | 0.39033 | 0.39033 | 0.39033 | 0.39033 | 0.39033 | [13 empty] | 35 |  | 5.6942 | [5 empty] | 2018 | LIE-101 | 5.13 | 0 | 0 | 5.13 |  |  | Amagansett Conversion 33 kV | 0 |  |  | 2017 | 2030 | 2025 | 2030 | 2030
Buell Conversion 33 kV | 2017 |  | 3.7 | 0 | 0.45131 | 0.45131 | 0.45131 | 0.45131 | 0.45131 | 0.45131 | 0.45131 | 0.45131 | 0.45131 | 0.45131 | 0.45131 | 0.45131 | 0.45131 | 0.45131 | 0.45131 | 0.45131 | 0.45131 | 0.45131 | 0.45131 | 0.45131 | 0.45131 | 0.45131 | 0.45131 | 0.45131 | 0.45131 | 0.45131 | 0.45131 | 0.45131 | 0.45131 | 0.45131 | 0.45131 | 0.45131 | 0.45131 | 0.45131 | 0.45131 | [13 empty] | 35 |  | 6.5839 | [5 empty] | 2018 | LIE-401 | 0 | 33 | 0 | 33 |  |  | East Hampton Conversion 33 kV | 0 |  |  | 2017 | 2030 | 2025 | 2030 | 2030
Hither Hills Conversion to 33 kV | 2018 |  | 4.8 | 0 | 0 | 0.60305 | 0.60305 | 0.60305 | 0.60305 | 0.60305 | 0.60305 | 0.60305 | 0.60305 | 0.60305 | 0.60305 | 0.60305 | 0.60305 | 0.60305 | 0.60305 | 0.60305 | 0.60305 | 0.60305 | 0.60305 | 0.60305 | 0.60305 | 0.60305 | 0.60305 | 0.60305 | 0.60305 | 0.60305 | 0.60305 | 0.60305 | 0.60305 | 0.60305 | 0.60305 | 0.60305 | 0.60305 | 0.60305 | 0.60305 | 0.60305 | [12 empty] | 35 |  | 8.3388 | [5 empty] | 2017 | AEG-101 | 0.99156 | 2.7268 | 4.5446 | 8.263 |  |  | Buell Conversion 33 kV | 0 |  |  | 2017 | 2030 | 2025 | 2030 | 2030
Culloden Pt Conversion to 33 kV | 2019 |  | 2.8 | 0 | 0 | 0 | 0.36233 | 0.36233 | 0.36233 | 0.36233 | 0.36233 | 0.36233 | 0.36233 | 0.36233 | 0.36233 | 0.36233 | 0.36233 | 0.36233 | 0.36233 | 0.36233 | 0.36233 | 0.36233 | 0.36233 | 0.36233 | 0.36233 | 0.36233 | 0.36233 | 0.36233 | 0.36233 | 0.36233 | 0.36233 | 0.36233 | 0.36233 | 0.36233 | 0.36233 | 0.36233 | 0.36233 | 0.36233 | 0.36233 | 0.36233 | 0.36233 | [11 empty] | 35 |  | 4.7491 | [13 empty] | Hither Hills Conversion to 33 kV | 0 |  |  | 2018 | 2030 | 2026 | 2030 | 2030
No Deferral |  |  | 22.5 |  | 1.8175 | 2.4205 | 2.7828 | 2.7828 | 2.7828 | 2.7828 | 2.7828 | 2.7828 | 2.7828 | 2.7828 | 2.7828 | 2.7828 | 2.7828 | 2.7828 | 2.7828 | 2.7828 | 2.7828 | 2.7828 | 2.7828 | 2.7828 | 2.7828 | 2.7828 | 2.7828 | 2.7828 | 2.7828 | 2.7828 | 2.7828 | 2.7828 | 2.7828 | 2.7828 | 2.7828 | 2.7828 | 2.7828 | 2.7828 | 2.7828 | 0.96539 | 0.36233 | 0 | 0 | 0 | [10 empty] | 39.6013 | [13 empty] | Culloden Pt Conversion to 33 kV | 0 |  |  | 2019 | 2030 | 2027 | 2030 | 2030
Area II Projects:
Amagansett Conversion 33 kV | 2022 |  | 8 | [6 empty] | 1.1312 | 1.1312 | 1.1312 | 1.1312 | 1.1312 | 1.1312 | 1.1312 | 1.1312 | 1.1312 | 1.1312 | 1.1312 | 1.1312 | 1.1312 | 1.1312 | 1.1312 | 1.1312 | 1.1312 | 1.1312 | 1.1312 | 1.1312 | 1.1312 | 1.1312 | 1.1312 | 1.1312 | 1.1312 | 1.1312 | 1.1312 | 1.1312 | 1.1312 | 1.1312 | 1.1312 | 1.1312 | 1.1312 | 1.1312 | 1.1312 | [8 empty] | 35 |  | 12.6268 | 1.6086 | 0 | 0 | 0 | 0 | [8 empty] | Riverhead Canal 2nd Line and Bank |  | 4 |  | 2020 | 2030 | 2027 | 2026 | 2030
East Hampton Conversion 33 kV | 2022 |  | 3.2 | [6 empty] | 0.45249 | 0.45249 | 0.45249 | 0.45249 | 0.45249 | 0.45249 | 0.45249 | 0.45249 | 0.45249 | 0.45249 | 0.45249 | 0.45249 | 0.45249 | 0.45249 | 0.45249 | 0.45249 | 0.45249 | 0.45249 | 0.45249 | 0.45249 | 0.45249 | 0.45249 | 0.45249 | 0.45249 | 0.45249 | 0.45249 | 0.45249 | 0.45249 | 0.45249 | 0.45249 | 0.45249 | 0.45249 | 0.45249 | 0.45249 | 0.45249 | [8 empty] | 35 |  | 5.0507 | 0.64344 | 0 | 0 | 0 | 0 | [8 empty] | Area III Projects:
Buell Conversion 33 kV | 2022 |  | 3.7 | [6 empty] | 0.5232 | 0.5232 | 0.5232 | 0.5232 | 0.5232 | 0.5232 | 0.5232 | 0.5232 | 0.5232 | 0.5232 | 0.5232 | 0.5232 | 0.5232 | 0.5232 | 0.5232 | 0.5232 | 0.5232 | 0.5232 | 0.5232 | 0.5232 | 0.5232 | 0.5232 | 0.5232 | 0.5232 | 0.5232 | 0.5232 | 0.5232 | 0.5232 | 0.5232 | 0.5232 | 0.5232 | 0.5232 | 0.5232 | 0.5232 | 0.5232 | [8 empty] | 35 |  | 5.8399 | 0.74397 | 0 | 0 | 0 | 0 | [8 empty] | New Canal - Southampton Cable |  |  | 1 | 2017 | 2024 | 2024 | 2023 | 2030
Hither Hills Conversion to 33 kV | 2022 |  | 4.8 | [6 empty] | 0.67874 | 0.67874 | 0.67874 | 0.67874 | 0.67874 | 0.67874 | 0.67874 | 0.67874 | 0.67874 | 0.67874 | 0.67874 | 0.67874 | 0.67874 | 0.67874 | 0.67874 | 0.67874 | 0.67874 | 0.67874 | 0.67874 | 0.67874 | 0.67874 | 0.67874 | 0.67874 | 0.67874 | 0.67874 | 0.67874 | 0.67874 | 0.67874 | 0.67874 | 0.67874 | 0.67874 | 0.67874 | 0.67874 | 0.67874 | 0.67874 | [8 empty] | 35 |  | 7.5761 | 0.76276 | 0.76276 | 0 | 0 | 0 | [8 empty] | Upgrade Wildwood - Riverhead to 138 kV |  |  | 2 | 2017 | 2024 | 2024 | 2022 | 2030
Culloden Pt Conversion to 33 kV | 2022 |  | 2.8 | [6 empty] | 0.39593 | 0.39593 | 0.39593 | 0.39593 | 0.39593 | 0.39593 | 0.39593 | 0.39593 | 0.39593 | 0.39593 | 0.39593 | 0.39593 | 0.39593 | 0.39593 | 0.39593 | 0.39593 | 0.39593 | 0.39593 | 0.39593 | 0.39593 | 0.39593 | 0.39593 | 0.39593 | 0.39593 | 0.39593 | 0.39593 | 0.39593 | 0.39593 | 0.39593 | 0.39593 | 0.39593 | 0.39593 | 0.39593 | 0.39593 | 0.39593 | [8 empty] | 35 |  | 4.4194 | 0.32967 | 0.32967 | 0 | 0 | 0 | [8 empty] | Bridgehampton - Buell New 69 kV UG Cable |  |  | 1 | 2017 | 2024 | 2024 | 2023 | 2030
Deferral to 2022 |  |  | 22.5 | [6 empty] | 3.1816 | 3.1816 | 3.1816 | 3.1816 | 3.1816 | 3.1816 | 3.1816 | 3.1816 | 3.1816 | 3.1816 | 3.1816 | 3.1816 | 3.1816 | 3.1816 | 3.1816 | 3.1816 | 3.1816 | 3.1816 | 3.1816 | 3.1816 | 3.1816 | 3.1816 | 3.1816 | 3.1816 | 3.1816 | 3.1816 | 3.1816 | 3.1816 | 3.1816 | 3.1816 | 3.1816 | 3.1816 | 3.1816 | 3.1816 | 3.1816 | [8 empty] | 35 |  | 35.5129 | 4.0884 | 1.0924 | 0 | 0 | 0 | =Area I Portion | [7 empty] | Canal - Wainscott New 138 kV UG Cable |  |  | 1 | 2022 | 2029 | 2029 | 2028 | 2030
Amagansett Conversion 33 kV | 2023 |  | 8 | [7 empty] | 1.1652 | 1.1652 | 1.1652 | 1.1652 | 1.1652 | 1.1652 | 1.1652 | 1.1652 | 1.1652 | 1.1652 | 1.1652 | 1.1652 | 1.1652 | 1.1652 | 1.1652 | 1.1652 | 1.1652 | 1.1652 | 1.1652 | 1.1652 | 1.1652 | 1.1652 | 1.1652 | 1.1652 | 1.1652 | 1.1652 | 1.1652 | 1.1652 | 1.1652 | 1.1652 | 1.1652 | 1.1652 | 1.1652 | 1.1652 | 1.1652 | [7 empty] | 35 |  | 12.3276 | 1.9078 | 0 | 0 | 0 | 0 | [9 empty] | ** Baseline Deferral Year is the deferral year if 63 MW (allocated to Areas 1, 2, and 3) is achieved.
East Hampton Conversion 33 kV | 2023 |  | 3.2 | [7 empty] | 0.46607 | 0.46607 | 0.46607 | 0.46607 | 0.46607 | 0.46607 | 0.46607 | 0.46607 | 0.46607 | 0.46607 | 0.46607 | 0.46607 | 0.46607 | 0.46607 | 0.46607 | 0.46607 | 0.46607 | 0.46607 | 0.46607 | 0.46607 | 0.46607 | 0.46607 | 0.46607 | 0.46607 | 0.46607 | 0.46607 | 0.46607 | 0.46607 | 0.46607 | 0.46607 | 0.46607 | 0.46607 | 0.46607 | 0.46607 | 0.46607 | [7 empty] | 35 |  | 4.931 | 0.76312 | 0 | 0 | 0 | 0 | [9 empty] | Note: Analysis is based on the assumption that portfolio is constructed such that 63 MW is achieved.
Buell Conversion 33 kV | 2023 |  | 3.7 | [7 empty] | 0.53889 | 0.53889 | 0.53889 | 0.53889 | 0.53889 | 0.53889 | 0.53889 | 0.53889 | 0.53889 | 0.53889 | 0.53889 | 0.53889 | 0.53889 | 0.53889 | 0.53889 | 0.53889 | 0.53889 | 0.53889 | 0.53889 | 0.53889 | 0.53889 | 0.53889 | 0.53889 | 0.53889 | 0.53889 | 0.53889 | 0.53889 | 0.53889 | 0.53889 | 0.53889 | 0.53889 | 0.53889 | 0.53889 | 0.53889 | 0.53889 | [7 empty] | 35 |  | 5.7015 | 0.88236 | 0 | 0 | 0 | 0
Hither Hills Conversion to 33 kV | 2023 |  | 4.8 | [7 empty] | 0.6991 | 0.6991 | 0.6991 | 0.6991 | 0.6991 | 0.6991 | 0.6991 | 0.6991 | 0.6991 | 0.6991 | 0.6991 | 0.6991 | 0.6991 | 0.6991 | 0.6991 | 0.6991 | 0.6991 | 0.6991 | 0.6991 | 0.6991 | 0.6991 | 0.6991 | 0.6991 | 0.6991 | 0.6991 | 0.6991 | 0.6991 | 0.6991 | 0.6991 | 0.6991 | 0.6991 | 0.6991 | 0.6991 | 0.6991 | 0.6991 | [7 empty] | 35 |  | 7.3965 | 0.94228 | 0.94228 | 0 | 0 | 0
Culloden Pt Conversion to 33 kV | 2023 |  | 2.8 | [7 empty] | 0.40781 | 0.40781 | 0.40781 | 0.40781 | 0.40781 | 0.40781 | 0.40781 | 0.40781 | 0.40781 | 0.40781 | 0.40781 | 0.40781 | 0.40781 | 0.40781 | 0.40781 | 0.40781 | 0.40781 | 0.40781 | 0.40781 | 0.40781 | 0.40781 | 0.40781 | 0.40781 | 0.40781 | 0.40781 | 0.40781 | 0.40781 | 0.40781 | 0.40781 | 0.40781 | 0.40781 | 0.40781 | 0.40781 | 0.40781 | 0.40781 | [7 empty] | 35 |  | 4.3147 | 0.4344 | 0.4344 | 0 | 0 | 0
Deferral to 2023 |  |  | 22.5 | [7 empty] | 3.2771 | 3.2771 | 3.2771 | 3.2771 | 3.2771 | 3.2771 | 3.2771 | 3.2771 | 3.2771 | 3.2771 | 3.2771 | 3.2771 | 3.2771 | 3.2771 | 3.2771 | 3.2771 | 3.2771 | 3.2771 | 3.2771 | 3.2771 | 3.2771 | 3.2771 | 3.2771 | 3.2771 | 3.2771 | 3.2771 | 3.2771 | 3.2771 | 3.2771 | 3.2771 | 3.2771 | 3.2771 | 3.2771 | 3.2771 | 3.2771 | [7 empty] | 35 |  | 34.6713 | 4.93 | 1.3767 | 0 | 0 | 0 | =Area I Portion
Amagansett Conversion 33 kV | 2024 |  | 8 | [8 empty] | 1.2001 | 1.2001 | 1.2001 | 1.2001 | 1.2001 | 1.2001 | 1.2001 | 1.2001 | 1.2001 | 1.2001 | 1.2001 | 1.2001 | 1.2001 | 1.2001 | 1.2001 | 1.2001 | 1.2001 | 1.2001 | 1.2001 | 1.2001 | 1.2001 | 1.2001 | 1.2001 | 1.2001 | 1.2001 | 1.2001 | 1.2001 | 1.2001 | 1.2001 | 1.2001 | 1.2001 | 1.2001 | 1.2001 | 1.2001 | 1.2001 | [6 empty] | 35 |  | 12.0355 | 2.1999 | 0 | 0 | 0 | 0
East Hampton Conversion 33 kV | 2024 |  | 3.2 | [8 empty] | 0.48005 | 0.48005 | 0.48005 | 0.48005 | 0.48005 | 0.48005 | 0.48005 | 0.48005 | 0.48005 | 0.48005 | 0.48005 | 0.48005 | 0.48005 | 0.48005 | 0.48005 | 0.48005 | 0.48005 | 0.48005 | 0.48005 | 0.48005 | 0.48005 | 0.48005 | 0.48005 | 0.48005 | 0.48005 | 0.48005 | 0.48005 | 0.48005 | 0.48005 | 0.48005 | 0.48005 | 0.48005 | 0.48005 | 0.48005 | 0.48005 | [6 empty] | 35 |  | 4.8142 | 0.87997 | 0 | 0 | 0 | 0
Buell Conversion 33 kV | 2024 |  | 3.7 | [8 empty] | 0.55506 | 0.55506 | 0.55506 | 0.55506 | 0.55506 | 0.55506 | 0.55506 | 0.55506 | 0.55506 | 0.55506 | 0.55506 | 0.55506 | 0.55506 | 0.55506 | 0.55506 | 0.55506 | 0.55506 | 0.55506 | 0.55506 | 0.55506 | 0.55506 | 0.55506 | 0.55506 | 0.55506 | 0.55506 | 0.55506 | 0.55506 | 0.55506 | 0.55506 | 0.55506 | 0.55506 | 0.55506 | 0.55506 | 0.55506 | 0.55506 | [6 empty] | 35 |  | 5.5664 | 1.0175 | 0 | 0 | 0 | 0
Hither Hills Conversion to 33 kV | 2024 |  | 4.8 | [8 empty] | 0.72008 | 0.72008 | 0.72008 | 0.72008 | 0.72008 | 0.72008 | 0.72008 | 0.72008 | 0.72008 | 0.72008 | 0.72008 | 0.72008 | 0.72008 | 0.72008 | 0.72008 | 0.72008 | 0.72008 | 0.72008 | 0.72008 | 0.72008 | 0.72008 | 0.72008 | 0.72008 | 0.72008 | 0.72008 | 0.72008 | 0.72008 | 0.72008 | 0.72008 | 0.72008 | 0.72008 | 0.72008 | 0.72008 | 0.72008 | 0.72008 | [6 empty] | 35 |  | 7.2213 | 1.1176 | 1.1176 | 0 | 0 | 0
Culloden Pt Conversion to 33 kV | 2024 |  | 2.8 | [8 empty] | 0.42005 | 0.42005 | 0.42005 | 0.42005 | 0.42005 | 0.42005 | 0.42005 | 0.42005 | 0.42005 | 0.42005 | 0.42005 | 0.42005 | 0.42005 | 0.42005 | 0.42005 | 0.42005 | 0.42005 | 0.42005 | 0.42005 | 0.42005 | 0.42005 | 0.42005 | 0.42005 | 0.42005 | 0.42005 | 0.42005 | 0.42005 | 0.42005 | 0.42005 | 0.42005 | 0.42005 | 0.42005 | 0.42005 | 0.42005 | 0.42005 | [6 empty] | 35 |  | 4.2124 | 0.53664 | 0.53664 | 0 | 0 | 0
Deferral to 2024 |  |  | 22.5 | [8 empty] | 3.3754 | 3.3754 | 3.3754 | 3.3754 | 3.3754 | 3.3754 | 3.3754 | 3.3754 | 3.3754 | 3.3754 | 3.3754 | 3.3754 | 3.3754 | 3.3754 | 3.3754 | 3.3754 | 3.3754 | 3.3754 | 3.3754 | 3.3754 | 3.3754 | 3.3754 | 3.3754 | 3.3754 | 3.3754 | 3.3754 | 3.3754 | 3.3754 | 3.3754 | 3.3754 | 3.3754 | 3.3754 | 3.3754 | 3.3754 | 3.3754 | [6 empty] | 35 |  | 33.8497 | 5.7516 | 1.6542 | 0 | 0 | 0 | =Area I Portion
Amagansett Conversion 33 kV | 2025 |  | 8 | [9 empty] | 1.2361 | 1.2361 | 1.2361 | 1.2361 | 1.2361 | 1.2361 | 1.2361 | 1.2361 | 1.2361 | 1.2361 | 1.2361 | 1.2361 | 1.2361 | 1.2361 | 1.2361 | 1.2361 | 1.2361 | 1.2361 | 1.2361 | 1.2361 | 1.2361 | 1.2361 | 1.2361 | 1.2361 | 1.2361 | 1.2361 | 1.2361 | 1.2361 | 1.2361 | 1.2361 | 1.2361 | 1.2361 | 1.2361 | 1.2361 | 1.2361 | [5 empty] | 35 |  | 11.7503 | 2.4851 | 0 | 0 | 0 | 0
East Hampton Conversion 33 kV | 2025 |  | 3.2 | [9 empty] | 0.49445 | 0.49445 | 0.49445 | 0.49445 | 0.49445 | 0.49445 | 0.49445 | 0.49445 | 0.49445 | 0.49445 | 0.49445 | 0.49445 | 0.49445 | 0.49445 | 0.49445 | 0.49445 | 0.49445 | 0.49445 | 0.49445 | 0.49445 | 0.49445 | 0.49445 | 0.49445 | 0.49445 | 0.49445 | 0.49445 | 0.49445 | 0.49445 | 0.49445 | 0.49445 | 0.49445 | 0.49445 | 0.49445 | 0.49445 | 0.49445 | [5 empty] | 35 |  | 4.7001 | 0.99405 | 0 | 0 | 0 | 0
Buell Conversion 33 kV | 2025 |  | 3.7 | [9 empty] | 0.57171 | 0.57171 | 0.57171 | 0.57171 | 0.57171 | 0.57171 | 0.57171 | 0.57171 | 0.57171 | 0.57171 | 0.57171 | 0.57171 | 0.57171 | 0.57171 | 0.57171 | 0.57171 | 0.57171 | 0.57171 | 0.57171 | 0.57171 | 0.57171 | 0.57171 | 0.57171 | 0.57171 | 0.57171 | 0.57171 | 0.57171 | 0.57171 | 0.57171 | 0.57171 | 0.57171 | 0.57171 | 0.57171 | 0.57171 | 0.57171 | [5 empty] | 35 |  | 5.4345 | 1.1494 | 0 | 0 | 0 | 0
Hither Hills Conversion to 33 kV | 2025 |  | 4.8 | [9 empty] | 0.74168 | 0.74168 | 0.74168 | 0.74168 | 0.74168 | 0.74168 | 0.74168 | 0.74168 | 0.74168 | 0.74168 | 0.74168 | 0.74168 | 0.74168 | 0.74168 | 0.74168 | 0.74168 | 0.74168 | 0.74168 | 0.74168 | 0.74168 | 0.74168 | 0.74168 | 0.74168 | 0.74168 | 0.74168 | 0.74168 | 0.74168 | 0.74168 | 0.74168 | 0.74168 | 0.74168 | 0.74168 | 0.74168 | 0.74168 | 0.74168 | [5 empty] | 35 |  | 7.0502 | 1.2887 | 1.2887 | 0 | 0 | 0
Culloden Pt Conversion to 33 kV | 2025 |  | 2.8 | [9 empty] | 0.43265 | 0.43265 | 0.43265 | 0.43265 | 0.43265 | 0.43265 | 0.43265 | 0.43265 | 0.43265 | 0.43265 | 0.43265 | 0.43265 | 0.43265 | 0.43265 | 0.43265 | 0.43265 | 0.43265 | 0.43265 | 0.43265 | 0.43265 | 0.43265 | 0.43265 | 0.43265 | 0.43265 | 0.43265 | 0.43265 | 0.43265 | 0.43265 | 0.43265 | 0.43265 | 0.43265 | 0.43265 | 0.43265 | 0.43265 | 0.43265 | [5 empty] | 35 |  | 4.1126 | 0.63646 | 0.63646 | 0 | 0 | 0
Deferral to 2025 |  |  | 22.5 | [9 empty] | 3.4766 | 3.4766 | 3.4766 | 3.4766 | 3.4766 | 3.4766 | 3.4766 | 3.4766 | 3.4766 | 3.4766 | 3.4766 | 3.4766 | 3.4766 | 3.4766 | 3.4766 | 3.4766 | 3.4766 | 3.4766 | 3.4766 | 3.4766 | 3.4766 | 3.4766 | 3.4766 | 3.4766 | 3.4766 | 3.4766 | 3.4766 | 3.4766 | 3.4766 | 3.4766 | 3.4766 | 3.4766 | 3.4766 | 3.4766 | 3.4766 | [5 empty] | 35 |  | 33.0476 | 6.5537 | 1.9251 | 0 | 0 | 0 | =Area I Portion
Amagansett Conversion 33 kV | 2026 |  | 8 | [10 empty] | 1.2732 | 1.2732 | 1.2732 | 1.2732 | 1.2732 | 1.2732 | 1.2732 | 1.2732 | 1.2732 | 1.2732 | 1.2732 | 1.2732 | 1.2732 | 1.2732 | 1.2732 | 1.2732 | 1.2732 | 1.2732 | 1.2732 | 1.2732 | 1.2732 | 1.2732 | 1.2732 | 1.2732 | 1.2732 | 1.2732 | 1.2732 | 1.2732 | 1.2732 | 1.2732 | 1.2732 | 1.2732 | 1.2732 | 1.2732 | 1.2732 |  |  |  |  | 35 |  | 11.4718 | 2.7636 | 0 | 0 | 0 | 0
East Hampton Conversion 33 kV | 2026 |  | 3.2 | [10 empty] | 0.50929 | 0.50929 | 0.50929 | 0.50929 | 0.50929 | 0.50929 | 0.50929 | 0.50929 | 0.50929 | 0.50929 | 0.50929 | 0.50929 | 0.50929 | 0.50929 | 0.50929 | 0.50929 | 0.50929 | 0.50929 | 0.50929 | 0.50929 | 0.50929 | 0.50929 | 0.50929 | 0.50929 | 0.50929 | 0.50929 | 0.50929 | 0.50929 | 0.50929 | 0.50929 | 0.50929 | 0.50929 | 0.50929 | 0.50929 | 0.50929 |  |  |  |  | 35 |  | 4.5887 | 1.1054 | 0 | 0 | 0 | 0
Buell Conversion 33 kV | 2026 |  | 3.7 | [10 empty] | 0.58886 | 0.58886 | 0.58886 | 0.58886 | 0.58886 | 0.58886 | 0.58886 | 0.58886 | 0.58886 | 0.58886 | 0.58886 | 0.58886 | 0.58886 | 0.58886 | 0.58886 | 0.58886 | 0.58886 | 0.58886 | 0.58886 | 0.58886 | 0.58886 | 0.58886 | 0.58886 | 0.58886 | 0.58886 | 0.58886 | 0.58886 | 0.58886 | 0.58886 | 0.58886 | 0.58886 | 0.58886 | 0.58886 | 0.58886 | 0.58886 |  |  |  |  | 35 |  | 5.3057 | 1.2782 | 0 | 0 | 0 | 0
Hither Hills Conversion to 33 kV | 2026 |  | 4.8 | [10 empty] | 0.76393 | 0.76393 | 0.76393 | 0.76393 | 0.76393 | 0.76393 | 0.76393 | 0.76393 | 0.76393 | 0.76393 | 0.76393 | 0.76393 | 0.76393 | 0.76393 | 0.76393 | 0.76393 | 0.76393 | 0.76393 | 0.76393 | 0.76393 | 0.76393 | 0.76393 | 0.76393 | 0.76393 | 0.76393 | 0.76393 | 0.76393 | 0.76393 | 0.76393 | 0.76393 | 0.76393 | 0.76393 | 0.76393 | 0.76393 | 0.76393 |  |  |  |  | 35 |  | 6.8831 | 1.4557 | 1.4557 | 1.4557 | 137204.902 | 4527761.7663
Culloden Pt Conversion to 33 kV | 2026 |  | 2.8 | [10 empty] | 0.44563 | 0.44563 | 0.44563 | 0.44563 | 0.44563 | 0.44563 | 0.44563 | 0.44563 | 0.44563 | 0.44563 | 0.44563 | 0.44563 | 0.44563 | 0.44563 | 0.44563 | 0.44563 | 0.44563 | 0.44563 | 0.44563 | 0.44563 | 0.44563 | 0.44563 | 0.44563 | 0.44563 | 0.44563 | 0.44563 | 0.44563 | 0.44563 | 0.44563 | 0.44563 | 0.44563 | 0.44563 | 0.44563 | 0.44563 | 0.44563 |  |  |  |  | 35 |  | 4.0151 | 0.73392 | 0.73392 | 0 | 0 | 0
Deferral to 2026 |  |  | 22.5 | [10 empty] | 3.5809 | 3.5809 | 3.5809 | 3.5809 | 3.5809 | 3.5809 | 3.5809 | 3.5809 | 3.5809 | 3.5809 | 3.5809 | 3.5809 | 3.5809 | 3.5809 | 3.5809 | 3.5809 | 3.5809 | 3.5809 | 3.5809 | 3.5809 | 3.5809 | 3.5809 | 3.5809 | 3.5809 | 3.5809 | 3.5809 | 3.5809 | 3.5809 | 3.5809 | 3.5809 | 3.5809 | 3.5809 | 3.5809 | 3.5809 | 3.5809 |  |  |  |  | 35 |  | 32.2645 | 7.3368 | 2.1897 | 1.4557 | 137204.902 | 4527761.7663 | =Area I Portion
Amagansett Conversion 33 kV | 2027 |  | 8 | [11 empty] | 1.3114 | 1.3114 | 1.3114 | 1.3114 | 1.3114 | 1.3114 | 1.3114 | 1.3114 | 1.3114 | 1.3114 | 1.3114 | 1.3114 | 1.3114 | 1.3114 | 1.3114 | 1.3114 | 1.3114 | 1.3114 | 1.3114 | 1.3114 | 1.3114 | 1.3114 | 1.3114 | 1.3114 | 1.3114 | 1.3114 | 1.3114 | 1.3114 | 1.3114 | 1.3114 | 1.3114 | 1.3114 | 1.3114 | 1.3114 | 1.3114 |  |  |  | 35 |  | 11.2 | 3.0354 | 0 | 0 | 0 | 0
East Hampton Conversion 33 kV | 2027 |  | 3.2 | [11 empty] | 0.52457 | 0.52457 | 0.52457 | 0.52457 | 0.52457 | 0.52457 | 0.52457 | 0.52457 | 0.52457 | 0.52457 | 0.52457 | 0.52457 | 0.52457 | 0.52457 | 0.52457 | 0.52457 | 0.52457 | 0.52457 | 0.52457 | 0.52457 | 0.52457 | 0.52457 | 0.52457 | 0.52457 | 0.52457 | 0.52457 | 0.52457 | 0.52457 | 0.52457 | 0.52457 | 0.52457 | 0.52457 | 0.52457 | 0.52457 | 0.52457 |  |  |  | 35 |  | 4.48 | 1.2142 | 0 | 0 | 0 | 0
Buell Conversion 33 kV | 2027 |  | 3.7 | [11 empty] | 0.60653 | 0.60653 | 0.60653 | 0.60653 | 0.60653 | 0.60653 | 0.60653 | 0.60653 | 0.60653 | 0.60653 | 0.60653 | 0.60653 | 0.60653 | 0.60653 | 0.60653 | 0.60653 | 0.60653 | 0.60653 | 0.60653 | 0.60653 | 0.60653 | 0.60653 | 0.60653 | 0.60653 | 0.60653 | 0.60653 | 0.60653 | 0.60653 | 0.60653 | 0.60653 | 0.60653 | 0.60653 | 0.60653 | 0.60653 | 0.60653 |  |  |  | 35 |  | 5.18 | 1.4039 | 0 | 0 | 0 | 0
Hither Hills Conversion to 33 kV | 2027 |  | 4.8 | [11 empty] | 0.78685 | 0.78685 | 0.78685 | 0.78685 | 0.78685 | 0.78685 | 0.78685 | 0.78685 | 0.78685 | 0.78685 | 0.78685 | 0.78685 | 0.78685 | 0.78685 | 0.78685 | 0.78685 | 0.78685 | 0.78685 | 0.78685 | 0.78685 | 0.78685 | 0.78685 | 0.78685 | 0.78685 | 0.78685 | 0.78685 | 0.78685 | 0.78685 | 0.78685 | 0.78685 | 0.78685 | 0.78685 | 0.78685 | 0.78685 | 0.78685 |  |  |  | 35 |  | 6.72 | 1.6189 | 1.6189 | 0 | 0 | 0
Culloden Pt Conversion to 33 kV | 2027 |  | 2.8 | [11 empty] | 0.45899 | 0.45899 | 0.45899 | 0.45899 | 0.45899 | 0.45899 | 0.45899 | 0.45899 | 0.45899 | 0.45899 | 0.45899 | 0.45899 | 0.45899 | 0.45899 | 0.45899 | 0.45899 | 0.45899 | 0.45899 | 0.45899 | 0.45899 | 0.45899 | 0.45899 | 0.45899 | 0.45899 | 0.45899 | 0.45899 | 0.45899 | 0.45899 | 0.45899 | 0.45899 | 0.45899 | 0.45899 | 0.45899 | 0.45899 | 0.45899 |  |  |  | 35 |  | 3.92 | 0.82906 | 0.82906 | 0.82906 | 78139.6006 | 2578606.8195
Deferral to 2027 |  |  | 22.5 | [11 empty] | 3.6884 | 3.6884 | 3.6884 | 3.6884 | 3.6884 | 3.6884 | 3.6884 | 3.6884 | 3.6884 | 3.6884 | 3.6884 | 3.6884 | 3.6884 | 3.6884 | 3.6884 | 3.6884 | 3.6884 | 3.6884 | 3.6884 | 3.6884 | 3.6884 | 3.6884 | 3.6884 | 3.6884 | 3.6884 | 3.6884 | 3.6884 | 3.6884 | 3.6884 | 3.6884 | 3.6884 | 3.6884 | 3.6884 | 3.6884 | 3.6884 |  |  |  | 35 |  | 31.4999 | 8.1014 | 2.4479 | 0.82906 | 78139.6006 | 2578606.8195 | =Area I Portion
Amagansett Conversion 33 kV | 2028 |  | 8 | [12 empty] | 1.3508 | 1.3508 | 1.3508 | 1.3508 | 1.3508 | 1.3508 | 1.3508 | 1.3508 | 1.3508 | 1.3508 | 1.3508 | 1.3508 | 1.3508 | 1.3508 | 1.3508 | 1.3508 | 1.3508 | 1.3508 | 1.3508 | 1.3508 | 1.3508 | 1.3508 | 1.3508 | 1.3508 | 1.3508 | 1.3508 | 1.3508 | 1.3508 | 1.3508 | 1.3508 | 1.3508 | 1.3508 | 1.3508 | 1.3508 | 1.3508 |  |  | 35 |  | 10.9346 | 3.3008 | 0 | 0 | 0 | 0
East Hampton Conversion 33 kV | 2028 |  | 3.2 | [12 empty] | 0.5403 | 0.5403 | 0.5403 | 0.5403 | 0.5403 | 0.5403 | 0.5403 | 0.5403 | 0.5403 | 0.5403 | 0.5403 | 0.5403 | 0.5403 | 0.5403 | 0.5403 | 0.5403 | 0.5403 | 0.5403 | 0.5403 | 0.5403 | 0.5403 | 0.5403 | 0.5403 | 0.5403 | 0.5403 | 0.5403 | 0.5403 | 0.5403 | 0.5403 | 0.5403 | 0.5403 | 0.5403 | 0.5403 | 0.5403 | 0.5403 |  |  | 35 |  | 4.3738 | 1.3203 | 0 | 0 | 0 | 0
Buell Conversion 33 kV | 2028 |  | 3.7 | [12 empty] | 0.62472 | 0.62472 | 0.62472 | 0.62472 | 0.62472 | 0.62472 | 0.62472 | 0.62472 | 0.62472 | 0.62472 | 0.62472 | 0.62472 | 0.62472 | 0.62472 | 0.62472 | 0.62472 | 0.62472 | 0.62472 | 0.62472 | 0.62472 | 0.62472 | 0.62472 | 0.62472 | 0.62472 | 0.62472 | 0.62472 | 0.62472 | 0.62472 | 0.62472 | 0.62472 | 0.62472 | 0.62472 | 0.62472 | 0.62472 | 0.62472 |  |  | 35 |  | 5.0572 | 1.5266 | 0 | 0 | 0 | 0
Hither Hills Conversion to 33 kV | 2028 |  | 4.8 | [12 empty] | 0.81045 | 0.81045 | 0.81045 | 0.81045 | 0.81045 | 0.81045 | 0.81045 | 0.81045 | 0.81045 | 0.81045 | 0.81045 | 0.81045 | 0.81045 | 0.81045 | 0.81045 | 0.81045 | 0.81045 | 0.81045 | 0.81045 | 0.81045 | 0.81045 | 0.81045 | 0.81045 | 0.81045 | 0.81045 | 0.81045 | 0.81045 | 0.81045 | 0.81045 | 0.81045 | 0.81045 | 0.81045 | 0.81045 | 0.81045 | 0.81045 |  |  | 35 |  | 6.5607 | 1.7781 | 1.7781 | 0 | 0 | 0
Culloden Pt Conversion to 33 kV | 2028 |  | 2.8 | [12 empty] | 0.47276 | 0.47276 | 0.47276 | 0.47276 | 0.47276 | 0.47276 | 0.47276 | 0.47276 | 0.47276 | 0.47276 | 0.47276 | 0.47276 | 0.47276 | 0.47276 | 0.47276 | 0.47276 | 0.47276 | 0.47276 | 0.47276 | 0.47276 | 0.47276 | 0.47276 | 0.47276 | 0.47276 | 0.47276 | 0.47276 | 0.47276 | 0.47276 | 0.47276 | 0.47276 | 0.47276 | 0.47276 | 0.47276 | 0.47276 | 0.47276 |  |  | 35 |  | 3.8271 | 0.92195 | 0.92195 | 0 | 0 | 0
Deferral to 2028 |  |  | 22.5 | [12 empty] | 3.799 | 3.799 | 3.799 | 3.799 | 3.799 | 3.799 | 3.799 | 3.799 | 3.799 | 3.799 | 3.799 | 3.799 | 3.799 | 3.799 | 3.799 | 3.799 | 3.799 | 3.799 | 3.799 | 3.799 | 3.799 | 3.799 | 3.799 | 3.799 | 3.799 | 3.799 | 3.799 | 3.799 | 3.799 | 3.799 | 3.799 | 3.799 | 3.799 | 3.799 | 3.799 |  |  | 35 |  | 30.7535 | 8.8478 | 2.7 | 0 | 0 | 0 | =Area I Portion
Amagansett Conversion 33 kV | 2029 |  | 8 | [13 empty] | 1.3913 | 1.3913 | 1.3913 | 1.3913 | 1.3913 | 1.3913 | 1.3913 | 1.3913 | 1.3913 | 1.3913 | 1.3913 | 1.3913 | 1.3913 | 1.3913 | 1.3913 | 1.3913 | 1.3913 | 1.3913 | 1.3913 | 1.3913 | 1.3913 | 1.3913 | 1.3913 | 1.3913 | 1.3913 | 1.3913 | 1.3913 | 1.3913 | 1.3913 | 1.3913 | 1.3913 | 1.3913 | 1.3913 | 1.3913 | 1.3913 |  | 35 |  | 10.6755 | 3.5599 | 0 | 0 | 0 | 0
East Hampton Conversion 33 kV | 2029 |  | 3.2 | [13 empty] | 0.55651 | 0.55651 | 0.55651 | 0.55651 | 0.55651 | 0.55651 | 0.55651 | 0.55651 | 0.55651 | 0.55651 | 0.55651 | 0.55651 | 0.55651 | 0.55651 | 0.55651 | 0.55651 | 0.55651 | 0.55651 | 0.55651 | 0.55651 | 0.55651 | 0.55651 | 0.55651 | 0.55651 | 0.55651 | 0.55651 | 0.55651 | 0.55651 | 0.55651 | 0.55651 | 0.55651 | 0.55651 | 0.55651 | 0.55651 | 0.55651 |  | 35 |  | 4.2702 | 1.424 | 0 | 0 | 0 | 0
Buell Conversion 33 kV | 2029 |  | 3.7 | [13 empty] | 0.64347 | 0.64347 | 0.64347 | 0.64347 | 0.64347 | 0.64347 | 0.64347 | 0.64347 | 0.64347 | 0.64347 | 0.64347 | 0.64347 | 0.64347 | 0.64347 | 0.64347 | 0.64347 | 0.64347 | 0.64347 | 0.64347 | 0.64347 | 0.64347 | 0.64347 | 0.64347 | 0.64347 | 0.64347 | 0.64347 | 0.64347 | 0.64347 | 0.64347 | 0.64347 | 0.64347 | 0.64347 | 0.64347 | 0.64347 | 0.64347 |  | 35 |  | 4.9374 | 1.6465 | 0 | 0 | 0 | 0
Hither Hills Conversion to 33 kV | 2029 |  | 4.8 | [13 empty] | 0.83477 | 0.83477 | 0.83477 | 0.83477 | 0.83477 | 0.83477 | 0.83477 | 0.83477 | 0.83477 | 0.83477 | 0.83477 | 0.83477 | 0.83477 | 0.83477 | 0.83477 | 0.83477 | 0.83477 | 0.83477 | 0.83477 | 0.83477 | 0.83477 | 0.83477 | 0.83477 | 0.83477 | 0.83477 | 0.83477 | 0.83477 | 0.83477 | 0.83477 | 0.83477 | 0.83477 | 0.83477 | 0.83477 | 0.83477 | 0.83477 |  | 35 |  | 6.4053 | 1.9336 | 1.9336 | 0 | 0 | 0
Culloden Pt Conversion to 33 kV | 2029 |  | 2.8 | [13 empty] | 0.48695 | 0.48695 | 0.48695 | 0.48695 | 0.48695 | 0.48695 | 0.48695 | 0.48695 | 0.48695 | 0.48695 | 0.48695 | 0.48695 | 0.48695 | 0.48695 | 0.48695 | 0.48695 | 0.48695 | 0.48695 | 0.48695 | 0.48695 | 0.48695 | 0.48695 | 0.48695 | 0.48695 | 0.48695 | 0.48695 | 0.48695 | 0.48695 | 0.48695 | 0.48695 | 0.48695 | 0.48695 | 0.48695 | 0.48695 | 0.48695 |  | 35 |  | 3.7364 | 1.0126 | 1.0126 | 0 | 0 | 0
Deferral to 2029 |  |  | 22.5 | [13 empty] | 3.913 | 3.913 | 3.913 | 3.913 | 3.913 | 3.913 | 3.913 | 3.913 | 3.913 | 3.913 | 3.913 | 3.913 | 3.913 | 3.913 | 3.913 | 3.913 | 3.913 | 3.913 | 3.913 | 3.913 | 3.913 | 3.913 | 3.913 | 3.913 | 3.913 | 3.913 | 3.913 | 3.913 | 3.913 | 3.913 | 3.913 | 3.913 | 3.913 | 3.913 | 3.913 |  | 35 |  | 30.0247 | 9.5766 | 2.9462 | 0 | 0 | 0 | =Area I Portion
Amagansett Conversion 33 kV | 2030 |  | 8 | [14 empty] | 1.433 | 1.433 | 1.433 | 1.433 | 1.433 | 1.433 | 1.433 | 1.433 | 1.433 | 1.433 | 1.433 | 1.433 | 1.433 | 1.433 | 1.433 | 1.433 | 1.433 | 1.433 | 1.433 | 1.433 | 1.433 | 1.433 | 1.433 | 1.433 | 1.433 | 1.433 | 1.433 | 1.433 | 1.433 | 1.433 | 1.433 | 1.433 | 1.433 | 1.433 | 1.433 | 35 |  | 10.4225 | 3.8129 | 0 | 0 | 0 | 0
East Hampton Conversion 33 kV | 2030 |  | 3.2 | [14 empty] | 0.57321 | 0.57321 | 0.57321 | 0.57321 | 0.57321 | 0.57321 | 0.57321 | 0.57321 | 0.57321 | 0.57321 | 0.57321 | 0.57321 | 0.57321 | 0.57321 | 0.57321 | 0.57321 | 0.57321 | 0.57321 | 0.57321 | 0.57321 | 0.57321 | 0.57321 | 0.57321 | 0.57321 | 0.57321 | 0.57321 | 0.57321 | 0.57321 | 0.57321 | 0.57321 | 0.57321 | 0.57321 | 0.57321 | 0.57321 | 0.57321 | 35 |  | 4.169 | 1.5252 | 0 | 0 | 0 | 0
Buell Conversion 33 kV | 2030 |  | 3.7 | [14 empty] | 0.66277 | 0.66277 | 0.66277 | 0.66277 | 0.66277 | 0.66277 | 0.66277 | 0.66277 | 0.66277 | 0.66277 | 0.66277 | 0.66277 | 0.66277 | 0.66277 | 0.66277 | 0.66277 | 0.66277 | 0.66277 | 0.66277 | 0.66277 | 0.66277 | 0.66277 | 0.66277 | 0.66277 | 0.66277 | 0.66277 | 0.66277 | 0.66277 | 0.66277 | 0.66277 | 0.66277 | 0.66277 | 0.66277 | 0.66277 | 0.66277 | 35 |  | 4.8204 | 1.7635 | 0 | 0 | 0 | 0
Hither Hills Conversion to 33 kV | 2030 |  | 4.8 | [14 empty] | 0.85981 | 0.85981 | 0.85981 | 0.85981 | 0.85981 | 0.85981 | 0.85981 | 0.85981 | 0.85981 | 0.85981 | 0.85981 | 0.85981 | 0.85981 | 0.85981 | 0.85981 | 0.85981 | 0.85981 | 0.85981 | 0.85981 | 0.85981 | 0.85981 | 0.85981 | 0.85981 | 0.85981 | 0.85981 | 0.85981 | 0.85981 | 0.85981 | 0.85981 | 0.85981 | 0.85981 | 0.85981 | 0.85981 | 0.85981 | 0.85981 | 35 |  | 6.2535 | 2.0853 | 2.0853 | 0 | 0 | 0
Culloden Pt Conversion to 33 kV | 2030 |  | 2.8 | [14 empty] | 0.50156 | 0.50156 | 0.50156 | 0.50156 | 0.50156 | 0.50156 | 0.50156 | 0.50156 | 0.50156 | 0.50156 | 0.50156 | 0.50156 | 0.50156 | 0.50156 | 0.50156 | 0.50156 | 0.50156 | 0.50156 | 0.50156 | 0.50156 | 0.50156 | 0.50156 | 0.50156 | 0.50156 | 0.50156 | 0.50156 | 0.50156 | 0.50156 | 0.50156 | 0.50156 | 0.50156 | 0.50156 | 0.50156 | 0.50156 | 0.50156 | 35 |  | 3.6479 | 1.1012 | 1.1012 | 0 | 0 | 0
Deferral to 2030 |  |  | 22.5 | [14 empty] | 4.0304 | 4.0304 | 4.0304 | 4.0304 | 4.0304 | 4.0304 | 4.0304 | 4.0304 | 4.0304 | 4.0304 | 4.0304 | 4.0304 | 4.0304 | 4.0304 | 4.0304 | 4.0304 | 4.0304 | 4.0304 | 4.0304 | 4.0304 | 4.0304 | 4.0304 | 4.0304 | 4.0304 | 4.0304 | 4.0304 | 4.0304 | 4.0304 | 4.0304 | 4.0304 | 4.0304 | 4.0304 | 4.0304 | 4.0304 | 4.0304 | 35 |  | 29.3132 | 10.2881 | 3.1865 | 0 | 0 | 0 | =Area I Portion
[60 empty] | 60997768.559 | =Area I+II+III Portions
Annual Avoided Costs for Deferral to 2022:
Amagansett Conversion 33 kV | 2022 |  |  | 0 | 0.97582 | 0.97582 | 0.97582 | 0.97582 | 0.97582 | -0.15542 | -0.15542 | -0.15542 | -0.15542 | -0.15542 | -0.15542 | -0.15542 | -0.15542 | -0.15542 | -0.15542 | -0.15542 | -0.15542 | -0.15542 | -0.15542 | -0.15542 | -0.15542 | -0.15542 | -0.15542 | -0.15542 | -0.15542 | -0.15542 | -0.15542 | -0.15542 | -0.15542 | -0.15542 | -0.15542 | -0.15542 | -0.15542 | -0.15542 | -0.15542 | -1.1312 | -1.1312 | -1.1312 | -1.1312 | -1.1312 | [8 empty] | 35 |  |  | 1.6086
East Hampton Conversion 33 kV | 2022 |  |  | 0 | 0.39033 | 0.39033 | 0.39033 | 0.39033 | 0.39033 | -0.062169 | -0.062169 | -0.062169 | -0.062169 | -0.062169 | -0.062169 | -0.062169 | -0.062169 | -0.062169 | -0.062169 | -0.062169 | -0.062169 | -0.062169 | -0.062169 | -0.062169 | -0.062169 | -0.062169 | -0.062169 | -0.062169 | -0.062169 | -0.062169 | -0.062169 | -0.062169 | -0.062169 | -0.062169 | -0.062169 | -0.062169 | -0.062169 | -0.062169 | -0.062169 | -0.45249 | -0.45249 | -0.45249 | -0.45249 | -0.45249 | [8 empty] | 35 |  |  | 0.64344
Buell Conversion 33 kV | 2022 |  |  | 0 | 0.45131 | 0.45131 | 0.45131 | 0.45131 | 0.45131 | -0.071883 | -0.071883 | -0.071883 | -0.071883 | -0.071883 | -0.071883 | -0.071883 | -0.071883 | -0.071883 | -0.071883 | -0.071883 | -0.071883 | -0.071883 | -0.071883 | -0.071883 | -0.071883 | -0.071883 | -0.071883 | -0.071883 | -0.071883 | -0.071883 | -0.071883 | -0.071883 | -0.071883 | -0.071883 | -0.071883 | -0.071883 | -0.071883 | -0.071883 | -0.071883 | -0.5232 | -0.5232 | -0.5232 | -0.5232 | -0.5232 | [8 empty] | 35 |  |  | 0.74397
Hither Hills Conversion to 33 kV | 2022 |  |  | 0 | 0 | 0.60305 | 0.60305 | 0.60305 | 0.60305 | -0.075689 | -0.075689 | -0.075689 | -0.075689 | -0.075689 | -0.075689 | -0.075689 | -0.075689 | -0.075689 | -0.075689 | -0.075689 | -0.075689 | -0.075689 | -0.075689 | -0.075689 | -0.075689 | -0.075689 | -0.075689 | -0.075689 | -0.075689 | -0.075689 | -0.075689 | -0.075689 | -0.075689 | -0.075689 | -0.075689 | -0.075689 | -0.075689 | -0.075689 | -0.075689 | -0.075689 | -0.67874 | -0.67874 | -0.67874 | -0.67874 | [8 empty] | 35 |  |  | 0.76276
Culloden Pt Conversion to 33 kV | 2022 |  |  | 0 | 0 | 0 | 0.36233 | 0.36233 | 0.36233 | -0.033598 | -0.033598 | -0.033598 | -0.033598 | -0.033598 | -0.033598 | -0.033598 | -0.033598 | -0.033598 | -0.033598 | -0.033598 | -0.033598 | -0.033598 | -0.033598 | -0.033598 | -0.033598 | -0.033598 | -0.033598 | -0.033598 | -0.033598 | -0.033598 | -0.033598 | -0.033598 | -0.033598 | -0.033598 | -0.033598 | -0.033598 | -0.033598 | -0.033598 | -0.033598 | -0.033598 | -0.033598 | -0.39593 | -0.39593 | -0.39593 | [8 empty] | 35 |  |  | 0.32967
Annual Avoided Costs for Deferral to 2023:
Amagansett Conversion 33 kV | 2023 |  |  | 0 | 0.97582 | 0.97582 | 0.97582 | 0.97582 | 0.97582 | 0.97582 | -0.18936 | -0.18936 | -0.18936 | -0.18936 | -0.18936 | -0.18936 | -0.18936 | -0.18936 | -0.18936 | -0.18936 | -0.18936 | -0.18936 | -0.18936 | -0.18936 | -0.18936 | -0.18936 | -0.18936 | -0.18936 | -0.18936 | -0.18936 | -0.18936 | -0.18936 | -0.18936 | -0.18936 | -0.18936 | -0.18936 | -0.18936 | -0.18936 | -0.18936 | -1.1652 | -1.1652 | -1.1652 | -1.1652 | -1.1652 | -1.1652 | [7 empty] | 35 |  |  | 1.9078
East Hampton Conversion 33 kV | 2023 |  |  | 0 | 0.39033 | 0.39033 | 0.39033 | 0.39033 | 0.39033 | 0.39033 | -0.075744 | -0.075744 | -0.075744 | -0.075744 | -0.075744 | -0.075744 | -0.075744 | -0.075744 | -0.075744 | -0.075744 | -0.075744 | -0.075744 | -0.075744 | -0.075744 | -0.075744 | -0.075744 | -0.075744 | -0.075744 | -0.075744 | -0.075744 | -0.075744 | -0.075744 | -0.075744 | -0.075744 | -0.075744 | -0.075744 | -0.075744 | -0.075744 | -0.075744 | -0.46607 | -0.46607 | -0.46607 | -0.46607 | -0.46607 | -0.46607 | [7 empty] | 35 |  |  | 0.76312
Buell Conversion 33 kV | 2023 |  |  | 0 | 0.45131 | 0.45131 | 0.45131 | 0.45131 | 0.45131 | 0.45131 | -0.087579 | -0.087579 | -0.087579 | -0.087579 | -0.087579 | -0.087579 | -0.087579 | -0.087579 | -0.087579 | -0.087579 | -0.087579 | -0.087579 | -0.087579 | -0.087579 | -0.087579 | -0.087579 | -0.087579 | -0.087579 | -0.087579 | -0.087579 | -0.087579 | -0.087579 | -0.087579 | -0.087579 | -0.087579 | -0.087579 | -0.087579 | -0.087579 | -0.087579 | -0.53889 | -0.53889 | -0.53889 | -0.53889 | -0.53889 | -0.53889 | [7 empty] | 35 |  |  | 0.88236
Hither Hills Conversion to 33 kV | 2023 |  |  | 0 | 0 | 0.60305 | 0.60305 | 0.60305 | 0.60305 | 0.60305 | -0.096051 | -0.096051 | -0.096051 | -0.096051 | -0.096051 | -0.096051 | -0.096051 | -0.096051 | -0.096051 | -0.096051 | -0.096051 | -0.096051 | -0.096051 | -0.096051 | -0.096051 | -0.096051 | -0.096051 | -0.096051 | -0.096051 | -0.096051 | -0.096051 | -0.096051 | -0.096051 | -0.096051 | -0.096051 | -0.096051 | -0.096051 | -0.096051 | -0.096051 | -0.096051 | -0.6991 | -0.6991 | -0.6991 | -0.6991 | -0.6991 | [7 empty] | 35 |  |  | 0.94228
Culloden Pt Conversion to 33 kV | 2023 |  |  | 0 | 0 | 0 | 0.36233 | 0.36233 | 0.36233 | 0.36233 | -0.045476 | -0.045476 | -0.045476 | -0.045476 | -0.045476 | -0.045476 | -0.045476 | -0.045476 | -0.045476 | -0.045476 | -0.045476 | -0.045476 | -0.045476 | -0.045476 | -0.045476 | -0.045476 | -0.045476 | -0.045476 | -0.045476 | -0.045476 | -0.045476 | -0.045476 | -0.045476 | -0.045476 | -0.045476 | -0.045476 | -0.045476 | -0.045476 | -0.045476 | -0.045476 | -0.045476 | -0.40781 | -0.40781 | -0.40781 | -0.40781 | [7 empty] | 35 |  |  | 0.4344
Annual Avoided Costs for Deferral to 2024:
Amagansett Conversion 33 kV | 2024 |  |  | 0 | 0.97582 | 0.97582 | 0.97582 | 0.97582 | 0.97582 | 0.97582 | 0.97582 | -0.22431 | -0.22431 | -0.22431 | -0.22431 | -0.22431 | -0.22431 | -0.22431 | -0.22431 | -0.22431 | -0.22431 | -0.22431 | -0.22431 | -0.22431 | -0.22431 | -0.22431 | -0.22431 | -0.22431 | -0.22431 | -0.22431 | -0.22431 | -0.22431 | -0.22431 | -0.22431 | -0.22431 | -0.22431 | -0.22431 | -0.22431 | -0.22431 | -1.2001 | -1.2001 | -1.2001 | -1.2001 | -1.2001 | -1.2001 | -1.2001 | [6 empty] | 35 |  |  | 2.1999
East Hampton Conversion 33 kV | 2024 |  |  | 0 | 0.39033 | 0.39033 | 0.39033 | 0.39033 | 0.39033 | 0.39033 | 0.39033 | -0.089726 | -0.089726 | -0.089726 | -0.089726 | -0.089726 | -0.089726 | -0.089726 | -0.089726 | -0.089726 | -0.089726 | -0.089726 | -0.089726 | -0.089726 | -0.089726 | -0.089726 | -0.089726 | -0.089726 | -0.089726 | -0.089726 | -0.089726 | -0.089726 | -0.089726 | -0.089726 | -0.089726 | -0.089726 | -0.089726 | -0.089726 | -0.089726 | -0.48005 | -0.48005 | -0.48005 | -0.48005 | -0.48005 | -0.48005 | -0.48005 | [6 empty] | 35 |  |  | 0.87997
Buell Conversion 33 kV | 2024 |  |  | 0 | 0.45131 | 0.45131 | 0.45131 | 0.45131 | 0.45131 | 0.45131 | 0.45131 | -0.10375 | -0.10375 | -0.10375 | -0.10375 | -0.10375 | -0.10375 | -0.10375 | -0.10375 | -0.10375 | -0.10375 | -0.10375 | -0.10375 | -0.10375 | -0.10375 | -0.10375 | -0.10375 | -0.10375 | -0.10375 | -0.10375 | -0.10375 | -0.10375 | -0.10375 | -0.10375 | -0.10375 | -0.10375 | -0.10375 | -0.10375 | -0.10375 | -0.55506 | -0.55506 | -0.55506 | -0.55506 | -0.55506 | -0.55506 | -0.55506 | [6 empty] | 35 |  |  | 1.0175
Hither Hills Conversion to 33 kV | 2024 |  |  | 0 | 0 | 0.60305 | 0.60305 | 0.60305 | 0.60305 | 0.60305 | 0.60305 | -0.11702 | -0.11702 | -0.11702 | -0.11702 | -0.11702 | -0.11702 | -0.11702 | -0.11702 | -0.11702 | -0.11702 | -0.11702 | -0.11702 | -0.11702 | -0.11702 | -0.11702 | -0.11702 | -0.11702 | -0.11702 | -0.11702 | -0.11702 | -0.11702 | -0.11702 | -0.11702 | -0.11702 | -0.11702 | -0.11702 | -0.11702 | -0.11702 | -0.11702 | -0.72008 | -0.72008 | -0.72008 | -0.72008 | -0.72008 | -0.72008 | [6 empty] | 35 |  |  | 1.1176
Culloden Pt Conversion to 33 kV | 2024 |  |  | 0 | 0 | 0 | 0.36233 | 0.36233 | 0.36233 | 0.36233 | 0.36233 | -0.057711 | -0.057711 | -0.057711 | -0.057711 | -0.057711 | -0.057711 | -0.057711 | -0.057711 | -0.057711 | -0.057711 | -0.057711 | -0.057711 | -0.057711 | -0.057711 | -0.057711 | -0.057711 | -0.057711 | -0.057711 | -0.057711 | -0.057711 | -0.057711 | -0.057711 | -0.057711 | -0.057711 | -0.057711 | -0.057711 | -0.057711 | -0.057711 | -0.057711 | -0.057711 | -0.42005 | -0.42005 | -0.42005 | -0.42005 | -0.42005 | [6 empty] | 35 |  |  | 0.53664
Annual Avoided Costs for Deferral to 2025:
Amagansett Conversion 33 kV | 2025 |  |  | 0 | 0.97582 | 0.97582 | 0.97582 | 0.97582 | 0.97582 | 0.97582 | 0.97582 | 0.97582 | -0.26032 | -0.26032 | -0.26032 | -0.26032 | -0.26032 | -0.26032 | -0.26032 | -0.26032 | -0.26032 | -0.26032 | -0.26032 | -0.26032 | -0.26032 | -0.26032 | -0.26032 | -0.26032 | -0.26032 | -0.26032 | -0.26032 | -0.26032 | -0.26032 | -0.26032 | -0.26032 | -0.26032 | -0.26032 | -0.26032 | -0.26032 | -1.2361 | -1.2361 | -1.2361 | -1.2361 | -1.2361 | -1.2361 | -1.2361 | -1.2361 | [5 empty] | 35 |  |  | 2.4851
East Hampton Conversion 33 kV | 2025 |  |  | 0 | 0.39033 | 0.39033 | 0.39033 | 0.39033 | 0.39033 | 0.39033 | 0.39033 | 0.39033 | -0.10413 | -0.10413 | -0.10413 | -0.10413 | -0.10413 | -0.10413 | -0.10413 | -0.10413 | -0.10413 | -0.10413 | -0.10413 | -0.10413 | -0.10413 | -0.10413 | -0.10413 | -0.10413 | -0.10413 | -0.10413 | -0.10413 | -0.10413 | -0.10413 | -0.10413 | -0.10413 | -0.10413 | -0.10413 | -0.10413 | -0.10413 | -0.49445 | -0.49445 | -0.49445 | -0.49445 | -0.49445 | -0.49445 | -0.49445 | -0.49445 | [5 empty] | 35 |  |  | 0.99405
Buell Conversion 33 kV | 2025 |  |  | 0 | 0.45131 | 0.45131 | 0.45131 | 0.45131 | 0.45131 | 0.45131 | 0.45131 | 0.45131 | -0.1204 | -0.1204 | -0.1204 | -0.1204 | -0.1204 | -0.1204 | -0.1204 | -0.1204 | -0.1204 | -0.1204 | -0.1204 | -0.1204 | -0.1204 | -0.1204 | -0.1204 | -0.1204 | -0.1204 | -0.1204 | -0.1204 | -0.1204 | -0.1204 | -0.1204 | -0.1204 | -0.1204 | -0.1204 | -0.1204 | -0.1204 | -0.57171 | -0.57171 | -0.57171 | -0.57171 | -0.57171 | -0.57171 | -0.57171 | -0.57171 | [5 empty] | 35 |  |  | 1.1494
Hither Hills Conversion to 33 kV | 2025 |  |  | 0 | 0 | 0.60305 | 0.60305 | 0.60305 | 0.60305 | 0.60305 | 0.60305 | 0.60305 | -0.13863 | -0.13863 | -0.13863 | -0.13863 | -0.13863 | -0.13863 | -0.13863 | -0.13863 | -0.13863 | -0.13863 | -0.13863 | -0.13863 | -0.13863 | -0.13863 | -0.13863 | -0.13863 | -0.13863 | -0.13863 | -0.13863 | -0.13863 | -0.13863 | -0.13863 | -0.13863 | -0.13863 | -0.13863 | -0.13863 | -0.13863 | -0.13863 | -0.74168 | -0.74168 | -0.74168 | -0.74168 | -0.74168 | -0.74168 | -0.74168 | [5 empty] | 35 |  |  | 1.2887
Culloden Pt Conversion to 33 kV | 2025 |  |  | 0 | 0 | 0 | 0.36233 | 0.36233 | 0.36233 | 0.36233 | 0.36233 | 0.36233 | -0.070312 | -0.070312 | -0.070312 | -0.070312 | -0.070312 | -0.070312 | -0.070312 | -0.070312 | -0.070312 | -0.070312 | -0.070312 | -0.070312 | -0.070312 | -0.070312 | -0.070312 | -0.070312 | -0.070312 | -0.070312 | -0.070312 | -0.070312 | -0.070312 | -0.070312 | -0.070312 | -0.070312 | -0.070312 | -0.070312 | -0.070312 | -0.070312 | -0.070312 | -0.43265 | -0.43265 | -0.43265 | -0.43265 | -0.43265 | -0.43265 | [5 empty] | 35 |  |  | 0.63646
Annual Avoided Costs for Deferral to 2026:
Amagansett Conversion 33 kV | 2026 |  |  | 0 | 0.97582 | 0.97582 | 0.97582 | 0.97582 | 0.97582 | 0.97582 | 0.97582 | 0.97582 | 0.97582 | -0.2974 | -0.2974 | -0.2974 | -0.2974 | -0.2974 | -0.2974 | -0.2974 | -0.2974 | -0.2974 | -0.2974 | -0.2974 | -0.2974 | -0.2974 | -0.2974 | -0.2974 | -0.2974 | -0.2974 | -0.2974 | -0.2974 | -0.2974 | -0.2974 | -0.2974 | -0.2974 | -0.2974 | -0.2974 | -0.2974 | -1.2732 | -1.2732 | -1.2732 | -1.2732 | -1.2732 | -1.2732 | -1.2732 | -1.2732 | -1.2732 |  |  |  |  | 35 |  |  | 2.7636
East Hampton Conversion 33 kV | 2026 |  |  | 0 | 0.39033 | 0.39033 | 0.39033 | 0.39033 | 0.39033 | 0.39033 | 0.39033 | 0.39033 | 0.39033 | -0.11896 | -0.11896 | -0.11896 | -0.11896 | -0.11896 | -0.11896 | -0.11896 | -0.11896 | -0.11896 | -0.11896 | -0.11896 | -0.11896 | -0.11896 | -0.11896 | -0.11896 | -0.11896 | -0.11896 | -0.11896 | -0.11896 | -0.11896 | -0.11896 | -0.11896 | -0.11896 | -0.11896 | -0.11896 | -0.11896 | -0.50929 | -0.50929 | -0.50929 | -0.50929 | -0.50929 | -0.50929 | -0.50929 | -0.50929 | -0.50929 |  |  |  |  | 35 |  |  | 1.1054
Buell Conversion 33 kV | 2026 |  |  | 0 | 0.45131 | 0.45131 | 0.45131 | 0.45131 | 0.45131 | 0.45131 | 0.45131 | 0.45131 | 0.45131 | -0.13755 | -0.13755 | -0.13755 | -0.13755 | -0.13755 | -0.13755 | -0.13755 | -0.13755 | -0.13755 | -0.13755 | -0.13755 | -0.13755 | -0.13755 | -0.13755 | -0.13755 | -0.13755 | -0.13755 | -0.13755 | -0.13755 | -0.13755 | -0.13755 | -0.13755 | -0.13755 | -0.13755 | -0.13755 | -0.13755 | -0.58886 | -0.58886 | -0.58886 | -0.58886 | -0.58886 | -0.58886 | -0.58886 | -0.58886 | -0.58886 |  |  |  |  | 35 |  |  | 1.2782
Hither Hills Conversion to 33 kV | 2026 |  |  | 0 | 0 | 0.60305 | 0.60305 | 0.60305 | 0.60305 | 0.60305 | 0.60305 | 0.60305 | 0.60305 | -0.16088 | -0.16088 | -0.16088 | -0.16088 | -0.16088 | -0.16088 | -0.16088 | -0.16088 | -0.16088 | -0.16088 | -0.16088 | -0.16088 | -0.16088 | -0.16088 | -0.16088 | -0.16088 | -0.16088 | -0.16088 | -0.16088 | -0.16088 | -0.16088 | -0.16088 | -0.16088 | -0.16088 | -0.16088 | -0.16088 | -0.16088 | -0.76393 | -0.76393 | -0.76393 | -0.76393 | -0.76393 | -0.76393 | -0.76393 | -0.76393 |  |  |  |  | 35 |  |  | 1.4557
Culloden Pt Conversion to 33 kV | 2026 |  |  | 0 | 0 | 0 | 0.36233 | 0.36233 | 0.36233 | 0.36233 | 0.36233 | 0.36233 | 0.36233 | -0.083291 | -0.083291 | -0.083291 | -0.083291 | -0.083291 | -0.083291 | -0.083291 | -0.083291 | -0.083291 | -0.083291 | -0.083291 | -0.083291 | -0.083291 | -0.083291 | -0.083291 | -0.083291 | -0.083291 | -0.083291 | -0.083291 | -0.083291 | -0.083291 | -0.083291 | -0.083291 | -0.083291 | -0.083291 | -0.083291 | -0.083291 | -0.083291 | -0.44563 | -0.44563 | -0.44563 | -0.44563 | -0.44563 | -0.44563 | -0.44563 |  |  |  |  | 35 |  |  | 0.73392
Annual Avoided Costs for Deferral to 2027:
Amagansett Conversion 33 kV | 2027 |  |  | 0 | 0.97582 | 0.97582 | 0.97582 | 0.97582 | 0.97582 | 0.97582 | 0.97582 | 0.97582 | 0.97582 | 0.97582 | -0.3356 | -0.3356 | -0.3356 | -0.3356 | -0.3356 | -0.3356 | -0.3356 | -0.3356 | -0.3356 | -0.3356 | -0.3356 | -0.3356 | -0.3356 | -0.3356 | -0.3356 | -0.3356 | -0.3356 | -0.3356 | -0.3356 | -0.3356 | -0.3356 | -0.3356 | -0.3356 | -0.3356 | -0.3356 | -1.3114 | -1.3114 | -1.3114 | -1.3114 | -1.3114 | -1.3114 | -1.3114 | -1.3114 | -1.3114 | -1.3114 |  |  |  | 35 |  |  | 3.0354
East Hampton Conversion 33 kV | 2027 |  |  | 0 | 0.39033 | 0.39033 | 0.39033 | 0.39033 | 0.39033 | 0.39033 | 0.39033 | 0.39033 | 0.39033 | 0.39033 | -0.13424 | -0.13424 | -0.13424 | -0.13424 | -0.13424 | -0.13424 | -0.13424 | -0.13424 | -0.13424 | -0.13424 | -0.13424 | -0.13424 | -0.13424 | -0.13424 | -0.13424 | -0.13424 | -0.13424 | -0.13424 | -0.13424 | -0.13424 | -0.13424 | -0.13424 | -0.13424 | -0.13424 | -0.13424 | -0.52457 | -0.52457 | -0.52457 | -0.52457 | -0.52457 | -0.52457 | -0.52457 | -0.52457 | -0.52457 | -0.52457 |  |  |  | 35 |  |  | 1.2142
Buell Conversion 33 kV | 2027 |  |  | 0 | 0.45131 | 0.45131 | 0.45131 | 0.45131 | 0.45131 | 0.45131 | 0.45131 | 0.45131 | 0.45131 | 0.45131 | -0.15521 | -0.15521 | -0.15521 | -0.15521 | -0.15521 | -0.15521 | -0.15521 | -0.15521 | -0.15521 | -0.15521 | -0.15521 | -0.15521 | -0.15521 | -0.15521 | -0.15521 | -0.15521 | -0.15521 | -0.15521 | -0.15521 | -0.15521 | -0.15521 | -0.15521 | -0.15521 | -0.15521 | -0.15521 | -0.60653 | -0.60653 | -0.60653 | -0.60653 | -0.60653 | -0.60653 | -0.60653 | -0.60653 | -0.60653 | -0.60653 |  |  |  | 35 |  |  | 1.4039
Hither Hills Conversion to 33 kV | 2027 |  |  | 0 | 0 | 0.60305 | 0.60305 | 0.60305 | 0.60305 | 0.60305 | 0.60305 | 0.60305 | 0.60305 | 0.60305 | -0.18379 | -0.18379 | -0.18379 | -0.18379 | -0.18379 | -0.18379 | -0.18379 | -0.18379 | -0.18379 | -0.18379 | -0.18379 | -0.18379 | -0.18379 | -0.18379 | -0.18379 | -0.18379 | -0.18379 | -0.18379 | -0.18379 | -0.18379 | -0.18379 | -0.18379 | -0.18379 | -0.18379 | -0.18379 | -0.18379 | -0.78685 | -0.78685 | -0.78685 | -0.78685 | -0.78685 | -0.78685 | -0.78685 | -0.78685 | -0.78685 |  |  |  | 35 |  |  | 1.6189
Culloden Pt Conversion to 33 kV | 2027 |  |  | 0 | 0 | 0 | 0.36233 | 0.36233 | 0.36233 | 0.36233 | 0.36233 | 0.36233 | 0.36233 | 0.36233 | -0.09666 | -0.09666 | -0.09666 | -0.09666 | -0.09666 | -0.09666 | -0.09666 | -0.09666 | -0.09666 | -0.09666 | -0.09666 | -0.09666 | -0.09666 | -0.09666 | -0.09666 | -0.09666 | -0.09666 | -0.09666 | -0.09666 | -0.09666 | -0.09666 | -0.09666 | -0.09666 | -0.09666 | -0.09666 | -0.09666 | -0.09666 | -0.45899 | -0.45899 | -0.45899 | -0.45899 | -0.45899 | -0.45899 | -0.45899 | -0.45899 |  |  |  | 35 |  |  | 0.82906
Annual Avoided Costs for Deferral to 2028:
Amagansett Conversion 33 kV | 2028 |  |  | 0 | 0.97582 | 0.97582 | 0.97582 | 0.97582 | 0.97582 | 0.97582 | 0.97582 | 0.97582 | 0.97582 | 0.97582 | 0.97582 | -0.37494 | -0.37494 | -0.37494 | -0.37494 | -0.37494 | -0.37494 | -0.37494 | -0.37494 | -0.37494 | -0.37494 | -0.37494 | -0.37494 | -0.37494 | -0.37494 | -0.37494 | -0.37494 | -0.37494 | -0.37494 | -0.37494 | -0.37494 | -0.37494 | -0.37494 | -0.37494 | -0.37494 | -1.3508 | -1.3508 | -1.3508 | -1.3508 | -1.3508 | -1.3508 | -1.3508 | -1.3508 | -1.3508 | -1.3508 | -1.3508 |  |  | 35 |  |  | 3.3008
East Hampton Conversion 33 kV | 2028 |  |  | 0 | 0.39033 | 0.39033 | 0.39033 | 0.39033 | 0.39033 | 0.39033 | 0.39033 | 0.39033 | 0.39033 | 0.39033 | 0.39033 | -0.14998 | -0.14998 | -0.14998 | -0.14998 | -0.14998 | -0.14998 | -0.14998 | -0.14998 | -0.14998 | -0.14998 | -0.14998 | -0.14998 | -0.14998 | -0.14998 | -0.14998 | -0.14998 | -0.14998 | -0.14998 | -0.14998 | -0.14998 | -0.14998 | -0.14998 | -0.14998 | -0.14998 | -0.5403 | -0.5403 | -0.5403 | -0.5403 | -0.5403 | -0.5403 | -0.5403 | -0.5403 | -0.5403 | -0.5403 | -0.5403 |  |  | 35 |  |  | 1.3203
Buell Conversion 33 kV | 2028 |  |  | 0 | 0.45131 | 0.45131 | 0.45131 | 0.45131 | 0.45131 | 0.45131 | 0.45131 | 0.45131 | 0.45131 | 0.45131 | 0.45131 | -0.17341 | -0.17341 | -0.17341 | -0.17341 | -0.17341 | -0.17341 | -0.17341 | -0.17341 | -0.17341 | -0.17341 | -0.17341 | -0.17341 | -0.17341 | -0.17341 | -0.17341 | -0.17341 | -0.17341 | -0.17341 | -0.17341 | -0.17341 | -0.17341 | -0.17341 | -0.17341 | -0.17341 | -0.62472 | -0.62472 | -0.62472 | -0.62472 | -0.62472 | -0.62472 | -0.62472 | -0.62472 | -0.62472 | -0.62472 | -0.62472 |  |  | 35 |  |  | 1.5266
Hither Hills Conversion to 33 kV | 2028 |  |  | 0 | 0 | 0.60305 | 0.60305 | 0.60305 | 0.60305 | 0.60305 | 0.60305 | 0.60305 | 0.60305 | 0.60305 | 0.60305 | -0.2074 | -0.2074 | -0.2074 | -0.2074 | -0.2074 | -0.2074 | -0.2074 | -0.2074 | -0.2074 | -0.2074 | -0.2074 | -0.2074 | -0.2074 | -0.2074 | -0.2074 | -0.2074 | -0.2074 | -0.2074 | -0.2074 | -0.2074 | -0.2074 | -0.2074 | -0.2074 | -0.2074 | -0.2074 | -0.81045 | -0.81045 | -0.81045 | -0.81045 | -0.81045 | -0.81045 | -0.81045 | -0.81045 | -0.81045 | -0.81045 |  |  | 35 |  |  | 1.7781
Culloden Pt Conversion to 33 kV | 2028 |  |  | 0 | 0 | 0 | 0.36233 | 0.36233 | 0.36233 | 0.36233 | 0.36233 | 0.36233 | 0.36233 | 0.36233 | 0.36233 | -0.11043 | -0.11043 | -0.11043 | -0.11043 | -0.11043 | -0.11043 | -0.11043 | -0.11043 | -0.11043 | -0.11043 | -0.11043 | -0.11043 | -0.11043 | -0.11043 | -0.11043 | -0.11043 | -0.11043 | -0.11043 | -0.11043 | -0.11043 | -0.11043 | -0.11043 | -0.11043 | -0.11043 | -0.11043 | -0.11043 | -0.47276 | -0.47276 | -0.47276 | -0.47276 | -0.47276 | -0.47276 | -0.47276 | -0.47276 | -0.47276 |  |  | 35 |  |  | 0.92195
Annual Avoided Costs for Deferral to 2029:
Amagansett Conversion 33 kV | 2029 |  |  | 0 | 0.97582 | 0.97582 | 0.97582 | 0.97582 | 0.97582 | 0.97582 | 0.97582 | 0.97582 | 0.97582 | 0.97582 | 0.97582 | 0.97582 | -0.41546 | -0.41546 | -0.41546 | -0.41546 | -0.41546 | -0.41546 | -0.41546 | -0.41546 | -0.41546 | -0.41546 | -0.41546 | -0.41546 | -0.41546 | -0.41546 | -0.41546 | -0.41546 | -0.41546 | -0.41546 | -0.41546 | -0.41546 | -0.41546 | -0.41546 | -0.41546 | -1.3913 | -1.3913 | -1.3913 | -1.3913 | -1.3913 | -1.3913 | -1.3913 | -1.3913 | -1.3913 | -1.3913 | -1.3913 | -1.3913 |  | 35 |  |  | 3.5599
East Hampton Conversion 33 kV | 2029 |  |  | 0 | 0.39033 | 0.39033 | 0.39033 | 0.39033 | 0.39033 | 0.39033 | 0.39033 | 0.39033 | 0.39033 | 0.39033 | 0.39033 | 0.39033 | -0.16619 | -0.16619 | -0.16619 | -0.16619 | -0.16619 | -0.16619 | -0.16619 | -0.16619 | -0.16619 | -0.16619 | -0.16619 | -0.16619 | -0.16619 | -0.16619 | -0.16619 | -0.16619 | -0.16619 | -0.16619 | -0.16619 | -0.16619 | -0.16619 | -0.16619 | -0.16619 | -0.55651 | -0.55651 | -0.55651 | -0.55651 | -0.55651 | -0.55651 | -0.55651 | -0.55651 | -0.55651 | -0.55651 | -0.55651 | -0.55651 |  | 35 |  |  | 1.424
Buell Conversion 33 kV | 2029 |  |  | 0 | 0.45131 | 0.45131 | 0.45131 | 0.45131 | 0.45131 | 0.45131 | 0.45131 | 0.45131 | 0.45131 | 0.45131 | 0.45131 | 0.45131 | -0.19215 | -0.19215 | -0.19215 | -0.19215 | -0.19215 | -0.19215 | -0.19215 | -0.19215 | -0.19215 | -0.19215 | -0.19215 | -0.19215 | -0.19215 | -0.19215 | -0.19215 | -0.19215 | -0.19215 | -0.19215 | -0.19215 | -0.19215 | -0.19215 | -0.19215 | -0.19215 | -0.64347 | -0.64347 | -0.64347 | -0.64347 | -0.64347 | -0.64347 | -0.64347 | -0.64347 | -0.64347 | -0.64347 | -0.64347 | -0.64347 |  | 35 |  |  | 1.6465
Hither Hills Conversion to 33 kV | 2029 |  |  | 0 | 0 | 0.60305 | 0.60305 | 0.60305 | 0.60305 | 0.60305 | 0.60305 | 0.60305 | 0.60305 | 0.60305 | 0.60305 | 0.60305 | -0.23171 | -0.23171 | -0.23171 | -0.23171 | -0.23171 | -0.23171 | -0.23171 | -0.23171 | -0.23171 | -0.23171 | -0.23171 | -0.23171 | -0.23171 | -0.23171 | -0.23171 | -0.23171 | -0.23171 | -0.23171 | -0.23171 | -0.23171 | -0.23171 | -0.23171 | -0.23171 | -0.23171 | -0.83477 | -0.83477 | -0.83477 | -0.83477 | -0.83477 | -0.83477 | -0.83477 | -0.83477 | -0.83477 | -0.83477 | -0.83477 |  | 35 |  |  | 1.9336
Culloden Pt Conversion to 33 kV | 2029 |  |  | 0 | 0 | 0 | 0.36233 | 0.36233 | 0.36233 | 0.36233 | 0.36233 | 0.36233 | 0.36233 | 0.36233 | 0.36233 | 0.36233 | -0.12461 | -0.12461 | -0.12461 | -0.12461 | -0.12461 | -0.12461 | -0.12461 | -0.12461 | -0.12461 | -0.12461 | -0.12461 | -0.12461 | -0.12461 | -0.12461 | -0.12461 | -0.12461 | -0.12461 | -0.12461 | -0.12461 | -0.12461 | -0.12461 | -0.12461 | -0.12461 | -0.12461 | -0.12461 | -0.48695 | -0.48695 | -0.48695 | -0.48695 | -0.48695 | -0.48695 | -0.48695 | -0.48695 | -0.48695 | -0.48695 |  | 35 |  |  | 1.0126
Annual Avoided Costs for Deferral to 2030:
Amagansett Conversion 33 kV | 2030 |  |  | 0 | 0.97582 | 0.97582 | 0.97582 | 0.97582 | 0.97582 | 0.97582 | 0.97582 | 0.97582 | 0.97582 | 0.97582 | 0.97582 | 0.97582 | 0.97582 | -0.4572 | -0.4572 | -0.4572 | -0.4572 | -0.4572 | -0.4572 | -0.4572 | -0.4572 | -0.4572 | -0.4572 | -0.4572 | -0.4572 | -0.4572 | -0.4572 | -0.4572 | -0.4572 | -0.4572 | -0.4572 | -0.4572 | -0.4572 | -0.4572 | -0.4572 | -1.433 | -1.433 | -1.433 | -1.433 | -1.433 | -1.433 | -1.433 | -1.433 | -1.433 | -1.433 | -1.433 | -1.433 | -1.433 | 35 |  |  | 3.8129
East Hampton Conversion 33 kV | 2030 |  |  | 0 | 0.39033 | 0.39033 | 0.39033 | 0.39033 | 0.39033 | 0.39033 | 0.39033 | 0.39033 | 0.39033 | 0.39033 | 0.39033 | 0.39033 | 0.39033 | -0.18288 | -0.18288 | -0.18288 | -0.18288 | -0.18288 | -0.18288 | -0.18288 | -0.18288 | -0.18288 | -0.18288 | -0.18288 | -0.18288 | -0.18288 | -0.18288 | -0.18288 | -0.18288 | -0.18288 | -0.18288 | -0.18288 | -0.18288 | -0.18288 | -0.18288 | -0.57321 | -0.57321 | -0.57321 | -0.57321 | -0.57321 | -0.57321 | -0.57321 | -0.57321 | -0.57321 | -0.57321 | -0.57321 | -0.57321 | -0.57321 | 35 |  |  | 1.5252
Buell Conversion 33 kV | 2030 |  |  | 0 | 0.45131 | 0.45131 | 0.45131 | 0.45131 | 0.45131 | 0.45131 | 0.45131 | 0.45131 | 0.45131 | 0.45131 | 0.45131 | 0.45131 | 0.45131 | -0.21146 | -0.21146 | -0.21146 | -0.21146 | -0.21146 | -0.21146 | -0.21146 | -0.21146 | -0.21146 | -0.21146 | -0.21146 | -0.21146 | -0.21146 | -0.21146 | -0.21146 | -0.21146 | -0.21146 | -0.21146 | -0.21146 | -0.21146 | -0.21146 | -0.21146 | -0.66277 | -0.66277 | -0.66277 | -0.66277 | -0.66277 | -0.66277 | -0.66277 | -0.66277 | -0.66277 | -0.66277 | -0.66277 | -0.66277 | -0.66277 | 35 |  |  | 1.7635
Hither Hills Conversion to 33 kV | 2030 |  |  | 0 | 0 | 0.60305 | 0.60305 | 0.60305 | 0.60305 | 0.60305 | 0.60305 | 0.60305 | 0.60305 | 0.60305 | 0.60305 | 0.60305 | 0.60305 | -0.25676 | -0.25676 | -0.25676 | -0.25676 | -0.25676 | -0.25676 | -0.25676 | -0.25676 | -0.25676 | -0.25676 | -0.25676 | -0.25676 | -0.25676 | -0.25676 | -0.25676 | -0.25676 | -0.25676 | -0.25676 | -0.25676 | -0.25676 | -0.25676 | -0.25676 | -0.25676 | -0.85981 | -0.85981 | -0.85981 | -0.85981 | -0.85981 | -0.85981 | -0.85981 | -0.85981 | -0.85981 | -0.85981 | -0.85981 | -0.85981 | 35 |  |  | 2.0853
Culloden Pt Conversion to 33 kV | 2030 |  |  | 0 | 0 | 0 | 0.36233 | 0.36233 | 0.36233 | 0.36233 | 0.36233 | 0.36233 | 0.36233 | 0.36233 | 0.36233 | 0.36233 | 0.36233 | -0.13922 | -0.13922 | -0.13922 | -0.13922 | -0.13922 | -0.13922 | -0.13922 | -0.13922 | -0.13922 | -0.13922 | -0.13922 | -0.13922 | -0.13922 | -0.13922 | -0.13922 | -0.13922 | -0.13922 | -0.13922 | -0.13922 | -0.13922 | -0.13922 | -0.13922 | -0.13922 | -0.13922 | -0.50156 | -0.50156 | -0.50156 | -0.50156 | -0.50156 | -0.50156 | -0.50156 | -0.50156 | -0.50156 | -0.50156 | -0.50156 | 35 |  |  | 1.1012
Area II Projects: | [53 empty] | 55.82
Riverhead Canal 2nd Line and Bank | 2020 |  | 136.8 | 0 | 0 | 0 | 0 | 18.2337 | 18.2337 | 18.2337 | 18.2337 | 18.2337 | 18.2337 | 18.2337 | 18.2337 | 18.2337 | 18.2337 | 18.2337 | 18.2337 | 18.2337 | 18.2337 | 18.2337 | 18.2337 | 18.2337 | 18.2337 | 18.2337 | 18.2337 | 18.2337 | 18.2337 | 18.2337 | 18.2337 | 18.2337 | 18.2337 | 18.2337 | 18.2337 | 18.2337 | 18.2337 | 18.2337 | 18.2337 | 18.2337 | 18.2337 | 18.2337 | [10 empty] | 35 |  | 226.5269
No Deferral |  |  | 136.8 |  | 0 | 0 | 0 | 18.2337 | 18.2337 | 18.2337 | 18.2337 | 18.2337 | 18.2337 | 18.2337 | 18.2337 | 18.2337 | 18.2337 | 18.2337 | 18.2337 | 18.2337 | 18.2337 | 18.2337 | 18.2337 | 18.2337 | 18.2337 | 18.2337 | 18.2337 | 18.2337 | 18.2337 | 18.2337 | 18.2337 | 18.2337 | 18.2337 | 18.2337 | 18.2337 | 18.2337 | 18.2337 | 18.2337 | 18.2337 | 18.2337 | 18.2337 | 18.2337 | [10 empty] | 35 |  | 226.5269
Riverhead Canal 2nd Line and Bank | 2022 |  | 136.8 | [6 empty] | 19.3442 | 19.3442 | 19.3442 | 19.3442 | 19.3442 | 19.3442 | 19.3442 | 19.3442 | 19.3442 | 19.3442 | 19.3442 | 19.3442 | 19.3442 | 19.3442 | 19.3442 | 19.3442 | 19.3442 | 19.3442 | 19.3442 | 19.3442 | 19.3442 | 19.3442 | 19.3442 | 19.3442 | 19.3442 | 19.3442 | 19.3442 | 19.3442 | 19.3442 | 19.3442 | 19.3442 | 19.3442 | 19.3442 | 19.3442 | 19.3442 | [8 empty] | 35 |  | 215.9182 | 10.6087 | 10.6087 | 0 | 0 | 0
Deferral to 2022 |  |  | 136.8 | [6 empty] | 19.3442 | 19.3442 | 19.3442 | 19.3442 | 19.3442 | 19.3442 | 19.3442 | 19.3442 | 19.3442 | 19.3442 | 19.3442 | 19.3442 | 19.3442 | 19.3442 | 19.3442 | 19.3442 | 19.3442 | 19.3442 | 19.3442 | 19.3442 | 19.3442 | 19.3442 | 19.3442 | 19.3442 | 19.3442 | 19.3442 | 19.3442 | 19.3442 | 19.3442 | 19.3442 | 19.3442 | 19.3442 | 19.3442 | 19.3442 | 19.3442 | [8 empty] | 35 |  | 215.9182 | 10.6087 | 10.6087 | 0 | 0 | 0 | =Area II Portion
Riverhead Canal 2nd Line and Bank | 2023 |  | 136.8 | [7 empty] | 19.9245 | 19.9245 | 19.9245 | 19.9245 | 19.9245 | 19.9245 | 19.9245 | 19.9245 | 19.9245 | 19.9245 | 19.9245 | 19.9245 | 19.9245 | 19.9245 | 19.9245 | 19.9245 | 19.9245 | 19.9245 | 19.9245 | 19.9245 | 19.9245 | 19.9245 | 19.9245 | 19.9245 | 19.9245 | 19.9245 | 19.9245 | 19.9245 | 19.9245 | 19.9245 | 19.9245 | 19.9245 | 19.9245 | 19.9245 | 19.9245 | [7 empty] | 35 |  | 210.8017 | 15.7252 | 15.7252 | 0 | 0 | 0
Deferral to 2023 |  |  | 136.8 | [7 empty] | 19.9245 | 19.9245 | 19.9245 | 19.9245 | 19.9245 | 19.9245 | 19.9245 | 19.9245 | 19.9245 | 19.9245 | 19.9245 | 19.9245 | 19.9245 | 19.9245 | 19.9245 | 19.9245 | 19.9245 | 19.9245 | 19.9245 | 19.9245 | 19.9245 | 19.9245 | 19.9245 | 19.9245 | 19.9245 | 19.9245 | 19.9245 | 19.9245 | 19.9245 | 19.9245 | 19.9245 | 19.9245 | 19.9245 | 19.9245 | 19.9245 | [7 empty] | 35 |  | 210.8017 | 15.7252 | 15.7252 | 0 | 0 | 0 | =Area II Portion
Riverhead Canal 2nd Line and Bank | 2024 |  | 136.8 | [8 empty] | 20.5222 | 20.5222 | 20.5222 | 20.5222 | 20.5222 | 20.5222 | 20.5222 | 20.5222 | 20.5222 | 20.5222 | 20.5222 | 20.5222 | 20.5222 | 20.5222 | 20.5222 | 20.5222 | 20.5222 | 20.5222 | 20.5222 | 20.5222 | 20.5222 | 20.5222 | 20.5222 | 20.5222 | 20.5222 | 20.5222 | 20.5222 | 20.5222 | 20.5222 | 20.5222 | 20.5222 | 20.5222 | 20.5222 | 20.5222 | 20.5222 | [6 empty] | 35 |  | 205.8064 | 20.7205 | 20.7205 | 0 | 0 | 0
Deferral to 2024 |  |  | 136.8 | [8 empty] | 20.5222 | 20.5222 | 20.5222 | 20.5222 | 20.5222 | 20.5222 | 20.5222 | 20.5222 | 20.5222 | 20.5222 | 20.5222 | 20.5222 | 20.5222 | 20.5222 | 20.5222 | 20.5222 | 20.5222 | 20.5222 | 20.5222 | 20.5222 | 20.5222 | 20.5222 | 20.5222 | 20.5222 | 20.5222 | 20.5222 | 20.5222 | 20.5222 | 20.5222 | 20.5222 | 20.5222 | 20.5222 | 20.5222 | 20.5222 | 20.5222 | [6 empty] | 35 |  | 205.8064 | 20.7205 | 20.7205 | 0 | 0 | 0 | =Area II Portion
Riverhead Canal 2nd Line and Bank | 2025 |  | 136.8 | [9 empty] | 21.1379 | 21.1379 | 21.1379 | 21.1379 | 21.1379 | 21.1379 | 21.1379 | 21.1379 | 21.1379 | 21.1379 | 21.1379 | 21.1379 | 21.1379 | 21.1379 | 21.1379 | 21.1379 | 21.1379 | 21.1379 | 21.1379 | 21.1379 | 21.1379 | 21.1379 | 21.1379 | 21.1379 | 21.1379 | 21.1379 | 21.1379 | 21.1379 | 21.1379 | 21.1379 | 21.1379 | 21.1379 | 21.1379 | 21.1379 | 21.1379 | [5 empty] | 35 |  | 200.9294 | 25.5974 | 25.5974 | 0 | 0 | 0
Deferral to 2025 |  |  | 136.8 | [9 empty] | 21.1379 | 21.1379 | 21.1379 | 21.1379 | 21.1379 | 21.1379 | 21.1379 | 21.1379 | 21.1379 | 21.1379 | 21.1379 | 21.1379 | 21.1379 | 21.1379 | 21.1379 | 21.1379 | 21.1379 | 21.1379 | 21.1379 | 21.1379 | 21.1379 | 21.1379 | 21.1379 | 21.1379 | 21.1379 | 21.1379 | 21.1379 | 21.1379 | 21.1379 | 21.1379 | 21.1379 | 21.1379 | 21.1379 | 21.1379 | 21.1379 | [5 empty] | 35 |  | 200.9294 | 25.5974 | 25.5974 | 0 | 0 | 0 | =Area II Portion
Riverhead Canal 2nd Line and Bank | 2026 |  | 136.8 | [10 empty] | 21.772 | 21.772 | 21.772 | 21.772 | 21.772 | 21.772 | 21.772 | 21.772 | 21.772 | 21.772 | 21.772 | 21.772 | 21.772 | 21.772 | 21.772 | 21.772 | 21.772 | 21.772 | 21.772 | 21.772 | 21.772 | 21.772 | 21.772 | 21.772 | 21.772 | 21.772 | 21.772 | 21.772 | 21.772 | 21.772 | 21.772 | 21.772 | 21.772 | 21.772 | 21.772 |  |  |  |  | 35 |  | 196.1681 | 30.3588 | 30.3588 | 0 | 0 | 0
Deferral to 2026 |  |  | 136.8 | [10 empty] | 21.772 | 21.772 | 21.772 | 21.772 | 21.772 | 21.772 | 21.772 | 21.772 | 21.772 | 21.772 | 21.772 | 21.772 | 21.772 | 21.772 | 21.772 | 21.772 | 21.772 | 21.772 | 21.772 | 21.772 | 21.772 | 21.772 | 21.772 | 21.772 | 21.772 | 21.772 | 21.772 | 21.772 | 21.772 | 21.772 | 21.772 | 21.772 | 21.772 | 21.772 | 21.772 |  |  |  |  | 35 |  | 196.1681 | 30.3588 | 30.3588 | 0 | 0 | 0 | =Area II Portion
Riverhead Canal 2nd Line and Bank | 2027 |  | 136.8 | [11 empty] | 22.4252 | 22.4252 | 22.4252 | 22.4252 | 22.4252 | 22.4252 | 22.4252 | 22.4252 | 22.4252 | 22.4252 | 22.4252 | 22.4252 | 22.4252 | 22.4252 | 22.4252 | 22.4252 | 22.4252 | 22.4252 | 22.4252 | 22.4252 | 22.4252 | 22.4252 | 22.4252 | 22.4252 | 22.4252 | 22.4252 | 22.4252 | 22.4252 | 22.4252 | 22.4252 | 22.4252 | 22.4252 | 22.4252 | 22.4252 | 22.4252 |  |  |  | 35 |  | 191.5195 | 35.0073 | 35.0073 | 35.0073 | 526980.8012 | 17390366.4397
Deferral to 2027 |  |  | 136.8 | [11 empty] | 22.4252 | 22.4252 | 22.4252 | 22.4252 | 22.4252 | 22.4252 | 22.4252 | 22.4252 | 22.4252 | 22.4252 | 22.4252 | 22.4252 | 22.4252 | 22.4252 | 22.4252 | 22.4252 | 22.4252 | 22.4252 | 22.4252 | 22.4252 | 22.4252 | 22.4252 | 22.4252 | 22.4252 | 22.4252 | 22.4252 | 22.4252 | 22.4252 | 22.4252 | 22.4252 | 22.4252 | 22.4252 | 22.4252 | 22.4252 | 22.4252 |  |  |  | 35 |  | 191.5195 | 35.0073 | 35.0073 | 35.0073 | 526980.8012 | 17390366.4397 | =Area II Portion
Riverhead Canal 2nd Line and Bank | 2028 |  | 136.8 | [12 empty] | 23.0979 | 23.0979 | 23.0979 | 23.0979 | 23.0979 | 23.0979 | 23.0979 | 23.0979 | 23.0979 | 23.0979 | 23.0979 | 23.0979 | 23.0979 | 23.0979 | 23.0979 | 23.0979 | 23.0979 | 23.0979 | 23.0979 | 23.0979 | 23.0979 | 23.0979 | 23.0979 | 23.0979 | 23.0979 | 23.0979 | 23.0979 | 23.0979 | 23.0979 | 23.0979 | 23.0979 | 23.0979 | 23.0979 | 23.0979 | 23.0979 |  |  | 35 |  | 186.9812 | 39.5457 | 39.5457 | 0 | 0 | 0
Deferral to 2028 |  |  | 136.8 | [12 empty] | 23.0979 | 23.0979 | 23.0979 | 23.0979 | 23.0979 | 23.0979 | 23.0979 | 23.0979 | 23.0979 | 23.0979 | 23.0979 | 23.0979 | 23.0979 | 23.0979 | 23.0979 | 23.0979 | 23.0979 | 23.0979 | 23.0979 | 23.0979 | 23.0979 | 23.0979 | 23.0979 | 23.0979 | 23.0979 | 23.0979 | 23.0979 | 23.0979 | 23.0979 | 23.0979 | 23.0979 | 23.0979 | 23.0979 | 23.0979 | 23.0979 |  |  | 35 |  | 186.9812 | 39.5457 | 39.5457 | 0 | 0 | 0 | =Area II Portion
Riverhead Canal 2nd Line and Bank | 2029 |  | 136.8 | [13 empty] | 23.7909 | 23.7909 | 23.7909 | 23.7909 | 23.7909 | 23.7909 | 23.7909 | 23.7909 | 23.7909 | 23.7909 | 23.7909 | 23.7909 | 23.7909 | 23.7909 | 23.7909 | 23.7909 | 23.7909 | 23.7909 | 23.7909 | 23.7909 | 23.7909 | 23.7909 | 23.7909 | 23.7909 | 23.7909 | 23.7909 | 23.7909 | 23.7909 | 23.7909 | 23.7909 | 23.7909 | 23.7909 | 23.7909 | 23.7909 | 23.7909 |  | 35 |  | 182.5503 | 43.9765 | 43.9765 | 0 | 0 | 0
Deferral to 2029 |  |  | 136.8 | [13 empty] | 23.7909 | 23.7909 | 23.7909 | 23.7909 | 23.7909 | 23.7909 | 23.7909 | 23.7909 | 23.7909 | 23.7909 | 23.7909 | 23.7909 | 23.7909 | 23.7909 | 23.7909 | 23.7909 | 23.7909 | 23.7909 | 23.7909 | 23.7909 | 23.7909 | 23.7909 | 23.7909 | 23.7909 | 23.7909 | 23.7909 | 23.7909 | 23.7909 | 23.7909 | 23.7909 | 23.7909 | 23.7909 | 23.7909 | 23.7909 | 23.7909 |  | 35 |  | 182.5503 | 43.9765 | 43.9765 | 0 | 0 | 0 | =Area II Portion
Riverhead Canal 2nd Line and Bank | 2030 |  | 136.8 | [14 empty] | 24.5046 | 24.5046 | 24.5046 | 24.5046 | 24.5046 | 24.5046 | 24.5046 | 24.5046 | 24.5046 | 24.5046 | 24.5046 | 24.5046 | 24.5046 | 24.5046 | 24.5046 | 24.5046 | 24.5046 | 24.5046 | 24.5046 | 24.5046 | 24.5046 | 24.5046 | 24.5046 | 24.5046 | 24.5046 | 24.5046 | 24.5046 | 24.5046 | 24.5046 | 24.5046 | 24.5046 | 24.5046 | 24.5046 | 24.5046 | 24.5046 | 35 |  | 178.2245 | 48.3024 | 48.3024 | 0 | 0 | 0
Deferral to 2030 |  |  | 136.8 | [14 empty] | 24.5046 | 24.5046 | 24.5046 | 24.5046 | 24.5046 | 24.5046 | 24.5046 | 24.5046 | 24.5046 | 24.5046 | 24.5046 | 24.5046 | 24.5046 | 24.5046 | 24.5046 | 24.5046 | 24.5046 | 24.5046 | 24.5046 | 24.5046 | 24.5046 | 24.5046 | 24.5046 | 24.5046 | 24.5046 | 24.5046 | 24.5046 | 24.5046 | 24.5046 | 24.5046 | 24.5046 | 24.5046 | 24.5046 | 24.5046 | 24.5046 | 35 |  | 178.2245 | 48.3024 | 48.3024 | 0 | 0 | 0 | =Area II Portion
[60 empty] | 53891399.9733 | =Area II+III Portions
Annual Avoided Costs for Deferral to 2022:
Riverhead Canal 2nd Line and Bank | 2022 |  |  | 0 | 0 | 0 | 0 | 18.2337 | 18.2337 | -1.1104 | -1.1104 | -1.1104 | -1.1104 | -1.1104 | -1.1104 | -1.1104 | -1.1104 | -1.1104 | -1.1104 | -1.1104 | -1.1104 | -1.1104 | -1.1104 | -1.1104 | -1.1104 | -1.1104 | -1.1104 | -1.1104 | -1.1104 | -1.1104 | -1.1104 | -1.1104 | -1.1104 | -1.1104 | -1.1104 | -1.1104 | -1.1104 | -1.1104 | -1.1104 | -1.1104 | -1.1104 | -1.1104 | -19.3442 | -19.3442 | [8 empty] | 35 |  |  | 10.6087
Annual Avoided Costs for Deferral to 2023:
Riverhead Canal 2nd Line and Bank | 2023 |  |  | 0 | 0 | 0 | 0 | 18.2337 | 18.2337 | 18.2337 | -1.6908 | -1.6908 | -1.6908 | -1.6908 | -1.6908 | -1.6908 | -1.6908 | -1.6908 | -1.6908 | -1.6908 | -1.6908 | -1.6908 | -1.6908 | -1.6908 | -1.6908 | -1.6908 | -1.6908 | -1.6908 | -1.6908 | -1.6908 | -1.6908 | -1.6908 | -1.6908 | -1.6908 | -1.6908 | -1.6908 | -1.6908 | -1.6908 | -1.6908 | -1.6908 | -1.6908 | -1.6908 | -19.9245 | -19.9245 | -19.9245 | [7 empty] | 35 |  |  | 15.7252
Annual Avoided Costs for Deferral to 2024:
Riverhead Canal 2nd Line and Bank | 2024 |  |  | 0 | 0 | 0 | 0 | 18.2337 | 18.2337 | 18.2337 | 18.2337 | -2.2885 | -2.2885 | -2.2885 | -2.2885 | -2.2885 | -2.2885 | -2.2885 | -2.2885 | -2.2885 | -2.2885 | -2.2885 | -2.2885 | -2.2885 | -2.2885 | -2.2885 | -2.2885 | -2.2885 | -2.2885 | -2.2885 | -2.2885 | -2.2885 | -2.2885 | -2.2885 | -2.2885 | -2.2885 | -2.2885 | -2.2885 | -2.2885 | -2.2885 | -2.2885 | -2.2885 | -20.5222 | -20.5222 | -20.5222 | -20.5222 | [6 empty] | 35 |  |  | 20.7205
Annual Avoided Costs for Deferral to 2025:
Riverhead Canal 2nd Line and Bank | 2025 |  |  | 0 | 0 | 0 | 0 | 18.2337 | 18.2337 | 18.2337 | 18.2337 | 18.2337 | -2.9042 | -2.9042 | -2.9042 | -2.9042 | -2.9042 | -2.9042 | -2.9042 | -2.9042 | -2.9042 | -2.9042 | -2.9042 | -2.9042 | -2.9042 | -2.9042 | -2.9042 | -2.9042 | -2.9042 | -2.9042 | -2.9042 | -2.9042 | -2.9042 | -2.9042 | -2.9042 | -2.9042 | -2.9042 | -2.9042 | -2.9042 | -2.9042 | -2.9042 | -2.9042 | -21.1379 | -21.1379 | -21.1379 | -21.1379 | -21.1379 | [5 empty] | 35 |  |  | 25.5974
Annual Avoided Costs for Deferral to 2026:
Riverhead Canal 2nd Line and Bank | 2026 |  |  | 0 | 0 | 0 | 0 | 18.2337 | 18.2337 | 18.2337 | 18.2337 | 18.2337 | 18.2337 | -3.5383 | -3.5383 | -3.5383 | -3.5383 | -3.5383 | -3.5383 | -3.5383 | -3.5383 | -3.5383 | -3.5383 | -3.5383 | -3.5383 | -3.5383 | -3.5383 | -3.5383 | -3.5383 | -3.5383 | -3.5383 | -3.5383 | -3.5383 | -3.5383 | -3.5383 | -3.5383 | -3.5383 | -3.5383 | -3.5383 | -3.5383 | -3.5383 | -3.5383 | -21.772 | -21.772 | -21.772 | -21.772 | -21.772 | -21.772 |  |  |  |  | 35 |  |  | 30.3588
Annual Avoided Costs for Deferral to 2027:
Riverhead Canal 2nd Line and Bank | 2027 |  |  | 0 | 0 | 0 | 0 | 18.2337 | 18.2337 | 18.2337 | 18.2337 | 18.2337 | 18.2337 | 18.2337 | -4.1915 | -4.1915 | -4.1915 | -4.1915 | -4.1915 | -4.1915 | -4.1915 | -4.1915 | -4.1915 | -4.1915 | -4.1915 | -4.1915 | -4.1915 | -4.1915 | -4.1915 | -4.1915 | -4.1915 | -4.1915 | -4.1915 | -4.1915 | -4.1915 | -4.1915 | -4.1915 | -4.1915 | -4.1915 | -4.1915 | -4.1915 | -4.1915 | -22.4252 | -22.4252 | -22.4252 | -22.4252 | -22.4252 | -22.4252 | -22.4252 |  |  |  | 35 |  |  | 35.0073
Annual Avoided Costs for Deferral to 2028:
Riverhead Canal 2nd Line and Bank | 2028 |  |  | 0 | 0 | 0 | 0 | 18.2337 | 18.2337 | 18.2337 | 18.2337 | 18.2337 | 18.2337 | 18.2337 | 18.2337 | -4.8642 | -4.8642 | -4.8642 | -4.8642 | -4.8642 | -4.8642 | -4.8642 | -4.8642 | -4.8642 | -4.8642 | -4.8642 | -4.8642 | -4.8642 | -4.8642 | -4.8642 | -4.8642 | -4.8642 | -4.8642 | -4.8642 | -4.8642 | -4.8642 | -4.8642 | -4.8642 | -4.8642 | -4.8642 | -4.8642 | -4.8642 | -23.0979 | -23.0979 | -23.0979 | -23.0979 | -23.0979 | -23.0979 | -23.0979 | -23.0979 |  |  | 35 |  |  | 39.5457
Annual Avoided Costs for Deferral to 2029:
Riverhead Canal 2nd Line and Bank | 2029 |  |  | 0 | 0 | 0 | 0 | 18.2337 | 18.2337 | 18.2337 | 18.2337 | 18.2337 | 18.2337 | 18.2337 | 18.2337 | 18.2337 | -5.5571 | -5.5571 | -5.5571 | -5.5571 | -5.5571 | -5.5571 | -5.5571 | -5.5571 | -5.5571 | -5.5571 | -5.5571 | -5.5571 | -5.5571 | -5.5571 | -5.5571 | -5.5571 | -5.5571 | -5.5571 | -5.5571 | -5.5571 | -5.5571 | -5.5571 | -5.5571 | -5.5571 | -5.5571 | -5.5571 | -23.7909 | -23.7909 | -23.7909 | -23.7909 | -23.7909 | -23.7909 | -23.7909 | -23.7909 | -23.7909 |  | 35 |  |  | 43.9765
Annual Avoided Costs for Deferral to 2030:
Riverhead Canal 2nd Line and Bank | 2030 |  |  | 0 | 0 | 0 | 0 | 18.2337 | 18.2337 | 18.2337 | 18.2337 | 18.2337 | 18.2337 | 18.2337 | 18.2337 | 18.2337 | 18.2337 | -6.2709 | -6.2709 | -6.2709 | -6.2709 | -6.2709 | -6.2709 | -6.2709 | -6.2709 | -6.2709 | -6.2709 | -6.2709 | -6.2709 | -6.2709 | -6.2709 | -6.2709 | -6.2709 | -6.2709 | -6.2709 | -6.2709 | -6.2709 | -6.2709 | -6.2709 | -6.2709 | -6.2709 | -6.2709 | -24.5046 | -24.5046 | -24.5046 | -24.5046 | -24.5046 | -24.5046 | -24.5046 | -24.5046 | -24.5046 | -24.5046 | 35 |  |  | 48.3024
0
Area III Projects: | [52 empty] | 0 | 13.84
New Canal - Southampton Cable | 2017 |  | 37.6 | 0 | 4.5863 | 4.5863 | 4.5863 | 4.5863 | 4.5863 | 4.5863 | 4.5863 | 4.5863 | 4.5863 | 4.5863 | 4.5863 | 4.5863 | 4.5863 | 4.5863 | 4.5863 | 4.5863 | 4.5863 | 4.5863 | 4.5863 | 4.5863 | 4.5863 | 4.5863 | 4.5863 | 4.5863 | 4.5863 | 4.5863 | 4.5863 | 4.5863 | 4.5863 | 4.5863 | 4.5863 | 4.5863 | 4.5863 | 4.5863 | 4.5863 | [13 empty] | 35 |  | 66.9063
Upgrade Wildwood - Riverhead to 138 kV | 2017 |  | 7.7 | 0 | 0.93922 | 0.93922 | 0.93922 | 0.93922 | 0.93922 | 0.93922 | 0.93922 | 0.93922 | 0.93922 | 0.93922 | 0.93922 | 0.93922 | 0.93922 | 0.93922 | 0.93922 | 0.93922 | 0.93922 | 0.93922 | 0.93922 | 0.93922 | 0.93922 | 0.93922 | 0.93922 | 0.93922 | 0.93922 | 0.93922 | 0.93922 | 0.93922 | 0.93922 | 0.93922 | 0.93922 | 0.93922 | 0.93922 | 0.93922 | 0.93922 | [13 empty] | 35 |  | 13.7016
Bridgehampton - Buell New 69 kV UG Cable | 2017 |  | 33.2 | 0 | 4.0496 | 4.0496 | 4.0496 | 4.0496 | 4.0496 | 4.0496 | 4.0496 | 4.0496 | 4.0496 | 4.0496 | 4.0496 | 4.0496 | 4.0496 | 4.0496 | 4.0496 | 4.0496 | 4.0496 | 4.0496 | 4.0496 | 4.0496 | 4.0496 | 4.0496 | 4.0496 | 4.0496 | 4.0496 | 4.0496 | 4.0496 | 4.0496 | 4.0496 | 4.0496 | 4.0496 | 4.0496 | 4.0496 | 4.0496 | 4.0496 | [13 empty] | 35 |  | 59.0769
Canal - Wainscott New 138 kV UG Cable | 2022 |  | 275.5 | 0 | 0 | 0 | 0 | 0 | 0 | 38.957 | 38.957 | 38.957 | 38.957 | 38.957 | 38.957 | 38.957 | 38.957 | 38.957 | 38.957 | 38.957 | 38.957 | 38.957 | 38.957 | 38.957 | 38.957 | 38.957 | 38.957 | 38.957 | 38.957 | 38.957 | 38.957 | 38.957 | 38.957 | 38.957 | 38.957 | 38.957 | 38.957 | 38.957 | 38.957 | 38.957 | 38.957 | 38.957 | 38.957 | 38.957 | [8 empty] | 35 |  | 434.8353
No Deferral |  |  | 354 |  | 9.5752 | 9.5752 | 9.5752 | 9.5752 | 9.5752 | 48.5322 | 48.5322 | 48.5322 | 48.5322 | 48.5322 | 48.5322 | 48.5322 | 48.5322 | 48.5322 | 48.5322 | 48.5322 | 48.5322 | 48.5322 | 48.5322 | 48.5322 | 48.5322 | 48.5322 | 48.5322 | 48.5322 | 48.5322 | 48.5322 | 48.5322 | 48.5322 | 48.5322 | 48.5322 | 48.5322 | 48.5322 | 48.5322 | 48.5322 | 48.5322 | 38.957 | 38.957 | 38.957 | 38.957 | 38.957 | [10 empty] | 574.52
New Canal - Southampton Cable | 2022 |  | 37.6 | [6 empty] | 5.3168 | 5.3168 | 5.3168 | 5.3168 | 5.3168 | 5.3168 | 5.3168 | 5.3168 | 5.3168 | 5.3168 | 5.3168 | 5.3168 | 5.3168 | 5.3168 | 5.3168 | 5.3168 | 5.3168 | 5.3168 | 5.3168 | 5.3168 | 5.3168 | 5.3168 | 5.3168 | 5.3168 | 5.3168 | 5.3168 | 5.3168 | 5.3168 | 5.3168 | 5.3168 | 5.3168 | 5.3168 | 5.3168 | 5.3168 | 5.3168 | [8 empty] | 35 |  | 59.3459 | 7.5604 | 0 | 0 | 0 | 0
Upgrade Wildwood - Riverhead to 138 kV | 2022 |  | 7.7 | [6 empty] | 1.0888 | 1.0888 | 1.0888 | 1.0888 | 1.0888 | 1.0888 | 1.0888 | 1.0888 | 1.0888 | 1.0888 | 1.0888 | 1.0888 | 1.0888 | 1.0888 | 1.0888 | 1.0888 | 1.0888 | 1.0888 | 1.0888 | 1.0888 | 1.0888 | 1.0888 | 1.0888 | 1.0888 | 1.0888 | 1.0888 | 1.0888 | 1.0888 | 1.0888 | 1.0888 | 1.0888 | 1.0888 | 1.0888 | 1.0888 | 1.0888 | [8 empty] | 35 |  | 12.1533 | 1.5483 | 0 | 0 | 0 | 0
Bridgehampton - Buell New 69 kV UG Cable | 2022 |  | 33.2 | [6 empty] | 4.6946 | 4.6946 | 4.6946 | 4.6946 | 4.6946 | 4.6946 | 4.6946 | 4.6946 | 4.6946 | 4.6946 | 4.6946 | 4.6946 | 4.6946 | 4.6946 | 4.6946 | 4.6946 | 4.6946 | 4.6946 | 4.6946 | 4.6946 | 4.6946 | 4.6946 | 4.6946 | 4.6946 | 4.6946 | 4.6946 | 4.6946 | 4.6946 | 4.6946 | 4.6946 | 4.6946 | 4.6946 | 4.6946 | 4.6946 | 4.6946 | [8 empty] | 35 |  | 52.4012 | 6.6757 | 0 | 0 | 0 | 0
Canal - Wainscott New 138 kV UG Cable | 2022 |  | 275.5 | [6 empty] | 38.957 | 38.957 | 38.957 | 38.957 | 38.957 | 38.957 | 38.957 | 38.957 | 38.957 | 38.957 | 38.957 | 38.957 | 38.957 | 38.957 | 38.957 | 38.957 | 38.957 | 38.957 | 38.957 | 38.957 | 38.957 | 38.957 | 38.957 | 38.957 | 38.957 | 38.957 | 38.957 | 38.957 | 38.957 | 38.957 | 38.957 | 38.957 | 38.957 | 38.957 | 38.957 | [8 empty] | 35 |  | 434.8353 | 0 | 0 | 0 | 0 | 0
Deferral to 2022 |  |  | 354 | [6 empty] | 50.0572 | 50.0572 | 50.0572 | 50.0572 | 50.0572 | 50.0572 | 50.0572 | 50.0572 | 50.0572 | 50.0572 | 50.0572 | 50.0572 | 50.0572 | 50.0572 | 50.0572 | 50.0572 | 50.0572 | 50.0572 | 50.0572 | 50.0572 | 50.0572 | 50.0572 | 50.0572 | 50.0572 | 50.0572 | 50.0572 | 50.0572 | 50.0572 | 50.0572 | 50.0572 | 50.0572 | 50.0572 | 50.0572 | 50.0572 | 50.0572 | [8 empty] | 35 |  | 558.7357 | 15.7843 | 0 | 0 | 0 | 0 | =Area III Portion
New Canal - Southampton Cable | 2023 |  | 37.6 | [7 empty] | 5.4763 | 5.4763 | 5.4763 | 5.4763 | 5.4763 | 5.4763 | 5.4763 | 5.4763 | 5.4763 | 5.4763 | 5.4763 | 5.4763 | 5.4763 | 5.4763 | 5.4763 | 5.4763 | 5.4763 | 5.4763 | 5.4763 | 5.4763 | 5.4763 | 5.4763 | 5.4763 | 5.4763 | 5.4763 | 5.4763 | 5.4763 | 5.4763 | 5.4763 | 5.4763 | 5.4763 | 5.4763 | 5.4763 | 5.4763 | 5.4763 | [7 empty] | 35 |  | 57.9396 | 8.9667 | 8.9667 | 0 | 0 | 0
Upgrade Wildwood - Riverhead to 138 kV | 2023 |  | 7.7 | [7 empty] | 1.1215 | 1.1215 | 1.1215 | 1.1215 | 1.1215 | 1.1215 | 1.1215 | 1.1215 | 1.1215 | 1.1215 | 1.1215 | 1.1215 | 1.1215 | 1.1215 | 1.1215 | 1.1215 | 1.1215 | 1.1215 | 1.1215 | 1.1215 | 1.1215 | 1.1215 | 1.1215 | 1.1215 | 1.1215 | 1.1215 | 1.1215 | 1.1215 | 1.1215 | 1.1215 | 1.1215 | 1.1215 | 1.1215 | 1.1215 | 1.1215 | [7 empty] | 35 |  | 11.8653 | 1.8363 | 1.8363 | 0 | 0 | 0
Bridgehampton - Buell New 69 kV UG Cable | 2023 |  | 33.2 | [7 empty] | 4.8355 | 4.8355 | 4.8355 | 4.8355 | 4.8355 | 4.8355 | 4.8355 | 4.8355 | 4.8355 | 4.8355 | 4.8355 | 4.8355 | 4.8355 | 4.8355 | 4.8355 | 4.8355 | 4.8355 | 4.8355 | 4.8355 | 4.8355 | 4.8355 | 4.8355 | 4.8355 | 4.8355 | 4.8355 | 4.8355 | 4.8355 | 4.8355 | 4.8355 | 4.8355 | 4.8355 | 4.8355 | 4.8355 | 4.8355 | 4.8355 | [7 empty] | 35 |  | 51.1595 | 7.9174 | 7.9174 | 0 | 0 | 0
Canal - Wainscott New 138 kV UG Cable | 2023 |  | 275.5 | [7 empty] | 40.1257 | 40.1257 | 40.1257 | 40.1257 | 40.1257 | 40.1257 | 40.1257 | 40.1257 | 40.1257 | 40.1257 | 40.1257 | 40.1257 | 40.1257 | 40.1257 | 40.1257 | 40.1257 | 40.1257 | 40.1257 | 40.1257 | 40.1257 | 40.1257 | 40.1257 | 40.1257 | 40.1257 | 40.1257 | 40.1257 | 40.1257 | 40.1257 | 40.1257 | 40.1257 | 40.1257 | 40.1257 | 40.1257 | 40.1257 | 40.1257 | [7 empty] | 35 |  | 424.5311 | 10.3042 | 10.3042 | 0 | 0 | 0
Deferral to 2023 |  |  | 354 | [7 empty] | 51.559 | 51.559 | 51.559 | 51.559 | 51.559 | 51.559 | 51.559 | 51.559 | 51.559 | 51.559 | 51.559 | 51.559 | 51.559 | 51.559 | 51.559 | 51.559 | 51.559 | 51.559 | 51.559 | 51.559 | 51.559 | 51.559 | 51.559 | 51.559 | 51.559 | 51.559 | 51.559 | 51.559 | 51.559 | 51.559 | 51.559 | 51.559 | 51.559 | 51.559 | 51.559 | [7 empty] | 35 |  | 545.4955 | 29.0245 | 29.0245 | 0 | 0 | 0 | =Area III Portion
New Canal - Southampton Cable | 2024 |  | 37.6 | [8 empty] | 5.6406 | 5.6406 | 5.6406 | 5.6406 | 5.6406 | 5.6406 | 5.6406 | 5.6406 | 5.6406 | 5.6406 | 5.6406 | 5.6406 | 5.6406 | 5.6406 | 5.6406 | 5.6406 | 5.6406 | 5.6406 | 5.6406 | 5.6406 | 5.6406 | 5.6406 | 5.6406 | 5.6406 | 5.6406 | 5.6406 | 5.6406 | 5.6406 | 5.6406 | 5.6406 | 5.6406 | 5.6406 | 5.6406 | 5.6406 | 5.6406 | [6 empty] | 35 |  | 56.5667 | 10.3397 | 10.3397 | 10.3397 | 128811.0841 | 4250765.7739
Upgrade Wildwood - Riverhead to 138 kV | 2024 |  | 7.7 | [8 empty] | 1.1551 | 1.1551 | 1.1551 | 1.1551 | 1.1551 | 1.1551 | 1.1551 | 1.1551 | 1.1551 | 1.1551 | 1.1551 | 1.1551 | 1.1551 | 1.1551 | 1.1551 | 1.1551 | 1.1551 | 1.1551 | 1.1551 | 1.1551 | 1.1551 | 1.1551 | 1.1551 | 1.1551 | 1.1551 | 1.1551 | 1.1551 | 1.1551 | 1.1551 | 1.1551 | 1.1551 | 1.1551 | 1.1551 | 1.1551 | 1.1551 | [6 empty] | 35 |  | 11.5841 | 2.1174 | 2.1174 | 2.1174 | 26378.8656 | 870502.5654
Bridgehampton - Buell New 69 kV UG Cable | 2024 |  | 33.2 | [8 empty] | 4.9805 | 4.9805 | 4.9805 | 4.9805 | 4.9805 | 4.9805 | 4.9805 | 4.9805 | 4.9805 | 4.9805 | 4.9805 | 4.9805 | 4.9805 | 4.9805 | 4.9805 | 4.9805 | 4.9805 | 4.9805 | 4.9805 | 4.9805 | 4.9805 | 4.9805 | 4.9805 | 4.9805 | 4.9805 | 4.9805 | 4.9805 | 4.9805 | 4.9805 | 4.9805 | 4.9805 | 4.9805 | 4.9805 | 4.9805 | 4.9805 | [6 empty] | 35 |  | 49.9472 | 9.1297 | 9.1297 | 9.1297 | 113737.4466 | 3753335.7366
Canal - Wainscott New 138 kV UG Cable | 2024 |  | 275.5 | [8 empty] | 41.3295 | 41.3295 | 41.3295 | 41.3295 | 41.3295 | 41.3295 | 41.3295 | 41.3295 | 41.3295 | 41.3295 | 41.3295 | 41.3295 | 41.3295 | 41.3295 | 41.3295 | 41.3295 | 41.3295 | 41.3295 | 41.3295 | 41.3295 | 41.3295 | 41.3295 | 41.3295 | 41.3295 | 41.3295 | 41.3295 | 41.3295 | 41.3295 | 41.3295 | 41.3295 | 41.3295 | 41.3295 | 41.3295 | 41.3295 | 41.3295 | [6 empty] | 35 |  | 414.4711 | 20.3641 | 20.3641 | 0 | 0 | 0
Deferral to 2024 |  |  | 354 | [8 empty] | 53.1057 | 53.1057 | 53.1057 | 53.1057 | 53.1057 | 53.1057 | 53.1057 | 53.1057 | 53.1057 | 53.1057 | 53.1057 | 53.1057 | 53.1057 | 53.1057 | 53.1057 | 53.1057 | 53.1057 | 53.1057 | 53.1057 | 53.1057 | 53.1057 | 53.1057 | 53.1057 | 53.1057 | 53.1057 | 53.1057 | 53.1057 | 53.1057 | 53.1057 | 53.1057 | 53.1057 | 53.1057 | 53.1057 | 53.1057 | 53.1057 | [6 empty] | 35 |  | 532.5691 | 41.9509 | 41.9509 | 21.5868 | 268927.3962 | 8874604.0759 | =Area III Portion
New Canal - Southampton Cable | 2025 |  | 37.6 | [9 empty] | 5.8098 | 5.8098 | 5.8098 | 5.8098 | 5.8098 | 5.8098 | 5.8098 | 5.8098 | 5.8098 | 5.8098 | 5.8098 | 5.8098 | 5.8098 | 5.8098 | 5.8098 | 5.8098 | 5.8098 | 5.8098 | 5.8098 | 5.8098 | 5.8098 | 5.8098 | 5.8098 | 5.8098 | 5.8098 | 5.8098 | 5.8098 | 5.8098 | 5.8098 | 5.8098 | 5.8098 | 5.8098 | 5.8098 | 5.8098 | 5.8098 | [5 empty] | 35 |  | 55.2262 | 11.6801 | 11.6801 | 0 | 0 | 0
Upgrade Wildwood - Riverhead to 138 kV | 2025 |  | 7.7 | [9 empty] | 1.1898 | 1.1898 | 1.1898 | 1.1898 | 1.1898 | 1.1898 | 1.1898 | 1.1898 | 1.1898 | 1.1898 | 1.1898 | 1.1898 | 1.1898 | 1.1898 | 1.1898 | 1.1898 | 1.1898 | 1.1898 | 1.1898 | 1.1898 | 1.1898 | 1.1898 | 1.1898 | 1.1898 | 1.1898 | 1.1898 | 1.1898 | 1.1898 | 1.1898 | 1.1898 | 1.1898 | 1.1898 | 1.1898 | 1.1898 | 1.1898 | [5 empty] | 35 |  | 11.3096 | 2.3919 | 2.3919 | 0 | 0 | 0
Bridgehampton - Buell New 69 kV UG Cable | 2025 |  | 33.2 | [9 empty] | 5.13 | 5.13 | 5.13 | 5.13 | 5.13 | 5.13 | 5.13 | 5.13 | 5.13 | 5.13 | 5.13 | 5.13 | 5.13 | 5.13 | 5.13 | 5.13 | 5.13 | 5.13 | 5.13 | 5.13 | 5.13 | 5.13 | 5.13 | 5.13 | 5.13 | 5.13 | 5.13 | 5.13 | 5.13 | 5.13 | 5.13 | 5.13 | 5.13 | 5.13 | 5.13 | [5 empty] | 35 |  | 48.7636 | 10.3133 | 10.3133 | 0 | 0 | 0
Canal - Wainscott New 138 kV UG Cable | 2025 |  | 275.5 | [9 empty] | 42.5693 | 42.5693 | 42.5693 | 42.5693 | 42.5693 | 42.5693 | 42.5693 | 42.5693 | 42.5693 | 42.5693 | 42.5693 | 42.5693 | 42.5693 | 42.5693 | 42.5693 | 42.5693 | 42.5693 | 42.5693 | 42.5693 | 42.5693 | 42.5693 | 42.5693 | 42.5693 | 42.5693 | 42.5693 | 42.5693 | 42.5693 | 42.5693 | 42.5693 | 42.5693 | 42.5693 | 42.5693 | 42.5693 | 42.5693 | 42.5693 | [5 empty] | 35 |  | 404.6495 | 30.1857 | 30.1857 | 0 | 0 | 0
Deferral to 2025 |  |  | 354 | [9 empty] | 54.6989 | 54.6989 | 54.6989 | 54.6989 | 54.6989 | 54.6989 | 54.6989 | 54.6989 | 54.6989 | 54.6989 | 54.6989 | 54.6989 | 54.6989 | 54.6989 | 54.6989 | 54.6989 | 54.6989 | 54.6989 | 54.6989 | 54.6989 | 54.6989 | 54.6989 | 54.6989 | 54.6989 | 54.6989 | 54.6989 | 54.6989 | 54.6989 | 54.6989 | 54.6989 | 54.6989 | 54.6989 | 54.6989 | 54.6989 | 54.6989 | [5 empty] | 35 |  | 519.949 | 54.5711 | 54.5711 | 0 | 0 | 0 | =Area III Portion
New Canal - Southampton Cable | 2026 |  | 37.6 | [10 empty] | 5.9841 | 5.9841 | 5.9841 | 5.9841 | 5.9841 | 5.9841 | 5.9841 | 5.9841 | 5.9841 | 5.9841 | 5.9841 | 5.9841 | 5.9841 | 5.9841 | 5.9841 | 5.9841 | 5.9841 | 5.9841 | 5.9841 | 5.9841 | 5.9841 | 5.9841 | 5.9841 | 5.9841 | 5.9841 | 5.9841 | 5.9841 | 5.9841 | 5.9841 | 5.9841 | 5.9841 | 5.9841 | 5.9841 | 5.9841 | 5.9841 |  |  |  |  | 35 |  | 53.9175 | 12.9888 | 12.9888 | 0 | 0 | 0
Upgrade Wildwood - Riverhead to 138 kV | 2026 |  | 7.7 | [10 empty] | 1.2255 | 1.2255 | 1.2255 | 1.2255 | 1.2255 | 1.2255 | 1.2255 | 1.2255 | 1.2255 | 1.2255 | 1.2255 | 1.2255 | 1.2255 | 1.2255 | 1.2255 | 1.2255 | 1.2255 | 1.2255 | 1.2255 | 1.2255 | 1.2255 | 1.2255 | 1.2255 | 1.2255 | 1.2255 | 1.2255 | 1.2255 | 1.2255 | 1.2255 | 1.2255 | 1.2255 | 1.2255 | 1.2255 | 1.2255 | 1.2255 |  |  |  |  | 35 |  | 11.0416 | 2.6599 | 2.6599 | 0 | 0 | 0
Bridgehampton - Buell New 69 kV UG Cable | 2026 |  | 33.2 | [10 empty] | 5.2839 | 5.2839 | 5.2839 | 5.2839 | 5.2839 | 5.2839 | 5.2839 | 5.2839 | 5.2839 | 5.2839 | 5.2839 | 5.2839 | 5.2839 | 5.2839 | 5.2839 | 5.2839 | 5.2839 | 5.2839 | 5.2839 | 5.2839 | 5.2839 | 5.2839 | 5.2839 | 5.2839 | 5.2839 | 5.2839 | 5.2839 | 5.2839 | 5.2839 | 5.2839 | 5.2839 | 5.2839 | 5.2839 | 5.2839 | 5.2839 |  |  |  |  | 35 |  | 47.608 | 11.4688 | 11.4688 | 0 | 0 | 0
Canal - Wainscott New 138 kV UG Cable | 2026 |  | 275.5 | [10 empty] | 43.8464 | 43.8464 | 43.8464 | 43.8464 | 43.8464 | 43.8464 | 43.8464 | 43.8464 | 43.8464 | 43.8464 | 43.8464 | 43.8464 | 43.8464 | 43.8464 | 43.8464 | 43.8464 | 43.8464 | 43.8464 | 43.8464 | 43.8464 | 43.8464 | 43.8464 | 43.8464 | 43.8464 | 43.8464 | 43.8464 | 43.8464 | 43.8464 | 43.8464 | 43.8464 | 43.8464 | 43.8464 | 43.8464 | 43.8464 | 43.8464 |  |  |  |  | 35 |  | 395.0607 | 39.7746 | 39.7746 | 0 | 0 | 0
Deferral to 2026 |  |  | 354 | [10 empty] | 56.3399 | 56.3399 | 56.3399 | 56.3399 | 56.3399 | 56.3399 | 56.3399 | 56.3399 | 56.3399 | 56.3399 | 56.3399 | 56.3399 | 56.3399 | 56.3399 | 56.3399 | 56.3399 | 56.3399 | 56.3399 | 56.3399 | 56.3399 | 56.3399 | 56.3399 | 56.3399 | 56.3399 | 56.3399 | 56.3399 | 56.3399 | 56.3399 | 56.3399 | 56.3399 | 56.3399 | 56.3399 | 56.3399 | 56.3399 | 56.3399 |  |  |  |  | 35 |  | 507.6279 | 66.8921 | 66.8921 | 0 | 0 | 0 | =Area III Portion
New Canal - Southampton Cable | 2027 |  | 37.6 | [11 empty] | 6.1636 | 6.1636 | 6.1636 | 6.1636 | 6.1636 | 6.1636 | 6.1636 | 6.1636 | 6.1636 | 6.1636 | 6.1636 | 6.1636 | 6.1636 | 6.1636 | 6.1636 | 6.1636 | 6.1636 | 6.1636 | 6.1636 | 6.1636 | 6.1636 | 6.1636 | 6.1636 | 6.1636 | 6.1636 | 6.1636 | 6.1636 | 6.1636 | 6.1636 | 6.1636 | 6.1636 | 6.1636 | 6.1636 | 6.1636 | 6.1636 |  |  |  | 35 |  | 52.6399 | 14.2665 | 14.2665 | 0 | 0 | 0
Upgrade Wildwood - Riverhead to 138 kV | 2027 |  | 7.7 | [11 empty] | 1.2622 | 1.2622 | 1.2622 | 1.2622 | 1.2622 | 1.2622 | 1.2622 | 1.2622 | 1.2622 | 1.2622 | 1.2622 | 1.2622 | 1.2622 | 1.2622 | 1.2622 | 1.2622 | 1.2622 | 1.2622 | 1.2622 | 1.2622 | 1.2622 | 1.2622 | 1.2622 | 1.2622 | 1.2622 | 1.2622 | 1.2622 | 1.2622 | 1.2622 | 1.2622 | 1.2622 | 1.2622 | 1.2622 | 1.2622 | 1.2622 |  |  |  | 35 |  | 10.78 | 2.9216 | 2.9216 | 0 | 0 | 0
Bridgehampton - Buell New 69 kV UG Cable | 2027 |  | 33.2 | [11 empty] | 5.4424 | 5.4424 | 5.4424 | 5.4424 | 5.4424 | 5.4424 | 5.4424 | 5.4424 | 5.4424 | 5.4424 | 5.4424 | 5.4424 | 5.4424 | 5.4424 | 5.4424 | 5.4424 | 5.4424 | 5.4424 | 5.4424 | 5.4424 | 5.4424 | 5.4424 | 5.4424 | 5.4424 | 5.4424 | 5.4424 | 5.4424 | 5.4424 | 5.4424 | 5.4424 | 5.4424 | 5.4424 | 5.4424 | 5.4424 | 5.4424 |  |  |  | 35 |  | 46.4799 | 12.597 | 12.597 | 0 | 0 | 0
Canal - Wainscott New 138 kV UG Cable | 2027 |  | 275.5 | [11 empty] | 45.1618 | 45.1618 | 45.1618 | 45.1618 | 45.1618 | 45.1618 | 45.1618 | 45.1618 | 45.1618 | 45.1618 | 45.1618 | 45.1618 | 45.1618 | 45.1618 | 45.1618 | 45.1618 | 45.1618 | 45.1618 | 45.1618 | 45.1618 | 45.1618 | 45.1618 | 45.1618 | 45.1618 | 45.1618 | 45.1618 | 45.1618 | 45.1618 | 45.1618 | 45.1618 | 45.1618 | 45.1618 | 45.1618 | 45.1618 | 45.1618 |  |  |  | 35 |  | 385.6991 | 49.1362 | 49.1362 | 0 | 0 | 0
Deferral to 2027 |  |  | 354 | [11 empty] | 58.0301 | 58.0301 | 58.0301 | 58.0301 | 58.0301 | 58.0301 | 58.0301 | 58.0301 | 58.0301 | 58.0301 | 58.0301 | 58.0301 | 58.0301 | 58.0301 | 58.0301 | 58.0301 | 58.0301 | 58.0301 | 58.0301 | 58.0301 | 58.0301 | 58.0301 | 58.0301 | 58.0301 | 58.0301 | 58.0301 | 58.0301 | 58.0301 | 58.0301 | 58.0301 | 58.0301 | 58.0301 | 58.0301 | 58.0301 | 58.0301 |  |  |  | 35 |  | 495.5988 | 78.9212 | 78.9212 | 0 | 0 | 0 | =Area III Portion
New Canal - Southampton Cable | 2028 |  | 37.6 | [12 empty] | 6.3486 | 6.3486 | 6.3486 | 6.3486 | 6.3486 | 6.3486 | 6.3486 | 6.3486 | 6.3486 | 6.3486 | 6.3486 | 6.3486 | 6.3486 | 6.3486 | 6.3486 | 6.3486 | 6.3486 | 6.3486 | 6.3486 | 6.3486 | 6.3486 | 6.3486 | 6.3486 | 6.3486 | 6.3486 | 6.3486 | 6.3486 | 6.3486 | 6.3486 | 6.3486 | 6.3486 | 6.3486 | 6.3486 | 6.3486 | 6.3486 |  |  | 35 |  | 51.3925 | 15.5138 | 15.5138 | 0 | 0 | 0
Upgrade Wildwood - Riverhead to 138 kV | 2028 |  | 7.7 | [12 empty] | 1.3001 | 1.3001 | 1.3001 | 1.3001 | 1.3001 | 1.3001 | 1.3001 | 1.3001 | 1.3001 | 1.3001 | 1.3001 | 1.3001 | 1.3001 | 1.3001 | 1.3001 | 1.3001 | 1.3001 | 1.3001 | 1.3001 | 1.3001 | 1.3001 | 1.3001 | 1.3001 | 1.3001 | 1.3001 | 1.3001 | 1.3001 | 1.3001 | 1.3001 | 1.3001 | 1.3001 | 1.3001 | 1.3001 | 1.3001 | 1.3001 |  |  | 35 |  | 10.5245 | 3.177 | 3.177 | 0 | 0 | 0
Bridgehampton - Buell New 69 kV UG Cable | 2028 |  | 33.2 | [12 empty] | 5.6056 | 5.6056 | 5.6056 | 5.6056 | 5.6056 | 5.6056 | 5.6056 | 5.6056 | 5.6056 | 5.6056 | 5.6056 | 5.6056 | 5.6056 | 5.6056 | 5.6056 | 5.6056 | 5.6056 | 5.6056 | 5.6056 | 5.6056 | 5.6056 | 5.6056 | 5.6056 | 5.6056 | 5.6056 | 5.6056 | 5.6056 | 5.6056 | 5.6056 | 5.6056 | 5.6056 | 5.6056 | 5.6056 | 5.6056 | 5.6056 |  |  | 35 |  | 45.3785 | 13.6984 | 13.6984 | 0 | 0 | 0
Canal - Wainscott New 138 kV UG Cable | 2028 |  | 275.5 | [12 empty] | 46.5167 | 46.5167 | 46.5167 | 46.5167 | 46.5167 | 46.5167 | 46.5167 | 46.5167 | 46.5167 | 46.5167 | 46.5167 | 46.5167 | 46.5167 | 46.5167 | 46.5167 | 46.5167 | 46.5167 | 46.5167 | 46.5167 | 46.5167 | 46.5167 | 46.5167 | 46.5167 | 46.5167 | 46.5167 | 46.5167 | 46.5167 | 46.5167 | 46.5167 | 46.5167 | 46.5167 | 46.5167 | 46.5167 | 46.5167 | 46.5167 |  |  | 35 |  | 376.5593 | 58.276 | 58.276 | 0 | 0 | 0
Deferral to 2028 |  |  | 354 | [12 empty] | 59.771 | 59.771 | 59.771 | 59.771 | 59.771 | 59.771 | 59.771 | 59.771 | 59.771 | 59.771 | 59.771 | 59.771 | 59.771 | 59.771 | 59.771 | 59.771 | 59.771 | 59.771 | 59.771 | 59.771 | 59.771 | 59.771 | 59.771 | 59.771 | 59.771 | 59.771 | 59.771 | 59.771 | 59.771 | 59.771 | 59.771 | 59.771 | 59.771 | 59.771 | 59.771 |  |  | 35 |  | 483.8548 | 90.6653 | 90.6653 | 0 | 0 | 0 | =Area III Portion
New Canal - Southampton Cable | 2029 |  | 37.6 | [13 empty] | 6.539 | 6.539 | 6.539 | 6.539 | 6.539 | 6.539 | 6.539 | 6.539 | 6.539 | 6.539 | 6.539 | 6.539 | 6.539 | 6.539 | 6.539 | 6.539 | 6.539 | 6.539 | 6.539 | 6.539 | 6.539 | 6.539 | 6.539 | 6.539 | 6.539 | 6.539 | 6.539 | 6.539 | 6.539 | 6.539 | 6.539 | 6.539 | 6.539 | 6.539 | 6.539 |  | 35 |  | 50.1747 | 16.7317 | 16.7317 | 0 | 0 | 0
Upgrade Wildwood - Riverhead to 138 kV | 2029 |  | 7.7 | [13 empty] | 1.3391 | 1.3391 | 1.3391 | 1.3391 | 1.3391 | 1.3391 | 1.3391 | 1.3391 | 1.3391 | 1.3391 | 1.3391 | 1.3391 | 1.3391 | 1.3391 | 1.3391 | 1.3391 | 1.3391 | 1.3391 | 1.3391 | 1.3391 | 1.3391 | 1.3391 | 1.3391 | 1.3391 | 1.3391 | 1.3391 | 1.3391 | 1.3391 | 1.3391 | 1.3391 | 1.3391 | 1.3391 | 1.3391 | 1.3391 | 1.3391 |  | 35 |  | 10.2751 | 3.4264 | 3.4264 | 0 | 0 | 0
Bridgehampton - Buell New 69 kV UG Cable | 2029 |  | 33.2 | [13 empty] | 5.7738 | 5.7738 | 5.7738 | 5.7738 | 5.7738 | 5.7738 | 5.7738 | 5.7738 | 5.7738 | 5.7738 | 5.7738 | 5.7738 | 5.7738 | 5.7738 | 5.7738 | 5.7738 | 5.7738 | 5.7738 | 5.7738 | 5.7738 | 5.7738 | 5.7738 | 5.7738 | 5.7738 | 5.7738 | 5.7738 | 5.7738 | 5.7738 | 5.7738 | 5.7738 | 5.7738 | 5.7738 | 5.7738 | 5.7738 | 5.7738 |  | 35 |  | 44.3031 | 14.7737 | 14.7737 | 0 | 0 | 0
Canal - Wainscott New 138 kV UG Cable | 2029 |  | 275.5 | [13 empty] | 47.9122 | 47.9122 | 47.9122 | 47.9122 | 47.9122 | 47.9122 | 47.9122 | 47.9122 | 47.9122 | 47.9122 | 47.9122 | 47.9122 | 47.9122 | 47.9122 | 47.9122 | 47.9122 | 47.9122 | 47.9122 | 47.9122 | 47.9122 | 47.9122 | 47.9122 | 47.9122 | 47.9122 | 47.9122 | 47.9122 | 47.9122 | 47.9122 | 47.9122 | 47.9122 | 47.9122 | 47.9122 | 47.9122 | 47.9122 | 47.9122 |  | 35 |  | 367.6361 | 67.1992 | 67.1992 | 67.1992 | 837164.529 | 27626429.4577
Deferral to 2029 |  |  | 354 | [13 empty] | 61.5641 | 61.5641 | 61.5641 | 61.5641 | 61.5641 | 61.5641 | 61.5641 | 61.5641 | 61.5641 | 61.5641 | 61.5641 | 61.5641 | 61.5641 | 61.5641 | 61.5641 | 61.5641 | 61.5641 | 61.5641 | 61.5641 | 61.5641 | 61.5641 | 61.5641 | 61.5641 | 61.5641 | 61.5641 | 61.5641 | 61.5641 | 61.5641 | 61.5641 | 61.5641 | 61.5641 | 61.5641 | 61.5641 | 61.5641 | 61.5641 |  | 35 |  | 472.389 | 102.131 | 102.131 | 67.1992 | 837164.529 | 27626429.4577 | =Area III Portion
New Canal - Southampton Cable | 2030 |  | 37.6 | [14 empty] | 6.7352 | 6.7352 | 6.7352 | 6.7352 | 6.7352 | 6.7352 | 6.7352 | 6.7352 | 6.7352 | 6.7352 | 6.7352 | 6.7352 | 6.7352 | 6.7352 | 6.7352 | 6.7352 | 6.7352 | 6.7352 | 6.7352 | 6.7352 | 6.7352 | 6.7352 | 6.7352 | 6.7352 | 6.7352 | 6.7352 | 6.7352 | 6.7352 | 6.7352 | 6.7352 | 6.7352 | 6.7352 | 6.7352 | 6.7352 | 6.7352 | 35 |  | 48.9857 | 17.9206 | 17.9206 | 0 | 0 | 0
Upgrade Wildwood - Riverhead to 138 kV | 2030 |  | 7.7 | [14 empty] | 1.3793 | 1.3793 | 1.3793 | 1.3793 | 1.3793 | 1.3793 | 1.3793 | 1.3793 | 1.3793 | 1.3793 | 1.3793 | 1.3793 | 1.3793 | 1.3793 | 1.3793 | 1.3793 | 1.3793 | 1.3793 | 1.3793 | 1.3793 | 1.3793 | 1.3793 | 1.3793 | 1.3793 | 1.3793 | 1.3793 | 1.3793 | 1.3793 | 1.3793 | 1.3793 | 1.3793 | 1.3793 | 1.3793 | 1.3793 | 1.3793 | 35 |  | 10.0316 | 3.6699 | 3.6699 | 0 | 0 | 0
Bridgehampton - Buell New 69 kV UG Cable | 2030 |  | 33.2 | [14 empty] | 5.947 | 5.947 | 5.947 | 5.947 | 5.947 | 5.947 | 5.947 | 5.947 | 5.947 | 5.947 | 5.947 | 5.947 | 5.947 | 5.947 | 5.947 | 5.947 | 5.947 | 5.947 | 5.947 | 5.947 | 5.947 | 5.947 | 5.947 | 5.947 | 5.947 | 5.947 | 5.947 | 5.947 | 5.947 | 5.947 | 5.947 | 5.947 | 5.947 | 5.947 | 5.947 | 35 |  | 43.2533 | 15.8236 | 15.8236 | 0 | 0 | 0
Canal - Wainscott New 138 kV UG Cable | 2030 |  | 275.5 | [14 empty] | 49.3495 | 49.3495 | 49.3495 | 49.3495 | 49.3495 | 49.3495 | 49.3495 | 49.3495 | 49.3495 | 49.3495 | 49.3495 | 49.3495 | 49.3495 | 49.3495 | 49.3495 | 49.3495 | 49.3495 | 49.3495 | 49.3495 | 49.3495 | 49.3495 | 49.3495 | 49.3495 | 49.3495 | 49.3495 | 49.3495 | 49.3495 | 49.3495 | 49.3495 | 49.3495 | 49.3495 | 49.3495 | 49.3495 | 49.3495 | 49.3495 | 35 |  | 358.9243 | 75.911 | 75.911 | 0 | 0 | 0
Deferral to 2030 |  |  | 354 | [14 empty] | 63.411 | 63.411 | 63.411 | 63.411 | 63.411 | 63.411 | 63.411 | 63.411 | 63.411 | 63.411 | 63.411 | 63.411 | 63.411 | 63.411 | 63.411 | 63.411 | 63.411 | 63.411 | 63.411 | 63.411 | 63.411 | 63.411 | 63.411 | 63.411 | 63.411 | 63.411 | 63.411 | 63.411 | 63.411 | 63.411 | 63.411 | 63.411 | 63.411 | 63.411 | 63.411 | 35 |  | 461.1949 | 113.3251 | 113.3251 | 0 | 0 | 0 | =Area III Portion
[60 empty] | 36501033.5336 | =Area III Portion
Annual Avoided Costs for Deferral to 2022:
New Canal - Southampton Cable | 2022 |  |  | 0 | 4.5863 | 4.5863 | 4.5863 | 4.5863 | 4.5863 | -0.73048 | -0.73048 | -0.73048 | -0.73048 | -0.73048 | -0.73048 | -0.73048 | -0.73048 | -0.73048 | -0.73048 | -0.73048 | -0.73048 | -0.73048 | -0.73048 | -0.73048 | -0.73048 | -0.73048 | -0.73048 | -0.73048 | -0.73048 | -0.73048 | -0.73048 | -0.73048 | -0.73048 | -0.73048 | -0.73048 | -0.73048 | -0.73048 | -0.73048 | -0.73048 | -5.3168 | -5.3168 | -5.3168 | -5.3168 | -5.3168 | [8 empty] | 35 |  |  | 7.5604
Upgrade Wildwood - Riverhead to 138 kV | 2022 |  |  | 0 | 0.93922 | 0.93922 | 0.93922 | 0.93922 | 0.93922 | -0.14959 | -0.14959 | -0.14959 | -0.14959 | -0.14959 | -0.14959 | -0.14959 | -0.14959 | -0.14959 | -0.14959 | -0.14959 | -0.14959 | -0.14959 | -0.14959 | -0.14959 | -0.14959 | -0.14959 | -0.14959 | -0.14959 | -0.14959 | -0.14959 | -0.14959 | -0.14959 | -0.14959 | -0.14959 | -0.14959 | -0.14959 | -0.14959 | -0.14959 | -0.14959 | -1.0888 | -1.0888 | -1.0888 | -1.0888 | -1.0888 | [8 empty] | 35 |  |  | 1.5483
Bridgehampton - Buell New 69 kV UG Cable | 2022 |  |  | 0 | 4.0496 | 4.0496 | 4.0496 | 4.0496 | 4.0496 | -0.645 | -0.645 | -0.645 | -0.645 | -0.645 | -0.645 | -0.645 | -0.645 | -0.645 | -0.645 | -0.645 | -0.645 | -0.645 | -0.645 | -0.645 | -0.645 | -0.645 | -0.645 | -0.645 | -0.645 | -0.645 | -0.645 | -0.645 | -0.645 | -0.645 | -0.645 | -0.645 | -0.645 | -0.645 | -0.645 | -4.6946 | -4.6946 | -4.6946 | -4.6946 | -4.6946 | [8 empty] | 35 |  |  | 6.6757
Canal - Wainscott New 138 kV UG Cable | 2022 |  |  | 0 | 0 | 0 | 0 | 0 | 0 | 0 | 0 | 0 | 0 | 0 | 0 | 0 | 0 | 0 | 0 | 0 | 0 | 0 | 0 | 0 | 0 | 0 | 0 | 0 | 0 | 0 | 0 | 0 | 0 | 0 | 0 | 0 | 0 | 0 | 0 | 0 | 0 | 0 | 0 | 0 | [8 empty] | 0 |  |  | 0
Annual Avoided Costs for Deferral to 2023:
New Canal - Southampton Cable | 2023 |  |  | 0 | 4.5863 | 4.5863 | 4.5863 | 4.5863 | 4.5863 | 4.5863 | -0.88999 | -0.88999 | -0.88999 | -0.88999 | -0.88999 | -0.88999 | -0.88999 | -0.88999 | -0.88999 | -0.88999 | -0.88999 | -0.88999 | -0.88999 | -0.88999 | -0.88999 | -0.88999 | -0.88999 | -0.88999 | -0.88999 | -0.88999 | -0.88999 | -0.88999 | -0.88999 | -0.88999 | -0.88999 | -0.88999 | -0.88999 | -0.88999 | -0.88999 | -5.4763 | -5.4763 | -5.4763 | -5.4763 | -5.4763 | -5.4763 | [7 empty] | 35 |  |  | 8.9667
Upgrade Wildwood - Riverhead to 138 kV | 2023 |  |  | 0 | 0.93922 | 0.93922 | 0.93922 | 0.93922 | 0.93922 | 0.93922 | -0.18226 | -0.18226 | -0.18226 | -0.18226 | -0.18226 | -0.18226 | -0.18226 | -0.18226 | -0.18226 | -0.18226 | -0.18226 | -0.18226 | -0.18226 | -0.18226 | -0.18226 | -0.18226 | -0.18226 | -0.18226 | -0.18226 | -0.18226 | -0.18226 | -0.18226 | -0.18226 | -0.18226 | -0.18226 | -0.18226 | -0.18226 | -0.18226 | -0.18226 | -1.1215 | -1.1215 | -1.1215 | -1.1215 | -1.1215 | -1.1215 | [7 empty] | 35 |  |  | 1.8363
Bridgehampton - Buell New 69 kV UG Cable | 2023 |  |  | 0 | 4.0496 | 4.0496 | 4.0496 | 4.0496 | 4.0496 | 4.0496 | -0.78584 | -0.78584 | -0.78584 | -0.78584 | -0.78584 | -0.78584 | -0.78584 | -0.78584 | -0.78584 | -0.78584 | -0.78584 | -0.78584 | -0.78584 | -0.78584 | -0.78584 | -0.78584 | -0.78584 | -0.78584 | -0.78584 | -0.78584 | -0.78584 | -0.78584 | -0.78584 | -0.78584 | -0.78584 | -0.78584 | -0.78584 | -0.78584 | -0.78584 | -4.8355 | -4.8355 | -4.8355 | -4.8355 | -4.8355 | -4.8355 | [7 empty] | 35 |  |  | 7.9174
Canal - Wainscott New 138 kV UG Cable | 2023 |  |  | 0 | 0 | 0 | 0 | 0 | 0 | 38.957 | -1.1687 | -1.1687 | -1.1687 | -1.1687 | -1.1687 | -1.1687 | -1.1687 | -1.1687 | -1.1687 | -1.1687 | -1.1687 | -1.1687 | -1.1687 | -1.1687 | -1.1687 | -1.1687 | -1.1687 | -1.1687 | -1.1687 | -1.1687 | -1.1687 | -1.1687 | -1.1687 | -1.1687 | -1.1687 | -1.1687 | -1.1687 | -1.1687 | -1.1687 | -1.1687 | -1.1687 | -1.1687 | -1.1687 | -1.1687 | -40.1257 | [7 empty] | 35 |  |  | 10.3042
Annual Avoided Costs for Deferral to 2024:
New Canal - Southampton Cable | 2024 |  |  | 0 | 4.5863 | 4.5863 | 4.5863 | 4.5863 | 4.5863 | 4.5863 | 4.5863 | -1.0543 | -1.0543 | -1.0543 | -1.0543 | -1.0543 | -1.0543 | -1.0543 | -1.0543 | -1.0543 | -1.0543 | -1.0543 | -1.0543 | -1.0543 | -1.0543 | -1.0543 | -1.0543 | -1.0543 | -1.0543 | -1.0543 | -1.0543 | -1.0543 | -1.0543 | -1.0543 | -1.0543 | -1.0543 | -1.0543 | -1.0543 | -1.0543 | -5.6406 | -5.6406 | -5.6406 | -5.6406 | -5.6406 | -5.6406 | -5.6406 | [6 empty] | 35 |  |  | 10.3397
Upgrade Wildwood - Riverhead to 138 kV | 2024 |  |  | 0 | 0.93922 | 0.93922 | 0.93922 | 0.93922 | 0.93922 | 0.93922 | 0.93922 | -0.2159 | -0.2159 | -0.2159 | -0.2159 | -0.2159 | -0.2159 | -0.2159 | -0.2159 | -0.2159 | -0.2159 | -0.2159 | -0.2159 | -0.2159 | -0.2159 | -0.2159 | -0.2159 | -0.2159 | -0.2159 | -0.2159 | -0.2159 | -0.2159 | -0.2159 | -0.2159 | -0.2159 | -0.2159 | -0.2159 | -0.2159 | -0.2159 | -1.1551 | -1.1551 | -1.1551 | -1.1551 | -1.1551 | -1.1551 | -1.1551 | [6 empty] | 35 |  |  | 2.1174
Bridgehampton - Buell New 69 kV UG Cable | 2024 |  |  | 0 | 4.0496 | 4.0496 | 4.0496 | 4.0496 | 4.0496 | 4.0496 | 4.0496 | -0.9309 | -0.9309 | -0.9309 | -0.9309 | -0.9309 | -0.9309 | -0.9309 | -0.9309 | -0.9309 | -0.9309 | -0.9309 | -0.9309 | -0.9309 | -0.9309 | -0.9309 | -0.9309 | -0.9309 | -0.9309 | -0.9309 | -0.9309 | -0.9309 | -0.9309 | -0.9309 | -0.9309 | -0.9309 | -0.9309 | -0.9309 | -0.9309 | -4.9805 | -4.9805 | -4.9805 | -4.9805 | -4.9805 | -4.9805 | -4.9805 | [6 empty] | 35 |  |  | 9.1297
Canal - Wainscott New 138 kV UG Cable | 2024 |  |  | 0 | 0 | 0 | 0 | 0 | 0 | 38.957 | 38.957 | -2.3725 | -2.3725 | -2.3725 | -2.3725 | -2.3725 | -2.3725 | -2.3725 | -2.3725 | -2.3725 | -2.3725 | -2.3725 | -2.3725 | -2.3725 | -2.3725 | -2.3725 | -2.3725 | -2.3725 | -2.3725 | -2.3725 | -2.3725 | -2.3725 | -2.3725 | -2.3725 | -2.3725 | -2.3725 | -2.3725 | -2.3725 | -2.3725 | -2.3725 | -2.3725 | -2.3725 | -2.3725 | -2.3725 | -41.3295 | -41.3295 | [6 empty] | 35 |  |  | 20.3641
Annual Avoided Costs for Deferral to 2025:
New Canal - Southampton Cable | 2025 |  |  | 0 | 4.5863 | 4.5863 | 4.5863 | 4.5863 | 4.5863 | 4.5863 | 4.5863 | 4.5863 | -1.2235 | -1.2235 | -1.2235 | -1.2235 | -1.2235 | -1.2235 | -1.2235 | -1.2235 | -1.2235 | -1.2235 | -1.2235 | -1.2235 | -1.2235 | -1.2235 | -1.2235 | -1.2235 | -1.2235 | -1.2235 | -1.2235 | -1.2235 | -1.2235 | -1.2235 | -1.2235 | -1.2235 | -1.2235 | -1.2235 | -1.2235 | -5.8098 | -5.8098 | -5.8098 | -5.8098 | -5.8098 | -5.8098 | -5.8098 | -5.8098 | [5 empty] | 35 |  |  | 11.6801
Upgrade Wildwood - Riverhead to 138 kV | 2025 |  |  | 0 | 0.93922 | 0.93922 | 0.93922 | 0.93922 | 0.93922 | 0.93922 | 0.93922 | 0.93922 | -0.25056 | -0.25056 | -0.25056 | -0.25056 | -0.25056 | -0.25056 | -0.25056 | -0.25056 | -0.25056 | -0.25056 | -0.25056 | -0.25056 | -0.25056 | -0.25056 | -0.25056 | -0.25056 | -0.25056 | -0.25056 | -0.25056 | -0.25056 | -0.25056 | -0.25056 | -0.25056 | -0.25056 | -0.25056 | -0.25056 | -0.25056 | -1.1898 | -1.1898 | -1.1898 | -1.1898 | -1.1898 | -1.1898 | -1.1898 | -1.1898 | [5 empty] | 35 |  |  | 2.3919
Bridgehampton - Buell New 69 kV UG Cable | 2025 |  |  | 0 | 4.0496 | 4.0496 | 4.0496 | 4.0496 | 4.0496 | 4.0496 | 4.0496 | 4.0496 | -1.0803 | -1.0803 | -1.0803 | -1.0803 | -1.0803 | -1.0803 | -1.0803 | -1.0803 | -1.0803 | -1.0803 | -1.0803 | -1.0803 | -1.0803 | -1.0803 | -1.0803 | -1.0803 | -1.0803 | -1.0803 | -1.0803 | -1.0803 | -1.0803 | -1.0803 | -1.0803 | -1.0803 | -1.0803 | -1.0803 | -1.0803 | -5.13 | -5.13 | -5.13 | -5.13 | -5.13 | -5.13 | -5.13 | -5.13 | [5 empty] | 35 |  |  | 10.3133
Canal - Wainscott New 138 kV UG Cable | 2025 |  |  | 0 | 0 | 0 | 0 | 0 | 0 | 38.957 | 38.957 | 38.957 | -3.6124 | -3.6124 | -3.6124 | -3.6124 | -3.6124 | -3.6124 | -3.6124 | -3.6124 | -3.6124 | -3.6124 | -3.6124 | -3.6124 | -3.6124 | -3.6124 | -3.6124 | -3.6124 | -3.6124 | -3.6124 | -3.6124 | -3.6124 | -3.6124 | -3.6124 | -3.6124 | -3.6124 | -3.6124 | -3.6124 | -3.6124 | -3.6124 | -3.6124 | -3.6124 | -3.6124 | -3.6124 | -42.5693 | -42.5693 | -42.5693 | [5 empty] | 35 |  |  | 30.1857
Annual Avoided Costs for Deferral to 2026:
New Canal - Southampton Cable | 2026 |  |  | 0 | 4.5863 | 4.5863 | 4.5863 | 4.5863 | 4.5863 | 4.5863 | 4.5863 | 4.5863 | 4.5863 | -1.3978 | -1.3978 | -1.3978 | -1.3978 | -1.3978 | -1.3978 | -1.3978 | -1.3978 | -1.3978 | -1.3978 | -1.3978 | -1.3978 | -1.3978 | -1.3978 | -1.3978 | -1.3978 | -1.3978 | -1.3978 | -1.3978 | -1.3978 | -1.3978 | -1.3978 | -1.3978 | -1.3978 | -1.3978 | -1.3978 | -5.9841 | -5.9841 | -5.9841 | -5.9841 | -5.9841 | -5.9841 | -5.9841 | -5.9841 | -5.9841 |  |  |  |  | 35 |  |  | 12.9888
Upgrade Wildwood - Riverhead to 138 kV | 2026 |  |  | 0 | 0.93922 | 0.93922 | 0.93922 | 0.93922 | 0.93922 | 0.93922 | 0.93922 | 0.93922 | 0.93922 | -0.28625 | -0.28625 | -0.28625 | -0.28625 | -0.28625 | -0.28625 | -0.28625 | -0.28625 | -0.28625 | -0.28625 | -0.28625 | -0.28625 | -0.28625 | -0.28625 | -0.28625 | -0.28625 | -0.28625 | -0.28625 | -0.28625 | -0.28625 | -0.28625 | -0.28625 | -0.28625 | -0.28625 | -0.28625 | -0.28625 | -1.2255 | -1.2255 | -1.2255 | -1.2255 | -1.2255 | -1.2255 | -1.2255 | -1.2255 | -1.2255 |  |  |  |  | 35 |  |  | 2.6599
Bridgehampton - Buell New 69 kV UG Cable | 2026 |  |  | 0 | 4.0496 | 4.0496 | 4.0496 | 4.0496 | 4.0496 | 4.0496 | 4.0496 | 4.0496 | 4.0496 | -1.2342 | -1.2342 | -1.2342 | -1.2342 | -1.2342 | -1.2342 | -1.2342 | -1.2342 | -1.2342 | -1.2342 | -1.2342 | -1.2342 | -1.2342 | -1.2342 | -1.2342 | -1.2342 | -1.2342 | -1.2342 | -1.2342 | -1.2342 | -1.2342 | -1.2342 | -1.2342 | -1.2342 | -1.2342 | -1.2342 | -5.2839 | -5.2839 | -5.2839 | -5.2839 | -5.2839 | -5.2839 | -5.2839 | -5.2839 | -5.2839 |  |  |  |  | 35 |  |  | 11.4688
Canal - Wainscott New 138 kV UG Cable | 2026 |  |  | 0 | 0 | 0 | 0 | 0 | 0 | 38.957 | 38.957 | 38.957 | 38.957 | -4.8894 | -4.8894 | -4.8894 | -4.8894 | -4.8894 | -4.8894 | -4.8894 | -4.8894 | -4.8894 | -4.8894 | -4.8894 | -4.8894 | -4.8894 | -4.8894 | -4.8894 | -4.8894 | -4.8894 | -4.8894 | -4.8894 | -4.8894 | -4.8894 | -4.8894 | -4.8894 | -4.8894 | -4.8894 | -4.8894 | -4.8894 | -4.8894 | -4.8894 | -4.8894 | -4.8894 | -43.8464 | -43.8464 | -43.8464 | -43.8464 |  |  |  |  | 35 |  |  | 39.7746
Annual Avoided Costs for Deferral to 2027:
New Canal - Southampton Cable | 2027 |  |  | 0 | 4.5863 | 4.5863 | 4.5863 | 4.5863 | 4.5863 | 4.5863 | 4.5863 | 4.5863 | 4.5863 | 4.5863 | -1.5773 | -1.5773 | -1.5773 | -1.5773 | -1.5773 | -1.5773 | -1.5773 | -1.5773 | -1.5773 | -1.5773 | -1.5773 | -1.5773 | -1.5773 | -1.5773 | -1.5773 | -1.5773 | -1.5773 | -1.5773 | -1.5773 | -1.5773 | -1.5773 | -1.5773 | -1.5773 | -1.5773 | -1.5773 | -6.1636 | -6.1636 | -6.1636 | -6.1636 | -6.1636 | -6.1636 | -6.1636 | -6.1636 | -6.1636 | -6.1636 |  |  |  | 35 |  |  | 14.2665
Upgrade Wildwood - Riverhead to 138 kV | 2027 |  |  | 0 | 0.93922 | 0.93922 | 0.93922 | 0.93922 | 0.93922 | 0.93922 | 0.93922 | 0.93922 | 0.93922 | 0.93922 | -0.32301 | -0.32301 | -0.32301 | -0.32301 | -0.32301 | -0.32301 | -0.32301 | -0.32301 | -0.32301 | -0.32301 | -0.32301 | -0.32301 | -0.32301 | -0.32301 | -0.32301 | -0.32301 | -0.32301 | -0.32301 | -0.32301 | -0.32301 | -0.32301 | -0.32301 | -0.32301 | -0.32301 | -0.32301 | -1.2622 | -1.2622 | -1.2622 | -1.2622 | -1.2622 | -1.2622 | -1.2622 | -1.2622 | -1.2622 | -1.2622 |  |  |  | 35 |  |  | 2.9216
Bridgehampton - Buell New 69 kV UG Cable | 2027 |  |  | 0 | 4.0496 | 4.0496 | 4.0496 | 4.0496 | 4.0496 | 4.0496 | 4.0496 | 4.0496 | 4.0496 | 4.0496 | -1.3927 | -1.3927 | -1.3927 | -1.3927 | -1.3927 | -1.3927 | -1.3927 | -1.3927 | -1.3927 | -1.3927 | -1.3927 | -1.3927 | -1.3927 | -1.3927 | -1.3927 | -1.3927 | -1.3927 | -1.3927 | -1.3927 | -1.3927 | -1.3927 | -1.3927 | -1.3927 | -1.3927 | -1.3927 | -5.4424 | -5.4424 | -5.4424 | -5.4424 | -5.4424 | -5.4424 | -5.4424 | -5.4424 | -5.4424 | -5.4424 |  |  |  | 35 |  |  | 12.597
Canal - Wainscott New 138 kV UG Cable | 2027 |  |  | 0 | 0 | 0 | 0 | 0 | 0 | 38.957 | 38.957 | 38.957 | 38.957 | 38.957 | -6.2048 | -6.2048 | -6.2048 | -6.2048 | -6.2048 | -6.2048 | -6.2048 | -6.2048 | -6.2048 | -6.2048 | -6.2048 | -6.2048 | -6.2048 | -6.2048 | -6.2048 | -6.2048 | -6.2048 | -6.2048 | -6.2048 | -6.2048 | -6.2048 | -6.2048 | -6.2048 | -6.2048 | -6.2048 | -6.2048 | -6.2048 | -6.2048 | -6.2048 | -6.2048 | -45.1618 | -45.1618 | -45.1618 | -45.1618 | -45.1618 |  |  |  | 35 |  |  | 49.1362
Annual Avoided Costs for Deferral to 2028:
New Canal - Southampton Cable | 2028 |  |  | 0 | 4.5863 | 4.5863 | 4.5863 | 4.5863 | 4.5863 | 4.5863 | 4.5863 | 4.5863 | 4.5863 | 4.5863 | 4.5863 | -1.7622 | -1.7622 | -1.7622 | -1.7622 | -1.7622 | -1.7622 | -1.7622 | -1.7622 | -1.7622 | -1.7622 | -1.7622 | -1.7622 | -1.7622 | -1.7622 | -1.7622 | -1.7622 | -1.7622 | -1.7622 | -1.7622 | -1.7622 | -1.7622 | -1.7622 | -1.7622 | -1.7622 | -6.3486 | -6.3486 | -6.3486 | -6.3486 | -6.3486 | -6.3486 | -6.3486 | -6.3486 | -6.3486 | -6.3486 | -6.3486 |  |  | 35 |  |  | 15.5138
Upgrade Wildwood - Riverhead to 138 kV | 2028 |  |  | 0 | 0.93922 | 0.93922 | 0.93922 | 0.93922 | 0.93922 | 0.93922 | 0.93922 | 0.93922 | 0.93922 | 0.93922 | 0.93922 | -0.36088 | -0.36088 | -0.36088 | -0.36088 | -0.36088 | -0.36088 | -0.36088 | -0.36088 | -0.36088 | -0.36088 | -0.36088 | -0.36088 | -0.36088 | -0.36088 | -0.36088 | -0.36088 | -0.36088 | -0.36088 | -0.36088 | -0.36088 | -0.36088 | -0.36088 | -0.36088 | -0.36088 | -1.3001 | -1.3001 | -1.3001 | -1.3001 | -1.3001 | -1.3001 | -1.3001 | -1.3001 | -1.3001 | -1.3001 | -1.3001 |  |  | 35 |  |  | 3.177
Bridgehampton - Buell New 69 kV UG Cable | 2028 |  |  | 0 | 4.0496 | 4.0496 | 4.0496 | 4.0496 | 4.0496 | 4.0496 | 4.0496 | 4.0496 | 4.0496 | 4.0496 | 4.0496 | -1.556 | -1.556 | -1.556 | -1.556 | -1.556 | -1.556 | -1.556 | -1.556 | -1.556 | -1.556 | -1.556 | -1.556 | -1.556 | -1.556 | -1.556 | -1.556 | -1.556 | -1.556 | -1.556 | -1.556 | -1.556 | -1.556 | -1.556 | -1.556 | -5.6056 | -5.6056 | -5.6056 | -5.6056 | -5.6056 | -5.6056 | -5.6056 | -5.6056 | -5.6056 | -5.6056 | -5.6056 |  |  | 35 |  |  | 13.6984
Canal - Wainscott New 138 kV UG Cable | 2028 |  |  | 0 | 0 | 0 | 0 | 0 | 0 | 38.957 | 38.957 | 38.957 | 38.957 | 38.957 | 38.957 | -7.5597 | -7.5597 | -7.5597 | -7.5597 | -7.5597 | -7.5597 | -7.5597 | -7.5597 | -7.5597 | -7.5597 | -7.5597 | -7.5597 | -7.5597 | -7.5597 | -7.5597 | -7.5597 | -7.5597 | -7.5597 | -7.5597 | -7.5597 | -7.5597 | -7.5597 | -7.5597 | -7.5597 | -7.5597 | -7.5597 | -7.5597 | -7.5597 | -7.5597 | -46.5167 | -46.5167 | -46.5167 | -46.5167 | -46.5167 | -46.5167 |  |  | 35 |  |  | 58.276
Annual Avoided Costs for Deferral to 2029:
New Canal - Southampton Cable | 2029 |  |  | 0 | 4.5863 | 4.5863 | 4.5863 | 4.5863 | 4.5863 | 4.5863 | 4.5863 | 4.5863 | 4.5863 | 4.5863 | 4.5863 | 4.5863 | -1.9527 | -1.9527 | -1.9527 | -1.9527 | -1.9527 | -1.9527 | -1.9527 | -1.9527 | -1.9527 | -1.9527 | -1.9527 | -1.9527 | -1.9527 | -1.9527 | -1.9527 | -1.9527 | -1.9527 | -1.9527 | -1.9527 | -1.9527 | -1.9527 | -1.9527 | -1.9527 | -6.539 | -6.539 | -6.539 | -6.539 | -6.539 | -6.539 | -6.539 | -6.539 | -6.539 | -6.539 | -6.539 | -6.539 |  | 35 |  |  | 16.7317
Upgrade Wildwood - Riverhead to 138 kV | 2029 |  |  | 0 | 0.93922 | 0.93922 | 0.93922 | 0.93922 | 0.93922 | 0.93922 | 0.93922 | 0.93922 | 0.93922 | 0.93922 | 0.93922 | 0.93922 | -0.39988 | -0.39988 | -0.39988 | -0.39988 | -0.39988 | -0.39988 | -0.39988 | -0.39988 | -0.39988 | -0.39988 | -0.39988 | -0.39988 | -0.39988 | -0.39988 | -0.39988 | -0.39988 | -0.39988 | -0.39988 | -0.39988 | -0.39988 | -0.39988 | -0.39988 | -0.39988 | -1.3391 | -1.3391 | -1.3391 | -1.3391 | -1.3391 | -1.3391 | -1.3391 | -1.3391 | -1.3391 | -1.3391 | -1.3391 | -1.3391 |  | 35 |  |  | 3.4264
Bridgehampton - Buell New 69 kV UG Cable | 2029 |  |  | 0 | 4.0496 | 4.0496 | 4.0496 | 4.0496 | 4.0496 | 4.0496 | 4.0496 | 4.0496 | 4.0496 | 4.0496 | 4.0496 | 4.0496 | -1.7242 | -1.7242 | -1.7242 | -1.7242 | -1.7242 | -1.7242 | -1.7242 | -1.7242 | -1.7242 | -1.7242 | -1.7242 | -1.7242 | -1.7242 | -1.7242 | -1.7242 | -1.7242 | -1.7242 | -1.7242 | -1.7242 | -1.7242 | -1.7242 | -1.7242 | -1.7242 | -5.7738 | -5.7738 | -5.7738 | -5.7738 | -5.7738 | -5.7738 | -5.7738 | -5.7738 | -5.7738 | -5.7738 | -5.7738 | -5.7738 |  | 35 |  |  | 14.7737
Canal - Wainscott New 138 kV UG Cable | 2029 |  |  | 0 | 0 | 0 | 0 | 0 | 0 | 38.957 | 38.957 | 38.957 | 38.957 | 38.957 | 38.957 | 38.957 | -8.9552 | -8.9552 | -8.9552 | -8.9552 | -8.9552 | -8.9552 | -8.9552 | -8.9552 | -8.9552 | -8.9552 | -8.9552 | -8.9552 | -8.9552 | -8.9552 | -8.9552 | -8.9552 | -8.9552 | -8.9552 | -8.9552 | -8.9552 | -8.9552 | -8.9552 | -8.9552 | -8.9552 | -8.9552 | -8.9552 | -8.9552 | -8.9552 | -47.9122 | -47.9122 | -47.9122 | -47.9122 | -47.9122 | -47.9122 | -47.9122 |  | 35 |  |  | 67.1992
Annual Avoided Costs for Deferral to 2030:
New Canal - Southampton Cable | 2030 |  |  | 0 | 4.5863 | 4.5863 | 4.5863 | 4.5863 | 4.5863 | 4.5863 | 4.5863 | 4.5863 | 4.5863 | 4.5863 | 4.5863 | 4.5863 | 4.5863 | -2.1489 | -2.1489 | -2.1489 | -2.1489 | -2.1489 | -2.1489 | -2.1489 | -2.1489 | -2.1489 | -2.1489 | -2.1489 | -2.1489 | -2.1489 | -2.1489 | -2.1489 | -2.1489 | -2.1489 | -2.1489 | -2.1489 | -2.1489 | -2.1489 | -2.1489 | -6.7352 | -6.7352 | -6.7352 | -6.7352 | -6.7352 | -6.7352 | -6.7352 | -6.7352 | -6.7352 | -6.7352 | -6.7352 | -6.7352 | -6.7352 | 35 |  |  | 17.9206
Upgrade Wildwood - Riverhead to 138 kV | 2030 |  |  | 0 | 0.93922 | 0.93922 | 0.93922 | 0.93922 | 0.93922 | 0.93922 | 0.93922 | 0.93922 | 0.93922 | 0.93922 | 0.93922 | 0.93922 | 0.93922 | -0.44006 | -0.44006 | -0.44006 | -0.44006 | -0.44006 | -0.44006 | -0.44006 | -0.44006 | -0.44006 | -0.44006 | -0.44006 | -0.44006 | -0.44006 | -0.44006 | -0.44006 | -0.44006 | -0.44006 | -0.44006 | -0.44006 | -0.44006 | -0.44006 | -0.44006 | -1.3793 | -1.3793 | -1.3793 | -1.3793 | -1.3793 | -1.3793 | -1.3793 | -1.3793 | -1.3793 | -1.3793 | -1.3793 | -1.3793 | -1.3793 | 35 |  |  | 3.6699
Bridgehampton - Buell New 69 kV UG Cable | 2030 |  |  | 0 | 4.0496 | 4.0496 | 4.0496 | 4.0496 | 4.0496 | 4.0496 | 4.0496 | 4.0496 | 4.0496 | 4.0496 | 4.0496 | 4.0496 | 4.0496 | -1.8974 | -1.8974 | -1.8974 | -1.8974 | -1.8974 | -1.8974 | -1.8974 | -1.8974 | -1.8974 | -1.8974 | -1.8974 | -1.8974 | -1.8974 | -1.8974 | -1.8974 | -1.8974 | -1.8974 | -1.8974 | -1.8974 | -1.8974 | -1.8974 | -1.8974 | -5.947 | -5.947 | -5.947 | -5.947 | -5.947 | -5.947 | -5.947 | -5.947 | -5.947 | -5.947 | -5.947 | -5.947 | -5.947 | 35 |  |  | 15.8236
Canal - Wainscott New 138 kV UG Cable | 2030 |  |  | 0 | 0 | 0 | 0 | 0 | 0 | 38.957 | 38.957 | 38.957 | 38.957 | 38.957 | 38.957 | 38.957 | 38.957 | -10.3926 | -10.3926 | -10.3926 | -10.3926 | -10.3926 | -10.3926 | -10.3926 | -10.3926 | -10.3926 | -10.3926 | -10.3926 | -10.3926 | -10.3926 | -10.3926 | -10.3926 | -10.3926 | -10.3926 | -10.3926 | -10.3926 | -10.3926 | -10.3926 | -10.3926 | -10.3926 | -10.3926 | -10.3926 | -10.3926 | -10.3926 | -49.3495 | -49.3495 | -49.3495 | -49.3495 | -49.3495 | -49.3495 | -49.3495 | -49.3495 | 35 |  |  | 75.911
Actual Avoided Cost for Portfolio Projects in Area as % of Transmission Projects in Area
Total - All Areas (No Deferrals,$Millions) |  |  | 513.3 |  | 11.3926 | 11.9957 | 12.358 | 30.5918 | 30.5918 | 69.5487 | 69.5487 | 69.5487 | 69.5487 | 69.5487 | 69.5487 | 69.5487 | 69.5487 | 69.5487 | 69.5487 | 69.5487 | 69.5487 | 69.5487 | 69.5487 | 69.5487 | 69.5487 | 69.5487 | 69.5487 | 69.5487 | 69.5487 | 69.5487 | 69.5487 | 69.5487 | 69.5487 | 69.5487 | 69.5487 | 69.5487 | 69.5487 | 69.5487 | 69.5487 | 58.1561 | 57.553 | 57.1907 | 38.957 | 38.957 | 0 | 0 | 0 | 0 | 0 | 0 | 0 | 0 |  | 80.27 | 840.6482 | 30.4814 | = max. total avoided cost in portfolio |  | 98.29%
[56 empty] | 4.0884 | = Area I projects differential |  | 100%
[56 empty] | 10.6087 | = Area II projects differential |  | 100%
[56 empty] | 15.7843 | = Area III projects differential |  | 100%
Area I Projects:
[56 empty] | 2.4851 | Amagansett Conversion 33 kV
[56 empty] | 0.99405 | East Hampton Conversion 33 kV
[56 empty] | 1.1494 | Buell Conversion 33 kV
[56 empty] | 1.4557 | Hither Hills Conversion to 33 kV
[56 empty] | 0.82906 | Culloden Pt Conversion to 33 kV
Area II Projects:
[56 empty] | 35.0073 | Riverhead Canal 2nd Line and Bank
Area III Projects:
[56 empty] | 10.3397 | New Canal - Southampton Cable
[56 empty] | 2.1174 | Upgrade Wildwood - Riverhead to 138 kV
[56 empty] | 9.1297 | Bridgehampton - Buell New 69 kV UG Cable
[56 empty] | 67.1992 | Canal - Wainscott New 138 kV UG Cable
[56 empty] | 130.7067 | = max. total avoided cost in portfolio with deferrals past deferral baseline years
Annual Avoided Costs for Deferrals: (see note*)
| Deferral Year |  |  | 2016 | 2017 | 2018 | 2019 | 2020 | 2021 | 2022 | 2023 | 2024 | 2025 | 2026 | 2027 | 2028 | 2029 | 2030 | 2031 | 2032 | 2033 | 2034 | 2035 | 2036 | 2037 | 2038 | 2039 | 2040 | 2041 | 2042 | 2043 | 2044 | 2045 | 2046 | 2047 | 2048 | 2049 | 2050 | 2051 | 2052 | 2053 | 2054 | 2055 | 2056 | 2057 | 2058 | 2059 | 2060 | 2061 | 2062 | 2063 | 2064 |  |  |  |  | Output: NPV of Transmission Avoided Costs for Portfolio
Area I Projects:
Amagansett Conversion 33 kV | 2025 |  |  | 0 | 0.97582 | 0.97582 | 0.97582 | 0.97582 | 0.97582 | 0.97582 | 0.97582 | 0.97582 | -0.26032 | -0.26032 | -0.26032 | -0.26032 | -0.26032 | -0.26032 | -0.26032 | -0.26032 | -0.26032 | -0.26032 | -0.26032 | -0.26032 | -0.26032 | -0.26032 | -0.26032 | -0.26032 | -0.26032 | -0.26032 | -0.26032 | -0.26032 | -0.26032 | -0.26032 | -0.26032 | -0.26032 | -0.26032 | -0.26032 | -0.26032 | -1.2361 | -1.2361 | -1.2361 | -1.2361 | -1.2361 | -1.2361 | -1.2361 | -1.2361 | 0 | 0 | 0 | 0 | 0 | 35 |  | 2.4851 |  | -2485129.338
East Hampton Conversion 33 kV | 2025 |  |  | 0 | 0.39033 | 0.39033 | 0.39033 | 0.39033 | 0.39033 | 0.39033 | 0.39033 | 0.39033 | -0.10413 | -0.10413 | -0.10413 | -0.10413 | -0.10413 | -0.10413 | -0.10413 | -0.10413 | -0.10413 | -0.10413 | -0.10413 | -0.10413 | -0.10413 | -0.10413 | -0.10413 | -0.10413 | -0.10413 | -0.10413 | -0.10413 | -0.10413 | -0.10413 | -0.10413 | -0.10413 | -0.10413 | -0.10413 | -0.10413 | -0.10413 | -0.49445 | -0.49445 | -0.49445 | -0.49445 | -0.49445 | -0.49445 | -0.49445 | -0.49445 | 0 | 0 | 0 | 0 | 0 | 35 |  | 0.99405 |  | -994051.7352
Buell Conversion 33 kV | 2025 |  |  | 0 | 0.45131 | 0.45131 | 0.45131 | 0.45131 | 0.45131 | 0.45131 | 0.45131 | 0.45131 | -0.1204 | -0.1204 | -0.1204 | -0.1204 | -0.1204 | -0.1204 | -0.1204 | -0.1204 | -0.1204 | -0.1204 | -0.1204 | -0.1204 | -0.1204 | -0.1204 | -0.1204 | -0.1204 | -0.1204 | -0.1204 | -0.1204 | -0.1204 | -0.1204 | -0.1204 | -0.1204 | -0.1204 | -0.1204 | -0.1204 | -0.1204 | -0.57171 | -0.57171 | -0.57171 | -0.57171 | -0.57171 | -0.57171 | -0.57171 | -0.57171 | 0 | 0 | 0 | 0 | 0 | 35 |  | 1.1494 |  | -1149372.3188
Hither Hills Conversion to 33 kV | 2026 |  |  | 0 | 0 | 0.60305 | 0.60305 | 0.60305 | 0.60305 | 0.60305 | 0.60305 | 0.60305 | 0.60305 | -0.16088 | -0.16088 | -0.16088 | -0.16088 | -0.16088 | -0.16088 | -0.16088 | -0.16088 | -0.16088 | -0.16088 | -0.16088 | -0.16088 | -0.16088 | -0.16088 | -0.16088 | -0.16088 | -0.16088 | -0.16088 | -0.16088 | -0.16088 | -0.16088 | -0.16088 | -0.16088 | -0.16088 | -0.16088 | -0.16088 | -0.16088 | -0.76393 | -0.76393 | -0.76393 | -0.76393 | -0.76393 | -0.76393 | -0.76393 | -0.76393 | 0 | 0 | 0 | 0 | 35 |  | 1.4557 |  | -1455744.0103
Culloden Pt Conversion to 33 kV | 2027 |  |  | 0 | 0 | 0 | 0.36233 | 0.36233 | 0.36233 | 0.36233 | 0.36233 | 0.36233 | 0.36233 | 0.36233 | -0.09666 | -0.09666 | -0.09666 | -0.09666 | -0.09666 | -0.09666 | -0.09666 | -0.09666 | -0.09666 | -0.09666 | -0.09666 | -0.09666 | -0.09666 | -0.09666 | -0.09666 | -0.09666 | -0.09666 | -0.09666 | -0.09666 | -0.09666 | -0.09666 | -0.09666 | -0.09666 | -0.09666 | -0.09666 | -0.09666 | -0.09666 | -0.45899 | -0.45899 | -0.45899 | -0.45899 | -0.45899 | -0.45899 | -0.45899 | -0.45899 | 0 | 0 | 0 | 35 |  | 0.82906 |  | -829061.1623
Area II Projects:
Riverhead Canal 2nd Line and Bank | 2027 |  |  | 0 | 0 | 0 | 0 | 18.2337 | 18.2337 | 18.2337 | 18.2337 | 18.2337 | 18.2337 | 18.2337 | -4.1915 | -4.1915 | -4.1915 | -4.1915 | -4.1915 | -4.1915 | -4.1915 | -4.1915 | -4.1915 | -4.1915 | -4.1915 | -4.1915 | -4.1915 | -4.1915 | -4.1915 | -4.1915 | -4.1915 | -4.1915 | -4.1915 | -4.1915 | -4.1915 | -4.1915 | -4.1915 | -4.1915 | -4.1915 | -4.1915 | -4.1915 | -4.1915 | -22.4252 | -22.4252 | -22.4252 | -22.4252 | -22.4252 | -22.4252 | -22.4252 | 0 | 0 | 0 | 35 |  | 35.0073 |  | -35007334.6239
Area III Projects:
New Canal - Southampton Cable | 2024 |  |  | 0 | 4.5863 | 4.5863 | 4.5863 | 4.5863 | 4.5863 | 4.5863 | 4.5863 | -1.0543 | -1.0543 | -1.0543 | -1.0543 | -1.0543 | -1.0543 | -1.0543 | -1.0543 | -1.0543 | -1.0543 | -1.0543 | -1.0543 | -1.0543 | -1.0543 | -1.0543 | -1.0543 | -1.0543 | -1.0543 | -1.0543 | -1.0543 | -1.0543 | -1.0543 | -1.0543 | -1.0543 | -1.0543 | -1.0543 | -1.0543 | -1.0543 | -5.6406 | -5.6406 | -5.6406 | -5.6406 | -5.6406 | -5.6406 | -5.6406 | 0 | 0 | 0 | 0 | 0 | 0 | 35 |  | 10.3397 |  | -10339665.7174
Upgrade Wildwood - Riverhead to 138 kV | 2024 |  |  | 0 | 0.93922 | 0.93922 | 0.93922 | 0.93922 | 0.93922 | 0.93922 | 0.93922 | -0.2159 | -0.2159 | -0.2159 | -0.2159 | -0.2159 | -0.2159 | -0.2159 | -0.2159 | -0.2159 | -0.2159 | -0.2159 | -0.2159 | -0.2159 | -0.2159 | -0.2159 | -0.2159 | -0.2159 | -0.2159 | -0.2159 | -0.2159 | -0.2159 | -0.2159 | -0.2159 | -0.2159 | -0.2159 | -0.2159 | -0.2159 | -0.2159 | -1.1551 | -1.1551 | -1.1551 | -1.1551 | -1.1551 | -1.1551 | -1.1551 | 0 | 0 | 0 | 0 | 0 | 0 | 35 |  | 2.1174 |  | -2117431.5432
Bridgehampton - Buell New 69 kV UG Cable | 2024 |  |  | 0 | 4.0496 | 4.0496 | 4.0496 | 4.0496 | 4.0496 | 4.0496 | 4.0496 | -0.9309 | -0.9309 | -0.9309 | -0.9309 | -0.9309 | -0.9309 | -0.9309 | -0.9309 | -0.9309 | -0.9309 | -0.9309 | -0.9309 | -0.9309 | -0.9309 | -0.9309 | -0.9309 | -0.9309 | -0.9309 | -0.9309 | -0.9309 | -0.9309 | -0.9309 | -0.9309 | -0.9309 | -0.9309 | -0.9309 | -0.9309 | -0.9309 | -4.9805 | -4.9805 | -4.9805 | -4.9805 | -4.9805 | -4.9805 | -4.9805 | 0 | 0 | 0 | 0 | 0 | 0 | 35 |  | 9.1297 |  | -9129704.8356
Canal - Wainscott New 138 kV UG Cable | 2029 |  |  | 0 | 0 | 0 | 0 | 0 | 0 | 38.957 | 38.957 | 38.957 | 38.957 | 38.957 | 38.957 | 38.957 | -8.9552 | -8.9552 | -8.9552 | -8.9552 | -8.9552 | -8.9552 | -8.9552 | -8.9552 | -8.9552 | -8.9552 | -8.9552 | -8.9552 | -8.9552 | -8.9552 | -8.9552 | -8.9552 | -8.9552 | -8.9552 | -8.9552 | -8.9552 | -8.9552 | -8.9552 | -8.9552 | -8.9552 | -8.9552 | -8.9552 | -8.9552 | -8.9552 | -47.9122 | -47.9122 | -47.9122 | -47.9122 | -47.9122 | -47.9122 | -47.9122 | 0 | 35 |  | 67.1992 |  | -67199196.7445
Total - All Areas (Avoided Costs, $Millions) |  |  |  | 0 | 11.3926 | 11.9957 | 12.358 | 30.5918 | 30.5918 | 69.5487 | 69.5487 | 57.7725 | 55.4702 | 54.7062 | 31.8221 | 31.8221 | -16.0901 | -16.0901 | -16.0901 | -16.0901 | -16.0901 | -16.0901 | -16.0901 | -16.0901 | -16.0901 | -16.0901 | -16.0901 | -16.0901 | -16.0901 | -16.0901 | -16.0901 | -16.0901 | -16.0901 | -16.0901 | -16.0901 | -16.0901 | -16.0901 | -16.0901 | -16.0901 | -27.4828 | -28.0858 | -28.4481 | -46.6819 | -46.6819 | -85.6389 | -85.6389 | -73.8626 | -71.5603 | -70.7964 | -47.9122 | -47.9122 | 0 |  |  | 130.7067 |  | 130706692.0291 | error
$/kW-yr |  |  |  | 0 | 141.929 | 149.4418 | 153.9558 | 381.1107 | 381.1107 | 866.435 | 866.435 | 719.7267 | 691.0448 | 681.5278 | 396.4378 | 396.4378 | -200.4499 | -200.4499 | -200.4499 | -200.4499 | -200.4499 | -200.4499 | -200.4499 | -200.4499 | -200.4499 | -200.4499 | -200.4499 | -200.4499 | -200.4499 | -200.4499 | -200.4499 | -200.4499 | -200.4499 | -200.4499 | -200.4499 | -200.4499 | -200.4499 | -200.4499 | -200.4499 | -342.3789 | -349.8917 | -354.4057 | -581.5606 | -581.5606 | -1066.8849 | -1066.8849 | -920.1766 | -891.4947 | -881.9777 | -596.8877 | -596.8877 | 0 |  |  |  |  | 2237933.9209
Discount Factor (Relative to 1/1/2016) = |  |  |  | 0.94787 | 0.89845 | 0.85161 | 0.80722 | 0.76513 | 0.72525 | 0.68744 | 0.6516 | 0.61763 | 0.58543 | 0.55491 | 0.52598 | 0.49856 | 0.47257 | 0.44793 | 0.42458 | 0.40245 | 0.38147 | 0.36158 | 0.34273 | 0.32486 | 0.30793 | 0.29187 | 0.27666 | 0.26223 | 0.24856 | 0.2356 | 0.22332 | 0.21168 | 0.20064 | 0.19018 | 0.18027 | 0.17087 | 0.16196 | 0.15352 | 0.14552 | 0.13793 | 0.13074 | 0.12392 | 0.11746 | 0.11134 | 0.10554 | 0.10003 | 0.094818 | 0.089875 | 0.08519 | 0.080748 | 0.076539 | 0.072549
* Note: A positive (+) avoided cost in a given year represents a cost savings relative to not having a transmission project deferral.

## Ph III-Portfolio 3
Version |  | Based on PSEGLI file: "East End Utility 2_0_Economics_2014_10_13_r28_Sargent_Lundy.xlsx"
Annual Revenue Requirements (Millions of $s)
1) Reference (Transmission only) Case
Project | I/S Year | Investor | Capital (2015$s) | 2016 | 2017 | 2018 | 2019 | 2020 | 2021 | 2022 | 2023 | 2024 | 2025 | 2026 | 2027 | 2028 | 2029 | 2030 | 2031 | 2032 | 2033 | 2034 | 2035 | 2036 | 2037 | 2038 | 2039 | 2040 | 2041 | 2042 | 2043 | 2044 | 2045 | 2046 | 2047 | 2048 | 2049 | 2050 | 2051 | 2052 | 2053 | 2054 | 2055 | 2056 | 2057 | 2058 | 2059 | 2060 | 2061 | 2062 | 2063 | 2064 |  |  | NPV |  |  |  |  | Project Inputs for Portfolio:
Transmission Reinforcement I | 2017 | PSEGLI | 93.4 | 0 | 11.3926 | 11.3926 | 11.3926 | 11.3926 | 11.3926 | 11.3926 | 11.3926 | 11.3926 | 11.3926 | 11.3926 | 11.3926 | 11.3926 | 11.3926 | 11.3926 | 11.3926 | 11.3926 | 11.3926 | 11.3926 | 11.3926 | 11.3926 | 11.3926 | 11.3926 | 11.3926 | 11.3926 | 11.3926 | 11.3926 | 11.3926 | 11.3926 | 11.3926 | 11.3926 | 11.3926 | 11.3926 | 11.3926 | 11.3926 | 11.3926 | [13 empty] | 35 |  | 166.1982 |  |  |  | Proposal Number = | DWW-101 | LIE-101 | LIE-401 | AEG-101 | AEG-101 | AEG-101
Transmission Reinforcement II | 2018 | PSEGLI | 4.8 | 0 | 0 | 0.60305 | 0.60305 | 0.60305 | 0.60305 | 0.60305 | 0.60305 | 0.60305 | 0.60305 | 0.60305 | 0.60305 | 0.60305 | 0.60305 | 0.60305 | 0.60305 | 0.60305 | 0.60305 | 0.60305 | 0.60305 | 0.60305 | 0.60305 | 0.60305 | 0.60305 | 0.60305 | 0.60305 | 0.60305 | 0.60305 | 0.60305 | 0.60305 | 0.60305 | 0.60305 | 0.60305 | 0.60305 | 0.60305 | 0.60305 | 0.60305 | [12 empty] | 35 |  | 8.3388 |  |  |  | Proposer Name = | d | e | f | g | h | i | j | j | j | j
Transmission Reinforcement III | 2019 | PSEGLI | 2.8 | 0 | 0 | 0 | 0.36233 | 0.36233 | 0.36233 | 0.36233 | 0.36233 | 0.36233 | 0.36233 | 0.36233 | 0.36233 | 0.36233 | 0.36233 | 0.36233 | 0.36233 | 0.36233 | 0.36233 | 0.36233 | 0.36233 | 0.36233 | 0.36233 | 0.36233 | 0.36233 | 0.36233 | 0.36233 | 0.36233 | 0.36233 | 0.36233 | 0.36233 | 0.36233 | 0.36233 | 0.36233 | 0.36233 | 0.36233 | 0.36233 | 0.36233 | 0.36233 | [11 empty] | 35 |  | 4.7491 |  |  |  | Proposal/Project =
Transmission Reinforcement IV | 2020 | PSEGLI | 136.8 | 0 | 0 | 0 | 0 | 18.2337 | 18.2337 | 18.2337 | 18.2337 | 18.2337 | 18.2337 | 18.2337 | 18.2337 | 18.2337 | 18.2337 | 18.2337 | 18.2337 | 18.2337 | 18.2337 | 18.2337 | 18.2337 | 18.2337 | 18.2337 | 18.2337 | 18.2337 | 18.2337 | 18.2337 | 18.2337 | 18.2337 | 18.2337 | 18.2337 | 18.2337 | 18.2337 | 18.2337 | 18.2337 | 18.2337 | 18.2337 | 18.2337 | 18.2337 | 18.2337 | [10 empty] | 35 |  | 226.5269 |  |  |  | Option Number =
Transmission Reinforcement V | 2022 | PSEGLI | 275.5 | 0 | 0 | 0 | 0 | 0 | 0 | 38.957 | 38.957 | 38.957 | 38.957 | 38.957 | 38.957 | 38.957 | 38.957 | 38.957 | 38.957 | 38.957 | 38.957 | 38.957 | 38.957 | 38.957 | 38.957 | 38.957 | 38.957 | 38.957 | 38.957 | 38.957 | 38.957 | 38.957 | 38.957 | 38.957 | 38.957 | 38.957 | 38.957 | 38.957 | 38.957 | 38.957 | 38.957 | 38.957 | 38.957 | 38.957 | [8 empty] | 35 |  | 434.8353 |  |  |  | Location =
Technology =
Total |  |  | 513.3 | 0 | 11.3926 | 11.9957 | 12.358 | 30.5918 | 30.5918 | 69.5487 | 69.5487 | 69.5487 | 69.5487 | 69.5487 | 69.5487 | 69.5487 | 69.5487 | 69.5487 | 69.5487 | 69.5487 | 69.5487 | 69.5487 | 69.5487 | 69.5487 | 69.5487 | 69.5487 | 69.5487 | 69.5487 | 69.5487 | 69.5487 | 69.5487 | 69.5487 | 69.5487 | 69.5487 | 69.5487 | 69.5487 | 69.5487 | 69.5487 | 69.5487 | 58.1561 | 57.553 | 57.1907 | 38.957 | 38.957 | 0 | 0 | 0 | 0 | 0 | 0 | 0 | 0 |  |  | 840.6482 |  |  |  | Interconnection Points =
2016 NPV @ 5.5%, thru 2035 |  |  |  | 559.7216 | [54 empty] | Other =
2016 NPV @ 5.5%, thru 2056 |  |  |  | 840.6482 | [50 empty] | Select Project Number = |  | 2 | Output: NPV of Transmission Avoided Costs for Portfolio | Output: NPV of Transmission Avoided Costs for Selected Project | 1 | 2 | 3 | 4 | 5 | 6 | 7 | 8 | 9 | 10 | Portion in Area 1 | Portion in Area 2 | Portion in Area 3 | Totals | error
[57 empty] | Selected Project Inputs | 68945061.6822 | 7086763.2789 | [10 empty] | 8795104.5545 | 54837224.0623 | 5312733.0654 | 68945061.6822 | Avoided Costs
[56 empty] | Project kW = | 5130 | 55390 | 5130 | 9000 | 5130 | 33000 | 990 | 2730 | 4540 | 0 | 0 | 0 | 0 | 6120 | 44730 | 4540 | 55390 | Gross kW in Portfolio
[56 empty] | Project Area (1, 2, or 3) = | 1 | All | 1 | 2 | 1 | 2 | 1 | 2 | 3 | 1 | 1 | 1 | 1
[56 empty] | Proportion of Peak Hours Covered = | 100% | - | 100% | 100% | 100% | 100% | 100% | 100% | 100% | 100% | 100% | 100% | 100%
[56 empty] | Project COD = | 2018 | - | 2018 | 2022 | 2018 | 2018 | 2017 | 2017 | 2017 | 2019 | 2019 | 2019 | 2019
[56 empty] | Effective kW = | 5130 | 55390 | 5130 | 9000 | 5130 | 33000 | 990 | 2730 | 4540 | 0 | 0 | 0 | 0 | 6120 | 44730 | 4540 | 55390 | Effective kW in Portfolio
[70 empty] | 14000 | 28000 | 10000 | 52000 | Baseline kW Requirements
| I/S Year |  | Capital (2015$s) | 2016 | 2017 | 2018 | 2019 | 2020 | 2021 | 2022 | 2023 | 2024 | 2025 | 2026 | 2027 | 2028 | 2029 | 2030 | 2031 | 2032 | 2033 | 2034 | 2035 | 2036 | 2037 | 2038 | 2039 | 2040 | 2041 | 2042 | 2043 | 2044 | 2045 | 2046 | 2047 | 2048 | 2049 | 2050 | 2051 | 2052 | 2053 | 2054 | 2055 | 2056 | 2057 | 2058 | 2059 | 2060 | 2061 | 2062 | 2063 | 2064 |  | MW Required by 2022 | NPV Base $M | Differential NPV $M | Differential NPV $M (adjusted for COD of Selected Project) | Differential NPV $M (adjusted for deferral beyond baseline deferral year**) | Differntial NPV $/MW | NPV of Transmission Avoided Costs for Selected Project | COD | Tab No. | Area 1 Capacity (MW) | Area 2 Capacity (MW) | Area 3 Capacity (MW)* | Total Capacity (MW) |  |  |  | -7880 | 16730 | -5460 | 3390 | Portfolio Increase Over Baseline Requirements
[61 empty] | 2022 | DWW-101 | 0 | 9 | 0 | 9
Area I Projects: | [53 empty] | 6.12 | [6 empty] | 2018 | LIE-101 | 5.13 | 0 | 0 | 5.13 |  |  |  | Years of Deferral Beyond Project Baseline Deferral Year** |  |  | Normal COD | Deferred COD | Deferred COD with Limit | Baseline Deferral Year | Deferral Year Limit
Amagansett Conversion 33 kV | 2017 |  | 8 | 0 | 0.97582 | 0.97582 | 0.97582 | 0.97582 | 0.97582 | 0.97582 | 0.97582 | 0.97582 | 0.97582 | 0.97582 | 0.97582 | 0.97582 | 0.97582 | 0.97582 | 0.97582 | 0.97582 | 0.97582 | 0.97582 | 0.97582 | 0.97582 | 0.97582 | 0.97582 | 0.97582 | 0.97582 | 0.97582 | 0.97582 | 0.97582 | 0.97582 | 0.97582 | 0.97582 | 0.97582 | 0.97582 | 0.97582 | 0.97582 | 0.97582 | [13 empty] | 35 |  | 14.2354 | [5 empty] | 2018 | LIE-401 | 0 | 33 | 0 | 33 |  |  | Area I Projects:
East Hampton Conversion 33 kV | 2017 |  | 3.2 | 0 | 0.39033 | 0.39033 | 0.39033 | 0.39033 | 0.39033 | 0.39033 | 0.39033 | 0.39033 | 0.39033 | 0.39033 | 0.39033 | 0.39033 | 0.39033 | 0.39033 | 0.39033 | 0.39033 | 0.39033 | 0.39033 | 0.39033 | 0.39033 | 0.39033 | 0.39033 | 0.39033 | 0.39033 | 0.39033 | 0.39033 | 0.39033 | 0.39033 | 0.39033 | 0.39033 | 0.39033 | 0.39033 | 0.39033 | 0.39033 | 0.39033 | [13 empty] | 35 |  | 5.6942 | [5 empty] | 2017 | AEG-101 | 0.99156 | 2.7268 | 4.5446 | 8.263 |  |  | Amagansett Conversion 33 kV | 0 |  |  | 2017 | 2030 | 2020 | 2030 | 2030 | 2020
Buell Conversion 33 kV | 2017 |  | 3.7 | 0 | 0.45131 | 0.45131 | 0.45131 | 0.45131 | 0.45131 | 0.45131 | 0.45131 | 0.45131 | 0.45131 | 0.45131 | 0.45131 | 0.45131 | 0.45131 | 0.45131 | 0.45131 | 0.45131 | 0.45131 | 0.45131 | 0.45131 | 0.45131 | 0.45131 | 0.45131 | 0.45131 | 0.45131 | 0.45131 | 0.45131 | 0.45131 | 0.45131 | 0.45131 | 0.45131 | 0.45131 | 0.45131 | 0.45131 | 0.45131 | 0.45131 | [13 empty] | 35 |  | 6.5839 | [13 empty] | East Hampton Conversion 33 kV | 0 |  |  | 2017 | 2030 | 2020 | 2030 | 2030 | 2020
Hither Hills Conversion to 33 kV | 2018 |  | 4.8 | 0 | 0 | 0.60305 | 0.60305 | 0.60305 | 0.60305 | 0.60305 | 0.60305 | 0.60305 | 0.60305 | 0.60305 | 0.60305 | 0.60305 | 0.60305 | 0.60305 | 0.60305 | 0.60305 | 0.60305 | 0.60305 | 0.60305 | 0.60305 | 0.60305 | 0.60305 | 0.60305 | 0.60305 | 0.60305 | 0.60305 | 0.60305 | 0.60305 | 0.60305 | 0.60305 | 0.60305 | 0.60305 | 0.60305 | 0.60305 | 0.60305 | 0.60305 | [12 empty] | 35 |  | 8.3388 | [13 empty] | Buell Conversion 33 kV | 0 |  |  | 2017 | 2030 | 2020 | 2030 | 2030 | 2020
Culloden Pt Conversion to 33 kV | 2019 |  | 2.8 | 0 | 0 | 0 | 0.36233 | 0.36233 | 0.36233 | 0.36233 | 0.36233 | 0.36233 | 0.36233 | 0.36233 | 0.36233 | 0.36233 | 0.36233 | 0.36233 | 0.36233 | 0.36233 | 0.36233 | 0.36233 | 0.36233 | 0.36233 | 0.36233 | 0.36233 | 0.36233 | 0.36233 | 0.36233 | 0.36233 | 0.36233 | 0.36233 | 0.36233 | 0.36233 | 0.36233 | 0.36233 | 0.36233 | 0.36233 | 0.36233 | 0.36233 | 0.36233 | [11 empty] | 35 |  | 4.7491 | [13 empty] | Hither Hills Conversion to 33 kV | 0 |  |  | 2018 | 2030 | 2021 | 2030 | 2030 | 2021
No Deferral |  |  | 22.5 |  | 1.8175 | 2.4205 | 2.7828 | 2.7828 | 2.7828 | 2.7828 | 2.7828 | 2.7828 | 2.7828 | 2.7828 | 2.7828 | 2.7828 | 2.7828 | 2.7828 | 2.7828 | 2.7828 | 2.7828 | 2.7828 | 2.7828 | 2.7828 | 2.7828 | 2.7828 | 2.7828 | 2.7828 | 2.7828 | 2.7828 | 2.7828 | 2.7828 | 2.7828 | 2.7828 | 2.7828 | 2.7828 | 2.7828 | 2.7828 | 2.7828 | 0.96539 | 0.36233 | 0 | 0 | 0 | [10 empty] | 39.6013 | [13 empty] | Culloden Pt Conversion to 33 kV | 0 |  |  | 2019 | 2030 | 2022 | 2030 | 2030 | 2022
Area II Projects:
Amagansett Conversion 33 kV | 2020 |  | 8 |  |  |  |  | 1.0663 | 1.0663 | 1.0663 | 1.0663 | 1.0663 | 1.0663 | 1.0663 | 1.0663 | 1.0663 | 1.0663 | 1.0663 | 1.0663 | 1.0663 | 1.0663 | 1.0663 | 1.0663 | 1.0663 | 1.0663 | 1.0663 | 1.0663 | 1.0663 | 1.0663 | 1.0663 | 1.0663 | 1.0663 | 1.0663 | 1.0663 | 1.0663 | 1.0663 | 1.0663 | 1.0663 | 1.0663 | 1.0663 | 1.0663 | 1.0663 | [10 empty] | 35 |  | 13.2472 | 0.9882 | 0 | 0 | 0 | 0 | [8 empty] | Riverhead Canal 2nd Line and Bank |  | 1 |  | 2020 | 2027 | 2022 | 2026 | 2030 | 2019
East Hampton Conversion 33 kV | 2020 |  | 3.2 |  |  |  |  | 0.42652 | 0.42652 | 0.42652 | 0.42652 | 0.42652 | 0.42652 | 0.42652 | 0.42652 | 0.42652 | 0.42652 | 0.42652 | 0.42652 | 0.42652 | 0.42652 | 0.42652 | 0.42652 | 0.42652 | 0.42652 | 0.42652 | 0.42652 | 0.42652 | 0.42652 | 0.42652 | 0.42652 | 0.42652 | 0.42652 | 0.42652 | 0.42652 | 0.42652 | 0.42652 | 0.42652 | 0.42652 | 0.42652 | 0.42652 | 0.42652 | [10 empty] | 35 |  | 5.2989 | 0.39528 | 0 | 0 | 0 | 0 | [8 empty] | Area III Projects:
Buell Conversion 33 kV | 2022 |  | 3.7 |  |  |  |  | 0.5232 | 0.5232 | 0.5232 | 0.5232 | 0.5232 | 0.5232 | 0.5232 | 0.5232 | 0.5232 | 0.5232 | 0.5232 | 0.5232 | 0.5232 | 0.5232 | 0.5232 | 0.5232 | 0.5232 | 0.5232 | 0.5232 | 0.5232 | 0.5232 | 0.5232 | 0.5232 | 0.5232 | 0.5232 | 0.5232 | 0.5232 | 0.5232 | 0.5232 | 0.5232 | 0.5232 | 0.5232 | 0.5232 | 0.5232 | 0.5232 | [10 empty] | 35 |  | 6.4999 | 0.08392 | 0 | 0 | 0 | 0 | [8 empty] | New Canal - Southampton Cable |  |  | 0 | 2017 | 2023 | 2019 | 2023 | 2030 | 2019
Hither Hills Conversion to 33 kV | 2022 |  | 4.8 |  |  |  |  | 0.67874 | 0.67874 | 0.67874 | 0.67874 | 0.67874 | 0.67874 | 0.67874 | 0.67874 | 0.67874 | 0.67874 | 0.67874 | 0.67874 | 0.67874 | 0.67874 | 0.67874 | 0.67874 | 0.67874 | 0.67874 | 0.67874 | 0.67874 | 0.67874 | 0.67874 | 0.67874 | 0.67874 | 0.67874 | 0.67874 | 0.67874 | 0.67874 | 0.67874 | 0.67874 | 0.67874 | 0.67874 | 0.67874 | 0.67874 | 0.67874 | [10 empty] | 35 |  | 8.4324 | -0.093529 | -0.093529 | 0 | 0 | 0 | [8 empty] | Upgrade Wildwood - Riverhead to 138 kV |  |  | 0 | 2017 | 2022 | 2019 | 2022 | 2030 | 2019
Culloden Pt Conversion to 33 kV | 2022 |  | 2.8 |  |  |  |  | 0.39593 | 0.39593 | 0.39593 | 0.39593 | 0.39593 | 0.39593 | 0.39593 | 0.39593 | 0.39593 | 0.39593 | 0.39593 | 0.39593 | 0.39593 | 0.39593 | 0.39593 | 0.39593 | 0.39593 | 0.39593 | 0.39593 | 0.39593 | 0.39593 | 0.39593 | 0.39593 | 0.39593 | 0.39593 | 0.39593 | 0.39593 | 0.39593 | 0.39593 | 0.39593 | 0.39593 | 0.39593 | 0.39593 | 0.39593 | 0.39593 | [10 empty] | 35 |  | 4.9189 | -0.16983 | -0.16983 | -0.16983 | -27749.5078 | -142354.9752 | [8 empty] | Bridgehampton - Buell New 69 kV UG Cable |  |  | 0 | 2017 | 2023 | 2019 | 2023 | 2030 | 2022
Deferral to 2020 |  |  | 22.5 |  |  |  |  | 3.0907 | 3.0907 | 3.0907 | 3.0907 | 3.0907 | 3.0907 | 3.0907 | 3.0907 | 3.0907 | 3.0907 | 3.0907 | 3.0907 | 3.0907 | 3.0907 | 3.0907 | 3.0907 | 3.0907 | 3.0907 | 3.0907 | 3.0907 | 3.0907 | 3.0907 | 3.0907 | 3.0907 | 3.0907 | 3.0907 | 3.0907 | 3.0907 | 3.0907 | 3.0907 | 3.0907 | 3.0907 | 3.0907 | 3.0907 | 3.0907 | [10 empty] | 35 |  | 38.3972 | 1.204 | -0.26336 | -0.16983 | -27749.5078 | -142354.9752 | [8 empty] | Canal - Wainscott New 138 kV UG Cable |  |  | 0 | 2022 | 2028 | 2028 | 2028 | 2030 | 2028
Amagansett Conversion 33 kV | 2021 |  | 8 | [5 empty] | 1.0983 | 1.0983 | 1.0983 | 1.0983 | 1.0983 | 1.0983 | 1.0983 | 1.0983 | 1.0983 | 1.0983 | 1.0983 | 1.0983 | 1.0983 | 1.0983 | 1.0983 | 1.0983 | 1.0983 | 1.0983 | 1.0983 | 1.0983 | 1.0983 | 1.0983 | 1.0983 | 1.0983 | 1.0983 | 1.0983 | 1.0983 | 1.0983 | 1.0983 | 1.0983 | 1.0983 | 1.0983 | 1.0983 | 1.0983 | 1.0983 | [9 empty] | 35 |  | 12.9333 | 1.3021 | 0 | 0 | 0 | 0 | [9 empty] | ** Baseline Deferral Year is the deferral year if 63 MW (allocated to Areas 1, 2, and 3) is achieved.
East Hampton Conversion 33 kV | 2021 |  | 3.2 | [5 empty] | 0.43932 | 0.43932 | 0.43932 | 0.43932 | 0.43932 | 0.43932 | 0.43932 | 0.43932 | 0.43932 | 0.43932 | 0.43932 | 0.43932 | 0.43932 | 0.43932 | 0.43932 | 0.43932 | 0.43932 | 0.43932 | 0.43932 | 0.43932 | 0.43932 | 0.43932 | 0.43932 | 0.43932 | 0.43932 | 0.43932 | 0.43932 | 0.43932 | 0.43932 | 0.43932 | 0.43932 | 0.43932 | 0.43932 | 0.43932 | 0.43932 | [9 empty] | 35 |  | 5.1733 | 0.52085 | 0 | 0 | 0 | 0 | [9 empty] | Note: Analysis is based on the assumption that portfolio is constructed such that 63 MW is achieved.
Buell Conversion 33 kV | 2021 |  | 3.7 | [5 empty] | 0.50796 | 0.50796 | 0.50796 | 0.50796 | 0.50796 | 0.50796 | 0.50796 | 0.50796 | 0.50796 | 0.50796 | 0.50796 | 0.50796 | 0.50796 | 0.50796 | 0.50796 | 0.50796 | 0.50796 | 0.50796 | 0.50796 | 0.50796 | 0.50796 | 0.50796 | 0.50796 | 0.50796 | 0.50796 | 0.50796 | 0.50796 | 0.50796 | 0.50796 | 0.50796 | 0.50796 | 0.50796 | 0.50796 | 0.50796 | 0.50796 | [9 empty] | 35 |  | 5.9816 | 0.60223 | 0 | 0 | 0 | 0
Hither Hills Conversion to 33 kV | 2021 |  | 4.8 | [5 empty] | 0.65897 | 0.65897 | 0.65897 | 0.65897 | 0.65897 | 0.65897 | 0.65897 | 0.65897 | 0.65897 | 0.65897 | 0.65897 | 0.65897 | 0.65897 | 0.65897 | 0.65897 | 0.65897 | 0.65897 | 0.65897 | 0.65897 | 0.65897 | 0.65897 | 0.65897 | 0.65897 | 0.65897 | 0.65897 | 0.65897 | 0.65897 | 0.65897 | 0.65897 | 0.65897 | 0.65897 | 0.65897 | 0.65897 | 0.65897 | 0.65897 | [9 empty] | 35 |  | 7.76 | 0.57887 | 0.57887 | 0.57887 | 94586.8445 | 485230.5125
Culloden Pt Conversion to 33 kV | 2021 |  | 2.8 | [5 empty] | 0.3844 | 0.3844 | 0.3844 | 0.3844 | 0.3844 | 0.3844 | 0.3844 | 0.3844 | 0.3844 | 0.3844 | 0.3844 | 0.3844 | 0.3844 | 0.3844 | 0.3844 | 0.3844 | 0.3844 | 0.3844 | 0.3844 | 0.3844 | 0.3844 | 0.3844 | 0.3844 | 0.3844 | 0.3844 | 0.3844 | 0.3844 | 0.3844 | 0.3844 | 0.3844 | 0.3844 | 0.3844 | 0.3844 | 0.3844 | 0.3844 | [9 empty] | 35 |  | 4.5266 | 0.22241 | 0.22241 | 0 | 0 | 0
Deferral to 2021 |  |  | 22.5 | [5 empty] | 3.0889 | 3.0889 | 3.0889 | 3.0889 | 3.0889 | 3.0889 | 3.0889 | 3.0889 | 3.0889 | 3.0889 | 3.0889 | 3.0889 | 3.0889 | 3.0889 | 3.0889 | 3.0889 | 3.0889 | 3.0889 | 3.0889 | 3.0889 | 3.0889 | 3.0889 | 3.0889 | 3.0889 | 3.0889 | 3.0889 | 3.0889 | 3.0889 | 3.0889 | 3.0889 | 3.0889 | 3.0889 | 3.0889 | 3.0889 | 3.0889 | [9 empty] | 35 |  | 36.3748 | 3.2265 | 0.80128 | 0.57887 | 94586.8445 | 485230.5125 | =Area I Portion
Amagansett Conversion 33 kV | 2022 |  | 8 | [6 empty] | 1.1312 | 1.1312 | 1.1312 | 1.1312 | 1.1312 | 1.1312 | 1.1312 | 1.1312 | 1.1312 | 1.1312 | 1.1312 | 1.1312 | 1.1312 | 1.1312 | 1.1312 | 1.1312 | 1.1312 | 1.1312 | 1.1312 | 1.1312 | 1.1312 | 1.1312 | 1.1312 | 1.1312 | 1.1312 | 1.1312 | 1.1312 | 1.1312 | 1.1312 | 1.1312 | 1.1312 | 1.1312 | 1.1312 | 1.1312 | 1.1312 | [8 empty] | 35 |  | 12.6268 | 1.6086 | 0 | 0 | 0 | 0
East Hampton Conversion 33 kV | 2022 |  | 3.2 | [6 empty] | 0.45249 | 0.45249 | 0.45249 | 0.45249 | 0.45249 | 0.45249 | 0.45249 | 0.45249 | 0.45249 | 0.45249 | 0.45249 | 0.45249 | 0.45249 | 0.45249 | 0.45249 | 0.45249 | 0.45249 | 0.45249 | 0.45249 | 0.45249 | 0.45249 | 0.45249 | 0.45249 | 0.45249 | 0.45249 | 0.45249 | 0.45249 | 0.45249 | 0.45249 | 0.45249 | 0.45249 | 0.45249 | 0.45249 | 0.45249 | 0.45249 | [8 empty] | 35 |  | 5.0507 | 0.64344 | 0 | 0 | 0 | 0
Buell Conversion 33 kV | 2022 |  | 3.7 | [6 empty] | 0.5232 | 0.5232 | 0.5232 | 0.5232 | 0.5232 | 0.5232 | 0.5232 | 0.5232 | 0.5232 | 0.5232 | 0.5232 | 0.5232 | 0.5232 | 0.5232 | 0.5232 | 0.5232 | 0.5232 | 0.5232 | 0.5232 | 0.5232 | 0.5232 | 0.5232 | 0.5232 | 0.5232 | 0.5232 | 0.5232 | 0.5232 | 0.5232 | 0.5232 | 0.5232 | 0.5232 | 0.5232 | 0.5232 | 0.5232 | 0.5232 | [8 empty] | 35 |  | 5.8399 | 0.74397 | 0 | 0 | 0 | 0
Hither Hills Conversion to 33 kV | 2022 |  | 4.8 | [6 empty] | 0.67874 | 0.67874 | 0.67874 | 0.67874 | 0.67874 | 0.67874 | 0.67874 | 0.67874 | 0.67874 | 0.67874 | 0.67874 | 0.67874 | 0.67874 | 0.67874 | 0.67874 | 0.67874 | 0.67874 | 0.67874 | 0.67874 | 0.67874 | 0.67874 | 0.67874 | 0.67874 | 0.67874 | 0.67874 | 0.67874 | 0.67874 | 0.67874 | 0.67874 | 0.67874 | 0.67874 | 0.67874 | 0.67874 | 0.67874 | 0.67874 | [8 empty] | 35 |  | 7.5761 | 0.76276 | 0.76276 | 0 | 0 | 0
Culloden Pt Conversion to 33 kV | 2022 |  | 2.8 | [6 empty] | 0.39593 | 0.39593 | 0.39593 | 0.39593 | 0.39593 | 0.39593 | 0.39593 | 0.39593 | 0.39593 | 0.39593 | 0.39593 | 0.39593 | 0.39593 | 0.39593 | 0.39593 | 0.39593 | 0.39593 | 0.39593 | 0.39593 | 0.39593 | 0.39593 | 0.39593 | 0.39593 | 0.39593 | 0.39593 | 0.39593 | 0.39593 | 0.39593 | 0.39593 | 0.39593 | 0.39593 | 0.39593 | 0.39593 | 0.39593 | 0.39593 | [8 empty] | 35 |  | 4.4194 | 0.32967 | 0.32967 | 0.32967 | 53868.1792 | 276343.7595
Deferral to 2022 |  |  | 22.5 | [6 empty] | 3.1816 | 3.1816 | 3.1816 | 3.1816 | 3.1816 | 3.1816 | 3.1816 | 3.1816 | 3.1816 | 3.1816 | 3.1816 | 3.1816 | 3.1816 | 3.1816 | 3.1816 | 3.1816 | 3.1816 | 3.1816 | 3.1816 | 3.1816 | 3.1816 | 3.1816 | 3.1816 | 3.1816 | 3.1816 | 3.1816 | 3.1816 | 3.1816 | 3.1816 | 3.1816 | 3.1816 | 3.1816 | 3.1816 | 3.1816 | 3.1816 | [8 empty] | 35 |  | 35.5129 | 4.0884 | 1.0924 | 0.32967 | 53868.1792 | 276343.7595 | =Area I Portion
Amagansett Conversion 33 kV | 2025 |  | 8 | [9 empty] | 1.2361 | 1.2361 | 1.2361 | 1.2361 | 1.2361 | 1.2361 | 1.2361 | 1.2361 | 1.2361 | 1.2361 | 1.2361 | 1.2361 | 1.2361 | 1.2361 | 1.2361 | 1.2361 | 1.2361 | 1.2361 | 1.2361 | 1.2361 | 1.2361 | 1.2361 | 1.2361 | 1.2361 | 1.2361 | 1.2361 | 1.2361 | 1.2361 | 1.2361 | 1.2361 | 1.2361 | 1.2361 | 1.2361 | 1.2361 | 1.2361 | [5 empty] | 35 |  | 11.7503 | 2.4851 | 0 | 0 | 0 | 0
East Hampton Conversion 33 kV | 2025 |  | 3.2 | [9 empty] | 0.49445 | 0.49445 | 0.49445 | 0.49445 | 0.49445 | 0.49445 | 0.49445 | 0.49445 | 0.49445 | 0.49445 | 0.49445 | 0.49445 | 0.49445 | 0.49445 | 0.49445 | 0.49445 | 0.49445 | 0.49445 | 0.49445 | 0.49445 | 0.49445 | 0.49445 | 0.49445 | 0.49445 | 0.49445 | 0.49445 | 0.49445 | 0.49445 | 0.49445 | 0.49445 | 0.49445 | 0.49445 | 0.49445 | 0.49445 | 0.49445 | [5 empty] | 35 |  | 4.7001 | 0.99405 | 0 | 0 | 0 | 0
Buell Conversion 33 kV | 2025 |  | 3.7 | [9 empty] | 0.57171 | 0.57171 | 0.57171 | 0.57171 | 0.57171 | 0.57171 | 0.57171 | 0.57171 | 0.57171 | 0.57171 | 0.57171 | 0.57171 | 0.57171 | 0.57171 | 0.57171 | 0.57171 | 0.57171 | 0.57171 | 0.57171 | 0.57171 | 0.57171 | 0.57171 | 0.57171 | 0.57171 | 0.57171 | 0.57171 | 0.57171 | 0.57171 | 0.57171 | 0.57171 | 0.57171 | 0.57171 | 0.57171 | 0.57171 | 0.57171 | [5 empty] | 35 |  | 5.4345 | 1.1494 | 0 | 0 | 0 | 0
Hither Hills Conversion to 33 kV | 2025 |  | 4.8 | [9 empty] | 0.74168 | 0.74168 | 0.74168 | 0.74168 | 0.74168 | 0.74168 | 0.74168 | 0.74168 | 0.74168 | 0.74168 | 0.74168 | 0.74168 | 0.74168 | 0.74168 | 0.74168 | 0.74168 | 0.74168 | 0.74168 | 0.74168 | 0.74168 | 0.74168 | 0.74168 | 0.74168 | 0.74168 | 0.74168 | 0.74168 | 0.74168 | 0.74168 | 0.74168 | 0.74168 | 0.74168 | 0.74168 | 0.74168 | 0.74168 | 0.74168 | [5 empty] | 35 |  | 7.0502 | 1.2887 | 1.2887 | 0 | 0 | 0
Culloden Pt Conversion to 33 kV | 2025 |  | 2.8 | [9 empty] | 0.43265 | 0.43265 | 0.43265 | 0.43265 | 0.43265 | 0.43265 | 0.43265 | 0.43265 | 0.43265 | 0.43265 | 0.43265 | 0.43265 | 0.43265 | 0.43265 | 0.43265 | 0.43265 | 0.43265 | 0.43265 | 0.43265 | 0.43265 | 0.43265 | 0.43265 | 0.43265 | 0.43265 | 0.43265 | 0.43265 | 0.43265 | 0.43265 | 0.43265 | 0.43265 | 0.43265 | 0.43265 | 0.43265 | 0.43265 | 0.43265 | [5 empty] | 35 |  | 4.1126 | 0.63646 | 0.63646 | 0 | 0 | 0
Deferral to 2025 |  |  | 22.5 | [9 empty] | 3.4766 | 3.4766 | 3.4766 | 3.4766 | 3.4766 | 3.4766 | 3.4766 | 3.4766 | 3.4766 | 3.4766 | 3.4766 | 3.4766 | 3.4766 | 3.4766 | 3.4766 | 3.4766 | 3.4766 | 3.4766 | 3.4766 | 3.4766 | 3.4766 | 3.4766 | 3.4766 | 3.4766 | 3.4766 | 3.4766 | 3.4766 | 3.4766 | 3.4766 | 3.4766 | 3.4766 | 3.4766 | 3.4766 | 3.4766 | 3.4766 | [5 empty] | 35 |  | 33.0476 | 6.5537 | 1.9251 | 0 | 0 | 0 | =Area I Portion
Amagansett Conversion 33 kV | 2026 |  | 8 | [10 empty] | 1.2732 | 1.2732 | 1.2732 | 1.2732 | 1.2732 | 1.2732 | 1.2732 | 1.2732 | 1.2732 | 1.2732 | 1.2732 | 1.2732 | 1.2732 | 1.2732 | 1.2732 | 1.2732 | 1.2732 | 1.2732 | 1.2732 | 1.2732 | 1.2732 | 1.2732 | 1.2732 | 1.2732 | 1.2732 | 1.2732 | 1.2732 | 1.2732 | 1.2732 | 1.2732 | 1.2732 | 1.2732 | 1.2732 | 1.2732 | 1.2732 |  |  |  |  | 35 |  | 11.4718 | 2.7636 | 0 | 0 | 0 | 0
East Hampton Conversion 33 kV | 2026 |  | 3.2 | [10 empty] | 0.50929 | 0.50929 | 0.50929 | 0.50929 | 0.50929 | 0.50929 | 0.50929 | 0.50929 | 0.50929 | 0.50929 | 0.50929 | 0.50929 | 0.50929 | 0.50929 | 0.50929 | 0.50929 | 0.50929 | 0.50929 | 0.50929 | 0.50929 | 0.50929 | 0.50929 | 0.50929 | 0.50929 | 0.50929 | 0.50929 | 0.50929 | 0.50929 | 0.50929 | 0.50929 | 0.50929 | 0.50929 | 0.50929 | 0.50929 | 0.50929 |  |  |  |  | 35 |  | 4.5887 | 1.1054 | 0 | 0 | 0 | 0
Buell Conversion 33 kV | 2026 |  | 3.7 | [10 empty] | 0.58886 | 0.58886 | 0.58886 | 0.58886 | 0.58886 | 0.58886 | 0.58886 | 0.58886 | 0.58886 | 0.58886 | 0.58886 | 0.58886 | 0.58886 | 0.58886 | 0.58886 | 0.58886 | 0.58886 | 0.58886 | 0.58886 | 0.58886 | 0.58886 | 0.58886 | 0.58886 | 0.58886 | 0.58886 | 0.58886 | 0.58886 | 0.58886 | 0.58886 | 0.58886 | 0.58886 | 0.58886 | 0.58886 | 0.58886 | 0.58886 |  |  |  |  | 35 |  | 5.3057 | 1.2782 | 0 | 0 | 0 | 0
Hither Hills Conversion to 33 kV | 2026 |  | 4.8 | [10 empty] | 0.76393 | 0.76393 | 0.76393 | 0.76393 | 0.76393 | 0.76393 | 0.76393 | 0.76393 | 0.76393 | 0.76393 | 0.76393 | 0.76393 | 0.76393 | 0.76393 | 0.76393 | 0.76393 | 0.76393 | 0.76393 | 0.76393 | 0.76393 | 0.76393 | 0.76393 | 0.76393 | 0.76393 | 0.76393 | 0.76393 | 0.76393 | 0.76393 | 0.76393 | 0.76393 | 0.76393 | 0.76393 | 0.76393 | 0.76393 | 0.76393 |  |  |  |  | 35 |  | 6.8831 | 1.4557 | 1.4557 | 0 | 0 | 0
Culloden Pt Conversion to 33 kV | 2026 |  | 2.8 | [10 empty] | 0.44563 | 0.44563 | 0.44563 | 0.44563 | 0.44563 | 0.44563 | 0.44563 | 0.44563 | 0.44563 | 0.44563 | 0.44563 | 0.44563 | 0.44563 | 0.44563 | 0.44563 | 0.44563 | 0.44563 | 0.44563 | 0.44563 | 0.44563 | 0.44563 | 0.44563 | 0.44563 | 0.44563 | 0.44563 | 0.44563 | 0.44563 | 0.44563 | 0.44563 | 0.44563 | 0.44563 | 0.44563 | 0.44563 | 0.44563 | 0.44563 |  |  |  |  | 35 |  | 4.0151 | 0.73392 | 0.73392 | 0 | 0 | 0
Deferral to 2026 |  |  | 22.5 | [10 empty] | 3.5809 | 3.5809 | 3.5809 | 3.5809 | 3.5809 | 3.5809 | 3.5809 | 3.5809 | 3.5809 | 3.5809 | 3.5809 | 3.5809 | 3.5809 | 3.5809 | 3.5809 | 3.5809 | 3.5809 | 3.5809 | 3.5809 | 3.5809 | 3.5809 | 3.5809 | 3.5809 | 3.5809 | 3.5809 | 3.5809 | 3.5809 | 3.5809 | 3.5809 | 3.5809 | 3.5809 | 3.5809 | 3.5809 | 3.5809 | 3.5809 |  |  |  |  | 35 |  | 32.2645 | 7.3368 | 2.1897 | 0 | 0 | 0 | =Area I Portion
Amagansett Conversion 33 kV | 2027 |  | 8 | [11 empty] | 1.3114 | 1.3114 | 1.3114 | 1.3114 | 1.3114 | 1.3114 | 1.3114 | 1.3114 | 1.3114 | 1.3114 | 1.3114 | 1.3114 | 1.3114 | 1.3114 | 1.3114 | 1.3114 | 1.3114 | 1.3114 | 1.3114 | 1.3114 | 1.3114 | 1.3114 | 1.3114 | 1.3114 | 1.3114 | 1.3114 | 1.3114 | 1.3114 | 1.3114 | 1.3114 | 1.3114 | 1.3114 | 1.3114 | 1.3114 | 1.3114 |  |  |  | 35 |  | 11.2 | 3.0354 | 0 | 0 | 0 | 0
East Hampton Conversion 33 kV | 2027 |  | 3.2 | [11 empty] | 0.52457 | 0.52457 | 0.52457 | 0.52457 | 0.52457 | 0.52457 | 0.52457 | 0.52457 | 0.52457 | 0.52457 | 0.52457 | 0.52457 | 0.52457 | 0.52457 | 0.52457 | 0.52457 | 0.52457 | 0.52457 | 0.52457 | 0.52457 | 0.52457 | 0.52457 | 0.52457 | 0.52457 | 0.52457 | 0.52457 | 0.52457 | 0.52457 | 0.52457 | 0.52457 | 0.52457 | 0.52457 | 0.52457 | 0.52457 | 0.52457 |  |  |  | 35 |  | 4.48 | 1.2142 | 0 | 0 | 0 | 0
Buell Conversion 33 kV | 2027 |  | 3.7 | [11 empty] | 0.60653 | 0.60653 | 0.60653 | 0.60653 | 0.60653 | 0.60653 | 0.60653 | 0.60653 | 0.60653 | 0.60653 | 0.60653 | 0.60653 | 0.60653 | 0.60653 | 0.60653 | 0.60653 | 0.60653 | 0.60653 | 0.60653 | 0.60653 | 0.60653 | 0.60653 | 0.60653 | 0.60653 | 0.60653 | 0.60653 | 0.60653 | 0.60653 | 0.60653 | 0.60653 | 0.60653 | 0.60653 | 0.60653 | 0.60653 | 0.60653 |  |  |  | 35 |  | 5.18 | 1.4039 | 0 | 0 | 0 | 0
Hither Hills Conversion to 33 kV | 2027 |  | 4.8 | [11 empty] | 0.78685 | 0.78685 | 0.78685 | 0.78685 | 0.78685 | 0.78685 | 0.78685 | 0.78685 | 0.78685 | 0.78685 | 0.78685 | 0.78685 | 0.78685 | 0.78685 | 0.78685 | 0.78685 | 0.78685 | 0.78685 | 0.78685 | 0.78685 | 0.78685 | 0.78685 | 0.78685 | 0.78685 | 0.78685 | 0.78685 | 0.78685 | 0.78685 | 0.78685 | 0.78685 | 0.78685 | 0.78685 | 0.78685 | 0.78685 | 0.78685 |  |  |  | 35 |  | 6.72 | 1.6189 | 1.6189 | 0 | 0 | 0
Culloden Pt Conversion to 33 kV | 2027 |  | 2.8 | [11 empty] | 0.45899 | 0.45899 | 0.45899 | 0.45899 | 0.45899 | 0.45899 | 0.45899 | 0.45899 | 0.45899 | 0.45899 | 0.45899 | 0.45899 | 0.45899 | 0.45899 | 0.45899 | 0.45899 | 0.45899 | 0.45899 | 0.45899 | 0.45899 | 0.45899 | 0.45899 | 0.45899 | 0.45899 | 0.45899 | 0.45899 | 0.45899 | 0.45899 | 0.45899 | 0.45899 | 0.45899 | 0.45899 | 0.45899 | 0.45899 | 0.45899 |  |  |  | 35 |  | 3.92 | 0.82906 | 0.82906 | 0 | 0 | 0
Deferral to 2027 |  |  | 22.5 | [11 empty] | 3.6884 | 3.6884 | 3.6884 | 3.6884 | 3.6884 | 3.6884 | 3.6884 | 3.6884 | 3.6884 | 3.6884 | 3.6884 | 3.6884 | 3.6884 | 3.6884 | 3.6884 | 3.6884 | 3.6884 | 3.6884 | 3.6884 | 3.6884 | 3.6884 | 3.6884 | 3.6884 | 3.6884 | 3.6884 | 3.6884 | 3.6884 | 3.6884 | 3.6884 | 3.6884 | 3.6884 | 3.6884 | 3.6884 | 3.6884 | 3.6884 |  |  |  | 35 |  | 31.4999 | 8.1014 | 2.4479 | 0 | 0 | 0 | =Area I Portion
Amagansett Conversion 33 kV | 2028 |  | 8 | [12 empty] | 1.3508 | 1.3508 | 1.3508 | 1.3508 | 1.3508 | 1.3508 | 1.3508 | 1.3508 | 1.3508 | 1.3508 | 1.3508 | 1.3508 | 1.3508 | 1.3508 | 1.3508 | 1.3508 | 1.3508 | 1.3508 | 1.3508 | 1.3508 | 1.3508 | 1.3508 | 1.3508 | 1.3508 | 1.3508 | 1.3508 | 1.3508 | 1.3508 | 1.3508 | 1.3508 | 1.3508 | 1.3508 | 1.3508 | 1.3508 | 1.3508 |  |  | 35 |  | 10.9346 | 3.3008 | 0 | 0 | 0 | 0
East Hampton Conversion 33 kV | 2028 |  | 3.2 | [12 empty] | 0.5403 | 0.5403 | 0.5403 | 0.5403 | 0.5403 | 0.5403 | 0.5403 | 0.5403 | 0.5403 | 0.5403 | 0.5403 | 0.5403 | 0.5403 | 0.5403 | 0.5403 | 0.5403 | 0.5403 | 0.5403 | 0.5403 | 0.5403 | 0.5403 | 0.5403 | 0.5403 | 0.5403 | 0.5403 | 0.5403 | 0.5403 | 0.5403 | 0.5403 | 0.5403 | 0.5403 | 0.5403 | 0.5403 | 0.5403 | 0.5403 |  |  | 35 |  | 4.3738 | 1.3203 | 0 | 0 | 0 | 0
Buell Conversion 33 kV | 2028 |  | 3.7 | [12 empty] | 0.62472 | 0.62472 | 0.62472 | 0.62472 | 0.62472 | 0.62472 | 0.62472 | 0.62472 | 0.62472 | 0.62472 | 0.62472 | 0.62472 | 0.62472 | 0.62472 | 0.62472 | 0.62472 | 0.62472 | 0.62472 | 0.62472 | 0.62472 | 0.62472 | 0.62472 | 0.62472 | 0.62472 | 0.62472 | 0.62472 | 0.62472 | 0.62472 | 0.62472 | 0.62472 | 0.62472 | 0.62472 | 0.62472 | 0.62472 | 0.62472 |  |  | 35 |  | 5.0572 | 1.5266 | 0 | 0 | 0 | 0
Hither Hills Conversion to 33 kV | 2028 |  | 4.8 | [12 empty] | 0.81045 | 0.81045 | 0.81045 | 0.81045 | 0.81045 | 0.81045 | 0.81045 | 0.81045 | 0.81045 | 0.81045 | 0.81045 | 0.81045 | 0.81045 | 0.81045 | 0.81045 | 0.81045 | 0.81045 | 0.81045 | 0.81045 | 0.81045 | 0.81045 | 0.81045 | 0.81045 | 0.81045 | 0.81045 | 0.81045 | 0.81045 | 0.81045 | 0.81045 | 0.81045 | 0.81045 | 0.81045 | 0.81045 | 0.81045 | 0.81045 |  |  | 35 |  | 6.5607 | 1.7781 | 1.7781 | 0 | 0 | 0
Culloden Pt Conversion to 33 kV | 2028 |  | 2.8 | [12 empty] | 0.47276 | 0.47276 | 0.47276 | 0.47276 | 0.47276 | 0.47276 | 0.47276 | 0.47276 | 0.47276 | 0.47276 | 0.47276 | 0.47276 | 0.47276 | 0.47276 | 0.47276 | 0.47276 | 0.47276 | 0.47276 | 0.47276 | 0.47276 | 0.47276 | 0.47276 | 0.47276 | 0.47276 | 0.47276 | 0.47276 | 0.47276 | 0.47276 | 0.47276 | 0.47276 | 0.47276 | 0.47276 | 0.47276 | 0.47276 | 0.47276 |  |  | 35 |  | 3.8271 | 0.92195 | 0.92195 | 0 | 0 | 0
Deferral to 2028 |  |  | 22.5 | [12 empty] | 3.799 | 3.799 | 3.799 | 3.799 | 3.799 | 3.799 | 3.799 | 3.799 | 3.799 | 3.799 | 3.799 | 3.799 | 3.799 | 3.799 | 3.799 | 3.799 | 3.799 | 3.799 | 3.799 | 3.799 | 3.799 | 3.799 | 3.799 | 3.799 | 3.799 | 3.799 | 3.799 | 3.799 | 3.799 | 3.799 | 3.799 | 3.799 | 3.799 | 3.799 | 3.799 |  |  | 35 |  | 30.7535 | 8.8478 | 2.7 | 0 | 0 | 0 | =Area I Portion
Amagansett Conversion 33 kV | 2029 |  | 8 | [13 empty] | 1.3913 | 1.3913 | 1.3913 | 1.3913 | 1.3913 | 1.3913 | 1.3913 | 1.3913 | 1.3913 | 1.3913 | 1.3913 | 1.3913 | 1.3913 | 1.3913 | 1.3913 | 1.3913 | 1.3913 | 1.3913 | 1.3913 | 1.3913 | 1.3913 | 1.3913 | 1.3913 | 1.3913 | 1.3913 | 1.3913 | 1.3913 | 1.3913 | 1.3913 | 1.3913 | 1.3913 | 1.3913 | 1.3913 | 1.3913 | 1.3913 |  | 35 |  | 10.6755 | 3.5599 | 0 | 0 | 0 | 0
East Hampton Conversion 33 kV | 2029 |  | 3.2 | [13 empty] | 0.55651 | 0.55651 | 0.55651 | 0.55651 | 0.55651 | 0.55651 | 0.55651 | 0.55651 | 0.55651 | 0.55651 | 0.55651 | 0.55651 | 0.55651 | 0.55651 | 0.55651 | 0.55651 | 0.55651 | 0.55651 | 0.55651 | 0.55651 | 0.55651 | 0.55651 | 0.55651 | 0.55651 | 0.55651 | 0.55651 | 0.55651 | 0.55651 | 0.55651 | 0.55651 | 0.55651 | 0.55651 | 0.55651 | 0.55651 | 0.55651 |  | 35 |  | 4.2702 | 1.424 | 0 | 0 | 0 | 0
Buell Conversion 33 kV | 2029 |  | 3.7 | [13 empty] | 0.64347 | 0.64347 | 0.64347 | 0.64347 | 0.64347 | 0.64347 | 0.64347 | 0.64347 | 0.64347 | 0.64347 | 0.64347 | 0.64347 | 0.64347 | 0.64347 | 0.64347 | 0.64347 | 0.64347 | 0.64347 | 0.64347 | 0.64347 | 0.64347 | 0.64347 | 0.64347 | 0.64347 | 0.64347 | 0.64347 | 0.64347 | 0.64347 | 0.64347 | 0.64347 | 0.64347 | 0.64347 | 0.64347 | 0.64347 | 0.64347 |  | 35 |  | 4.9374 | 1.6465 | 0 | 0 | 0 | 0
Hither Hills Conversion to 33 kV | 2029 |  | 4.8 | [13 empty] | 0.83477 | 0.83477 | 0.83477 | 0.83477 | 0.83477 | 0.83477 | 0.83477 | 0.83477 | 0.83477 | 0.83477 | 0.83477 | 0.83477 | 0.83477 | 0.83477 | 0.83477 | 0.83477 | 0.83477 | 0.83477 | 0.83477 | 0.83477 | 0.83477 | 0.83477 | 0.83477 | 0.83477 | 0.83477 | 0.83477 | 0.83477 | 0.83477 | 0.83477 | 0.83477 | 0.83477 | 0.83477 | 0.83477 | 0.83477 | 0.83477 |  | 35 |  | 6.4053 | 1.9336 | 1.9336 | 0 | 0 | 0
Culloden Pt Conversion to 33 kV | 2029 |  | 2.8 | [13 empty] | 0.48695 | 0.48695 | 0.48695 | 0.48695 | 0.48695 | 0.48695 | 0.48695 | 0.48695 | 0.48695 | 0.48695 | 0.48695 | 0.48695 | 0.48695 | 0.48695 | 0.48695 | 0.48695 | 0.48695 | 0.48695 | 0.48695 | 0.48695 | 0.48695 | 0.48695 | 0.48695 | 0.48695 | 0.48695 | 0.48695 | 0.48695 | 0.48695 | 0.48695 | 0.48695 | 0.48695 | 0.48695 | 0.48695 | 0.48695 | 0.48695 |  | 35 |  | 3.7364 | 1.0126 | 1.0126 | 0 | 0 | 0
Deferral to 2029 |  |  | 22.5 | [13 empty] | 3.913 | 3.913 | 3.913 | 3.913 | 3.913 | 3.913 | 3.913 | 3.913 | 3.913 | 3.913 | 3.913 | 3.913 | 3.913 | 3.913 | 3.913 | 3.913 | 3.913 | 3.913 | 3.913 | 3.913 | 3.913 | 3.913 | 3.913 | 3.913 | 3.913 | 3.913 | 3.913 | 3.913 | 3.913 | 3.913 | 3.913 | 3.913 | 3.913 | 3.913 | 3.913 |  | 35 |  | 30.0247 | 9.5766 | 2.9462 | 0 | 0 | 0 | =Area I Portion
Amagansett Conversion 33 kV | 2030 |  | 8 | [14 empty] | 1.433 | 1.433 | 1.433 | 1.433 | 1.433 | 1.433 | 1.433 | 1.433 | 1.433 | 1.433 | 1.433 | 1.433 | 1.433 | 1.433 | 1.433 | 1.433 | 1.433 | 1.433 | 1.433 | 1.433 | 1.433 | 1.433 | 1.433 | 1.433 | 1.433 | 1.433 | 1.433 | 1.433 | 1.433 | 1.433 | 1.433 | 1.433 | 1.433 | 1.433 | 1.433 | 35 |  | 10.4225 | 3.8129 | 0 | 0 | 0 | 0
East Hampton Conversion 33 kV | 2030 |  | 3.2 | [14 empty] | 0.57321 | 0.57321 | 0.57321 | 0.57321 | 0.57321 | 0.57321 | 0.57321 | 0.57321 | 0.57321 | 0.57321 | 0.57321 | 0.57321 | 0.57321 | 0.57321 | 0.57321 | 0.57321 | 0.57321 | 0.57321 | 0.57321 | 0.57321 | 0.57321 | 0.57321 | 0.57321 | 0.57321 | 0.57321 | 0.57321 | 0.57321 | 0.57321 | 0.57321 | 0.57321 | 0.57321 | 0.57321 | 0.57321 | 0.57321 | 0.57321 | 35 |  | 4.169 | 1.5252 | 0 | 0 | 0 | 0
Buell Conversion 33 kV | 2030 |  | 3.7 | [14 empty] | 0.66277 | 0.66277 | 0.66277 | 0.66277 | 0.66277 | 0.66277 | 0.66277 | 0.66277 | 0.66277 | 0.66277 | 0.66277 | 0.66277 | 0.66277 | 0.66277 | 0.66277 | 0.66277 | 0.66277 | 0.66277 | 0.66277 | 0.66277 | 0.66277 | 0.66277 | 0.66277 | 0.66277 | 0.66277 | 0.66277 | 0.66277 | 0.66277 | 0.66277 | 0.66277 | 0.66277 | 0.66277 | 0.66277 | 0.66277 | 0.66277 | 35 |  | 4.8204 | 1.7635 | 0 | 0 | 0 | 0
Hither Hills Conversion to 33 kV | 2030 |  | 4.8 | [14 empty] | 0.85981 | 0.85981 | 0.85981 | 0.85981 | 0.85981 | 0.85981 | 0.85981 | 0.85981 | 0.85981 | 0.85981 | 0.85981 | 0.85981 | 0.85981 | 0.85981 | 0.85981 | 0.85981 | 0.85981 | 0.85981 | 0.85981 | 0.85981 | 0.85981 | 0.85981 | 0.85981 | 0.85981 | 0.85981 | 0.85981 | 0.85981 | 0.85981 | 0.85981 | 0.85981 | 0.85981 | 0.85981 | 0.85981 | 0.85981 | 0.85981 | 35 |  | 6.2535 | 2.0853 | 2.0853 | 0 | 0 | 0
Culloden Pt Conversion to 33 kV | 2030 |  | 2.8 | [14 empty] | 0.50156 | 0.50156 | 0.50156 | 0.50156 | 0.50156 | 0.50156 | 0.50156 | 0.50156 | 0.50156 | 0.50156 | 0.50156 | 0.50156 | 0.50156 | 0.50156 | 0.50156 | 0.50156 | 0.50156 | 0.50156 | 0.50156 | 0.50156 | 0.50156 | 0.50156 | 0.50156 | 0.50156 | 0.50156 | 0.50156 | 0.50156 | 0.50156 | 0.50156 | 0.50156 | 0.50156 | 0.50156 | 0.50156 | 0.50156 | 0.50156 | 35 |  | 3.6479 | 1.1012 | 1.1012 | 0 | 0 | 0
Deferral to 2030 |  |  | 22.5 | [14 empty] | 4.0304 | 4.0304 | 4.0304 | 4.0304 | 4.0304 | 4.0304 | 4.0304 | 4.0304 | 4.0304 | 4.0304 | 4.0304 | 4.0304 | 4.0304 | 4.0304 | 4.0304 | 4.0304 | 4.0304 | 4.0304 | 4.0304 | 4.0304 | 4.0304 | 4.0304 | 4.0304 | 4.0304 | 4.0304 | 4.0304 | 4.0304 | 4.0304 | 4.0304 | 4.0304 | 4.0304 | 4.0304 | 4.0304 | 4.0304 | 4.0304 | 35 |  | 29.3132 | 10.2881 | 3.1865 | 0 | 0 | 0 | =Area I Portion
[60 empty] | 7086763.2789 | =Area I+II+III Portions
Annual Avoided Costs for Deferral to 2022:
Amagansett Conversion 33 kV | 2020 |  |  | 0 | 0.97582 | 0.97582 | 0.97582 | -0.090484 | -0.090484 | -0.090484 | -0.090484 | -0.090484 | -0.090484 | -0.090484 | -0.090484 | -0.090484 | -0.090484 | -0.090484 | -0.090484 | -0.090484 | -0.090484 | -0.090484 | -0.090484 | -0.090484 | -0.090484 | -0.090484 | -0.090484 | -0.090484 | -0.090484 | -0.090484 | -0.090484 | -0.090484 | -0.090484 | -0.090484 | -0.090484 | -0.090484 | -0.090484 | -0.090484 | -0.090484 | -1.0663 | -1.0663 | -1.0663 | 0 | 0 | [8 empty] | 35 |  |  | 0.9882
East Hampton Conversion 33 kV | 2020 |  |  | 0 | 0.39033 | 0.39033 | 0.39033 | -0.036194 | -0.036194 | -0.036194 | -0.036194 | -0.036194 | -0.036194 | -0.036194 | -0.036194 | -0.036194 | -0.036194 | -0.036194 | -0.036194 | -0.036194 | -0.036194 | -0.036194 | -0.036194 | -0.036194 | -0.036194 | -0.036194 | -0.036194 | -0.036194 | -0.036194 | -0.036194 | -0.036194 | -0.036194 | -0.036194 | -0.036194 | -0.036194 | -0.036194 | -0.036194 | -0.036194 | -0.036194 | -0.42652 | -0.42652 | -0.42652 | 0 | 0 | [8 empty] | 35 |  |  | 0.39528
Buell Conversion 33 kV | 2020 |  |  | 0 | 0.45131 | 0.45131 | 0.45131 | -0.071883 | -0.071883 | -0.071883 | -0.071883 | -0.071883 | -0.071883 | -0.071883 | -0.071883 | -0.071883 | -0.071883 | -0.071883 | -0.071883 | -0.071883 | -0.071883 | -0.071883 | -0.071883 | -0.071883 | -0.071883 | -0.071883 | -0.071883 | -0.071883 | -0.071883 | -0.071883 | -0.071883 | -0.071883 | -0.071883 | -0.071883 | -0.071883 | -0.071883 | -0.071883 | -0.071883 | -0.071883 | -0.5232 | -0.5232 | -0.5232 | 0 | 0 | [8 empty] | 35 |  |  | 0.08392
Hither Hills Conversion to 33 kV | 2020 |  |  | 0 | 0 | 0.60305 | 0.60305 | -0.075689 | -0.075689 | -0.075689 | -0.075689 | -0.075689 | -0.075689 | -0.075689 | -0.075689 | -0.075689 | -0.075689 | -0.075689 | -0.075689 | -0.075689 | -0.075689 | -0.075689 | -0.075689 | -0.075689 | -0.075689 | -0.075689 | -0.075689 | -0.075689 | -0.075689 | -0.075689 | -0.075689 | -0.075689 | -0.075689 | -0.075689 | -0.075689 | -0.075689 | -0.075689 | -0.075689 | -0.075689 | -0.075689 | -0.67874 | -0.67874 | 0 | 0 | [8 empty] | 35 |  |  | -0.093529
Culloden Pt Conversion to 33 kV | 2020 |  |  | 0 | 0 | 0 | 0.36233 | -0.033598 | -0.033598 | -0.033598 | -0.033598 | -0.033598 | -0.033598 | -0.033598 | -0.033598 | -0.033598 | -0.033598 | -0.033598 | -0.033598 | -0.033598 | -0.033598 | -0.033598 | -0.033598 | -0.033598 | -0.033598 | -0.033598 | -0.033598 | -0.033598 | -0.033598 | -0.033598 | -0.033598 | -0.033598 | -0.033598 | -0.033598 | -0.033598 | -0.033598 | -0.033598 | -0.033598 | -0.033598 | -0.033598 | -0.033598 | -0.39593 | 0 | 0 | [8 empty] | 35 |  |  | -0.16983
Annual Avoided Costs for Deferral to 2023:
Amagansett Conversion 33 kV | 2021 |  |  | 0 | 0.97582 | 0.97582 | 0.97582 | 0.97582 | -0.12247 | -0.12247 | -0.12247 | -0.12247 | -0.12247 | -0.12247 | -0.12247 | -0.12247 | -0.12247 | -0.12247 | -0.12247 | -0.12247 | -0.12247 | -0.12247 | -0.12247 | -0.12247 | -0.12247 | -0.12247 | -0.12247 | -0.12247 | -0.12247 | -0.12247 | -0.12247 | -0.12247 | -0.12247 | -0.12247 | -0.12247 | -0.12247 | -0.12247 | -0.12247 | -0.12247 | -1.0983 | -1.0983 | -1.0983 | -1.0983 | 0 | 0 | [7 empty] | 35 |  |  | 1.3021
East Hampton Conversion 33 kV | 2021 |  |  | 0 | 0.39033 | 0.39033 | 0.39033 | 0.39033 | -0.048989 | -0.048989 | -0.048989 | -0.048989 | -0.048989 | -0.048989 | -0.048989 | -0.048989 | -0.048989 | -0.048989 | -0.048989 | -0.048989 | -0.048989 | -0.048989 | -0.048989 | -0.048989 | -0.048989 | -0.048989 | -0.048989 | -0.048989 | -0.048989 | -0.048989 | -0.048989 | -0.048989 | -0.048989 | -0.048989 | -0.048989 | -0.048989 | -0.048989 | -0.048989 | -0.048989 | -0.43932 | -0.43932 | -0.43932 | -0.43932 | 0 | 0 | [7 empty] | 35 |  |  | 0.52085
Buell Conversion 33 kV | 2021 |  |  | 0 | 0.45131 | 0.45131 | 0.45131 | 0.45131 | -0.056644 | -0.056644 | -0.056644 | -0.056644 | -0.056644 | -0.056644 | -0.056644 | -0.056644 | -0.056644 | -0.056644 | -0.056644 | -0.056644 | -0.056644 | -0.056644 | -0.056644 | -0.056644 | -0.056644 | -0.056644 | -0.056644 | -0.056644 | -0.056644 | -0.056644 | -0.056644 | -0.056644 | -0.056644 | -0.056644 | -0.056644 | -0.056644 | -0.056644 | -0.056644 | -0.056644 | -0.50796 | -0.50796 | -0.50796 | -0.50796 | 0 | 0 | [7 empty] | 35 |  |  | 0.60223
Hither Hills Conversion to 33 kV | 2021 |  |  | 0 | 0 | 0.60305 | 0.60305 | 0.60305 | -0.055919 | -0.055919 | -0.055919 | -0.055919 | -0.055919 | -0.055919 | -0.055919 | -0.055919 | -0.055919 | -0.055919 | -0.055919 | -0.055919 | -0.055919 | -0.055919 | -0.055919 | -0.055919 | -0.055919 | -0.055919 | -0.055919 | -0.055919 | -0.055919 | -0.055919 | -0.055919 | -0.055919 | -0.055919 | -0.055919 | -0.055919 | -0.055919 | -0.055919 | -0.055919 | -0.055919 | -0.055919 | -0.65897 | -0.65897 | -0.65897 | 0 | 0 | [7 empty] | 35 |  |  | 0.57887
Culloden Pt Conversion to 33 kV | 2021 |  |  | 0 | 0 | 0 | 0.36233 | 0.36233 | -0.022066 | -0.022066 | -0.022066 | -0.022066 | -0.022066 | -0.022066 | -0.022066 | -0.022066 | -0.022066 | -0.022066 | -0.022066 | -0.022066 | -0.022066 | -0.022066 | -0.022066 | -0.022066 | -0.022066 | -0.022066 | -0.022066 | -0.022066 | -0.022066 | -0.022066 | -0.022066 | -0.022066 | -0.022066 | -0.022066 | -0.022066 | -0.022066 | -0.022066 | -0.022066 | -0.022066 | -0.022066 | -0.022066 | -0.3844 | -0.3844 | 0 | 0 | [7 empty] | 35 |  |  | 0.22241
Annual Avoided Costs for Deferral to 2024:
Amagansett Conversion 33 kV | 2022 |  |  | 0 | 0.97582 | 0.97582 | 0.97582 | 0.97582 | 0.97582 | -0.15542 | -0.15542 | -0.15542 | -0.15542 | -0.15542 | -0.15542 | -0.15542 | -0.15542 | -0.15542 | -0.15542 | -0.15542 | -0.15542 | -0.15542 | -0.15542 | -0.15542 | -0.15542 | -0.15542 | -0.15542 | -0.15542 | -0.15542 | -0.15542 | -0.15542 | -0.15542 | -0.15542 | -0.15542 | -0.15542 | -0.15542 | -0.15542 | -0.15542 | -0.15542 | -1.1312 | -1.1312 | -1.1312 | -1.1312 | -1.1312 | 0 | 0 | [6 empty] | 35 |  |  | 1.6086
East Hampton Conversion 33 kV | 2022 |  |  | 0 | 0.39033 | 0.39033 | 0.39033 | 0.39033 | 0.39033 | -0.062169 | -0.062169 | -0.062169 | -0.062169 | -0.062169 | -0.062169 | -0.062169 | -0.062169 | -0.062169 | -0.062169 | -0.062169 | -0.062169 | -0.062169 | -0.062169 | -0.062169 | -0.062169 | -0.062169 | -0.062169 | -0.062169 | -0.062169 | -0.062169 | -0.062169 | -0.062169 | -0.062169 | -0.062169 | -0.062169 | -0.062169 | -0.062169 | -0.062169 | -0.062169 | -0.45249 | -0.45249 | -0.45249 | -0.45249 | -0.45249 | 0 | 0 | [6 empty] | 35 |  |  | 0.64344
Buell Conversion 33 kV | 2022 |  |  | 0 | 0.45131 | 0.45131 | 0.45131 | 0.45131 | 0.45131 | -0.071883 | -0.071883 | -0.071883 | -0.071883 | -0.071883 | -0.071883 | -0.071883 | -0.071883 | -0.071883 | -0.071883 | -0.071883 | -0.071883 | -0.071883 | -0.071883 | -0.071883 | -0.071883 | -0.071883 | -0.071883 | -0.071883 | -0.071883 | -0.071883 | -0.071883 | -0.071883 | -0.071883 | -0.071883 | -0.071883 | -0.071883 | -0.071883 | -0.071883 | -0.071883 | -0.5232 | -0.5232 | -0.5232 | -0.5232 | -0.5232 | 0 | 0 | [6 empty] | 35 |  |  | 0.74397
Hither Hills Conversion to 33 kV | 2022 |  |  | 0 | 0 | 0.60305 | 0.60305 | 0.60305 | 0.60305 | -0.075689 | -0.075689 | -0.075689 | -0.075689 | -0.075689 | -0.075689 | -0.075689 | -0.075689 | -0.075689 | -0.075689 | -0.075689 | -0.075689 | -0.075689 | -0.075689 | -0.075689 | -0.075689 | -0.075689 | -0.075689 | -0.075689 | -0.075689 | -0.075689 | -0.075689 | -0.075689 | -0.075689 | -0.075689 | -0.075689 | -0.075689 | -0.075689 | -0.075689 | -0.075689 | -0.075689 | -0.67874 | -0.67874 | -0.67874 | -0.67874 | 0 | 0 | [6 empty] | 35 |  |  | 0.76276
Culloden Pt Conversion to 33 kV | 2022 |  |  | 0 | 0 | 0 | 0.36233 | 0.36233 | 0.36233 | -0.033598 | -0.033598 | -0.033598 | -0.033598 | -0.033598 | -0.033598 | -0.033598 | -0.033598 | -0.033598 | -0.033598 | -0.033598 | -0.033598 | -0.033598 | -0.033598 | -0.033598 | -0.033598 | -0.033598 | -0.033598 | -0.033598 | -0.033598 | -0.033598 | -0.033598 | -0.033598 | -0.033598 | -0.033598 | -0.033598 | -0.033598 | -0.033598 | -0.033598 | -0.033598 | -0.033598 | -0.033598 | -0.39593 | -0.39593 | -0.39593 | 0 | 0 | [6 empty] | 35 |  |  | 0.32967
Annual Avoided Costs for Deferral to 2025:
Amagansett Conversion 33 kV | 2025 |  |  | 0 | 0.97582 | 0.97582 | 0.97582 | 0.97582 | 0.97582 | 0.97582 | 0.97582 | 0.97582 | -0.26032 | -0.26032 | -0.26032 | -0.26032 | -0.26032 | -0.26032 | -0.26032 | -0.26032 | -0.26032 | -0.26032 | -0.26032 | -0.26032 | -0.26032 | -0.26032 | -0.26032 | -0.26032 | -0.26032 | -0.26032 | -0.26032 | -0.26032 | -0.26032 | -0.26032 | -0.26032 | -0.26032 | -0.26032 | -0.26032 | -0.26032 | -1.2361 | -1.2361 | -1.2361 | -1.2361 | -1.2361 | -1.2361 | -1.2361 | -1.2361 | [5 empty] | 35 |  |  | 2.4851
East Hampton Conversion 33 kV | 2025 |  |  | 0 | 0.39033 | 0.39033 | 0.39033 | 0.39033 | 0.39033 | 0.39033 | 0.39033 | 0.39033 | -0.10413 | -0.10413 | -0.10413 | -0.10413 | -0.10413 | -0.10413 | -0.10413 | -0.10413 | -0.10413 | -0.10413 | -0.10413 | -0.10413 | -0.10413 | -0.10413 | -0.10413 | -0.10413 | -0.10413 | -0.10413 | -0.10413 | -0.10413 | -0.10413 | -0.10413 | -0.10413 | -0.10413 | -0.10413 | -0.10413 | -0.10413 | -0.49445 | -0.49445 | -0.49445 | -0.49445 | -0.49445 | -0.49445 | -0.49445 | -0.49445 | [5 empty] | 35 |  |  | 0.99405
Buell Conversion 33 kV | 2025 |  |  | 0 | 0.45131 | 0.45131 | 0.45131 | 0.45131 | 0.45131 | 0.45131 | 0.45131 | 0.45131 | -0.1204 | -0.1204 | -0.1204 | -0.1204 | -0.1204 | -0.1204 | -0.1204 | -0.1204 | -0.1204 | -0.1204 | -0.1204 | -0.1204 | -0.1204 | -0.1204 | -0.1204 | -0.1204 | -0.1204 | -0.1204 | -0.1204 | -0.1204 | -0.1204 | -0.1204 | -0.1204 | -0.1204 | -0.1204 | -0.1204 | -0.1204 | -0.57171 | -0.57171 | -0.57171 | -0.57171 | -0.57171 | -0.57171 | -0.57171 | -0.57171 | [5 empty] | 35 |  |  | 1.1494
Hither Hills Conversion to 33 kV | 2025 |  |  | 0 | 0 | 0.60305 | 0.60305 | 0.60305 | 0.60305 | 0.60305 | 0.60305 | 0.60305 | -0.13863 | -0.13863 | -0.13863 | -0.13863 | -0.13863 | -0.13863 | -0.13863 | -0.13863 | -0.13863 | -0.13863 | -0.13863 | -0.13863 | -0.13863 | -0.13863 | -0.13863 | -0.13863 | -0.13863 | -0.13863 | -0.13863 | -0.13863 | -0.13863 | -0.13863 | -0.13863 | -0.13863 | -0.13863 | -0.13863 | -0.13863 | -0.13863 | -0.74168 | -0.74168 | -0.74168 | -0.74168 | -0.74168 | -0.74168 | -0.74168 | [5 empty] | 35 |  |  | 1.2887
Culloden Pt Conversion to 33 kV | 2025 |  |  | 0 | 0 | 0 | 0.36233 | 0.36233 | 0.36233 | 0.36233 | 0.36233 | 0.36233 | -0.070312 | -0.070312 | -0.070312 | -0.070312 | -0.070312 | -0.070312 | -0.070312 | -0.070312 | -0.070312 | -0.070312 | -0.070312 | -0.070312 | -0.070312 | -0.070312 | -0.070312 | -0.070312 | -0.070312 | -0.070312 | -0.070312 | -0.070312 | -0.070312 | -0.070312 | -0.070312 | -0.070312 | -0.070312 | -0.070312 | -0.070312 | -0.070312 | -0.070312 | -0.43265 | -0.43265 | -0.43265 | -0.43265 | -0.43265 | -0.43265 | [5 empty] | 35 |  |  | 0.63646
Annual Avoided Costs for Deferral to 2026:
Amagansett Conversion 33 kV | 2026 |  |  | 0 | 0.97582 | 0.97582 | 0.97582 | 0.97582 | 0.97582 | 0.97582 | 0.97582 | 0.97582 | 0.97582 | -0.2974 | -0.2974 | -0.2974 | -0.2974 | -0.2974 | -0.2974 | -0.2974 | -0.2974 | -0.2974 | -0.2974 | -0.2974 | -0.2974 | -0.2974 | -0.2974 | -0.2974 | -0.2974 | -0.2974 | -0.2974 | -0.2974 | -0.2974 | -0.2974 | -0.2974 | -0.2974 | -0.2974 | -0.2974 | -0.2974 | -1.2732 | -1.2732 | -1.2732 | -1.2732 | -1.2732 | -1.2732 | -1.2732 | -1.2732 | -1.2732 |  |  |  |  | 35 |  |  | 2.7636
East Hampton Conversion 33 kV | 2026 |  |  | 0 | 0.39033 | 0.39033 | 0.39033 | 0.39033 | 0.39033 | 0.39033 | 0.39033 | 0.39033 | 0.39033 | -0.11896 | -0.11896 | -0.11896 | -0.11896 | -0.11896 | -0.11896 | -0.11896 | -0.11896 | -0.11896 | -0.11896 | -0.11896 | -0.11896 | -0.11896 | -0.11896 | -0.11896 | -0.11896 | -0.11896 | -0.11896 | -0.11896 | -0.11896 | -0.11896 | -0.11896 | -0.11896 | -0.11896 | -0.11896 | -0.11896 | -0.50929 | -0.50929 | -0.50929 | -0.50929 | -0.50929 | -0.50929 | -0.50929 | -0.50929 | -0.50929 |  |  |  |  | 35 |  |  | 1.1054
Buell Conversion 33 kV | 2026 |  |  | 0 | 0.45131 | 0.45131 | 0.45131 | 0.45131 | 0.45131 | 0.45131 | 0.45131 | 0.45131 | 0.45131 | -0.13755 | -0.13755 | -0.13755 | -0.13755 | -0.13755 | -0.13755 | -0.13755 | -0.13755 | -0.13755 | -0.13755 | -0.13755 | -0.13755 | -0.13755 | -0.13755 | -0.13755 | -0.13755 | -0.13755 | -0.13755 | -0.13755 | -0.13755 | -0.13755 | -0.13755 | -0.13755 | -0.13755 | -0.13755 | -0.13755 | -0.58886 | -0.58886 | -0.58886 | -0.58886 | -0.58886 | -0.58886 | -0.58886 | -0.58886 | -0.58886 |  |  |  |  | 35 |  |  | 1.2782
Hither Hills Conversion to 33 kV | 2026 |  |  | 0 | 0 | 0.60305 | 0.60305 | 0.60305 | 0.60305 | 0.60305 | 0.60305 | 0.60305 | 0.60305 | -0.16088 | -0.16088 | -0.16088 | -0.16088 | -0.16088 | -0.16088 | -0.16088 | -0.16088 | -0.16088 | -0.16088 | -0.16088 | -0.16088 | -0.16088 | -0.16088 | -0.16088 | -0.16088 | -0.16088 | -0.16088 | -0.16088 | -0.16088 | -0.16088 | -0.16088 | -0.16088 | -0.16088 | -0.16088 | -0.16088 | -0.16088 | -0.76393 | -0.76393 | -0.76393 | -0.76393 | -0.76393 | -0.76393 | -0.76393 | -0.76393 |  |  |  |  | 35 |  |  | 1.4557
Culloden Pt Conversion to 33 kV | 2026 |  |  | 0 | 0 | 0 | 0.36233 | 0.36233 | 0.36233 | 0.36233 | 0.36233 | 0.36233 | 0.36233 | -0.083291 | -0.083291 | -0.083291 | -0.083291 | -0.083291 | -0.083291 | -0.083291 | -0.083291 | -0.083291 | -0.083291 | -0.083291 | -0.083291 | -0.083291 | -0.083291 | -0.083291 | -0.083291 | -0.083291 | -0.083291 | -0.083291 | -0.083291 | -0.083291 | -0.083291 | -0.083291 | -0.083291 | -0.083291 | -0.083291 | -0.083291 | -0.083291 | -0.44563 | -0.44563 | -0.44563 | -0.44563 | -0.44563 | -0.44563 | -0.44563 |  |  |  |  | 35 |  |  | 0.73392
Annual Avoided Costs for Deferral to 2027:
Amagansett Conversion 33 kV | 2027 |  |  | 0 | 0.97582 | 0.97582 | 0.97582 | 0.97582 | 0.97582 | 0.97582 | 0.97582 | 0.97582 | 0.97582 | 0.97582 | -0.3356 | -0.3356 | -0.3356 | -0.3356 | -0.3356 | -0.3356 | -0.3356 | -0.3356 | -0.3356 | -0.3356 | -0.3356 | -0.3356 | -0.3356 | -0.3356 | -0.3356 | -0.3356 | -0.3356 | -0.3356 | -0.3356 | -0.3356 | -0.3356 | -0.3356 | -0.3356 | -0.3356 | -0.3356 | -1.3114 | -1.3114 | -1.3114 | -1.3114 | -1.3114 | -1.3114 | -1.3114 | -1.3114 | -1.3114 | -1.3114 |  |  |  | 35 |  |  | 3.0354
East Hampton Conversion 33 kV | 2027 |  |  | 0 | 0.39033 | 0.39033 | 0.39033 | 0.39033 | 0.39033 | 0.39033 | 0.39033 | 0.39033 | 0.39033 | 0.39033 | -0.13424 | -0.13424 | -0.13424 | -0.13424 | -0.13424 | -0.13424 | -0.13424 | -0.13424 | -0.13424 | -0.13424 | -0.13424 | -0.13424 | -0.13424 | -0.13424 | -0.13424 | -0.13424 | -0.13424 | -0.13424 | -0.13424 | -0.13424 | -0.13424 | -0.13424 | -0.13424 | -0.13424 | -0.13424 | -0.52457 | -0.52457 | -0.52457 | -0.52457 | -0.52457 | -0.52457 | -0.52457 | -0.52457 | -0.52457 | -0.52457 |  |  |  | 35 |  |  | 1.2142
Buell Conversion 33 kV | 2027 |  |  | 0 | 0.45131 | 0.45131 | 0.45131 | 0.45131 | 0.45131 | 0.45131 | 0.45131 | 0.45131 | 0.45131 | 0.45131 | -0.15521 | -0.15521 | -0.15521 | -0.15521 | -0.15521 | -0.15521 | -0.15521 | -0.15521 | -0.15521 | -0.15521 | -0.15521 | -0.15521 | -0.15521 | -0.15521 | -0.15521 | -0.15521 | -0.15521 | -0.15521 | -0.15521 | -0.15521 | -0.15521 | -0.15521 | -0.15521 | -0.15521 | -0.15521 | -0.60653 | -0.60653 | -0.60653 | -0.60653 | -0.60653 | -0.60653 | -0.60653 | -0.60653 | -0.60653 | -0.60653 |  |  |  | 35 |  |  | 1.4039
Hither Hills Conversion to 33 kV | 2027 |  |  | 0 | 0 | 0.60305 | 0.60305 | 0.60305 | 0.60305 | 0.60305 | 0.60305 | 0.60305 | 0.60305 | 0.60305 | -0.18379 | -0.18379 | -0.18379 | -0.18379 | -0.18379 | -0.18379 | -0.18379 | -0.18379 | -0.18379 | -0.18379 | -0.18379 | -0.18379 | -0.18379 | -0.18379 | -0.18379 | -0.18379 | -0.18379 | -0.18379 | -0.18379 | -0.18379 | -0.18379 | -0.18379 | -0.18379 | -0.18379 | -0.18379 | -0.18379 | -0.78685 | -0.78685 | -0.78685 | -0.78685 | -0.78685 | -0.78685 | -0.78685 | -0.78685 | -0.78685 |  |  |  | 35 |  |  | 1.6189
Culloden Pt Conversion to 33 kV | 2027 |  |  | 0 | 0 | 0 | 0.36233 | 0.36233 | 0.36233 | 0.36233 | 0.36233 | 0.36233 | 0.36233 | 0.36233 | -0.09666 | -0.09666 | -0.09666 | -0.09666 | -0.09666 | -0.09666 | -0.09666 | -0.09666 | -0.09666 | -0.09666 | -0.09666 | -0.09666 | -0.09666 | -0.09666 | -0.09666 | -0.09666 | -0.09666 | -0.09666 | -0.09666 | -0.09666 | -0.09666 | -0.09666 | -0.09666 | -0.09666 | -0.09666 | -0.09666 | -0.09666 | -0.45899 | -0.45899 | -0.45899 | -0.45899 | -0.45899 | -0.45899 | -0.45899 | -0.45899 |  |  |  | 35 |  |  | 0.82906
Annual Avoided Costs for Deferral to 2028:
Amagansett Conversion 33 kV | 2028 |  |  | 0 | 0.97582 | 0.97582 | 0.97582 | 0.97582 | 0.97582 | 0.97582 | 0.97582 | 0.97582 | 0.97582 | 0.97582 | 0.97582 | -0.37494 | -0.37494 | -0.37494 | -0.37494 | -0.37494 | -0.37494 | -0.37494 | -0.37494 | -0.37494 | -0.37494 | -0.37494 | -0.37494 | -0.37494 | -0.37494 | -0.37494 | -0.37494 | -0.37494 | -0.37494 | -0.37494 | -0.37494 | -0.37494 | -0.37494 | -0.37494 | -0.37494 | -1.3508 | -1.3508 | -1.3508 | -1.3508 | -1.3508 | -1.3508 | -1.3508 | -1.3508 | -1.3508 | -1.3508 | -1.3508 |  |  | 35 |  |  | 3.3008
East Hampton Conversion 33 kV | 2028 |  |  | 0 | 0.39033 | 0.39033 | 0.39033 | 0.39033 | 0.39033 | 0.39033 | 0.39033 | 0.39033 | 0.39033 | 0.39033 | 0.39033 | -0.14998 | -0.14998 | -0.14998 | -0.14998 | -0.14998 | -0.14998 | -0.14998 | -0.14998 | -0.14998 | -0.14998 | -0.14998 | -0.14998 | -0.14998 | -0.14998 | -0.14998 | -0.14998 | -0.14998 | -0.14998 | -0.14998 | -0.14998 | -0.14998 | -0.14998 | -0.14998 | -0.14998 | -0.5403 | -0.5403 | -0.5403 | -0.5403 | -0.5403 | -0.5403 | -0.5403 | -0.5403 | -0.5403 | -0.5403 | -0.5403 |  |  | 35 |  |  | 1.3203
Buell Conversion 33 kV | 2028 |  |  | 0 | 0.45131 | 0.45131 | 0.45131 | 0.45131 | 0.45131 | 0.45131 | 0.45131 | 0.45131 | 0.45131 | 0.45131 | 0.45131 | -0.17341 | -0.17341 | -0.17341 | -0.17341 | -0.17341 | -0.17341 | -0.17341 | -0.17341 | -0.17341 | -0.17341 | -0.17341 | -0.17341 | -0.17341 | -0.17341 | -0.17341 | -0.17341 | -0.17341 | -0.17341 | -0.17341 | -0.17341 | -0.17341 | -0.17341 | -0.17341 | -0.17341 | -0.62472 | -0.62472 | -0.62472 | -0.62472 | -0.62472 | -0.62472 | -0.62472 | -0.62472 | -0.62472 | -0.62472 | -0.62472 |  |  | 35 |  |  | 1.5266
Hither Hills Conversion to 33 kV | 2028 |  |  | 0 | 0 | 0.60305 | 0.60305 | 0.60305 | 0.60305 | 0.60305 | 0.60305 | 0.60305 | 0.60305 | 0.60305 | 0.60305 | -0.2074 | -0.2074 | -0.2074 | -0.2074 | -0.2074 | -0.2074 | -0.2074 | -0.2074 | -0.2074 | -0.2074 | -0.2074 | -0.2074 | -0.2074 | -0.2074 | -0.2074 | -0.2074 | -0.2074 | -0.2074 | -0.2074 | -0.2074 | -0.2074 | -0.2074 | -0.2074 | -0.2074 | -0.2074 | -0.81045 | -0.81045 | -0.81045 | -0.81045 | -0.81045 | -0.81045 | -0.81045 | -0.81045 | -0.81045 | -0.81045 |  |  | 35 |  |  | 1.7781
Culloden Pt Conversion to 33 kV | 2028 |  |  | 0 | 0 | 0 | 0.36233 | 0.36233 | 0.36233 | 0.36233 | 0.36233 | 0.36233 | 0.36233 | 0.36233 | 0.36233 | -0.11043 | -0.11043 | -0.11043 | -0.11043 | -0.11043 | -0.11043 | -0.11043 | -0.11043 | -0.11043 | -0.11043 | -0.11043 | -0.11043 | -0.11043 | -0.11043 | -0.11043 | -0.11043 | -0.11043 | -0.11043 | -0.11043 | -0.11043 | -0.11043 | -0.11043 | -0.11043 | -0.11043 | -0.11043 | -0.11043 | -0.47276 | -0.47276 | -0.47276 | -0.47276 | -0.47276 | -0.47276 | -0.47276 | -0.47276 | -0.47276 |  |  | 35 |  |  | 0.92195
Annual Avoided Costs for Deferral to 2029:
Amagansett Conversion 33 kV | 2029 |  |  | 0 | 0.97582 | 0.97582 | 0.97582 | 0.97582 | 0.97582 | 0.97582 | 0.97582 | 0.97582 | 0.97582 | 0.97582 | 0.97582 | 0.97582 | -0.41546 | -0.41546 | -0.41546 | -0.41546 | -0.41546 | -0.41546 | -0.41546 | -0.41546 | -0.41546 | -0.41546 | -0.41546 | -0.41546 | -0.41546 | -0.41546 | -0.41546 | -0.41546 | -0.41546 | -0.41546 | -0.41546 | -0.41546 | -0.41546 | -0.41546 | -0.41546 | -1.3913 | -1.3913 | -1.3913 | -1.3913 | -1.3913 | -1.3913 | -1.3913 | -1.3913 | -1.3913 | -1.3913 | -1.3913 | -1.3913 |  | 35 |  |  | 3.5599
East Hampton Conversion 33 kV | 2029 |  |  | 0 | 0.39033 | 0.39033 | 0.39033 | 0.39033 | 0.39033 | 0.39033 | 0.39033 | 0.39033 | 0.39033 | 0.39033 | 0.39033 | 0.39033 | -0.16619 | -0.16619 | -0.16619 | -0.16619 | -0.16619 | -0.16619 | -0.16619 | -0.16619 | -0.16619 | -0.16619 | -0.16619 | -0.16619 | -0.16619 | -0.16619 | -0.16619 | -0.16619 | -0.16619 | -0.16619 | -0.16619 | -0.16619 | -0.16619 | -0.16619 | -0.16619 | -0.55651 | -0.55651 | -0.55651 | -0.55651 | -0.55651 | -0.55651 | -0.55651 | -0.55651 | -0.55651 | -0.55651 | -0.55651 | -0.55651 |  | 35 |  |  | 1.424
Buell Conversion 33 kV | 2029 |  |  | 0 | 0.45131 | 0.45131 | 0.45131 | 0.45131 | 0.45131 | 0.45131 | 0.45131 | 0.45131 | 0.45131 | 0.45131 | 0.45131 | 0.45131 | -0.19215 | -0.19215 | -0.19215 | -0.19215 | -0.19215 | -0.19215 | -0.19215 | -0.19215 | -0.19215 | -0.19215 | -0.19215 | -0.19215 | -0.19215 | -0.19215 | -0.19215 | -0.19215 | -0.19215 | -0.19215 | -0.19215 | -0.19215 | -0.19215 | -0.19215 | -0.19215 | -0.64347 | -0.64347 | -0.64347 | -0.64347 | -0.64347 | -0.64347 | -0.64347 | -0.64347 | -0.64347 | -0.64347 | -0.64347 | -0.64347 |  | 35 |  |  | 1.6465
Hither Hills Conversion to 33 kV | 2029 |  |  | 0 | 0 | 0.60305 | 0.60305 | 0.60305 | 0.60305 | 0.60305 | 0.60305 | 0.60305 | 0.60305 | 0.60305 | 0.60305 | 0.60305 | -0.23171 | -0.23171 | -0.23171 | -0.23171 | -0.23171 | -0.23171 | -0.23171 | -0.23171 | -0.23171 | -0.23171 | -0.23171 | -0.23171 | -0.23171 | -0.23171 | -0.23171 | -0.23171 | -0.23171 | -0.23171 | -0.23171 | -0.23171 | -0.23171 | -0.23171 | -0.23171 | -0.23171 | -0.83477 | -0.83477 | -0.83477 | -0.83477 | -0.83477 | -0.83477 | -0.83477 | -0.83477 | -0.83477 | -0.83477 | -0.83477 |  | 35 |  |  | 1.9336
Culloden Pt Conversion to 33 kV | 2029 |  |  | 0 | 0 | 0 | 0.36233 | 0.36233 | 0.36233 | 0.36233 | 0.36233 | 0.36233 | 0.36233 | 0.36233 | 0.36233 | 0.36233 | -0.12461 | -0.12461 | -0.12461 | -0.12461 | -0.12461 | -0.12461 | -0.12461 | -0.12461 | -0.12461 | -0.12461 | -0.12461 | -0.12461 | -0.12461 | -0.12461 | -0.12461 | -0.12461 | -0.12461 | -0.12461 | -0.12461 | -0.12461 | -0.12461 | -0.12461 | -0.12461 | -0.12461 | -0.12461 | -0.48695 | -0.48695 | -0.48695 | -0.48695 | -0.48695 | -0.48695 | -0.48695 | -0.48695 | -0.48695 | -0.48695 |  | 35 |  |  | 1.0126
Annual Avoided Costs for Deferral to 2030:
Amagansett Conversion 33 kV | 2030 |  |  | 0 | 0.97582 | 0.97582 | 0.97582 | 0.97582 | 0.97582 | 0.97582 | 0.97582 | 0.97582 | 0.97582 | 0.97582 | 0.97582 | 0.97582 | 0.97582 | -0.4572 | -0.4572 | -0.4572 | -0.4572 | -0.4572 | -0.4572 | -0.4572 | -0.4572 | -0.4572 | -0.4572 | -0.4572 | -0.4572 | -0.4572 | -0.4572 | -0.4572 | -0.4572 | -0.4572 | -0.4572 | -0.4572 | -0.4572 | -0.4572 | -0.4572 | -1.433 | -1.433 | -1.433 | -1.433 | -1.433 | -1.433 | -1.433 | -1.433 | -1.433 | -1.433 | -1.433 | -1.433 | -1.433 | 35 |  |  | 3.8129
East Hampton Conversion 33 kV | 2030 |  |  | 0 | 0.39033 | 0.39033 | 0.39033 | 0.39033 | 0.39033 | 0.39033 | 0.39033 | 0.39033 | 0.39033 | 0.39033 | 0.39033 | 0.39033 | 0.39033 | -0.18288 | -0.18288 | -0.18288 | -0.18288 | -0.18288 | -0.18288 | -0.18288 | -0.18288 | -0.18288 | -0.18288 | -0.18288 | -0.18288 | -0.18288 | -0.18288 | -0.18288 | -0.18288 | -0.18288 | -0.18288 | -0.18288 | -0.18288 | -0.18288 | -0.18288 | -0.57321 | -0.57321 | -0.57321 | -0.57321 | -0.57321 | -0.57321 | -0.57321 | -0.57321 | -0.57321 | -0.57321 | -0.57321 | -0.57321 | -0.57321 | 35 |  |  | 1.5252
Buell Conversion 33 kV | 2030 |  |  | 0 | 0.45131 | 0.45131 | 0.45131 | 0.45131 | 0.45131 | 0.45131 | 0.45131 | 0.45131 | 0.45131 | 0.45131 | 0.45131 | 0.45131 | 0.45131 | -0.21146 | -0.21146 | -0.21146 | -0.21146 | -0.21146 | -0.21146 | -0.21146 | -0.21146 | -0.21146 | -0.21146 | -0.21146 | -0.21146 | -0.21146 | -0.21146 | -0.21146 | -0.21146 | -0.21146 | -0.21146 | -0.21146 | -0.21146 | -0.21146 | -0.21146 | -0.66277 | -0.66277 | -0.66277 | -0.66277 | -0.66277 | -0.66277 | -0.66277 | -0.66277 | -0.66277 | -0.66277 | -0.66277 | -0.66277 | -0.66277 | 35 |  |  | 1.7635
Hither Hills Conversion to 33 kV | 2030 |  |  | 0 | 0 | 0.60305 | 0.60305 | 0.60305 | 0.60305 | 0.60305 | 0.60305 | 0.60305 | 0.60305 | 0.60305 | 0.60305 | 0.60305 | 0.60305 | -0.25676 | -0.25676 | -0.25676 | -0.25676 | -0.25676 | -0.25676 | -0.25676 | -0.25676 | -0.25676 | -0.25676 | -0.25676 | -0.25676 | -0.25676 | -0.25676 | -0.25676 | -0.25676 | -0.25676 | -0.25676 | -0.25676 | -0.25676 | -0.25676 | -0.25676 | -0.25676 | -0.85981 | -0.85981 | -0.85981 | -0.85981 | -0.85981 | -0.85981 | -0.85981 | -0.85981 | -0.85981 | -0.85981 | -0.85981 | -0.85981 | 35 |  |  | 2.0853
Culloden Pt Conversion to 33 kV | 2030 |  |  | 0 | 0 | 0 | 0.36233 | 0.36233 | 0.36233 | 0.36233 | 0.36233 | 0.36233 | 0.36233 | 0.36233 | 0.36233 | 0.36233 | 0.36233 | -0.13922 | -0.13922 | -0.13922 | -0.13922 | -0.13922 | -0.13922 | -0.13922 | -0.13922 | -0.13922 | -0.13922 | -0.13922 | -0.13922 | -0.13922 | -0.13922 | -0.13922 | -0.13922 | -0.13922 | -0.13922 | -0.13922 | -0.13922 | -0.13922 | -0.13922 | -0.13922 | -0.13922 | -0.50156 | -0.50156 | -0.50156 | -0.50156 | -0.50156 | -0.50156 | -0.50156 | -0.50156 | -0.50156 | -0.50156 | -0.50156 | 35 |  |  | 1.1012
Area II Projects: | [53 empty] | 44.73
Riverhead Canal 2nd Line and Bank | 2020 |  | 136.8 | 0 | 0 | 0 | 0 | 18.2337 | 18.2337 | 18.2337 | 18.2337 | 18.2337 | 18.2337 | 18.2337 | 18.2337 | 18.2337 | 18.2337 | 18.2337 | 18.2337 | 18.2337 | 18.2337 | 18.2337 | 18.2337 | 18.2337 | 18.2337 | 18.2337 | 18.2337 | 18.2337 | 18.2337 | 18.2337 | 18.2337 | 18.2337 | 18.2337 | 18.2337 | 18.2337 | 18.2337 | 18.2337 | 18.2337 | 18.2337 | 18.2337 | 18.2337 | 18.2337 | [10 empty] | 35 |  | 226.5269
No Deferral |  |  | 136.8 |  | 0 | 0 | 0 | 18.2337 | 18.2337 | 18.2337 | 18.2337 | 18.2337 | 18.2337 | 18.2337 | 18.2337 | 18.2337 | 18.2337 | 18.2337 | 18.2337 | 18.2337 | 18.2337 | 18.2337 | 18.2337 | 18.2337 | 18.2337 | 18.2337 | 18.2337 | 18.2337 | 18.2337 | 18.2337 | 18.2337 | 18.2337 | 18.2337 | 18.2337 | 18.2337 | 18.2337 | 18.2337 | 18.2337 | 18.2337 | 18.2337 | 18.2337 | 18.2337 | [10 empty] | 35 |  | 226.5269
Riverhead Canal 2nd Line and Bank | 2022 |  | 136.8 | [6 empty] | 19.3442 | 19.3442 | 19.3442 | 19.3442 | 19.3442 | 19.3442 | 19.3442 | 19.3442 | 19.3442 | 19.3442 | 19.3442 | 19.3442 | 19.3442 | 19.3442 | 19.3442 | 19.3442 | 19.3442 | 19.3442 | 19.3442 | 19.3442 | 19.3442 | 19.3442 | 19.3442 | 19.3442 | 19.3442 | 19.3442 | 19.3442 | 19.3442 | 19.3442 | 19.3442 | 19.3442 | 19.3442 | 19.3442 | 19.3442 | 19.3442 | [8 empty] | 35 |  | 215.9182 | 10.6087 | 10.6087 | 10.6087 | 208626.7137 | 1070255.0414
Deferral to 2022 |  |  | 136.8 | [6 empty] | 19.3442 | 19.3442 | 19.3442 | 19.3442 | 19.3442 | 19.3442 | 19.3442 | 19.3442 | 19.3442 | 19.3442 | 19.3442 | 19.3442 | 19.3442 | 19.3442 | 19.3442 | 19.3442 | 19.3442 | 19.3442 | 19.3442 | 19.3442 | 19.3442 | 19.3442 | 19.3442 | 19.3442 | 19.3442 | 19.3442 | 19.3442 | 19.3442 | 19.3442 | 19.3442 | 19.3442 | 19.3442 | 19.3442 | 19.3442 | 19.3442 | [8 empty] | 35 |  | 215.9182 | 10.6087 | 10.6087 | 10.6087 | 208626.7137 | 1070255.0414 | =Area II Portion
Riverhead Canal 2nd Line and Bank | 2023 |  | 136.8 | [7 empty] | 19.9245 | 19.9245 | 19.9245 | 19.9245 | 19.9245 | 19.9245 | 19.9245 | 19.9245 | 19.9245 | 19.9245 | 19.9245 | 19.9245 | 19.9245 | 19.9245 | 19.9245 | 19.9245 | 19.9245 | 19.9245 | 19.9245 | 19.9245 | 19.9245 | 19.9245 | 19.9245 | 19.9245 | 19.9245 | 19.9245 | 19.9245 | 19.9245 | 19.9245 | 19.9245 | 19.9245 | 19.9245 | 19.9245 | 19.9245 | 19.9245 | [7 empty] | 35 |  | 210.8017 | 15.7252 | 15.7252 | 0 | 0 | 0
Deferral to 2023 |  |  | 136.8 | [7 empty] | 19.9245 | 19.9245 | 19.9245 | 19.9245 | 19.9245 | 19.9245 | 19.9245 | 19.9245 | 19.9245 | 19.9245 | 19.9245 | 19.9245 | 19.9245 | 19.9245 | 19.9245 | 19.9245 | 19.9245 | 19.9245 | 19.9245 | 19.9245 | 19.9245 | 19.9245 | 19.9245 | 19.9245 | 19.9245 | 19.9245 | 19.9245 | 19.9245 | 19.9245 | 19.9245 | 19.9245 | 19.9245 | 19.9245 | 19.9245 | 19.9245 | [7 empty] | 35 |  | 210.8017 | 15.7252 | 15.7252 | 0 | 0 | 0 | =Area II Portion
Riverhead Canal 2nd Line and Bank | 2024 |  | 136.8 | [8 empty] | 20.5222 | 20.5222 | 20.5222 | 20.5222 | 20.5222 | 20.5222 | 20.5222 | 20.5222 | 20.5222 | 20.5222 | 20.5222 | 20.5222 | 20.5222 | 20.5222 | 20.5222 | 20.5222 | 20.5222 | 20.5222 | 20.5222 | 20.5222 | 20.5222 | 20.5222 | 20.5222 | 20.5222 | 20.5222 | 20.5222 | 20.5222 | 20.5222 | 20.5222 | 20.5222 | 20.5222 | 20.5222 | 20.5222 | 20.5222 | 20.5222 | [6 empty] | 35 |  | 205.8064 | 20.7205 | 20.7205 | 0 | 0 | 0
Deferral to 2024 |  |  | 136.8 | [8 empty] | 20.5222 | 20.5222 | 20.5222 | 20.5222 | 20.5222 | 20.5222 | 20.5222 | 20.5222 | 20.5222 | 20.5222 | 20.5222 | 20.5222 | 20.5222 | 20.5222 | 20.5222 | 20.5222 | 20.5222 | 20.5222 | 20.5222 | 20.5222 | 20.5222 | 20.5222 | 20.5222 | 20.5222 | 20.5222 | 20.5222 | 20.5222 | 20.5222 | 20.5222 | 20.5222 | 20.5222 | 20.5222 | 20.5222 | 20.5222 | 20.5222 | [6 empty] | 35 |  | 205.8064 | 20.7205 | 20.7205 | 0 | 0 | 0 | =Area II Portion
Riverhead Canal 2nd Line and Bank | 2025 |  | 136.8 | [9 empty] | 21.1379 | 21.1379 | 21.1379 | 21.1379 | 21.1379 | 21.1379 | 21.1379 | 21.1379 | 21.1379 | 21.1379 | 21.1379 | 21.1379 | 21.1379 | 21.1379 | 21.1379 | 21.1379 | 21.1379 | 21.1379 | 21.1379 | 21.1379 | 21.1379 | 21.1379 | 21.1379 | 21.1379 | 21.1379 | 21.1379 | 21.1379 | 21.1379 | 21.1379 | 21.1379 | 21.1379 | 21.1379 | 21.1379 | 21.1379 | 21.1379 | [5 empty] | 35 |  | 200.9294 | 25.5974 | 25.5974 | 0 | 0 | 0
Deferral to 2025 |  |  | 136.8 | [9 empty] | 21.1379 | 21.1379 | 21.1379 | 21.1379 | 21.1379 | 21.1379 | 21.1379 | 21.1379 | 21.1379 | 21.1379 | 21.1379 | 21.1379 | 21.1379 | 21.1379 | 21.1379 | 21.1379 | 21.1379 | 21.1379 | 21.1379 | 21.1379 | 21.1379 | 21.1379 | 21.1379 | 21.1379 | 21.1379 | 21.1379 | 21.1379 | 21.1379 | 21.1379 | 21.1379 | 21.1379 | 21.1379 | 21.1379 | 21.1379 | 21.1379 | [5 empty] | 35 |  | 200.9294 | 25.5974 | 25.5974 | 0 | 0 | 0 | =Area II Portion
Riverhead Canal 2nd Line and Bank | 2026 |  | 136.8 | [10 empty] | 21.772 | 21.772 | 21.772 | 21.772 | 21.772 | 21.772 | 21.772 | 21.772 | 21.772 | 21.772 | 21.772 | 21.772 | 21.772 | 21.772 | 21.772 | 21.772 | 21.772 | 21.772 | 21.772 | 21.772 | 21.772 | 21.772 | 21.772 | 21.772 | 21.772 | 21.772 | 21.772 | 21.772 | 21.772 | 21.772 | 21.772 | 21.772 | 21.772 | 21.772 | 21.772 |  |  |  |  | 35 |  | 196.1681 | 30.3588 | 30.3588 | 0 | 0 | 0
Deferral to 2026 |  |  | 136.8 | [10 empty] | 21.772 | 21.772 | 21.772 | 21.772 | 21.772 | 21.772 | 21.772 | 21.772 | 21.772 | 21.772 | 21.772 | 21.772 | 21.772 | 21.772 | 21.772 | 21.772 | 21.772 | 21.772 | 21.772 | 21.772 | 21.772 | 21.772 | 21.772 | 21.772 | 21.772 | 21.772 | 21.772 | 21.772 | 21.772 | 21.772 | 21.772 | 21.772 | 21.772 | 21.772 | 21.772 |  |  |  |  | 35 |  | 196.1681 | 30.3588 | 30.3588 | 0 | 0 | 0 | =Area II Portion
Riverhead Canal 2nd Line and Bank | 2027 |  | 136.8 | [11 empty] | 22.4252 | 22.4252 | 22.4252 | 22.4252 | 22.4252 | 22.4252 | 22.4252 | 22.4252 | 22.4252 | 22.4252 | 22.4252 | 22.4252 | 22.4252 | 22.4252 | 22.4252 | 22.4252 | 22.4252 | 22.4252 | 22.4252 | 22.4252 | 22.4252 | 22.4252 | 22.4252 | 22.4252 | 22.4252 | 22.4252 | 22.4252 | 22.4252 | 22.4252 | 22.4252 | 22.4252 | 22.4252 | 22.4252 | 22.4252 | 22.4252 |  |  |  | 35 |  | 191.5195 | 35.0073 | 35.0073 | 0 | 0 | 0
Deferral to 2027 |  |  | 136.8 | [11 empty] | 22.4252 | 22.4252 | 22.4252 | 22.4252 | 22.4252 | 22.4252 | 22.4252 | 22.4252 | 22.4252 | 22.4252 | 22.4252 | 22.4252 | 22.4252 | 22.4252 | 22.4252 | 22.4252 | 22.4252 | 22.4252 | 22.4252 | 22.4252 | 22.4252 | 22.4252 | 22.4252 | 22.4252 | 22.4252 | 22.4252 | 22.4252 | 22.4252 | 22.4252 | 22.4252 | 22.4252 | 22.4252 | 22.4252 | 22.4252 | 22.4252 |  |  |  | 35 |  | 191.5195 | 35.0073 | 35.0073 | 0 | 0 | 0 | =Area II Portion
Riverhead Canal 2nd Line and Bank | 2028 |  | 136.8 | [12 empty] | 23.0979 | 23.0979 | 23.0979 | 23.0979 | 23.0979 | 23.0979 | 23.0979 | 23.0979 | 23.0979 | 23.0979 | 23.0979 | 23.0979 | 23.0979 | 23.0979 | 23.0979 | 23.0979 | 23.0979 | 23.0979 | 23.0979 | 23.0979 | 23.0979 | 23.0979 | 23.0979 | 23.0979 | 23.0979 | 23.0979 | 23.0979 | 23.0979 | 23.0979 | 23.0979 | 23.0979 | 23.0979 | 23.0979 | 23.0979 | 23.0979 |  |  | 35 |  | 186.9812 | 39.5457 | 39.5457 | 0 | 0 | 0
Deferral to 2028 |  |  | 136.8 | [12 empty] | 23.0979 | 23.0979 | 23.0979 | 23.0979 | 23.0979 | 23.0979 | 23.0979 | 23.0979 | 23.0979 | 23.0979 | 23.0979 | 23.0979 | 23.0979 | 23.0979 | 23.0979 | 23.0979 | 23.0979 | 23.0979 | 23.0979 | 23.0979 | 23.0979 | 23.0979 | 23.0979 | 23.0979 | 23.0979 | 23.0979 | 23.0979 | 23.0979 | 23.0979 | 23.0979 | 23.0979 | 23.0979 | 23.0979 | 23.0979 | 23.0979 |  |  | 35 |  | 186.9812 | 39.5457 | 39.5457 | 0 | 0 | 0 | =Area II Portion
Riverhead Canal 2nd Line and Bank | 2029 |  | 136.8 | [13 empty] | 23.7909 | 23.7909 | 23.7909 | 23.7909 | 23.7909 | 23.7909 | 23.7909 | 23.7909 | 23.7909 | 23.7909 | 23.7909 | 23.7909 | 23.7909 | 23.7909 | 23.7909 | 23.7909 | 23.7909 | 23.7909 | 23.7909 | 23.7909 | 23.7909 | 23.7909 | 23.7909 | 23.7909 | 23.7909 | 23.7909 | 23.7909 | 23.7909 | 23.7909 | 23.7909 | 23.7909 | 23.7909 | 23.7909 | 23.7909 | 23.7909 |  | 35 |  | 182.5503 | 43.9765 | 43.9765 | 0 | 0 | 0
Deferral to 2029 |  |  | 136.8 | [13 empty] | 23.7909 | 23.7909 | 23.7909 | 23.7909 | 23.7909 | 23.7909 | 23.7909 | 23.7909 | 23.7909 | 23.7909 | 23.7909 | 23.7909 | 23.7909 | 23.7909 | 23.7909 | 23.7909 | 23.7909 | 23.7909 | 23.7909 | 23.7909 | 23.7909 | 23.7909 | 23.7909 | 23.7909 | 23.7909 | 23.7909 | 23.7909 | 23.7909 | 23.7909 | 23.7909 | 23.7909 | 23.7909 | 23.7909 | 23.7909 | 23.7909 |  | 35 |  | 182.5503 | 43.9765 | 43.9765 | 0 | 0 | 0 | =Area II Portion
Riverhead Canal 2nd Line and Bank | 2030 |  | 136.8 | [14 empty] | 24.5046 | 24.5046 | 24.5046 | 24.5046 | 24.5046 | 24.5046 | 24.5046 | 24.5046 | 24.5046 | 24.5046 | 24.5046 | 24.5046 | 24.5046 | 24.5046 | 24.5046 | 24.5046 | 24.5046 | 24.5046 | 24.5046 | 24.5046 | 24.5046 | 24.5046 | 24.5046 | 24.5046 | 24.5046 | 24.5046 | 24.5046 | 24.5046 | 24.5046 | 24.5046 | 24.5046 | 24.5046 | 24.5046 | 24.5046 | 24.5046 | 35 |  | 178.2245 | 48.3024 | 48.3024 | 0 | 0 | 0
Deferral to 2030 |  |  | 136.8 | [14 empty] | 24.5046 | 24.5046 | 24.5046 | 24.5046 | 24.5046 | 24.5046 | 24.5046 | 24.5046 | 24.5046 | 24.5046 | 24.5046 | 24.5046 | 24.5046 | 24.5046 | 24.5046 | 24.5046 | 24.5046 | 24.5046 | 24.5046 | 24.5046 | 24.5046 | 24.5046 | 24.5046 | 24.5046 | 24.5046 | 24.5046 | 24.5046 | 24.5046 | 24.5046 | 24.5046 | 24.5046 | 24.5046 | 24.5046 | 24.5046 | 24.5046 | 35 |  | 178.2245 | 48.3024 | 48.3024 | 0 | 0 | 0 | =Area II Portion
[60 empty] | 6467543.9821 | =Area II+III Portions
Annual Avoided Costs for Deferral to 2022:
Riverhead Canal 2nd Line and Bank | 2022 |  |  | 0 | 0 | 0 | 0 | 18.2337 | 18.2337 | -1.1104 | -1.1104 | -1.1104 | -1.1104 | -1.1104 | -1.1104 | -1.1104 | -1.1104 | -1.1104 | -1.1104 | -1.1104 | -1.1104 | -1.1104 | -1.1104 | -1.1104 | -1.1104 | -1.1104 | -1.1104 | -1.1104 | -1.1104 | -1.1104 | -1.1104 | -1.1104 | -1.1104 | -1.1104 | -1.1104 | -1.1104 | -1.1104 | -1.1104 | -1.1104 | -1.1104 | -1.1104 | -1.1104 | -19.3442 | -19.3442 | [8 empty] | 35 |  |  | 10.6087
Annual Avoided Costs for Deferral to 2023:
Riverhead Canal 2nd Line and Bank | 2023 |  |  | 0 | 0 | 0 | 0 | 18.2337 | 18.2337 | 18.2337 | -1.6908 | -1.6908 | -1.6908 | -1.6908 | -1.6908 | -1.6908 | -1.6908 | -1.6908 | -1.6908 | -1.6908 | -1.6908 | -1.6908 | -1.6908 | -1.6908 | -1.6908 | -1.6908 | -1.6908 | -1.6908 | -1.6908 | -1.6908 | -1.6908 | -1.6908 | -1.6908 | -1.6908 | -1.6908 | -1.6908 | -1.6908 | -1.6908 | -1.6908 | -1.6908 | -1.6908 | -1.6908 | -19.9245 | -19.9245 | -19.9245 | [7 empty] | 35 |  |  | 15.7252
Annual Avoided Costs for Deferral to 2024:
Riverhead Canal 2nd Line and Bank | 2024 |  |  | 0 | 0 | 0 | 0 | 18.2337 | 18.2337 | 18.2337 | 18.2337 | -2.2885 | -2.2885 | -2.2885 | -2.2885 | -2.2885 | -2.2885 | -2.2885 | -2.2885 | -2.2885 | -2.2885 | -2.2885 | -2.2885 | -2.2885 | -2.2885 | -2.2885 | -2.2885 | -2.2885 | -2.2885 | -2.2885 | -2.2885 | -2.2885 | -2.2885 | -2.2885 | -2.2885 | -2.2885 | -2.2885 | -2.2885 | -2.2885 | -2.2885 | -2.2885 | -2.2885 | -20.5222 | -20.5222 | -20.5222 | -20.5222 | [6 empty] | 35 |  |  | 20.7205
Annual Avoided Costs for Deferral to 2025:
Riverhead Canal 2nd Line and Bank | 2025 |  |  | 0 | 0 | 0 | 0 | 18.2337 | 18.2337 | 18.2337 | 18.2337 | 18.2337 | -2.9042 | -2.9042 | -2.9042 | -2.9042 | -2.9042 | -2.9042 | -2.9042 | -2.9042 | -2.9042 | -2.9042 | -2.9042 | -2.9042 | -2.9042 | -2.9042 | -2.9042 | -2.9042 | -2.9042 | -2.9042 | -2.9042 | -2.9042 | -2.9042 | -2.9042 | -2.9042 | -2.9042 | -2.9042 | -2.9042 | -2.9042 | -2.9042 | -2.9042 | -2.9042 | -21.1379 | -21.1379 | -21.1379 | -21.1379 | -21.1379 | [5 empty] | 35 |  |  | 25.5974
Annual Avoided Costs for Deferral to 2026:
Riverhead Canal 2nd Line and Bank | 2026 |  |  | 0 | 0 | 0 | 0 | 18.2337 | 18.2337 | 18.2337 | 18.2337 | 18.2337 | 18.2337 | -3.5383 | -3.5383 | -3.5383 | -3.5383 | -3.5383 | -3.5383 | -3.5383 | -3.5383 | -3.5383 | -3.5383 | -3.5383 | -3.5383 | -3.5383 | -3.5383 | -3.5383 | -3.5383 | -3.5383 | -3.5383 | -3.5383 | -3.5383 | -3.5383 | -3.5383 | -3.5383 | -3.5383 | -3.5383 | -3.5383 | -3.5383 | -3.5383 | -3.5383 | -21.772 | -21.772 | -21.772 | -21.772 | -21.772 | -21.772 |  |  |  |  | 35 |  |  | 30.3588
Annual Avoided Costs for Deferral to 2027:
Riverhead Canal 2nd Line and Bank | 2027 |  |  | 0 | 0 | 0 | 0 | 18.2337 | 18.2337 | 18.2337 | 18.2337 | 18.2337 | 18.2337 | 18.2337 | -4.1915 | -4.1915 | -4.1915 | -4.1915 | -4.1915 | -4.1915 | -4.1915 | -4.1915 | -4.1915 | -4.1915 | -4.1915 | -4.1915 | -4.1915 | -4.1915 | -4.1915 | -4.1915 | -4.1915 | -4.1915 | -4.1915 | -4.1915 | -4.1915 | -4.1915 | -4.1915 | -4.1915 | -4.1915 | -4.1915 | -4.1915 | -4.1915 | -22.4252 | -22.4252 | -22.4252 | -22.4252 | -22.4252 | -22.4252 | -22.4252 |  |  |  | 35 |  |  | 35.0073
Annual Avoided Costs for Deferral to 2028:
Riverhead Canal 2nd Line and Bank | 2028 |  |  | 0 | 0 | 0 | 0 | 18.2337 | 18.2337 | 18.2337 | 18.2337 | 18.2337 | 18.2337 | 18.2337 | 18.2337 | -4.8642 | -4.8642 | -4.8642 | -4.8642 | -4.8642 | -4.8642 | -4.8642 | -4.8642 | -4.8642 | -4.8642 | -4.8642 | -4.8642 | -4.8642 | -4.8642 | -4.8642 | -4.8642 | -4.8642 | -4.8642 | -4.8642 | -4.8642 | -4.8642 | -4.8642 | -4.8642 | -4.8642 | -4.8642 | -4.8642 | -4.8642 | -23.0979 | -23.0979 | -23.0979 | -23.0979 | -23.0979 | -23.0979 | -23.0979 | -23.0979 |  |  | 35 |  |  | 39.5457
Annual Avoided Costs for Deferral to 2029:
Riverhead Canal 2nd Line and Bank | 2029 |  |  | 0 | 0 | 0 | 0 | 18.2337 | 18.2337 | 18.2337 | 18.2337 | 18.2337 | 18.2337 | 18.2337 | 18.2337 | 18.2337 | -5.5571 | -5.5571 | -5.5571 | -5.5571 | -5.5571 | -5.5571 | -5.5571 | -5.5571 | -5.5571 | -5.5571 | -5.5571 | -5.5571 | -5.5571 | -5.5571 | -5.5571 | -5.5571 | -5.5571 | -5.5571 | -5.5571 | -5.5571 | -5.5571 | -5.5571 | -5.5571 | -5.5571 | -5.5571 | -5.5571 | -23.7909 | -23.7909 | -23.7909 | -23.7909 | -23.7909 | -23.7909 | -23.7909 | -23.7909 | -23.7909 |  | 35 |  |  | 43.9765
Annual Avoided Costs for Deferral to 2030:
Riverhead Canal 2nd Line and Bank | 2030 |  |  | 0 | 0 | 0 | 0 | 18.2337 | 18.2337 | 18.2337 | 18.2337 | 18.2337 | 18.2337 | 18.2337 | 18.2337 | 18.2337 | 18.2337 | -6.2709 | -6.2709 | -6.2709 | -6.2709 | -6.2709 | -6.2709 | -6.2709 | -6.2709 | -6.2709 | -6.2709 | -6.2709 | -6.2709 | -6.2709 | -6.2709 | -6.2709 | -6.2709 | -6.2709 | -6.2709 | -6.2709 | -6.2709 | -6.2709 | -6.2709 | -6.2709 | -6.2709 | -6.2709 | -24.5046 | -24.5046 | -24.5046 | -24.5046 | -24.5046 | -24.5046 | -24.5046 | -24.5046 | -24.5046 | -24.5046 | 35 |  |  | 48.3024
0
Area III Projects: | [52 empty] | 0 | 4.54
New Canal - Southampton Cable | 2017 |  | 37.6 | 0 | 4.5863 | 4.5863 | 4.5863 | 4.5863 | 4.5863 | 4.5863 | 4.5863 | 4.5863 | 4.5863 | 4.5863 | 4.5863 | 4.5863 | 4.5863 | 4.5863 | 4.5863 | 4.5863 | 4.5863 | 4.5863 | 4.5863 | 4.5863 | 4.5863 | 4.5863 | 4.5863 | 4.5863 | 4.5863 | 4.5863 | 4.5863 | 4.5863 | 4.5863 | 4.5863 | 4.5863 | 4.5863 | 4.5863 | 4.5863 | 4.5863 | [13 empty] | 35 |  | 66.9063
Upgrade Wildwood - Riverhead to 138 kV | 2017 |  | 7.7 | 0 | 0.93922 | 0.93922 | 0.93922 | 0.93922 | 0.93922 | 0.93922 | 0.93922 | 0.93922 | 0.93922 | 0.93922 | 0.93922 | 0.93922 | 0.93922 | 0.93922 | 0.93922 | 0.93922 | 0.93922 | 0.93922 | 0.93922 | 0.93922 | 0.93922 | 0.93922 | 0.93922 | 0.93922 | 0.93922 | 0.93922 | 0.93922 | 0.93922 | 0.93922 | 0.93922 | 0.93922 | 0.93922 | 0.93922 | 0.93922 | 0.93922 | [13 empty] | 35 |  | 13.7016
Bridgehampton - Buell New 69 kV UG Cable | 2017 |  | 33.2 | 0 | 4.0496 | 4.0496 | 4.0496 | 4.0496 | 4.0496 | 4.0496 | 4.0496 | 4.0496 | 4.0496 | 4.0496 | 4.0496 | 4.0496 | 4.0496 | 4.0496 | 4.0496 | 4.0496 | 4.0496 | 4.0496 | 4.0496 | 4.0496 | 4.0496 | 4.0496 | 4.0496 | 4.0496 | 4.0496 | 4.0496 | 4.0496 | 4.0496 | 4.0496 | 4.0496 | 4.0496 | 4.0496 | 4.0496 | 4.0496 | 4.0496 | [13 empty] | 35 |  | 59.0769
Canal - Wainscott New 138 kV UG Cable | 2022 |  | 275.5 | 0 | 0 | 0 | 0 | 0 | 0 | 38.957 | 38.957 | 38.957 | 38.957 | 38.957 | 38.957 | 38.957 | 38.957 | 38.957 | 38.957 | 38.957 | 38.957 | 38.957 | 38.957 | 38.957 | 38.957 | 38.957 | 38.957 | 38.957 | 38.957 | 38.957 | 38.957 | 38.957 | 38.957 | 38.957 | 38.957 | 38.957 | 38.957 | 38.957 | 38.957 | 38.957 | 38.957 | 38.957 | 38.957 | 38.957 | [8 empty] | 35 |  | 434.8353
No Deferral |  |  | 354 |  | 9.5752 | 9.5752 | 9.5752 | 9.5752 | 9.5752 | 48.5322 | 48.5322 | 48.5322 | 48.5322 | 48.5322 | 48.5322 | 48.5322 | 48.5322 | 48.5322 | 48.5322 | 48.5322 | 48.5322 | 48.5322 | 48.5322 | 48.5322 | 48.5322 | 48.5322 | 48.5322 | 48.5322 | 48.5322 | 48.5322 | 48.5322 | 48.5322 | 48.5322 | 48.5322 | 48.5322 | 48.5322 | 48.5322 | 48.5322 | 48.5322 | 38.957 | 38.957 | 38.957 | 38.957 | 38.957 | [10 empty] | 574.52
New Canal - Southampton Cable | 2019 |  | 37.6 |  |  |  | 4.8656 | 4.8656 | 4.8656 | 4.8656 | 4.8656 | 4.8656 | 4.8656 | 4.8656 | 4.8656 | 4.8656 | 4.8656 | 4.8656 | 4.8656 | 4.8656 | 4.8656 | 4.8656 | 4.8656 | 4.8656 | 4.8656 | 4.8656 | 4.8656 | 4.8656 | 4.8656 | 4.8656 | 4.8656 | 4.8656 | 4.8656 | 4.8656 | 4.8656 | 4.8656 | 4.8656 | 4.8656 | 4.8656 | 4.8656 | 4.8656 | [11 empty] | 35 |  | 63.773 | 3.1333 | 0 | 0 | 0 | 0
Upgrade Wildwood - Riverhead to 138 kV | 2019 |  | 7.7 |  |  |  | 0.99642 | 0.99642 | 0.99642 | 0.99642 | 0.99642 | 0.99642 | 0.99642 | 0.99642 | 0.99642 | 0.99642 | 0.99642 | 0.99642 | 0.99642 | 0.99642 | 0.99642 | 0.99642 | 0.99642 | 0.99642 | 0.99642 | 0.99642 | 0.99642 | 0.99642 | 0.99642 | 0.99642 | 0.99642 | 0.99642 | 0.99642 | 0.99642 | 0.99642 | 0.99642 | 0.99642 | 0.99642 | 0.99642 | 0.99642 | 0.99642 | [11 empty] | 35 |  | 13.0599 | 0.64167 | 0 | 0 | 0 | 0
Bridgehampton - Buell New 69 kV UG Cable | 2019 |  | 33.2 |  |  |  | 4.2963 | 4.2963 | 4.2963 | 4.2963 | 4.2963 | 4.2963 | 4.2963 | 4.2963 | 4.2963 | 4.2963 | 4.2963 | 4.2963 | 4.2963 | 4.2963 | 4.2963 | 4.2963 | 4.2963 | 4.2963 | 4.2963 | 4.2963 | 4.2963 | 4.2963 | 4.2963 | 4.2963 | 4.2963 | 4.2963 | 4.2963 | 4.2963 | 4.2963 | 4.2963 | 4.2963 | 4.2963 | 4.2963 | 4.2963 | 4.2963 | [11 empty] | 35 |  | 56.3102 | 2.7667 | 0 | 0 | 0 | 0
Canal - Wainscott New 138 kV UG Cable | 2019 |  | 275.5 |  |  |  | 35.6512 | 35.6512 | 35.6512 | 35.6512 | 35.6512 | 35.6512 | 35.6512 | 35.6512 | 35.6512 | 35.6512 | 35.6512 | 35.6512 | 35.6512 | 35.6512 | 35.6512 | 35.6512 | 35.6512 | 35.6512 | 35.6512 | 35.6512 | 35.6512 | 35.6512 | 35.6512 | 35.6512 | 35.6512 | 35.6512 | 35.6512 | 35.6512 | 35.6512 | 35.6512 | 35.6512 | 35.6512 | 35.6512 | 35.6512 | 35.6512 | [11 empty] | 35 |  | 467.2728 | -32.4375 | -32.4375 | 0 | 0 | 0
Deferral to 2019 |  |  | 354 |  |  |  | 45.8095 | 45.8095 | 45.8095 | 45.8095 | 45.8095 | 45.8095 | 45.8095 | 45.8095 | 45.8095 | 45.8095 | 45.8095 | 45.8095 | 45.8095 | 45.8095 | 45.8095 | 45.8095 | 45.8095 | 45.8095 | 45.8095 | 45.8095 | 45.8095 | 45.8095 | 45.8095 | 45.8095 | 45.8095 | 45.8095 | 45.8095 | 45.8095 | 45.8095 | 45.8095 | 45.8095 | 45.8095 | 45.8095 | 45.8095 | 45.8095 | [11 empty] | 35 |  | 600.4158 | -25.8958 | -32.4375 | 0 | 0 | 0 | =Area III Portion
New Canal - Southampton Cable | 2022 |  | 37.6 | [6 empty] | 5.3168 | 5.3168 | 5.3168 | 5.3168 | 5.3168 | 5.3168 | 5.3168 | 5.3168 | 5.3168 | 5.3168 | 5.3168 | 5.3168 | 5.3168 | 5.3168 | 5.3168 | 5.3168 | 5.3168 | 5.3168 | 5.3168 | 5.3168 | 5.3168 | 5.3168 | 5.3168 | 5.3168 | 5.3168 | 5.3168 | 5.3168 | 5.3168 | 5.3168 | 5.3168 | 5.3168 | 5.3168 | 5.3168 | 5.3168 | 5.3168 | [8 empty] | 35 |  | 59.3459 | 7.5604 | 7.5604 | 0 | 0 | 0
Upgrade Wildwood - Riverhead to 138 kV | 2022 |  | 7.7 | [6 empty] | 1.0888 | 1.0888 | 1.0888 | 1.0888 | 1.0888 | 1.0888 | 1.0888 | 1.0888 | 1.0888 | 1.0888 | 1.0888 | 1.0888 | 1.0888 | 1.0888 | 1.0888 | 1.0888 | 1.0888 | 1.0888 | 1.0888 | 1.0888 | 1.0888 | 1.0888 | 1.0888 | 1.0888 | 1.0888 | 1.0888 | 1.0888 | 1.0888 | 1.0888 | 1.0888 | 1.0888 | 1.0888 | 1.0888 | 1.0888 | 1.0888 | [8 empty] | 35 |  | 12.1533 | 1.5483 | 1.5483 | 0 | 0 | 0
Bridgehampton - Buell New 69 kV UG Cable | 2022 |  | 33.2 | [6 empty] | 4.6946 | 4.6946 | 4.6946 | 4.6946 | 4.6946 | 4.6946 | 4.6946 | 4.6946 | 4.6946 | 4.6946 | 4.6946 | 4.6946 | 4.6946 | 4.6946 | 4.6946 | 4.6946 | 4.6946 | 4.6946 | 4.6946 | 4.6946 | 4.6946 | 4.6946 | 4.6946 | 4.6946 | 4.6946 | 4.6946 | 4.6946 | 4.6946 | 4.6946 | 4.6946 | 4.6946 | 4.6946 | 4.6946 | 4.6946 | 4.6946 | [8 empty] | 35 |  | 52.4012 | 6.6757 | 6.6757 | 0 | 0 | 0
Canal - Wainscott New 138 kV UG Cable | 2022 |  | 275.5 | [6 empty] | 38.957 | 38.957 | 38.957 | 38.957 | 38.957 | 38.957 | 38.957 | 38.957 | 38.957 | 38.957 | 38.957 | 38.957 | 38.957 | 38.957 | 38.957 | 38.957 | 38.957 | 38.957 | 38.957 | 38.957 | 38.957 | 38.957 | 38.957 | 38.957 | 38.957 | 38.957 | 38.957 | 38.957 | 38.957 | 38.957 | 38.957 | 38.957 | 38.957 | 38.957 | 38.957 | [8 empty] | 35 |  | 434.8353 | 0 | 0 | 0 | 0 | 0
Deferral to 2022 |  |  | 354 | [6 empty] | 50.0572 | 50.0572 | 50.0572 | 50.0572 | 50.0572 | 50.0572 | 50.0572 | 50.0572 | 50.0572 | 50.0572 | 50.0572 | 50.0572 | 50.0572 | 50.0572 | 50.0572 | 50.0572 | 50.0572 | 50.0572 | 50.0572 | 50.0572 | 50.0572 | 50.0572 | 50.0572 | 50.0572 | 50.0572 | 50.0572 | 50.0572 | 50.0572 | 50.0572 | 50.0572 | 50.0572 | 50.0572 | 50.0572 | 50.0572 | 50.0572 | [8 empty] | 35 |  | 558.7357 | 15.7843 | 15.7843 | 0 | 0 | 0 | =Area III Portion
New Canal - Southampton Cable | 2024 |  | 37.6 | [8 empty] | 5.6406 | 5.6406 | 5.6406 | 5.6406 | 5.6406 | 5.6406 | 5.6406 | 5.6406 | 5.6406 | 5.6406 | 5.6406 | 5.6406 | 5.6406 | 5.6406 | 5.6406 | 5.6406 | 5.6406 | 5.6406 | 5.6406 | 5.6406 | 5.6406 | 5.6406 | 5.6406 | 5.6406 | 5.6406 | 5.6406 | 5.6406 | 5.6406 | 5.6406 | 5.6406 | 5.6406 | 5.6406 | 5.6406 | 5.6406 | 5.6406 | [6 empty] | 35 |  | 56.5667 | 10.3397 | 10.3397 | 0 | 0 | 0
Upgrade Wildwood - Riverhead to 138 kV | 2024 |  | 7.7 | [8 empty] | 1.1551 | 1.1551 | 1.1551 | 1.1551 | 1.1551 | 1.1551 | 1.1551 | 1.1551 | 1.1551 | 1.1551 | 1.1551 | 1.1551 | 1.1551 | 1.1551 | 1.1551 | 1.1551 | 1.1551 | 1.1551 | 1.1551 | 1.1551 | 1.1551 | 1.1551 | 1.1551 | 1.1551 | 1.1551 | 1.1551 | 1.1551 | 1.1551 | 1.1551 | 1.1551 | 1.1551 | 1.1551 | 1.1551 | 1.1551 | 1.1551 | [6 empty] | 35 |  | 11.5841 | 2.1174 | 2.1174 | 0 | 0 | 0
Bridgehampton - Buell New 69 kV UG Cable | 2024 |  | 33.2 | [8 empty] | 4.9805 | 4.9805 | 4.9805 | 4.9805 | 4.9805 | 4.9805 | 4.9805 | 4.9805 | 4.9805 | 4.9805 | 4.9805 | 4.9805 | 4.9805 | 4.9805 | 4.9805 | 4.9805 | 4.9805 | 4.9805 | 4.9805 | 4.9805 | 4.9805 | 4.9805 | 4.9805 | 4.9805 | 4.9805 | 4.9805 | 4.9805 | 4.9805 | 4.9805 | 4.9805 | 4.9805 | 4.9805 | 4.9805 | 4.9805 | 4.9805 | [6 empty] | 35 |  | 49.9472 | 9.1297 | 9.1297 | 0 | 0 | 0
Canal - Wainscott New 138 kV UG Cable | 2024 |  | 275.5 | [8 empty] | 41.3295 | 41.3295 | 41.3295 | 41.3295 | 41.3295 | 41.3295 | 41.3295 | 41.3295 | 41.3295 | 41.3295 | 41.3295 | 41.3295 | 41.3295 | 41.3295 | 41.3295 | 41.3295 | 41.3295 | 41.3295 | 41.3295 | 41.3295 | 41.3295 | 41.3295 | 41.3295 | 41.3295 | 41.3295 | 41.3295 | 41.3295 | 41.3295 | 41.3295 | 41.3295 | 41.3295 | 41.3295 | 41.3295 | 41.3295 | 41.3295 | [6 empty] | 35 |  | 414.4711 | 20.3641 | 20.3641 | 0 | 0 | 0
Deferral to 2024 |  |  | 354 | [8 empty] | 53.1057 | 53.1057 | 53.1057 | 53.1057 | 53.1057 | 53.1057 | 53.1057 | 53.1057 | 53.1057 | 53.1057 | 53.1057 | 53.1057 | 53.1057 | 53.1057 | 53.1057 | 53.1057 | 53.1057 | 53.1057 | 53.1057 | 53.1057 | 53.1057 | 53.1057 | 53.1057 | 53.1057 | 53.1057 | 53.1057 | 53.1057 | 53.1057 | 53.1057 | 53.1057 | 53.1057 | 53.1057 | 53.1057 | 53.1057 | 53.1057 | [6 empty] | 35 |  | 532.5691 | 41.9509 | 41.9509 | 0 | 0 | 0 | =Area III Portion
New Canal - Southampton Cable | 2025 |  | 37.6 | [9 empty] | 5.8098 | 5.8098 | 5.8098 | 5.8098 | 5.8098 | 5.8098 | 5.8098 | 5.8098 | 5.8098 | 5.8098 | 5.8098 | 5.8098 | 5.8098 | 5.8098 | 5.8098 | 5.8098 | 5.8098 | 5.8098 | 5.8098 | 5.8098 | 5.8098 | 5.8098 | 5.8098 | 5.8098 | 5.8098 | 5.8098 | 5.8098 | 5.8098 | 5.8098 | 5.8098 | 5.8098 | 5.8098 | 5.8098 | 5.8098 | 5.8098 | [5 empty] | 35 |  | 55.2262 | 11.6801 | 11.6801 | 0 | 0 | 0
Upgrade Wildwood - Riverhead to 138 kV | 2025 |  | 7.7 | [9 empty] | 1.1898 | 1.1898 | 1.1898 | 1.1898 | 1.1898 | 1.1898 | 1.1898 | 1.1898 | 1.1898 | 1.1898 | 1.1898 | 1.1898 | 1.1898 | 1.1898 | 1.1898 | 1.1898 | 1.1898 | 1.1898 | 1.1898 | 1.1898 | 1.1898 | 1.1898 | 1.1898 | 1.1898 | 1.1898 | 1.1898 | 1.1898 | 1.1898 | 1.1898 | 1.1898 | 1.1898 | 1.1898 | 1.1898 | 1.1898 | 1.1898 | [5 empty] | 35 |  | 11.3096 | 2.3919 | 2.3919 | 0 | 0 | 0
Bridgehampton - Buell New 69 kV UG Cable | 2025 |  | 33.2 | [9 empty] | 5.13 | 5.13 | 5.13 | 5.13 | 5.13 | 5.13 | 5.13 | 5.13 | 5.13 | 5.13 | 5.13 | 5.13 | 5.13 | 5.13 | 5.13 | 5.13 | 5.13 | 5.13 | 5.13 | 5.13 | 5.13 | 5.13 | 5.13 | 5.13 | 5.13 | 5.13 | 5.13 | 5.13 | 5.13 | 5.13 | 5.13 | 5.13 | 5.13 | 5.13 | 5.13 | [5 empty] | 35 |  | 48.7636 | 10.3133 | 10.3133 | 0 | 0 | 0
Canal - Wainscott New 138 kV UG Cable | 2025 |  | 275.5 | [9 empty] | 42.5693 | 42.5693 | 42.5693 | 42.5693 | 42.5693 | 42.5693 | 42.5693 | 42.5693 | 42.5693 | 42.5693 | 42.5693 | 42.5693 | 42.5693 | 42.5693 | 42.5693 | 42.5693 | 42.5693 | 42.5693 | 42.5693 | 42.5693 | 42.5693 | 42.5693 | 42.5693 | 42.5693 | 42.5693 | 42.5693 | 42.5693 | 42.5693 | 42.5693 | 42.5693 | 42.5693 | 42.5693 | 42.5693 | 42.5693 | 42.5693 | [5 empty] | 35 |  | 404.6495 | 30.1857 | 30.1857 | 0 | 0 | 0
Deferral to 2025 |  |  | 354 | [9 empty] | 54.6989 | 54.6989 | 54.6989 | 54.6989 | 54.6989 | 54.6989 | 54.6989 | 54.6989 | 54.6989 | 54.6989 | 54.6989 | 54.6989 | 54.6989 | 54.6989 | 54.6989 | 54.6989 | 54.6989 | 54.6989 | 54.6989 | 54.6989 | 54.6989 | 54.6989 | 54.6989 | 54.6989 | 54.6989 | 54.6989 | 54.6989 | 54.6989 | 54.6989 | 54.6989 | 54.6989 | 54.6989 | 54.6989 | 54.6989 | 54.6989 | [5 empty] | 35 |  | 519.949 | 54.5711 | 54.5711 | 0 | 0 | 0 | =Area III Portion
New Canal - Southampton Cable | 2026 |  | 37.6 | [10 empty] | 5.9841 | 5.9841 | 5.9841 | 5.9841 | 5.9841 | 5.9841 | 5.9841 | 5.9841 | 5.9841 | 5.9841 | 5.9841 | 5.9841 | 5.9841 | 5.9841 | 5.9841 | 5.9841 | 5.9841 | 5.9841 | 5.9841 | 5.9841 | 5.9841 | 5.9841 | 5.9841 | 5.9841 | 5.9841 | 5.9841 | 5.9841 | 5.9841 | 5.9841 | 5.9841 | 5.9841 | 5.9841 | 5.9841 | 5.9841 | 5.9841 |  |  |  |  | 35 |  | 53.9175 | 12.9888 | 12.9888 | 0 | 0 | 0
Upgrade Wildwood - Riverhead to 138 kV | 2026 |  | 7.7 | [10 empty] | 1.2255 | 1.2255 | 1.2255 | 1.2255 | 1.2255 | 1.2255 | 1.2255 | 1.2255 | 1.2255 | 1.2255 | 1.2255 | 1.2255 | 1.2255 | 1.2255 | 1.2255 | 1.2255 | 1.2255 | 1.2255 | 1.2255 | 1.2255 | 1.2255 | 1.2255 | 1.2255 | 1.2255 | 1.2255 | 1.2255 | 1.2255 | 1.2255 | 1.2255 | 1.2255 | 1.2255 | 1.2255 | 1.2255 | 1.2255 | 1.2255 |  |  |  |  | 35 |  | 11.0416 | 2.6599 | 2.6599 | 0 | 0 | 0
Bridgehampton - Buell New 69 kV UG Cable | 2026 |  | 33.2 | [10 empty] | 5.2839 | 5.2839 | 5.2839 | 5.2839 | 5.2839 | 5.2839 | 5.2839 | 5.2839 | 5.2839 | 5.2839 | 5.2839 | 5.2839 | 5.2839 | 5.2839 | 5.2839 | 5.2839 | 5.2839 | 5.2839 | 5.2839 | 5.2839 | 5.2839 | 5.2839 | 5.2839 | 5.2839 | 5.2839 | 5.2839 | 5.2839 | 5.2839 | 5.2839 | 5.2839 | 5.2839 | 5.2839 | 5.2839 | 5.2839 | 5.2839 |  |  |  |  | 35 |  | 47.608 | 11.4688 | 11.4688 | 0 | 0 | 0
Canal - Wainscott New 138 kV UG Cable | 2026 |  | 275.5 | [10 empty] | 43.8464 | 43.8464 | 43.8464 | 43.8464 | 43.8464 | 43.8464 | 43.8464 | 43.8464 | 43.8464 | 43.8464 | 43.8464 | 43.8464 | 43.8464 | 43.8464 | 43.8464 | 43.8464 | 43.8464 | 43.8464 | 43.8464 | 43.8464 | 43.8464 | 43.8464 | 43.8464 | 43.8464 | 43.8464 | 43.8464 | 43.8464 | 43.8464 | 43.8464 | 43.8464 | 43.8464 | 43.8464 | 43.8464 | 43.8464 | 43.8464 |  |  |  |  | 35 |  | 395.0607 | 39.7746 | 39.7746 | 0 | 0 | 0
Deferral to 2026 |  |  | 354 | [10 empty] | 56.3399 | 56.3399 | 56.3399 | 56.3399 | 56.3399 | 56.3399 | 56.3399 | 56.3399 | 56.3399 | 56.3399 | 56.3399 | 56.3399 | 56.3399 | 56.3399 | 56.3399 | 56.3399 | 56.3399 | 56.3399 | 56.3399 | 56.3399 | 56.3399 | 56.3399 | 56.3399 | 56.3399 | 56.3399 | 56.3399 | 56.3399 | 56.3399 | 56.3399 | 56.3399 | 56.3399 | 56.3399 | 56.3399 | 56.3399 | 56.3399 |  |  |  |  | 35 |  | 507.6279 | 66.8921 | 66.8921 | 0 | 0 | 0 | =Area III Portion
New Canal - Southampton Cable | 2027 |  | 37.6 | [11 empty] | 6.1636 | 6.1636 | 6.1636 | 6.1636 | 6.1636 | 6.1636 | 6.1636 | 6.1636 | 6.1636 | 6.1636 | 6.1636 | 6.1636 | 6.1636 | 6.1636 | 6.1636 | 6.1636 | 6.1636 | 6.1636 | 6.1636 | 6.1636 | 6.1636 | 6.1636 | 6.1636 | 6.1636 | 6.1636 | 6.1636 | 6.1636 | 6.1636 | 6.1636 | 6.1636 | 6.1636 | 6.1636 | 6.1636 | 6.1636 | 6.1636 |  |  |  | 35 |  | 52.6399 | 14.2665 | 14.2665 | 0 | 0 | 0
Upgrade Wildwood - Riverhead to 138 kV | 2027 |  | 7.7 | [11 empty] | 1.2622 | 1.2622 | 1.2622 | 1.2622 | 1.2622 | 1.2622 | 1.2622 | 1.2622 | 1.2622 | 1.2622 | 1.2622 | 1.2622 | 1.2622 | 1.2622 | 1.2622 | 1.2622 | 1.2622 | 1.2622 | 1.2622 | 1.2622 | 1.2622 | 1.2622 | 1.2622 | 1.2622 | 1.2622 | 1.2622 | 1.2622 | 1.2622 | 1.2622 | 1.2622 | 1.2622 | 1.2622 | 1.2622 | 1.2622 | 1.2622 |  |  |  | 35 |  | 10.78 | 2.9216 | 2.9216 | 0 | 0 | 0
Bridgehampton - Buell New 69 kV UG Cable | 2027 |  | 33.2 | [11 empty] | 5.4424 | 5.4424 | 5.4424 | 5.4424 | 5.4424 | 5.4424 | 5.4424 | 5.4424 | 5.4424 | 5.4424 | 5.4424 | 5.4424 | 5.4424 | 5.4424 | 5.4424 | 5.4424 | 5.4424 | 5.4424 | 5.4424 | 5.4424 | 5.4424 | 5.4424 | 5.4424 | 5.4424 | 5.4424 | 5.4424 | 5.4424 | 5.4424 | 5.4424 | 5.4424 | 5.4424 | 5.4424 | 5.4424 | 5.4424 | 5.4424 |  |  |  | 35 |  | 46.4799 | 12.597 | 12.597 | 0 | 0 | 0
Canal - Wainscott New 138 kV UG Cable | 2027 |  | 275.5 | [11 empty] | 45.1618 | 45.1618 | 45.1618 | 45.1618 | 45.1618 | 45.1618 | 45.1618 | 45.1618 | 45.1618 | 45.1618 | 45.1618 | 45.1618 | 45.1618 | 45.1618 | 45.1618 | 45.1618 | 45.1618 | 45.1618 | 45.1618 | 45.1618 | 45.1618 | 45.1618 | 45.1618 | 45.1618 | 45.1618 | 45.1618 | 45.1618 | 45.1618 | 45.1618 | 45.1618 | 45.1618 | 45.1618 | 45.1618 | 45.1618 | 45.1618 |  |  |  | 35 |  | 385.6991 | 49.1362 | 49.1362 | 0 | 0 | 0
Deferral to 2027 |  |  | 354 | [11 empty] | 58.0301 | 58.0301 | 58.0301 | 58.0301 | 58.0301 | 58.0301 | 58.0301 | 58.0301 | 58.0301 | 58.0301 | 58.0301 | 58.0301 | 58.0301 | 58.0301 | 58.0301 | 58.0301 | 58.0301 | 58.0301 | 58.0301 | 58.0301 | 58.0301 | 58.0301 | 58.0301 | 58.0301 | 58.0301 | 58.0301 | 58.0301 | 58.0301 | 58.0301 | 58.0301 | 58.0301 | 58.0301 | 58.0301 | 58.0301 | 58.0301 |  |  |  | 35 |  | 495.5988 | 78.9212 | 78.9212 | 0 | 0 | 0 | =Area III Portion
New Canal - Southampton Cable | 2028 |  | 37.6 | [12 empty] | 6.3486 | 6.3486 | 6.3486 | 6.3486 | 6.3486 | 6.3486 | 6.3486 | 6.3486 | 6.3486 | 6.3486 | 6.3486 | 6.3486 | 6.3486 | 6.3486 | 6.3486 | 6.3486 | 6.3486 | 6.3486 | 6.3486 | 6.3486 | 6.3486 | 6.3486 | 6.3486 | 6.3486 | 6.3486 | 6.3486 | 6.3486 | 6.3486 | 6.3486 | 6.3486 | 6.3486 | 6.3486 | 6.3486 | 6.3486 | 6.3486 |  |  | 35 |  | 51.3925 | 15.5138 | 15.5138 | 0 | 0 | 0
Upgrade Wildwood - Riverhead to 138 kV | 2028 |  | 7.7 | [12 empty] | 1.3001 | 1.3001 | 1.3001 | 1.3001 | 1.3001 | 1.3001 | 1.3001 | 1.3001 | 1.3001 | 1.3001 | 1.3001 | 1.3001 | 1.3001 | 1.3001 | 1.3001 | 1.3001 | 1.3001 | 1.3001 | 1.3001 | 1.3001 | 1.3001 | 1.3001 | 1.3001 | 1.3001 | 1.3001 | 1.3001 | 1.3001 | 1.3001 | 1.3001 | 1.3001 | 1.3001 | 1.3001 | 1.3001 | 1.3001 | 1.3001 |  |  | 35 |  | 10.5245 | 3.177 | 3.177 | 0 | 0 | 0
Bridgehampton - Buell New 69 kV UG Cable | 2028 |  | 33.2 | [12 empty] | 5.6056 | 5.6056 | 5.6056 | 5.6056 | 5.6056 | 5.6056 | 5.6056 | 5.6056 | 5.6056 | 5.6056 | 5.6056 | 5.6056 | 5.6056 | 5.6056 | 5.6056 | 5.6056 | 5.6056 | 5.6056 | 5.6056 | 5.6056 | 5.6056 | 5.6056 | 5.6056 | 5.6056 | 5.6056 | 5.6056 | 5.6056 | 5.6056 | 5.6056 | 5.6056 | 5.6056 | 5.6056 | 5.6056 | 5.6056 | 5.6056 |  |  | 35 |  | 45.3785 | 13.6984 | 13.6984 | 0 | 0 | 0
Canal - Wainscott New 138 kV UG Cable | 2028 |  | 275.5 | [12 empty] | 46.5167 | 46.5167 | 46.5167 | 46.5167 | 46.5167 | 46.5167 | 46.5167 | 46.5167 | 46.5167 | 46.5167 | 46.5167 | 46.5167 | 46.5167 | 46.5167 | 46.5167 | 46.5167 | 46.5167 | 46.5167 | 46.5167 | 46.5167 | 46.5167 | 46.5167 | 46.5167 | 46.5167 | 46.5167 | 46.5167 | 46.5167 | 46.5167 | 46.5167 | 46.5167 | 46.5167 | 46.5167 | 46.5167 | 46.5167 | 46.5167 |  |  | 35 |  | 376.5593 | 58.276 | 58.276 | 58.276 | 1052103.1074 | 5397288.9407
Deferral to 2028 |  |  | 354 | [12 empty] | 59.771 | 59.771 | 59.771 | 59.771 | 59.771 | 59.771 | 59.771 | 59.771 | 59.771 | 59.771 | 59.771 | 59.771 | 59.771 | 59.771 | 59.771 | 59.771 | 59.771 | 59.771 | 59.771 | 59.771 | 59.771 | 59.771 | 59.771 | 59.771 | 59.771 | 59.771 | 59.771 | 59.771 | 59.771 | 59.771 | 59.771 | 59.771 | 59.771 | 59.771 | 59.771 |  |  | 35 |  | 483.8548 | 90.6653 | 90.6653 | 58.276 | 1052103.1074 | 5397288.9407 | =Area III Portion
New Canal - Southampton Cable | 2029 |  | 37.6 | [13 empty] | 6.539 | 6.539 | 6.539 | 6.539 | 6.539 | 6.539 | 6.539 | 6.539 | 6.539 | 6.539 | 6.539 | 6.539 | 6.539 | 6.539 | 6.539 | 6.539 | 6.539 | 6.539 | 6.539 | 6.539 | 6.539 | 6.539 | 6.539 | 6.539 | 6.539 | 6.539 | 6.539 | 6.539 | 6.539 | 6.539 | 6.539 | 6.539 | 6.539 | 6.539 | 6.539 |  | 35 |  | 50.1747 | 16.7317 | 16.7317 | 0 | 0 | 0
Upgrade Wildwood - Riverhead to 138 kV | 2029 |  | 7.7 | [13 empty] | 1.3391 | 1.3391 | 1.3391 | 1.3391 | 1.3391 | 1.3391 | 1.3391 | 1.3391 | 1.3391 | 1.3391 | 1.3391 | 1.3391 | 1.3391 | 1.3391 | 1.3391 | 1.3391 | 1.3391 | 1.3391 | 1.3391 | 1.3391 | 1.3391 | 1.3391 | 1.3391 | 1.3391 | 1.3391 | 1.3391 | 1.3391 | 1.3391 | 1.3391 | 1.3391 | 1.3391 | 1.3391 | 1.3391 | 1.3391 | 1.3391 |  | 35 |  | 10.2751 | 3.4264 | 3.4264 | 0 | 0 | 0
Bridgehampton - Buell New 69 kV UG Cable | 2029 |  | 33.2 | [13 empty] | 5.7738 | 5.7738 | 5.7738 | 5.7738 | 5.7738 | 5.7738 | 5.7738 | 5.7738 | 5.7738 | 5.7738 | 5.7738 | 5.7738 | 5.7738 | 5.7738 | 5.7738 | 5.7738 | 5.7738 | 5.7738 | 5.7738 | 5.7738 | 5.7738 | 5.7738 | 5.7738 | 5.7738 | 5.7738 | 5.7738 | 5.7738 | 5.7738 | 5.7738 | 5.7738 | 5.7738 | 5.7738 | 5.7738 | 5.7738 | 5.7738 |  | 35 |  | 44.3031 | 14.7737 | 14.7737 | 0 | 0 | 0
Canal - Wainscott New 138 kV UG Cable | 2029 |  | 275.5 | [13 empty] | 47.9122 | 47.9122 | 47.9122 | 47.9122 | 47.9122 | 47.9122 | 47.9122 | 47.9122 | 47.9122 | 47.9122 | 47.9122 | 47.9122 | 47.9122 | 47.9122 | 47.9122 | 47.9122 | 47.9122 | 47.9122 | 47.9122 | 47.9122 | 47.9122 | 47.9122 | 47.9122 | 47.9122 | 47.9122 | 47.9122 | 47.9122 | 47.9122 | 47.9122 | 47.9122 | 47.9122 | 47.9122 | 47.9122 | 47.9122 | 47.9122 |  | 35 |  | 367.6361 | 67.1992 | 67.1992 | 0 | 0 | 0
Deferral to 2029 |  |  | 354 | [13 empty] | 61.5641 | 61.5641 | 61.5641 | 61.5641 | 61.5641 | 61.5641 | 61.5641 | 61.5641 | 61.5641 | 61.5641 | 61.5641 | 61.5641 | 61.5641 | 61.5641 | 61.5641 | 61.5641 | 61.5641 | 61.5641 | 61.5641 | 61.5641 | 61.5641 | 61.5641 | 61.5641 | 61.5641 | 61.5641 | 61.5641 | 61.5641 | 61.5641 | 61.5641 | 61.5641 | 61.5641 | 61.5641 | 61.5641 | 61.5641 | 61.5641 |  | 35 |  | 472.389 | 102.131 | 102.131 | 0 | 0 | 0 | =Area III Portion
New Canal - Southampton Cable | 2030 |  | 37.6 | [14 empty] | 6.7352 | 6.7352 | 6.7352 | 6.7352 | 6.7352 | 6.7352 | 6.7352 | 6.7352 | 6.7352 | 6.7352 | 6.7352 | 6.7352 | 6.7352 | 6.7352 | 6.7352 | 6.7352 | 6.7352 | 6.7352 | 6.7352 | 6.7352 | 6.7352 | 6.7352 | 6.7352 | 6.7352 | 6.7352 | 6.7352 | 6.7352 | 6.7352 | 6.7352 | 6.7352 | 6.7352 | 6.7352 | 6.7352 | 6.7352 | 6.7352 | 35 |  | 48.9857 | 17.9206 | 17.9206 | 0 | 0 | 0
Upgrade Wildwood - Riverhead to 138 kV | 2030 |  | 7.7 | [14 empty] | 1.3793 | 1.3793 | 1.3793 | 1.3793 | 1.3793 | 1.3793 | 1.3793 | 1.3793 | 1.3793 | 1.3793 | 1.3793 | 1.3793 | 1.3793 | 1.3793 | 1.3793 | 1.3793 | 1.3793 | 1.3793 | 1.3793 | 1.3793 | 1.3793 | 1.3793 | 1.3793 | 1.3793 | 1.3793 | 1.3793 | 1.3793 | 1.3793 | 1.3793 | 1.3793 | 1.3793 | 1.3793 | 1.3793 | 1.3793 | 1.3793 | 35 |  | 10.0316 | 3.6699 | 3.6699 | 0 | 0 | 0
Bridgehampton - Buell New 69 kV UG Cable | 2030 |  | 33.2 | [14 empty] | 5.947 | 5.947 | 5.947 | 5.947 | 5.947 | 5.947 | 5.947 | 5.947 | 5.947 | 5.947 | 5.947 | 5.947 | 5.947 | 5.947 | 5.947 | 5.947 | 5.947 | 5.947 | 5.947 | 5.947 | 5.947 | 5.947 | 5.947 | 5.947 | 5.947 | 5.947 | 5.947 | 5.947 | 5.947 | 5.947 | 5.947 | 5.947 | 5.947 | 5.947 | 5.947 | 35 |  | 43.2533 | 15.8236 | 15.8236 | 0 | 0 | 0
Canal - Wainscott New 138 kV UG Cable | 2030 |  | 275.5 | [14 empty] | 49.3495 | 49.3495 | 49.3495 | 49.3495 | 49.3495 | 49.3495 | 49.3495 | 49.3495 | 49.3495 | 49.3495 | 49.3495 | 49.3495 | 49.3495 | 49.3495 | 49.3495 | 49.3495 | 49.3495 | 49.3495 | 49.3495 | 49.3495 | 49.3495 | 49.3495 | 49.3495 | 49.3495 | 49.3495 | 49.3495 | 49.3495 | 49.3495 | 49.3495 | 49.3495 | 49.3495 | 49.3495 | 49.3495 | 49.3495 | 49.3495 | 35 |  | 358.9243 | 75.911 | 75.911 | 0 | 0 | 0
Deferral to 2030 |  |  | 354 | [14 empty] | 63.411 | 63.411 | 63.411 | 63.411 | 63.411 | 63.411 | 63.411 | 63.411 | 63.411 | 63.411 | 63.411 | 63.411 | 63.411 | 63.411 | 63.411 | 63.411 | 63.411 | 63.411 | 63.411 | 63.411 | 63.411 | 63.411 | 63.411 | 63.411 | 63.411 | 63.411 | 63.411 | 63.411 | 63.411 | 63.411 | 63.411 | 63.411 | 63.411 | 63.411 | 63.411 | 35 |  | 461.1949 | 113.3251 | 113.3251 | 0 | 0 | 0 | =Area III Portion
[60 empty] | 5397288.9407 | =Area III Portion
Annual Avoided Costs for Deferral to 2019:
New Canal - Southampton Cable | 2019 |  |  | 0 | 4.5863 | 4.5863 | -0.27931 | -0.27931 | -0.27931 | -0.27931 | -0.27931 | -0.27931 | -0.27931 | -0.27931 | -0.27931 | -0.27931 | -0.27931 | -0.27931 | -0.27931 | -0.27931 | -0.27931 | -0.27931 | -0.27931 | -0.27931 | -0.27931 | -0.27931 | -0.27931 | -0.27931 | -0.27931 | -0.27931 | -0.27931 | -0.27931 | -0.27931 | -0.27931 | -0.27931 | -0.27931 | -0.27931 | -0.27931 | -0.27931 | -4.8656 | -4.8656 | 0 | 0 | 0 | [8 empty] | 35 |  |  | 3.1333
Upgrade Wildwood - Riverhead to 138 kV | 2019 |  |  | 0 | 0.93922 | 0.93922 | -0.057199 | -0.057199 | -0.057199 | -0.057199 | -0.057199 | -0.057199 | -0.057199 | -0.057199 | -0.057199 | -0.057199 | -0.057199 | -0.057199 | -0.057199 | -0.057199 | -0.057199 | -0.057199 | -0.057199 | -0.057199 | -0.057199 | -0.057199 | -0.057199 | -0.057199 | -0.057199 | -0.057199 | -0.057199 | -0.057199 | -0.057199 | -0.057199 | -0.057199 | -0.057199 | -0.057199 | -0.057199 | -0.057199 | -0.99642 | -0.99642 | 0 | 0 | 0 | [8 empty] | 35 |  |  | 0.64167
Bridgehampton - Buell New 69 kV UG Cable | 2019 |  |  | 0 | 4.0496 | 4.0496 | -0.24662 | -0.24662 | -0.24662 | -0.24662 | -0.24662 | -0.24662 | -0.24662 | -0.24662 | -0.24662 | -0.24662 | -0.24662 | -0.24662 | -0.24662 | -0.24662 | -0.24662 | -0.24662 | -0.24662 | -0.24662 | -0.24662 | -0.24662 | -0.24662 | -0.24662 | -0.24662 | -0.24662 | -0.24662 | -0.24662 | -0.24662 | -0.24662 | -0.24662 | -0.24662 | -0.24662 | -0.24662 | -0.24662 | -4.2963 | -4.2963 | 0 | 0 | 0 | [8 empty] | 35 |  |  | 2.7667
Canal - Wainscott New 138 kV UG Cable | 2019 |  |  | 0 | 0 | 0 | -35.6512 | -35.6512 | -35.6512 | 3.3058 | 3.3058 | 3.3058 | 3.3058 | 3.3058 | 3.3058 | 3.3058 | 3.3058 | 3.3058 | 3.3058 | 3.3058 | 3.3058 | 3.3058 | 3.3058 | 3.3058 | 3.3058 | 3.3058 | 3.3058 | 3.3058 | 3.3058 | 3.3058 | 3.3058 | 3.3058 | 3.3058 | 3.3058 | 3.3058 | 3.3058 | 3.3058 | 3.3058 | 3.3058 | 3.3058 | 3.3058 | 38.957 | 38.957 | 38.957 | [8 empty] | 3 |  |  | -32.4375
Annual Avoided Costs for Deferral to 2023:
New Canal - Southampton Cable | 2022 |  |  | 0 | 4.5863 | 4.5863 | 4.5863 | 4.5863 | 4.5863 | -0.73048 | -0.73048 | -0.73048 | -0.73048 | -0.73048 | -0.73048 | -0.73048 | -0.73048 | -0.73048 | -0.73048 | -0.73048 | -0.73048 | -0.73048 | -0.73048 | -0.73048 | -0.73048 | -0.73048 | -0.73048 | -0.73048 | -0.73048 | -0.73048 | -0.73048 | -0.73048 | -0.73048 | -0.73048 | -0.73048 | -0.73048 | -0.73048 | -0.73048 | -0.73048 | -5.3168 | -5.3168 | -5.3168 | -5.3168 | -5.3168 | 0 | [7 empty] | 35 |  |  | 7.5604
Upgrade Wildwood - Riverhead to 138 kV | 2022 |  |  | 0 | 0.93922 | 0.93922 | 0.93922 | 0.93922 | 0.93922 | -0.14959 | -0.14959 | -0.14959 | -0.14959 | -0.14959 | -0.14959 | -0.14959 | -0.14959 | -0.14959 | -0.14959 | -0.14959 | -0.14959 | -0.14959 | -0.14959 | -0.14959 | -0.14959 | -0.14959 | -0.14959 | -0.14959 | -0.14959 | -0.14959 | -0.14959 | -0.14959 | -0.14959 | -0.14959 | -0.14959 | -0.14959 | -0.14959 | -0.14959 | -0.14959 | -1.0888 | -1.0888 | -1.0888 | -1.0888 | -1.0888 | 0 | [7 empty] | 35 |  |  | 1.5483
Bridgehampton - Buell New 69 kV UG Cable | 2022 |  |  | 0 | 4.0496 | 4.0496 | 4.0496 | 4.0496 | 4.0496 | -0.645 | -0.645 | -0.645 | -0.645 | -0.645 | -0.645 | -0.645 | -0.645 | -0.645 | -0.645 | -0.645 | -0.645 | -0.645 | -0.645 | -0.645 | -0.645 | -0.645 | -0.645 | -0.645 | -0.645 | -0.645 | -0.645 | -0.645 | -0.645 | -0.645 | -0.645 | -0.645 | -0.645 | -0.645 | -0.645 | -4.6946 | -4.6946 | -4.6946 | -4.6946 | -4.6946 | 0 | [7 empty] | 35 |  |  | 6.6757
Canal - Wainscott New 138 kV UG Cable | 2022 |  |  | 0 | 0 | 0 | 0 | 0 | 0 | 0 | 0 | 0 | 0 | 0 | 0 | 0 | 0 | 0 | 0 | 0 | 0 | 0 | 0 | 0 | 0 | 0 | 0 | 0 | 0 | 0 | 0 | 0 | 0 | 0 | 0 | 0 | 0 | 0 | 0 | 0 | 0 | 0 | 0 | 0 | 0 | [7 empty] | 0 |  |  | 0
Annual Avoided Costs for Deferral to 2024:
New Canal - Southampton Cable | 2024 |  |  | 0 | 4.5863 | 4.5863 | 4.5863 | 4.5863 | 4.5863 | 4.5863 | 4.5863 | -1.0543 | -1.0543 | -1.0543 | -1.0543 | -1.0543 | -1.0543 | -1.0543 | -1.0543 | -1.0543 | -1.0543 | -1.0543 | -1.0543 | -1.0543 | -1.0543 | -1.0543 | -1.0543 | -1.0543 | -1.0543 | -1.0543 | -1.0543 | -1.0543 | -1.0543 | -1.0543 | -1.0543 | -1.0543 | -1.0543 | -1.0543 | -1.0543 | -5.6406 | -5.6406 | -5.6406 | -5.6406 | -5.6406 | -5.6406 | -5.6406 | [6 empty] | 35 |  |  | 10.3397
Upgrade Wildwood - Riverhead to 138 kV | 2024 |  |  | 0 | 0.93922 | 0.93922 | 0.93922 | 0.93922 | 0.93922 | 0.93922 | 0.93922 | -0.2159 | -0.2159 | -0.2159 | -0.2159 | -0.2159 | -0.2159 | -0.2159 | -0.2159 | -0.2159 | -0.2159 | -0.2159 | -0.2159 | -0.2159 | -0.2159 | -0.2159 | -0.2159 | -0.2159 | -0.2159 | -0.2159 | -0.2159 | -0.2159 | -0.2159 | -0.2159 | -0.2159 | -0.2159 | -0.2159 | -0.2159 | -0.2159 | -1.1551 | -1.1551 | -1.1551 | -1.1551 | -1.1551 | -1.1551 | -1.1551 | [6 empty] | 35 |  |  | 2.1174
Bridgehampton - Buell New 69 kV UG Cable | 2024 |  |  | 0 | 4.0496 | 4.0496 | 4.0496 | 4.0496 | 4.0496 | 4.0496 | 4.0496 | -0.9309 | -0.9309 | -0.9309 | -0.9309 | -0.9309 | -0.9309 | -0.9309 | -0.9309 | -0.9309 | -0.9309 | -0.9309 | -0.9309 | -0.9309 | -0.9309 | -0.9309 | -0.9309 | -0.9309 | -0.9309 | -0.9309 | -0.9309 | -0.9309 | -0.9309 | -0.9309 | -0.9309 | -0.9309 | -0.9309 | -0.9309 | -0.9309 | -4.9805 | -4.9805 | -4.9805 | -4.9805 | -4.9805 | -4.9805 | -4.9805 | [6 empty] | 35 |  |  | 9.1297
Canal - Wainscott New 138 kV UG Cable | 2024 |  |  | 0 | 0 | 0 | 0 | 0 | 0 | 38.957 | 38.957 | -2.3725 | -2.3725 | -2.3725 | -2.3725 | -2.3725 | -2.3725 | -2.3725 | -2.3725 | -2.3725 | -2.3725 | -2.3725 | -2.3725 | -2.3725 | -2.3725 | -2.3725 | -2.3725 | -2.3725 | -2.3725 | -2.3725 | -2.3725 | -2.3725 | -2.3725 | -2.3725 | -2.3725 | -2.3725 | -2.3725 | -2.3725 | -2.3725 | -2.3725 | -2.3725 | -2.3725 | -2.3725 | -2.3725 | -41.3295 | -41.3295 | [6 empty] | 35 |  |  | 20.3641
Annual Avoided Costs for Deferral to 2025:
New Canal - Southampton Cable | 2025 |  |  | 0 | 4.5863 | 4.5863 | 4.5863 | 4.5863 | 4.5863 | 4.5863 | 4.5863 | 4.5863 | -1.2235 | -1.2235 | -1.2235 | -1.2235 | -1.2235 | -1.2235 | -1.2235 | -1.2235 | -1.2235 | -1.2235 | -1.2235 | -1.2235 | -1.2235 | -1.2235 | -1.2235 | -1.2235 | -1.2235 | -1.2235 | -1.2235 | -1.2235 | -1.2235 | -1.2235 | -1.2235 | -1.2235 | -1.2235 | -1.2235 | -1.2235 | -5.8098 | -5.8098 | -5.8098 | -5.8098 | -5.8098 | -5.8098 | -5.8098 | -5.8098 | [5 empty] | 35 |  |  | 11.6801
Upgrade Wildwood - Riverhead to 138 kV | 2025 |  |  | 0 | 0.93922 | 0.93922 | 0.93922 | 0.93922 | 0.93922 | 0.93922 | 0.93922 | 0.93922 | -0.25056 | -0.25056 | -0.25056 | -0.25056 | -0.25056 | -0.25056 | -0.25056 | -0.25056 | -0.25056 | -0.25056 | -0.25056 | -0.25056 | -0.25056 | -0.25056 | -0.25056 | -0.25056 | -0.25056 | -0.25056 | -0.25056 | -0.25056 | -0.25056 | -0.25056 | -0.25056 | -0.25056 | -0.25056 | -0.25056 | -0.25056 | -1.1898 | -1.1898 | -1.1898 | -1.1898 | -1.1898 | -1.1898 | -1.1898 | -1.1898 | [5 empty] | 35 |  |  | 2.3919
Bridgehampton - Buell New 69 kV UG Cable | 2025 |  |  | 0 | 4.0496 | 4.0496 | 4.0496 | 4.0496 | 4.0496 | 4.0496 | 4.0496 | 4.0496 | -1.0803 | -1.0803 | -1.0803 | -1.0803 | -1.0803 | -1.0803 | -1.0803 | -1.0803 | -1.0803 | -1.0803 | -1.0803 | -1.0803 | -1.0803 | -1.0803 | -1.0803 | -1.0803 | -1.0803 | -1.0803 | -1.0803 | -1.0803 | -1.0803 | -1.0803 | -1.0803 | -1.0803 | -1.0803 | -1.0803 | -1.0803 | -5.13 | -5.13 | -5.13 | -5.13 | -5.13 | -5.13 | -5.13 | -5.13 | [5 empty] | 35 |  |  | 10.3133
Canal - Wainscott New 138 kV UG Cable | 2025 |  |  | 0 | 0 | 0 | 0 | 0 | 0 | 38.957 | 38.957 | 38.957 | -3.6124 | -3.6124 | -3.6124 | -3.6124 | -3.6124 | -3.6124 | -3.6124 | -3.6124 | -3.6124 | -3.6124 | -3.6124 | -3.6124 | -3.6124 | -3.6124 | -3.6124 | -3.6124 | -3.6124 | -3.6124 | -3.6124 | -3.6124 | -3.6124 | -3.6124 | -3.6124 | -3.6124 | -3.6124 | -3.6124 | -3.6124 | -3.6124 | -3.6124 | -3.6124 | -3.6124 | -3.6124 | -42.5693 | -42.5693 | -42.5693 | [5 empty] | 35 |  |  | 30.1857
Annual Avoided Costs for Deferral to 2026:
New Canal - Southampton Cable | 2026 |  |  | 0 | 4.5863 | 4.5863 | 4.5863 | 4.5863 | 4.5863 | 4.5863 | 4.5863 | 4.5863 | 4.5863 | -1.3978 | -1.3978 | -1.3978 | -1.3978 | -1.3978 | -1.3978 | -1.3978 | -1.3978 | -1.3978 | -1.3978 | -1.3978 | -1.3978 | -1.3978 | -1.3978 | -1.3978 | -1.3978 | -1.3978 | -1.3978 | -1.3978 | -1.3978 | -1.3978 | -1.3978 | -1.3978 | -1.3978 | -1.3978 | -1.3978 | -5.9841 | -5.9841 | -5.9841 | -5.9841 | -5.9841 | -5.9841 | -5.9841 | -5.9841 | -5.9841 |  |  |  |  | 35 |  |  | 12.9888
Upgrade Wildwood - Riverhead to 138 kV | 2026 |  |  | 0 | 0.93922 | 0.93922 | 0.93922 | 0.93922 | 0.93922 | 0.93922 | 0.93922 | 0.93922 | 0.93922 | -0.28625 | -0.28625 | -0.28625 | -0.28625 | -0.28625 | -0.28625 | -0.28625 | -0.28625 | -0.28625 | -0.28625 | -0.28625 | -0.28625 | -0.28625 | -0.28625 | -0.28625 | -0.28625 | -0.28625 | -0.28625 | -0.28625 | -0.28625 | -0.28625 | -0.28625 | -0.28625 | -0.28625 | -0.28625 | -0.28625 | -1.2255 | -1.2255 | -1.2255 | -1.2255 | -1.2255 | -1.2255 | -1.2255 | -1.2255 | -1.2255 |  |  |  |  | 35 |  |  | 2.6599
Bridgehampton - Buell New 69 kV UG Cable | 2026 |  |  | 0 | 4.0496 | 4.0496 | 4.0496 | 4.0496 | 4.0496 | 4.0496 | 4.0496 | 4.0496 | 4.0496 | -1.2342 | -1.2342 | -1.2342 | -1.2342 | -1.2342 | -1.2342 | -1.2342 | -1.2342 | -1.2342 | -1.2342 | -1.2342 | -1.2342 | -1.2342 | -1.2342 | -1.2342 | -1.2342 | -1.2342 | -1.2342 | -1.2342 | -1.2342 | -1.2342 | -1.2342 | -1.2342 | -1.2342 | -1.2342 | -1.2342 | -5.2839 | -5.2839 | -5.2839 | -5.2839 | -5.2839 | -5.2839 | -5.2839 | -5.2839 | -5.2839 |  |  |  |  | 35 |  |  | 11.4688
Canal - Wainscott New 138 kV UG Cable | 2026 |  |  | 0 | 0 | 0 | 0 | 0 | 0 | 38.957 | 38.957 | 38.957 | 38.957 | -4.8894 | -4.8894 | -4.8894 | -4.8894 | -4.8894 | -4.8894 | -4.8894 | -4.8894 | -4.8894 | -4.8894 | -4.8894 | -4.8894 | -4.8894 | -4.8894 | -4.8894 | -4.8894 | -4.8894 | -4.8894 | -4.8894 | -4.8894 | -4.8894 | -4.8894 | -4.8894 | -4.8894 | -4.8894 | -4.8894 | -4.8894 | -4.8894 | -4.8894 | -4.8894 | -4.8894 | -43.8464 | -43.8464 | -43.8464 | -43.8464 |  |  |  |  | 35 |  |  | 39.7746
Annual Avoided Costs for Deferral to 2027:
New Canal - Southampton Cable | 2027 |  |  | 0 | 4.5863 | 4.5863 | 4.5863 | 4.5863 | 4.5863 | 4.5863 | 4.5863 | 4.5863 | 4.5863 | 4.5863 | -1.5773 | -1.5773 | -1.5773 | -1.5773 | -1.5773 | -1.5773 | -1.5773 | -1.5773 | -1.5773 | -1.5773 | -1.5773 | -1.5773 | -1.5773 | -1.5773 | -1.5773 | -1.5773 | -1.5773 | -1.5773 | -1.5773 | -1.5773 | -1.5773 | -1.5773 | -1.5773 | -1.5773 | -1.5773 | -6.1636 | -6.1636 | -6.1636 | -6.1636 | -6.1636 | -6.1636 | -6.1636 | -6.1636 | -6.1636 | -6.1636 |  |  |  | 35 |  |  | 14.2665
Upgrade Wildwood - Riverhead to 138 kV | 2027 |  |  | 0 | 0.93922 | 0.93922 | 0.93922 | 0.93922 | 0.93922 | 0.93922 | 0.93922 | 0.93922 | 0.93922 | 0.93922 | -0.32301 | -0.32301 | -0.32301 | -0.32301 | -0.32301 | -0.32301 | -0.32301 | -0.32301 | -0.32301 | -0.32301 | -0.32301 | -0.32301 | -0.32301 | -0.32301 | -0.32301 | -0.32301 | -0.32301 | -0.32301 | -0.32301 | -0.32301 | -0.32301 | -0.32301 | -0.32301 | -0.32301 | -0.32301 | -1.2622 | -1.2622 | -1.2622 | -1.2622 | -1.2622 | -1.2622 | -1.2622 | -1.2622 | -1.2622 | -1.2622 |  |  |  | 35 |  |  | 2.9216
Bridgehampton - Buell New 69 kV UG Cable | 2027 |  |  | 0 | 4.0496 | 4.0496 | 4.0496 | 4.0496 | 4.0496 | 4.0496 | 4.0496 | 4.0496 | 4.0496 | 4.0496 | -1.3927 | -1.3927 | -1.3927 | -1.3927 | -1.3927 | -1.3927 | -1.3927 | -1.3927 | -1.3927 | -1.3927 | -1.3927 | -1.3927 | -1.3927 | -1.3927 | -1.3927 | -1.3927 | -1.3927 | -1.3927 | -1.3927 | -1.3927 | -1.3927 | -1.3927 | -1.3927 | -1.3927 | -1.3927 | -5.4424 | -5.4424 | -5.4424 | -5.4424 | -5.4424 | -5.4424 | -5.4424 | -5.4424 | -5.4424 | -5.4424 |  |  |  | 35 |  |  | 12.597
Canal - Wainscott New 138 kV UG Cable | 2027 |  |  | 0 | 0 | 0 | 0 | 0 | 0 | 38.957 | 38.957 | 38.957 | 38.957 | 38.957 | -6.2048 | -6.2048 | -6.2048 | -6.2048 | -6.2048 | -6.2048 | -6.2048 | -6.2048 | -6.2048 | -6.2048 | -6.2048 | -6.2048 | -6.2048 | -6.2048 | -6.2048 | -6.2048 | -6.2048 | -6.2048 | -6.2048 | -6.2048 | -6.2048 | -6.2048 | -6.2048 | -6.2048 | -6.2048 | -6.2048 | -6.2048 | -6.2048 | -6.2048 | -6.2048 | -45.1618 | -45.1618 | -45.1618 | -45.1618 | -45.1618 |  |  |  | 35 |  |  | 49.1362
Annual Avoided Costs for Deferral to 2028:
New Canal - Southampton Cable | 2028 |  |  | 0 | 4.5863 | 4.5863 | 4.5863 | 4.5863 | 4.5863 | 4.5863 | 4.5863 | 4.5863 | 4.5863 | 4.5863 | 4.5863 | -1.7622 | -1.7622 | -1.7622 | -1.7622 | -1.7622 | -1.7622 | -1.7622 | -1.7622 | -1.7622 | -1.7622 | -1.7622 | -1.7622 | -1.7622 | -1.7622 | -1.7622 | -1.7622 | -1.7622 | -1.7622 | -1.7622 | -1.7622 | -1.7622 | -1.7622 | -1.7622 | -1.7622 | -6.3486 | -6.3486 | -6.3486 | -6.3486 | -6.3486 | -6.3486 | -6.3486 | -6.3486 | -6.3486 | -6.3486 | -6.3486 |  |  | 35 |  |  | 15.5138
Upgrade Wildwood - Riverhead to 138 kV | 2028 |  |  | 0 | 0.93922 | 0.93922 | 0.93922 | 0.93922 | 0.93922 | 0.93922 | 0.93922 | 0.93922 | 0.93922 | 0.93922 | 0.93922 | -0.36088 | -0.36088 | -0.36088 | -0.36088 | -0.36088 | -0.36088 | -0.36088 | -0.36088 | -0.36088 | -0.36088 | -0.36088 | -0.36088 | -0.36088 | -0.36088 | -0.36088 | -0.36088 | -0.36088 | -0.36088 | -0.36088 | -0.36088 | -0.36088 | -0.36088 | -0.36088 | -0.36088 | -1.3001 | -1.3001 | -1.3001 | -1.3001 | -1.3001 | -1.3001 | -1.3001 | -1.3001 | -1.3001 | -1.3001 | -1.3001 |  |  | 35 |  |  | 3.177
Bridgehampton - Buell New 69 kV UG Cable | 2028 |  |  | 0 | 4.0496 | 4.0496 | 4.0496 | 4.0496 | 4.0496 | 4.0496 | 4.0496 | 4.0496 | 4.0496 | 4.0496 | 4.0496 | -1.556 | -1.556 | -1.556 | -1.556 | -1.556 | -1.556 | -1.556 | -1.556 | -1.556 | -1.556 | -1.556 | -1.556 | -1.556 | -1.556 | -1.556 | -1.556 | -1.556 | -1.556 | -1.556 | -1.556 | -1.556 | -1.556 | -1.556 | -1.556 | -5.6056 | -5.6056 | -5.6056 | -5.6056 | -5.6056 | -5.6056 | -5.6056 | -5.6056 | -5.6056 | -5.6056 | -5.6056 |  |  | 35 |  |  | 13.6984
Canal - Wainscott New 138 kV UG Cable | 2028 |  |  | 0 | 0 | 0 | 0 | 0 | 0 | 38.957 | 38.957 | 38.957 | 38.957 | 38.957 | 38.957 | -7.5597 | -7.5597 | -7.5597 | -7.5597 | -7.5597 | -7.5597 | -7.5597 | -7.5597 | -7.5597 | -7.5597 | -7.5597 | -7.5597 | -7.5597 | -7.5597 | -7.5597 | -7.5597 | -7.5597 | -7.5597 | -7.5597 | -7.5597 | -7.5597 | -7.5597 | -7.5597 | -7.5597 | -7.5597 | -7.5597 | -7.5597 | -7.5597 | -7.5597 | -46.5167 | -46.5167 | -46.5167 | -46.5167 | -46.5167 | -46.5167 |  |  | 35 |  |  | 58.276
Annual Avoided Costs for Deferral to 2029:
New Canal - Southampton Cable | 2029 |  |  | 0 | 4.5863 | 4.5863 | 4.5863 | 4.5863 | 4.5863 | 4.5863 | 4.5863 | 4.5863 | 4.5863 | 4.5863 | 4.5863 | 4.5863 | -1.9527 | -1.9527 | -1.9527 | -1.9527 | -1.9527 | -1.9527 | -1.9527 | -1.9527 | -1.9527 | -1.9527 | -1.9527 | -1.9527 | -1.9527 | -1.9527 | -1.9527 | -1.9527 | -1.9527 | -1.9527 | -1.9527 | -1.9527 | -1.9527 | -1.9527 | -1.9527 | -6.539 | -6.539 | -6.539 | -6.539 | -6.539 | -6.539 | -6.539 | -6.539 | -6.539 | -6.539 | -6.539 | -6.539 |  | 35 |  |  | 16.7317
Upgrade Wildwood - Riverhead to 138 kV | 2029 |  |  | 0 | 0.93922 | 0.93922 | 0.93922 | 0.93922 | 0.93922 | 0.93922 | 0.93922 | 0.93922 | 0.93922 | 0.93922 | 0.93922 | 0.93922 | -0.39988 | -0.39988 | -0.39988 | -0.39988 | -0.39988 | -0.39988 | -0.39988 | -0.39988 | -0.39988 | -0.39988 | -0.39988 | -0.39988 | -0.39988 | -0.39988 | -0.39988 | -0.39988 | -0.39988 | -0.39988 | -0.39988 | -0.39988 | -0.39988 | -0.39988 | -0.39988 | -1.3391 | -1.3391 | -1.3391 | -1.3391 | -1.3391 | -1.3391 | -1.3391 | -1.3391 | -1.3391 | -1.3391 | -1.3391 | -1.3391 |  | 35 |  |  | 3.4264
Bridgehampton - Buell New 69 kV UG Cable | 2029 |  |  | 0 | 4.0496 | 4.0496 | 4.0496 | 4.0496 | 4.0496 | 4.0496 | 4.0496 | 4.0496 | 4.0496 | 4.0496 | 4.0496 | 4.0496 | -1.7242 | -1.7242 | -1.7242 | -1.7242 | -1.7242 | -1.7242 | -1.7242 | -1.7242 | -1.7242 | -1.7242 | -1.7242 | -1.7242 | -1.7242 | -1.7242 | -1.7242 | -1.7242 | -1.7242 | -1.7242 | -1.7242 | -1.7242 | -1.7242 | -1.7242 | -1.7242 | -5.7738 | -5.7738 | -5.7738 | -5.7738 | -5.7738 | -5.7738 | -5.7738 | -5.7738 | -5.7738 | -5.7738 | -5.7738 | -5.7738 |  | 35 |  |  | 14.7737
Canal - Wainscott New 138 kV UG Cable | 2029 |  |  | 0 | 0 | 0 | 0 | 0 | 0 | 38.957 | 38.957 | 38.957 | 38.957 | 38.957 | 38.957 | 38.957 | -8.9552 | -8.9552 | -8.9552 | -8.9552 | -8.9552 | -8.9552 | -8.9552 | -8.9552 | -8.9552 | -8.9552 | -8.9552 | -8.9552 | -8.9552 | -8.9552 | -8.9552 | -8.9552 | -8.9552 | -8.9552 | -8.9552 | -8.9552 | -8.9552 | -8.9552 | -8.9552 | -8.9552 | -8.9552 | -8.9552 | -8.9552 | -8.9552 | -47.9122 | -47.9122 | -47.9122 | -47.9122 | -47.9122 | -47.9122 | -47.9122 |  | 35 |  |  | 67.1992
Annual Avoided Costs for Deferral to 2030:
New Canal - Southampton Cable | 2030 |  |  | 0 | 4.5863 | 4.5863 | 4.5863 | 4.5863 | 4.5863 | 4.5863 | 4.5863 | 4.5863 | 4.5863 | 4.5863 | 4.5863 | 4.5863 | 4.5863 | -2.1489 | -2.1489 | -2.1489 | -2.1489 | -2.1489 | -2.1489 | -2.1489 | -2.1489 | -2.1489 | -2.1489 | -2.1489 | -2.1489 | -2.1489 | -2.1489 | -2.1489 | -2.1489 | -2.1489 | -2.1489 | -2.1489 | -2.1489 | -2.1489 | -2.1489 | -6.7352 | -6.7352 | -6.7352 | -6.7352 | -6.7352 | -6.7352 | -6.7352 | -6.7352 | -6.7352 | -6.7352 | -6.7352 | -6.7352 | -6.7352 | 35 |  |  | 17.9206
Upgrade Wildwood - Riverhead to 138 kV | 2030 |  |  | 0 | 0.93922 | 0.93922 | 0.93922 | 0.93922 | 0.93922 | 0.93922 | 0.93922 | 0.93922 | 0.93922 | 0.93922 | 0.93922 | 0.93922 | 0.93922 | -0.44006 | -0.44006 | -0.44006 | -0.44006 | -0.44006 | -0.44006 | -0.44006 | -0.44006 | -0.44006 | -0.44006 | -0.44006 | -0.44006 | -0.44006 | -0.44006 | -0.44006 | -0.44006 | -0.44006 | -0.44006 | -0.44006 | -0.44006 | -0.44006 | -0.44006 | -1.3793 | -1.3793 | -1.3793 | -1.3793 | -1.3793 | -1.3793 | -1.3793 | -1.3793 | -1.3793 | -1.3793 | -1.3793 | -1.3793 | -1.3793 | 35 |  |  | 3.6699
Bridgehampton - Buell New 69 kV UG Cable | 2030 |  |  | 0 | 4.0496 | 4.0496 | 4.0496 | 4.0496 | 4.0496 | 4.0496 | 4.0496 | 4.0496 | 4.0496 | 4.0496 | 4.0496 | 4.0496 | 4.0496 | -1.8974 | -1.8974 | -1.8974 | -1.8974 | -1.8974 | -1.8974 | -1.8974 | -1.8974 | -1.8974 | -1.8974 | -1.8974 | -1.8974 | -1.8974 | -1.8974 | -1.8974 | -1.8974 | -1.8974 | -1.8974 | -1.8974 | -1.8974 | -1.8974 | -1.8974 | -5.947 | -5.947 | -5.947 | -5.947 | -5.947 | -5.947 | -5.947 | -5.947 | -5.947 | -5.947 | -5.947 | -5.947 | -5.947 | 35 |  |  | 15.8236
Canal - Wainscott New 138 kV UG Cable | 2030 |  |  | 0 | 0 | 0 | 0 | 0 | 0 | 38.957 | 38.957 | 38.957 | 38.957 | 38.957 | 38.957 | 38.957 | 38.957 | -10.3926 | -10.3926 | -10.3926 | -10.3926 | -10.3926 | -10.3926 | -10.3926 | -10.3926 | -10.3926 | -10.3926 | -10.3926 | -10.3926 | -10.3926 | -10.3926 | -10.3926 | -10.3926 | -10.3926 | -10.3926 | -10.3926 | -10.3926 | -10.3926 | -10.3926 | -10.3926 | -10.3926 | -10.3926 | -10.3926 | -10.3926 | -49.3495 | -49.3495 | -49.3495 | -49.3495 | -49.3495 | -49.3495 | -49.3495 | -49.3495 | 35 |  |  | 75.911
Actual Avoided Cost for Portfolio Projects in Area as % of Transmission Projects in Area
Total - All Areas (No Deferrals,$Millions) |  |  | 513.3 |  | 11.3926 | 11.9957 | 12.358 | 30.5918 | 30.5918 | 69.5487 | 69.5487 | 69.5487 | 69.5487 | 69.5487 | 69.5487 | 69.5487 | 69.5487 | 69.5487 | 69.5487 | 69.5487 | 69.5487 | 69.5487 | 69.5487 | 69.5487 | 69.5487 | 69.5487 | 69.5487 | 69.5487 | 69.5487 | 69.5487 | 69.5487 | 69.5487 | 69.5487 | 69.5487 | 69.5487 | 69.5487 | 69.5487 | 69.5487 | 69.5487 | 58.1561 | 57.553 | 57.1907 | 38.957 | 38.957 | 0 | 0 | 0 | 0 | 0 | 0 | 0 | 0 |  | 55.39 | 840.6482 | -14.0831 | = max. total avoided cost in portfolio |  | 88.62%
[56 empty] | 1.204 | = Area I projects differential |  | 100%
[56 empty] | 10.6087 | = Area II projects differential |  | 100%
[56 empty] | -25.8958 | = Area III projects differential |  | 100%
Area I Projects:
[56 empty] | 0.9882 | Amagansett Conversion 33 kV
[56 empty] | 0.39528 | East Hampton Conversion 33 kV
[56 empty] | 0.08392 | Buell Conversion 33 kV
[56 empty] | 0.57887 | Hither Hills Conversion to 33 kV
[56 empty] | 0.32967 | Culloden Pt Conversion to 33 kV
Area II Projects:
[56 empty] | 10.6087 | Riverhead Canal 2nd Line and Bank
Area III Projects:
[56 empty] | 3.1333 | New Canal - Southampton Cable
[56 empty] | 0.64167 | Upgrade Wildwood - Riverhead to 138 kV
[56 empty] | 2.7667 | Bridgehampton - Buell New 69 kV UG Cable
[56 empty] | 58.276 | Canal - Wainscott New 138 kV UG Cable
[56 empty] | 77.8023 | = max. total avoided cost in portfolio with deferrals past deferral baseline years
Annual Avoided Costs for Deferrals: (see note*)
| Deferral Year |  |  | 2016 | 2017 | 2018 | 2019 | 2020 | 2021 | 2022 | 2023 | 2024 | 2025 | 2026 | 2027 | 2028 | 2029 | 2030 | 2031 | 2032 | 2033 | 2034 | 2035 | 2036 | 2037 | 2038 | 2039 | 2040 | 2041 | 2042 | 2043 | 2044 | 2045 | 2046 | 2047 | 2048 | 2049 | 2050 | 2051 | 2052 | 2053 | 2054 | 2055 | 2056 | 2057 | 2058 | 2059 | 2060 | 2061 | 2062 | 2063 | 2064 |  |  |  |  | Output: NPV of Transmission Avoided Costs for Portfolio
Area I Projects:
Amagansett Conversion 33 kV | 2020 |  |  | 0 | 0.97582 | 0.97582 | 0.97582 | -0.090484 | -0.090484 | -0.090484 | -0.090484 | -0.090484 | -0.090484 | -0.090484 | -0.090484 | -0.090484 | -0.090484 | -0.090484 | -0.090484 | -0.090484 | -0.090484 | -0.090484 | -0.090484 | -0.090484 | -0.090484 | -0.090484 | -0.090484 | -0.090484 | -0.090484 | -0.090484 | -0.090484 | -0.090484 | -0.090484 | -0.090484 | -0.090484 | -0.090484 | -0.090484 | -0.090484 | -0.090484 | -1.0663 | -1.0663 | -1.0663 | 0 | 0 | 0 | 0 | 0 | 0 | 0 | 0 | 0 | 0 | 35 |  | 0.9882 |  | -988202.9458
East Hampton Conversion 33 kV | 2020 |  |  | 0 | 0.39033 | 0.39033 | 0.39033 | -0.036194 | -0.036194 | -0.036194 | -0.036194 | -0.036194 | -0.036194 | -0.036194 | -0.036194 | -0.036194 | -0.036194 | -0.036194 | -0.036194 | -0.036194 | -0.036194 | -0.036194 | -0.036194 | -0.036194 | -0.036194 | -0.036194 | -0.036194 | -0.036194 | -0.036194 | -0.036194 | -0.036194 | -0.036194 | -0.036194 | -0.036194 | -0.036194 | -0.036194 | -0.036194 | -0.036194 | -0.036194 | -0.42652 | -0.42652 | -0.42652 | 0 | 0 | 0 | 0 | 0 | 0 | 0 | 0 | 0 | 0 | 35 |  | 0.39528 |  | -395281.1783
Buell Conversion 33 kV | 2020 |  |  | 0 | 0.45131 | 0.45131 | 0.45131 | -0.071883 | -0.071883 | -0.071883 | -0.071883 | -0.071883 | -0.071883 | -0.071883 | -0.071883 | -0.071883 | -0.071883 | -0.071883 | -0.071883 | -0.071883 | -0.071883 | -0.071883 | -0.071883 | -0.071883 | -0.071883 | -0.071883 | -0.071883 | -0.071883 | -0.071883 | -0.071883 | -0.071883 | -0.071883 | -0.071883 | -0.071883 | -0.071883 | -0.071883 | -0.071883 | -0.071883 | -0.071883 | -0.5232 | -0.5232 | -0.5232 | 0 | 0 | 0 | 0 | 0 | 0 | 0 | 0 | 0 | 0 | 35 |  | 0.08392 |  | -83920.326
Hither Hills Conversion to 33 kV | 2021 |  |  | 0 | 0 | 0.60305 | 0.60305 | 0.60305 | -0.055919 | -0.055919 | -0.055919 | -0.055919 | -0.055919 | -0.055919 | -0.055919 | -0.055919 | -0.055919 | -0.055919 | -0.055919 | -0.055919 | -0.055919 | -0.055919 | -0.055919 | -0.055919 | -0.055919 | -0.055919 | -0.055919 | -0.055919 | -0.055919 | -0.055919 | -0.055919 | -0.055919 | -0.055919 | -0.055919 | -0.055919 | -0.055919 | -0.055919 | -0.055919 | -0.055919 | -0.055919 | -0.65897 | -0.65897 | -0.65897 | 0 | 0 | 0 | 0 | 0 | 0 | 0 | 0 | 0 | 35 |  | 0.57887 |  | -578871.4886
Culloden Pt Conversion to 33 kV | 2022 |  |  | 0 | 0 | 0 | 0.36233 | 0.36233 | 0.36233 | -0.033598 | -0.033598 | -0.033598 | -0.033598 | -0.033598 | -0.033598 | -0.033598 | -0.033598 | -0.033598 | -0.033598 | -0.033598 | -0.033598 | -0.033598 | -0.033598 | -0.033598 | -0.033598 | -0.033598 | -0.033598 | -0.033598 | -0.033598 | -0.033598 | -0.033598 | -0.033598 | -0.033598 | -0.033598 | -0.033598 | -0.033598 | -0.033598 | -0.033598 | -0.033598 | -0.033598 | -0.033598 | -0.39593 | -0.39593 | -0.39593 | 0 | 0 | 0 | 0 | 0 | 0 | 0 | 0 | 35 |  | 0.32967 |  | -329673.2569
Area II Projects:
Riverhead Canal 2nd Line and Bank | 2022 |  |  | 0 | 0 | 0 | 0 | 18.2337 | 18.2337 | -1.1104 | -1.1104 | -1.1104 | -1.1104 | -1.1104 | -1.1104 | -1.1104 | -1.1104 | -1.1104 | -1.1104 | -1.1104 | -1.1104 | -1.1104 | -1.1104 | -1.1104 | -1.1104 | -1.1104 | -1.1104 | -1.1104 | -1.1104 | -1.1104 | -1.1104 | -1.1104 | -1.1104 | -1.1104 | -1.1104 | -1.1104 | -1.1104 | -1.1104 | -1.1104 | -1.1104 | -1.1104 | -1.1104 | -19.3442 | -19.3442 | 0 | 0 | 0 | 0 | 0 | 0 | 0 | 0 | 35 |  | 10.6087 |  | -10608668.3926
Area III Projects:
New Canal - Southampton Cable | 2019 |  |  | 0 | 4.5863 | 4.5863 | -0.27931 | -0.27931 | -0.27931 | -0.27931 | -0.27931 | -0.27931 | -0.27931 | -0.27931 | -0.27931 | -0.27931 | -0.27931 | -0.27931 | -0.27931 | -0.27931 | -0.27931 | -0.27931 | -0.27931 | -0.27931 | -0.27931 | -0.27931 | -0.27931 | -0.27931 | -0.27931 | -0.27931 | -0.27931 | -0.27931 | -0.27931 | -0.27931 | -0.27931 | -0.27931 | -0.27931 | -0.27931 | -0.27931 | -4.8656 | -4.8656 | 0 | 0 | 0 | 0 | 0 | 0 | 0 | 0 | 0 | 0 | 0 | 35 |  | 3.1333 |  | -3133345.7992
Upgrade Wildwood - Riverhead to 138 kV | 2019 |  |  | 0 | 0.93922 | 0.93922 | -0.057199 | -0.057199 | -0.057199 | -0.057199 | -0.057199 | -0.057199 | -0.057199 | -0.057199 | -0.057199 | -0.057199 | -0.057199 | -0.057199 | -0.057199 | -0.057199 | -0.057199 | -0.057199 | -0.057199 | -0.057199 | -0.057199 | -0.057199 | -0.057199 | -0.057199 | -0.057199 | -0.057199 | -0.057199 | -0.057199 | -0.057199 | -0.057199 | -0.057199 | -0.057199 | -0.057199 | -0.057199 | -0.057199 | -0.99642 | -0.99642 | 0 | 0 | 0 | 0 | 0 | 0 | 0 | 0 | 0 | 0 | 0 | 35 |  | 0.64167 |  | -641669.2195
Bridgehampton - Buell New 69 kV UG Cable | 2019 |  |  | 0 | 4.0496 | 4.0496 | -0.24662 | -0.24662 | -0.24662 | -0.24662 | -0.24662 | -0.24662 | -0.24662 | -0.24662 | -0.24662 | -0.24662 | -0.24662 | -0.24662 | -0.24662 | -0.24662 | -0.24662 | -0.24662 | -0.24662 | -0.24662 | -0.24662 | -0.24662 | -0.24662 | -0.24662 | -0.24662 | -0.24662 | -0.24662 | -0.24662 | -0.24662 | -0.24662 | -0.24662 | -0.24662 | -0.24662 | -0.24662 | -0.24662 | -4.2963 | -4.2963 | 0 | 0 | 0 | 0 | 0 | 0 | 0 | 0 | 0 | 0 | 0 | 35 |  | 2.7667 |  | -2766677.6738
Canal - Wainscott New 138 kV UG Cable | 2028 |  |  | 0 | 0 | 0 | 0 | 0 | 0 | 38.957 | 38.957 | 38.957 | 38.957 | 38.957 | 38.957 | -7.5597 | -7.5597 | -7.5597 | -7.5597 | -7.5597 | -7.5597 | -7.5597 | -7.5597 | -7.5597 | -7.5597 | -7.5597 | -7.5597 | -7.5597 | -7.5597 | -7.5597 | -7.5597 | -7.5597 | -7.5597 | -7.5597 | -7.5597 | -7.5597 | -7.5597 | -7.5597 | -7.5597 | -7.5597 | -7.5597 | -7.5597 | -7.5597 | -7.5597 | -46.5167 | -46.5167 | -46.5167 | -46.5167 | -46.5167 | -46.5167 | 0 | 0 | 35 |  | 58.276 |  | -58275991.1162
Total - All Areas (Avoided Costs, $Millions) |  |  |  | 0 | 11.3926 | 11.9957 | 2.1997 | 18.4174 | 17.7584 | 36.9753 | 36.9753 | 36.9753 | 36.9753 | 36.9753 | 36.9753 | -9.5413 | -9.5413 | -9.5413 | -9.5413 | -9.5413 | -9.5413 | -9.5413 | -9.5413 | -9.5413 | -9.5413 | -9.5413 | -9.5413 | -9.5413 | -9.5413 | -9.5413 | -9.5413 | -9.5413 | -9.5413 | -9.5413 | -9.5413 | -9.5413 | -9.5413 | -9.5413 | -9.5413 | -20.934 | -21.537 | -11.741 | -27.9588 | -27.2998 | -46.5167 | -46.5167 | -46.5167 | -46.5167 | -46.5167 | -46.5167 | 0 | 0 |  |  | 77.8023 |  | 77802301.3969 | error
$/kW-yr |  |  |  | 0 | 205.6805 | 216.5679 | 39.7132 | 332.5045 | 320.6075 | 667.5454 | 667.5454 | 667.5454 | 667.5454 | 667.5454 | 667.5454 | -172.2573 | -172.2573 | -172.2573 | -172.2573 | -172.2573 | -172.2573 | -172.2573 | -172.2573 | -172.2573 | -172.2573 | -172.2573 | -172.2573 | -172.2573 | -172.2573 | -172.2573 | -172.2573 | -172.2573 | -172.2573 | -172.2573 | -172.2573 | -172.2573 | -172.2573 | -172.2573 | -172.2573 | -377.9378 | -388.8252 | -211.9705 | -504.7618 | -492.8648 | -839.8028 | -839.8028 | -839.8028 | -839.8028 | -839.8028 | -839.8028 | 0 | 0 |  |  |  |  | 8857239.7148
Discount Factor (Relative to 1/1/2016) = |  |  |  | 0.94787 | 0.89845 | 0.85161 | 0.80722 | 0.76513 | 0.72525 | 0.68744 | 0.6516 | 0.61763 | 0.58543 | 0.55491 | 0.52598 | 0.49856 | 0.47257 | 0.44793 | 0.42458 | 0.40245 | 0.38147 | 0.36158 | 0.34273 | 0.32486 | 0.30793 | 0.29187 | 0.27666 | 0.26223 | 0.24856 | 0.2356 | 0.22332 | 0.21168 | 0.20064 | 0.19018 | 0.18027 | 0.17087 | 0.16196 | 0.15352 | 0.14552 | 0.13793 | 0.13074 | 0.12392 | 0.11746 | 0.11134 | 0.10554 | 0.10003 | 0.094818 | 0.089875 | 0.08519 | 0.080748 | 0.076539 | 0.072549
* Note: A positive (+) avoided cost in a given year represents a cost savings relative to not having a transmission project deferral.

## Ph III-Portfolio 4
Version |  | Based on PSEGLI file: "East End Utility 2_0_Economics_2014_10_13_r28_Sargent_Lundy.xlsx"
Annual Revenue Requirements (Millions of $s)
1) Reference (Transmission only) Case
Project | I/S Year | Investor | Capital (2015$s) | 2016 | 2017 | 2018 | 2019 | 2020 | 2021 | 2022 | 2023 | 2024 | 2025 | 2026 | 2027 | 2028 | 2029 | 2030 | 2031 | 2032 | 2033 | 2034 | 2035 | 2036 | 2037 | 2038 | 2039 | 2040 | 2041 | 2042 | 2043 | 2044 | 2045 | 2046 | 2047 | 2048 | 2049 | 2050 | 2051 | 2052 | 2053 | 2054 | 2055 | 2056 | 2057 | 2058 | 2059 | 2060 | 2061 | 2062 | 2063 | 2064 |  |  | NPV |  |  |  |  | Project Inputs for Portfolio:
Transmission Reinforcement I | 2017 | PSEGLI | 93.4 | 0 | 11.3926 | 11.3926 | 11.3926 | 11.3926 | 11.3926 | 11.3926 | 11.3926 | 11.3926 | 11.3926 | 11.3926 | 11.3926 | 11.3926 | 11.3926 | 11.3926 | 11.3926 | 11.3926 | 11.3926 | 11.3926 | 11.3926 | 11.3926 | 11.3926 | 11.3926 | 11.3926 | 11.3926 | 11.3926 | 11.3926 | 11.3926 | 11.3926 | 11.3926 | 11.3926 | 11.3926 | 11.3926 | 11.3926 | 11.3926 | 11.3926 | [13 empty] | 35 |  | 166.1982 |  |  |  | Proposal Number = | DWW-101 | LIE-101 | LIE-401 | AEG-101 | AEG-101 | AEG-101 | PSEG LI Enhanced EE
Transmission Reinforcement II | 2018 | PSEGLI | 4.8 | 0 | 0 | 0.60305 | 0.60305 | 0.60305 | 0.60305 | 0.60305 | 0.60305 | 0.60305 | 0.60305 | 0.60305 | 0.60305 | 0.60305 | 0.60305 | 0.60305 | 0.60305 | 0.60305 | 0.60305 | 0.60305 | 0.60305 | 0.60305 | 0.60305 | 0.60305 | 0.60305 | 0.60305 | 0.60305 | 0.60305 | 0.60305 | 0.60305 | 0.60305 | 0.60305 | 0.60305 | 0.60305 | 0.60305 | 0.60305 | 0.60305 | 0.60305 | [12 empty] | 35 |  | 8.3388 |  |  |  | Proposer Name = | d | e | f | g | h | i | j | j | j | j
Transmission Reinforcement III | 2019 | PSEGLI | 2.8 | 0 | 0 | 0 | 0.36233 | 0.36233 | 0.36233 | 0.36233 | 0.36233 | 0.36233 | 0.36233 | 0.36233 | 0.36233 | 0.36233 | 0.36233 | 0.36233 | 0.36233 | 0.36233 | 0.36233 | 0.36233 | 0.36233 | 0.36233 | 0.36233 | 0.36233 | 0.36233 | 0.36233 | 0.36233 | 0.36233 | 0.36233 | 0.36233 | 0.36233 | 0.36233 | 0.36233 | 0.36233 | 0.36233 | 0.36233 | 0.36233 | 0.36233 | 0.36233 | [11 empty] | 35 |  | 4.7491 |  |  |  | Proposal/Project =
Transmission Reinforcement IV | 2020 | PSEGLI | 136.8 | 0 | 0 | 0 | 0 | 18.2337 | 18.2337 | 18.2337 | 18.2337 | 18.2337 | 18.2337 | 18.2337 | 18.2337 | 18.2337 | 18.2337 | 18.2337 | 18.2337 | 18.2337 | 18.2337 | 18.2337 | 18.2337 | 18.2337 | 18.2337 | 18.2337 | 18.2337 | 18.2337 | 18.2337 | 18.2337 | 18.2337 | 18.2337 | 18.2337 | 18.2337 | 18.2337 | 18.2337 | 18.2337 | 18.2337 | 18.2337 | 18.2337 | 18.2337 | 18.2337 | [10 empty] | 35 |  | 226.5269 |  |  |  | Option Number =
Transmission Reinforcement V | 2022 | PSEGLI | 275.5 | 0 | 0 | 0 | 0 | 0 | 0 | 38.957 | 38.957 | 38.957 | 38.957 | 38.957 | 38.957 | 38.957 | 38.957 | 38.957 | 38.957 | 38.957 | 38.957 | 38.957 | 38.957 | 38.957 | 38.957 | 38.957 | 38.957 | 38.957 | 38.957 | 38.957 | 38.957 | 38.957 | 38.957 | 38.957 | 38.957 | 38.957 | 38.957 | 38.957 | 38.957 | 38.957 | 38.957 | 38.957 | 38.957 | 38.957 | [8 empty] | 35 |  | 434.8353 |  |  |  | Location =
Technology =
Total |  |  | 513.3 | 0 | 11.3926 | 11.9957 | 12.358 | 30.5918 | 30.5918 | 69.5487 | 69.5487 | 69.5487 | 69.5487 | 69.5487 | 69.5487 | 69.5487 | 69.5487 | 69.5487 | 69.5487 | 69.5487 | 69.5487 | 69.5487 | 69.5487 | 69.5487 | 69.5487 | 69.5487 | 69.5487 | 69.5487 | 69.5487 | 69.5487 | 69.5487 | 69.5487 | 69.5487 | 69.5487 | 69.5487 | 69.5487 | 69.5487 | 69.5487 | 69.5487 | 58.1561 | 57.553 | 57.1907 | 38.957 | 38.957 | 0 | 0 | 0 | 0 | 0 | 0 | 0 | 0 |  |  | 840.6482 |  |  |  | Interconnection Points =
2016 NPV @ 5.5%, thru 2035 |  |  |  | 559.7216 | [54 empty] | Other =
2016 NPV @ 5.5%, thru 2056 |  |  |  | 840.6482 | [50 empty] | Select Project Number = |  | 2 | Output: NPV of Transmission Avoided Costs for Portfolio | Output: NPV of Transmission Avoided Costs for Selected Project | 1 | 2 | 3 | 4 | 5 | 6 | 7 | 8 | 9 | 10 | Portion in Area 1 | Portion in Area 2 | Portion in Area 3 | Totals | check
[57 empty] | Selected Project Inputs | 114715184.6748 | 12608672.4607 | [10 empty] | 16216168.278 | 86719248.195 | 11779768.2018 | 114715184.6748 | Avoided Costs
[56 empty] | Project kW = | 5130 | 60190 | 5130 | 9000 | 5130 | 33000 | 990 | 2730 | 4540 | 4800 | 0 | 0 | 0 | 6120 | 44730 | 9340 | 60190 | Gross kW in Portfolio
[56 empty] | Project Area (1, 2, or 3) = | 1 | All | 1 | 2 | 1 | 2 | 1 | 2 | 3 | 3 | 1 | 1 | 1
[56 empty] | Proportion of Peak Hours Covered = | 100% | - | 100% | 100% | 100% | 100% | 100% | 100% | 100% | 100% | 100% | 100% | 100%
[56 empty] | Project COD = | 2018 | - | 2018 | 2022 | 2018 | 2018 | 2017 | 2017 | 2017 | 2019 | 2019 | 2019 | 2019
[56 empty] | Effective kW = | 5130 | 60190 | 5130 | 9000 | 5130 | 33000 | 990 | 2730 | 4540 | 4800 | 0 | 0 | 0 | 6120 | 44730 | 9340 | 60190 | Effective kW in Portfolio
[70 empty] | 14000 | 28000 | 10000 | 52000 | Baseline kW Requirements
| I/S Year |  | Capital (2015$s) | 2016 | 2017 | 2018 | 2019 | 2020 | 2021 | 2022 | 2023 | 2024 | 2025 | 2026 | 2027 | 2028 | 2029 | 2030 | 2031 | 2032 | 2033 | 2034 | 2035 | 2036 | 2037 | 2038 | 2039 | 2040 | 2041 | 2042 | 2043 | 2044 | 2045 | 2046 | 2047 | 2048 | 2049 | 2050 | 2051 | 2052 | 2053 | 2054 | 2055 | 2056 | 2057 | 2058 | 2059 | 2060 | 2061 | 2062 | 2063 | 2064 |  | MW Required by 2022 | NPV Base $M | Differential NPV $M | Differential NPV $M (adjusted for COD of Selected Project) | Differential NPV $M (adjusted for deferral beyond baseline deferral year**) | Differntial NPV $/MW | NPV of Transmission Avoided Costs for Selected Project | COD | Tab No. | Area 1 Capacity (MW) | Area 2 Capacity (MW) | Area 3 Capacity (MW)* | Total Capacity (MW) |  |  |  | -7880 | 16730 | -660 | 8190 | Portfolio Increase Over Baseline Requirements
[61 empty] | 2022 | DWW-101 | 0 | 9 | 0 | 9
Area I Projects: | [53 empty] | 6.12 | [6 empty] | 2018 | LIE-101 | 5.13 | 0 | 0 | 5.13 |  |  |  | Years of Deferral Beyond Project Baseline Deferral Year** |  |  | Normal COD | Deferred COD | Deferred COD with Limit | Baseline Deferral Year | Deferral Year Limit
Amagansett Conversion 33 kV | 2017 |  | 8 | 0 | 0.97582 | 0.97582 | 0.97582 | 0.97582 | 0.97582 | 0.97582 | 0.97582 | 0.97582 | 0.97582 | 0.97582 | 0.97582 | 0.97582 | 0.97582 | 0.97582 | 0.97582 | 0.97582 | 0.97582 | 0.97582 | 0.97582 | 0.97582 | 0.97582 | 0.97582 | 0.97582 | 0.97582 | 0.97582 | 0.97582 | 0.97582 | 0.97582 | 0.97582 | 0.97582 | 0.97582 | 0.97582 | 0.97582 | 0.97582 | 0.97582 | [13 empty] | 35 |  | 14.2354 | [5 empty] | 2018 | LIE-401 | 0 | 33 | 0 | 33 |  |  | Area I Projects:
East Hampton Conversion 33 kV | 2017 |  | 3.2 | 0 | 0.39033 | 0.39033 | 0.39033 | 0.39033 | 0.39033 | 0.39033 | 0.39033 | 0.39033 | 0.39033 | 0.39033 | 0.39033 | 0.39033 | 0.39033 | 0.39033 | 0.39033 | 0.39033 | 0.39033 | 0.39033 | 0.39033 | 0.39033 | 0.39033 | 0.39033 | 0.39033 | 0.39033 | 0.39033 | 0.39033 | 0.39033 | 0.39033 | 0.39033 | 0.39033 | 0.39033 | 0.39033 | 0.39033 | 0.39033 | 0.39033 | [13 empty] | 35 |  | 5.6942 | [5 empty] | 2017 | AEG-101 | 0.99156 | 2.7268 | 4.5446 | 8.263 |  |  | Amagansett Conversion 33 kV | 0 |  |  | 2017 | 2030 | 2030 | 2030 | 2030
Buell Conversion 33 kV | 2017 |  | 3.7 | 0 | 0.45131 | 0.45131 | 0.45131 | 0.45131 | 0.45131 | 0.45131 | 0.45131 | 0.45131 | 0.45131 | 0.45131 | 0.45131 | 0.45131 | 0.45131 | 0.45131 | 0.45131 | 0.45131 | 0.45131 | 0.45131 | 0.45131 | 0.45131 | 0.45131 | 0.45131 | 0.45131 | 0.45131 | 0.45131 | 0.45131 | 0.45131 | 0.45131 | 0.45131 | 0.45131 | 0.45131 | 0.45131 | 0.45131 | 0.45131 | 0.45131 | [13 empty] | 35 |  | 6.5839 | [13 empty] | East Hampton Conversion 33 kV | 0 |  |  | 2017 | 2030 | 2030 | 2030 | 2030
Hither Hills Conversion to 33 kV | 2018 |  | 4.8 | 0 | 0 | 0.60305 | 0.60305 | 0.60305 | 0.60305 | 0.60305 | 0.60305 | 0.60305 | 0.60305 | 0.60305 | 0.60305 | 0.60305 | 0.60305 | 0.60305 | 0.60305 | 0.60305 | 0.60305 | 0.60305 | 0.60305 | 0.60305 | 0.60305 | 0.60305 | 0.60305 | 0.60305 | 0.60305 | 0.60305 | 0.60305 | 0.60305 | 0.60305 | 0.60305 | 0.60305 | 0.60305 | 0.60305 | 0.60305 | 0.60305 | 0.60305 | [12 empty] | 35 |  | 8.3388 | [13 empty] | Buell Conversion 33 kV | 0 |  |  | 2017 | 2030 | 2030 | 2030 | 2030
Culloden Pt Conversion to 33 kV | 2019 |  | 2.8 | 0 | 0 | 0 | 0.36233 | 0.36233 | 0.36233 | 0.36233 | 0.36233 | 0.36233 | 0.36233 | 0.36233 | 0.36233 | 0.36233 | 0.36233 | 0.36233 | 0.36233 | 0.36233 | 0.36233 | 0.36233 | 0.36233 | 0.36233 | 0.36233 | 0.36233 | 0.36233 | 0.36233 | 0.36233 | 0.36233 | 0.36233 | 0.36233 | 0.36233 | 0.36233 | 0.36233 | 0.36233 | 0.36233 | 0.36233 | 0.36233 | 0.36233 | 0.36233 | [11 empty] | 35 |  | 4.7491 | [13 empty] | Hither Hills Conversion to 33 kV | 0 |  |  | 2018 | 2030 | 2030 | 2030 | 2030
No Deferral |  |  | 22.5 |  | 1.8175 | 2.4205 | 2.7828 | 2.7828 | 2.7828 | 2.7828 | 2.7828 | 2.7828 | 2.7828 | 2.7828 | 2.7828 | 2.7828 | 2.7828 | 2.7828 | 2.7828 | 2.7828 | 2.7828 | 2.7828 | 2.7828 | 2.7828 | 2.7828 | 2.7828 | 2.7828 | 2.7828 | 2.7828 | 2.7828 | 2.7828 | 2.7828 | 2.7828 | 2.7828 | 2.7828 | 2.7828 | 2.7828 | 2.7828 | 2.7828 | 0.96539 | 0.36233 | 0 | 0 | 0 | [10 empty] | 39.6013 | [13 empty] | Culloden Pt Conversion to 33 kV | 0 |  |  | 2019 | 2030 | 2030 | 2030 | 2030
Area II Projects:
Amagansett Conversion 33 kV | 2022 |  | 8 | [6 empty] | 1.1312 | 1.1312 | 1.1312 | 1.1312 | 1.1312 | 1.1312 | 1.1312 | 1.1312 | 1.1312 | 1.1312 | 1.1312 | 1.1312 | 1.1312 | 1.1312 | 1.1312 | 1.1312 | 1.1312 | 1.1312 | 1.1312 | 1.1312 | 1.1312 | 1.1312 | 1.1312 | 1.1312 | 1.1312 | 1.1312 | 1.1312 | 1.1312 | 1.1312 | 1.1312 | 1.1312 | 1.1312 | 1.1312 | 1.1312 | 1.1312 | [8 empty] | 35 |  | 12.6268 | 1.6086 | 0 | 0 | 0 | 0 | [8 empty] | Riverhead Canal 2nd Line and Bank |  | 1 |  | 2020 | 2027 | 2027 | 2026 | 2030
East Hampton Conversion 33 kV | 2022 |  | 3.2 | [6 empty] | 0.45249 | 0.45249 | 0.45249 | 0.45249 | 0.45249 | 0.45249 | 0.45249 | 0.45249 | 0.45249 | 0.45249 | 0.45249 | 0.45249 | 0.45249 | 0.45249 | 0.45249 | 0.45249 | 0.45249 | 0.45249 | 0.45249 | 0.45249 | 0.45249 | 0.45249 | 0.45249 | 0.45249 | 0.45249 | 0.45249 | 0.45249 | 0.45249 | 0.45249 | 0.45249 | 0.45249 | 0.45249 | 0.45249 | 0.45249 | 0.45249 | [8 empty] | 35 |  | 5.0507 | 0.64344 | 0 | 0 | 0 | 0 | [8 empty] | Area III Projects:
Buell Conversion 33 kV | 2022 |  | 3.7 | [6 empty] | 0.5232 | 0.5232 | 0.5232 | 0.5232 | 0.5232 | 0.5232 | 0.5232 | 0.5232 | 0.5232 | 0.5232 | 0.5232 | 0.5232 | 0.5232 | 0.5232 | 0.5232 | 0.5232 | 0.5232 | 0.5232 | 0.5232 | 0.5232 | 0.5232 | 0.5232 | 0.5232 | 0.5232 | 0.5232 | 0.5232 | 0.5232 | 0.5232 | 0.5232 | 0.5232 | 0.5232 | 0.5232 | 0.5232 | 0.5232 | 0.5232 | [8 empty] | 35 |  | 5.8399 | 0.74397 | 0 | 0 | 0 | 0 | [8 empty] | New Canal - Southampton Cable |  |  | 0 | 2017 | 2023 | 2023 | 2023 | 2030
Hither Hills Conversion to 33 kV | 2022 |  | 4.8 | [6 empty] | 0.67874 | 0.67874 | 0.67874 | 0.67874 | 0.67874 | 0.67874 | 0.67874 | 0.67874 | 0.67874 | 0.67874 | 0.67874 | 0.67874 | 0.67874 | 0.67874 | 0.67874 | 0.67874 | 0.67874 | 0.67874 | 0.67874 | 0.67874 | 0.67874 | 0.67874 | 0.67874 | 0.67874 | 0.67874 | 0.67874 | 0.67874 | 0.67874 | 0.67874 | 0.67874 | 0.67874 | 0.67874 | 0.67874 | 0.67874 | 0.67874 | [8 empty] | 35 |  | 7.5761 | 0.76276 | 0.76276 | 0 | 0 | 0 | [8 empty] | Upgrade Wildwood - Riverhead to 138 kV |  |  | 0 | 2017 | 2022 | 2022 | 2022 | 2030
Culloden Pt Conversion to 33 kV | 2022 |  | 2.8 | [6 empty] | 0.39593 | 0.39593 | 0.39593 | 0.39593 | 0.39593 | 0.39593 | 0.39593 | 0.39593 | 0.39593 | 0.39593 | 0.39593 | 0.39593 | 0.39593 | 0.39593 | 0.39593 | 0.39593 | 0.39593 | 0.39593 | 0.39593 | 0.39593 | 0.39593 | 0.39593 | 0.39593 | 0.39593 | 0.39593 | 0.39593 | 0.39593 | 0.39593 | 0.39593 | 0.39593 | 0.39593 | 0.39593 | 0.39593 | 0.39593 | 0.39593 | [8 empty] | 35 |  | 4.4194 | 0.32967 | 0.32967 | 0 | 0 | 0 | [8 empty] | Bridgehampton - Buell New 69 kV UG Cable |  |  | 0 | 2017 | 2023 | 2023 | 2023 | 2030
Deferral to 2022 |  |  | 22.5 | [6 empty] | 3.1816 | 3.1816 | 3.1816 | 3.1816 | 3.1816 | 3.1816 | 3.1816 | 3.1816 | 3.1816 | 3.1816 | 3.1816 | 3.1816 | 3.1816 | 3.1816 | 3.1816 | 3.1816 | 3.1816 | 3.1816 | 3.1816 | 3.1816 | 3.1816 | 3.1816 | 3.1816 | 3.1816 | 3.1816 | 3.1816 | 3.1816 | 3.1816 | 3.1816 | 3.1816 | 3.1816 | 3.1816 | 3.1816 | 3.1816 | 3.1816 | [8 empty] | 35 |  | 35.5129 | 4.0884 | 1.0924 | 0 | 0 | 0 | [8 empty] | Canal - Wainscott New 138 kV UG Cable |  |  | 0 | 2022 | 2028 | 2028 | 2028 | 2030
Amagansett Conversion 33 kV | 2023 |  | 8 | [7 empty] | 1.1652 | 1.1652 | 1.1652 | 1.1652 | 1.1652 | 1.1652 | 1.1652 | 1.1652 | 1.1652 | 1.1652 | 1.1652 | 1.1652 | 1.1652 | 1.1652 | 1.1652 | 1.1652 | 1.1652 | 1.1652 | 1.1652 | 1.1652 | 1.1652 | 1.1652 | 1.1652 | 1.1652 | 1.1652 | 1.1652 | 1.1652 | 1.1652 | 1.1652 | 1.1652 | 1.1652 | 1.1652 | 1.1652 | 1.1652 | 1.1652 | [7 empty] | 35 |  | 12.3276 | 1.9078 | 0 | 0 | 0 | 0 | [9 empty] | ** Baseline Deferral Year is the deferral year if 63 MW (allocated to Areas 1, 2, and 3) is achieved.
East Hampton Conversion 33 kV | 2023 |  | 3.2 | [7 empty] | 0.46607 | 0.46607 | 0.46607 | 0.46607 | 0.46607 | 0.46607 | 0.46607 | 0.46607 | 0.46607 | 0.46607 | 0.46607 | 0.46607 | 0.46607 | 0.46607 | 0.46607 | 0.46607 | 0.46607 | 0.46607 | 0.46607 | 0.46607 | 0.46607 | 0.46607 | 0.46607 | 0.46607 | 0.46607 | 0.46607 | 0.46607 | 0.46607 | 0.46607 | 0.46607 | 0.46607 | 0.46607 | 0.46607 | 0.46607 | 0.46607 | [7 empty] | 35 |  | 4.931 | 0.76312 | 0 | 0 | 0 | 0 | [9 empty] | Note: Analysis is based on the assumption that portfolio is constructed such that 63 MW is achieved.
Buell Conversion 33 kV | 2023 |  | 3.7 | [7 empty] | 0.53889 | 0.53889 | 0.53889 | 0.53889 | 0.53889 | 0.53889 | 0.53889 | 0.53889 | 0.53889 | 0.53889 | 0.53889 | 0.53889 | 0.53889 | 0.53889 | 0.53889 | 0.53889 | 0.53889 | 0.53889 | 0.53889 | 0.53889 | 0.53889 | 0.53889 | 0.53889 | 0.53889 | 0.53889 | 0.53889 | 0.53889 | 0.53889 | 0.53889 | 0.53889 | 0.53889 | 0.53889 | 0.53889 | 0.53889 | 0.53889 | [7 empty] | 35 |  | 5.7015 | 0.88236 | 0 | 0 | 0 | 0
Hither Hills Conversion to 33 kV | 2023 |  | 4.8 | [7 empty] | 0.6991 | 0.6991 | 0.6991 | 0.6991 | 0.6991 | 0.6991 | 0.6991 | 0.6991 | 0.6991 | 0.6991 | 0.6991 | 0.6991 | 0.6991 | 0.6991 | 0.6991 | 0.6991 | 0.6991 | 0.6991 | 0.6991 | 0.6991 | 0.6991 | 0.6991 | 0.6991 | 0.6991 | 0.6991 | 0.6991 | 0.6991 | 0.6991 | 0.6991 | 0.6991 | 0.6991 | 0.6991 | 0.6991 | 0.6991 | 0.6991 | [7 empty] | 35 |  | 7.3965 | 0.94228 | 0.94228 | 0 | 0 | 0
Culloden Pt Conversion to 33 kV | 2023 |  | 2.8 | [7 empty] | 0.40781 | 0.40781 | 0.40781 | 0.40781 | 0.40781 | 0.40781 | 0.40781 | 0.40781 | 0.40781 | 0.40781 | 0.40781 | 0.40781 | 0.40781 | 0.40781 | 0.40781 | 0.40781 | 0.40781 | 0.40781 | 0.40781 | 0.40781 | 0.40781 | 0.40781 | 0.40781 | 0.40781 | 0.40781 | 0.40781 | 0.40781 | 0.40781 | 0.40781 | 0.40781 | 0.40781 | 0.40781 | 0.40781 | 0.40781 | 0.40781 | [7 empty] | 35 |  | 4.3147 | 0.4344 | 0.4344 | 0 | 0 | 0
Deferral to 2023 |  |  | 22.5 | [7 empty] | 3.2771 | 3.2771 | 3.2771 | 3.2771 | 3.2771 | 3.2771 | 3.2771 | 3.2771 | 3.2771 | 3.2771 | 3.2771 | 3.2771 | 3.2771 | 3.2771 | 3.2771 | 3.2771 | 3.2771 | 3.2771 | 3.2771 | 3.2771 | 3.2771 | 3.2771 | 3.2771 | 3.2771 | 3.2771 | 3.2771 | 3.2771 | 3.2771 | 3.2771 | 3.2771 | 3.2771 | 3.2771 | 3.2771 | 3.2771 | 3.2771 | [7 empty] | 35 |  | 34.6713 | 4.93 | 1.3767 | 0 | 0 | 0 | =Area I Portion
Amagansett Conversion 33 kV | 2024 |  | 8 | [8 empty] | 1.2001 | 1.2001 | 1.2001 | 1.2001 | 1.2001 | 1.2001 | 1.2001 | 1.2001 | 1.2001 | 1.2001 | 1.2001 | 1.2001 | 1.2001 | 1.2001 | 1.2001 | 1.2001 | 1.2001 | 1.2001 | 1.2001 | 1.2001 | 1.2001 | 1.2001 | 1.2001 | 1.2001 | 1.2001 | 1.2001 | 1.2001 | 1.2001 | 1.2001 | 1.2001 | 1.2001 | 1.2001 | 1.2001 | 1.2001 | 1.2001 | [6 empty] | 35 |  | 12.0355 | 2.1999 | 0 | 0 | 0 | 0
East Hampton Conversion 33 kV | 2024 |  | 3.2 | [8 empty] | 0.48005 | 0.48005 | 0.48005 | 0.48005 | 0.48005 | 0.48005 | 0.48005 | 0.48005 | 0.48005 | 0.48005 | 0.48005 | 0.48005 | 0.48005 | 0.48005 | 0.48005 | 0.48005 | 0.48005 | 0.48005 | 0.48005 | 0.48005 | 0.48005 | 0.48005 | 0.48005 | 0.48005 | 0.48005 | 0.48005 | 0.48005 | 0.48005 | 0.48005 | 0.48005 | 0.48005 | 0.48005 | 0.48005 | 0.48005 | 0.48005 | [6 empty] | 35 |  | 4.8142 | 0.87997 | 0 | 0 | 0 | 0
Buell Conversion 33 kV | 2024 |  | 3.7 | [8 empty] | 0.55506 | 0.55506 | 0.55506 | 0.55506 | 0.55506 | 0.55506 | 0.55506 | 0.55506 | 0.55506 | 0.55506 | 0.55506 | 0.55506 | 0.55506 | 0.55506 | 0.55506 | 0.55506 | 0.55506 | 0.55506 | 0.55506 | 0.55506 | 0.55506 | 0.55506 | 0.55506 | 0.55506 | 0.55506 | 0.55506 | 0.55506 | 0.55506 | 0.55506 | 0.55506 | 0.55506 | 0.55506 | 0.55506 | 0.55506 | 0.55506 | [6 empty] | 35 |  | 5.5664 | 1.0175 | 0 | 0 | 0 | 0
Hither Hills Conversion to 33 kV | 2024 |  | 4.8 | [8 empty] | 0.72008 | 0.72008 | 0.72008 | 0.72008 | 0.72008 | 0.72008 | 0.72008 | 0.72008 | 0.72008 | 0.72008 | 0.72008 | 0.72008 | 0.72008 | 0.72008 | 0.72008 | 0.72008 | 0.72008 | 0.72008 | 0.72008 | 0.72008 | 0.72008 | 0.72008 | 0.72008 | 0.72008 | 0.72008 | 0.72008 | 0.72008 | 0.72008 | 0.72008 | 0.72008 | 0.72008 | 0.72008 | 0.72008 | 0.72008 | 0.72008 | [6 empty] | 35 |  | 7.2213 | 1.1176 | 1.1176 | 0 | 0 | 0
Culloden Pt Conversion to 33 kV | 2024 |  | 2.8 | [8 empty] | 0.42005 | 0.42005 | 0.42005 | 0.42005 | 0.42005 | 0.42005 | 0.42005 | 0.42005 | 0.42005 | 0.42005 | 0.42005 | 0.42005 | 0.42005 | 0.42005 | 0.42005 | 0.42005 | 0.42005 | 0.42005 | 0.42005 | 0.42005 | 0.42005 | 0.42005 | 0.42005 | 0.42005 | 0.42005 | 0.42005 | 0.42005 | 0.42005 | 0.42005 | 0.42005 | 0.42005 | 0.42005 | 0.42005 | 0.42005 | 0.42005 | [6 empty] | 35 |  | 4.2124 | 0.53664 | 0.53664 | 0 | 0 | 0
Deferral to 2024 |  |  | 22.5 | [8 empty] | 3.3754 | 3.3754 | 3.3754 | 3.3754 | 3.3754 | 3.3754 | 3.3754 | 3.3754 | 3.3754 | 3.3754 | 3.3754 | 3.3754 | 3.3754 | 3.3754 | 3.3754 | 3.3754 | 3.3754 | 3.3754 | 3.3754 | 3.3754 | 3.3754 | 3.3754 | 3.3754 | 3.3754 | 3.3754 | 3.3754 | 3.3754 | 3.3754 | 3.3754 | 3.3754 | 3.3754 | 3.3754 | 3.3754 | 3.3754 | 3.3754 | [6 empty] | 35 |  | 33.8497 | 5.7516 | 1.6542 | 0 | 0 | 0 | =Area I Portion
Amagansett Conversion 33 kV | 2025 |  | 8 | [9 empty] | 1.2361 | 1.2361 | 1.2361 | 1.2361 | 1.2361 | 1.2361 | 1.2361 | 1.2361 | 1.2361 | 1.2361 | 1.2361 | 1.2361 | 1.2361 | 1.2361 | 1.2361 | 1.2361 | 1.2361 | 1.2361 | 1.2361 | 1.2361 | 1.2361 | 1.2361 | 1.2361 | 1.2361 | 1.2361 | 1.2361 | 1.2361 | 1.2361 | 1.2361 | 1.2361 | 1.2361 | 1.2361 | 1.2361 | 1.2361 | 1.2361 | [5 empty] | 35 |  | 11.7503 | 2.4851 | 0 | 0 | 0 | 0
East Hampton Conversion 33 kV | 2025 |  | 3.2 | [9 empty] | 0.49445 | 0.49445 | 0.49445 | 0.49445 | 0.49445 | 0.49445 | 0.49445 | 0.49445 | 0.49445 | 0.49445 | 0.49445 | 0.49445 | 0.49445 | 0.49445 | 0.49445 | 0.49445 | 0.49445 | 0.49445 | 0.49445 | 0.49445 | 0.49445 | 0.49445 | 0.49445 | 0.49445 | 0.49445 | 0.49445 | 0.49445 | 0.49445 | 0.49445 | 0.49445 | 0.49445 | 0.49445 | 0.49445 | 0.49445 | 0.49445 | [5 empty] | 35 |  | 4.7001 | 0.99405 | 0 | 0 | 0 | 0
Buell Conversion 33 kV | 2025 |  | 3.7 | [9 empty] | 0.57171 | 0.57171 | 0.57171 | 0.57171 | 0.57171 | 0.57171 | 0.57171 | 0.57171 | 0.57171 | 0.57171 | 0.57171 | 0.57171 | 0.57171 | 0.57171 | 0.57171 | 0.57171 | 0.57171 | 0.57171 | 0.57171 | 0.57171 | 0.57171 | 0.57171 | 0.57171 | 0.57171 | 0.57171 | 0.57171 | 0.57171 | 0.57171 | 0.57171 | 0.57171 | 0.57171 | 0.57171 | 0.57171 | 0.57171 | 0.57171 | [5 empty] | 35 |  | 5.4345 | 1.1494 | 0 | 0 | 0 | 0
Hither Hills Conversion to 33 kV | 2025 |  | 4.8 | [9 empty] | 0.74168 | 0.74168 | 0.74168 | 0.74168 | 0.74168 | 0.74168 | 0.74168 | 0.74168 | 0.74168 | 0.74168 | 0.74168 | 0.74168 | 0.74168 | 0.74168 | 0.74168 | 0.74168 | 0.74168 | 0.74168 | 0.74168 | 0.74168 | 0.74168 | 0.74168 | 0.74168 | 0.74168 | 0.74168 | 0.74168 | 0.74168 | 0.74168 | 0.74168 | 0.74168 | 0.74168 | 0.74168 | 0.74168 | 0.74168 | 0.74168 | [5 empty] | 35 |  | 7.0502 | 1.2887 | 1.2887 | 0 | 0 | 0
Culloden Pt Conversion to 33 kV | 2025 |  | 2.8 | [9 empty] | 0.43265 | 0.43265 | 0.43265 | 0.43265 | 0.43265 | 0.43265 | 0.43265 | 0.43265 | 0.43265 | 0.43265 | 0.43265 | 0.43265 | 0.43265 | 0.43265 | 0.43265 | 0.43265 | 0.43265 | 0.43265 | 0.43265 | 0.43265 | 0.43265 | 0.43265 | 0.43265 | 0.43265 | 0.43265 | 0.43265 | 0.43265 | 0.43265 | 0.43265 | 0.43265 | 0.43265 | 0.43265 | 0.43265 | 0.43265 | 0.43265 | [5 empty] | 35 |  | 4.1126 | 0.63646 | 0.63646 | 0 | 0 | 0
Deferral to 2025 |  |  | 22.5 | [9 empty] | 3.4766 | 3.4766 | 3.4766 | 3.4766 | 3.4766 | 3.4766 | 3.4766 | 3.4766 | 3.4766 | 3.4766 | 3.4766 | 3.4766 | 3.4766 | 3.4766 | 3.4766 | 3.4766 | 3.4766 | 3.4766 | 3.4766 | 3.4766 | 3.4766 | 3.4766 | 3.4766 | 3.4766 | 3.4766 | 3.4766 | 3.4766 | 3.4766 | 3.4766 | 3.4766 | 3.4766 | 3.4766 | 3.4766 | 3.4766 | 3.4766 | [5 empty] | 35 |  | 33.0476 | 6.5537 | 1.9251 | 0 | 0 | 0 | =Area I Portion
Amagansett Conversion 33 kV | 2026 |  | 8 | [10 empty] | 1.2732 | 1.2732 | 1.2732 | 1.2732 | 1.2732 | 1.2732 | 1.2732 | 1.2732 | 1.2732 | 1.2732 | 1.2732 | 1.2732 | 1.2732 | 1.2732 | 1.2732 | 1.2732 | 1.2732 | 1.2732 | 1.2732 | 1.2732 | 1.2732 | 1.2732 | 1.2732 | 1.2732 | 1.2732 | 1.2732 | 1.2732 | 1.2732 | 1.2732 | 1.2732 | 1.2732 | 1.2732 | 1.2732 | 1.2732 | 1.2732 |  |  |  |  | 35 |  | 11.4718 | 2.7636 | 0 | 0 | 0 | 0
East Hampton Conversion 33 kV | 2026 |  | 3.2 | [10 empty] | 0.50929 | 0.50929 | 0.50929 | 0.50929 | 0.50929 | 0.50929 | 0.50929 | 0.50929 | 0.50929 | 0.50929 | 0.50929 | 0.50929 | 0.50929 | 0.50929 | 0.50929 | 0.50929 | 0.50929 | 0.50929 | 0.50929 | 0.50929 | 0.50929 | 0.50929 | 0.50929 | 0.50929 | 0.50929 | 0.50929 | 0.50929 | 0.50929 | 0.50929 | 0.50929 | 0.50929 | 0.50929 | 0.50929 | 0.50929 | 0.50929 |  |  |  |  | 35 |  | 4.5887 | 1.1054 | 0 | 0 | 0 | 0
Buell Conversion 33 kV | 2026 |  | 3.7 | [10 empty] | 0.58886 | 0.58886 | 0.58886 | 0.58886 | 0.58886 | 0.58886 | 0.58886 | 0.58886 | 0.58886 | 0.58886 | 0.58886 | 0.58886 | 0.58886 | 0.58886 | 0.58886 | 0.58886 | 0.58886 | 0.58886 | 0.58886 | 0.58886 | 0.58886 | 0.58886 | 0.58886 | 0.58886 | 0.58886 | 0.58886 | 0.58886 | 0.58886 | 0.58886 | 0.58886 | 0.58886 | 0.58886 | 0.58886 | 0.58886 | 0.58886 |  |  |  |  | 35 |  | 5.3057 | 1.2782 | 0 | 0 | 0 | 0
Hither Hills Conversion to 33 kV | 2026 |  | 4.8 | [10 empty] | 0.76393 | 0.76393 | 0.76393 | 0.76393 | 0.76393 | 0.76393 | 0.76393 | 0.76393 | 0.76393 | 0.76393 | 0.76393 | 0.76393 | 0.76393 | 0.76393 | 0.76393 | 0.76393 | 0.76393 | 0.76393 | 0.76393 | 0.76393 | 0.76393 | 0.76393 | 0.76393 | 0.76393 | 0.76393 | 0.76393 | 0.76393 | 0.76393 | 0.76393 | 0.76393 | 0.76393 | 0.76393 | 0.76393 | 0.76393 | 0.76393 |  |  |  |  | 35 |  | 6.8831 | 1.4557 | 1.4557 | 0 | 0 | 0
Culloden Pt Conversion to 33 kV | 2026 |  | 2.8 | [10 empty] | 0.44563 | 0.44563 | 0.44563 | 0.44563 | 0.44563 | 0.44563 | 0.44563 | 0.44563 | 0.44563 | 0.44563 | 0.44563 | 0.44563 | 0.44563 | 0.44563 | 0.44563 | 0.44563 | 0.44563 | 0.44563 | 0.44563 | 0.44563 | 0.44563 | 0.44563 | 0.44563 | 0.44563 | 0.44563 | 0.44563 | 0.44563 | 0.44563 | 0.44563 | 0.44563 | 0.44563 | 0.44563 | 0.44563 | 0.44563 | 0.44563 |  |  |  |  | 35 |  | 4.0151 | 0.73392 | 0.73392 | 0 | 0 | 0
Deferral to 2026 |  |  | 22.5 | [10 empty] | 3.5809 | 3.5809 | 3.5809 | 3.5809 | 3.5809 | 3.5809 | 3.5809 | 3.5809 | 3.5809 | 3.5809 | 3.5809 | 3.5809 | 3.5809 | 3.5809 | 3.5809 | 3.5809 | 3.5809 | 3.5809 | 3.5809 | 3.5809 | 3.5809 | 3.5809 | 3.5809 | 3.5809 | 3.5809 | 3.5809 | 3.5809 | 3.5809 | 3.5809 | 3.5809 | 3.5809 | 3.5809 | 3.5809 | 3.5809 | 3.5809 |  |  |  |  | 35 |  | 32.2645 | 7.3368 | 2.1897 | 0 | 0 | 0 | =Area I Portion
Amagansett Conversion 33 kV | 2027 |  | 8 | [11 empty] | 1.3114 | 1.3114 | 1.3114 | 1.3114 | 1.3114 | 1.3114 | 1.3114 | 1.3114 | 1.3114 | 1.3114 | 1.3114 | 1.3114 | 1.3114 | 1.3114 | 1.3114 | 1.3114 | 1.3114 | 1.3114 | 1.3114 | 1.3114 | 1.3114 | 1.3114 | 1.3114 | 1.3114 | 1.3114 | 1.3114 | 1.3114 | 1.3114 | 1.3114 | 1.3114 | 1.3114 | 1.3114 | 1.3114 | 1.3114 | 1.3114 |  |  |  | 35 |  | 11.2 | 3.0354 | 0 | 0 | 0 | 0
East Hampton Conversion 33 kV | 2027 |  | 3.2 | [11 empty] | 0.52457 | 0.52457 | 0.52457 | 0.52457 | 0.52457 | 0.52457 | 0.52457 | 0.52457 | 0.52457 | 0.52457 | 0.52457 | 0.52457 | 0.52457 | 0.52457 | 0.52457 | 0.52457 | 0.52457 | 0.52457 | 0.52457 | 0.52457 | 0.52457 | 0.52457 | 0.52457 | 0.52457 | 0.52457 | 0.52457 | 0.52457 | 0.52457 | 0.52457 | 0.52457 | 0.52457 | 0.52457 | 0.52457 | 0.52457 | 0.52457 |  |  |  | 35 |  | 4.48 | 1.2142 | 0 | 0 | 0 | 0
Buell Conversion 33 kV | 2027 |  | 3.7 | [11 empty] | 0.60653 | 0.60653 | 0.60653 | 0.60653 | 0.60653 | 0.60653 | 0.60653 | 0.60653 | 0.60653 | 0.60653 | 0.60653 | 0.60653 | 0.60653 | 0.60653 | 0.60653 | 0.60653 | 0.60653 | 0.60653 | 0.60653 | 0.60653 | 0.60653 | 0.60653 | 0.60653 | 0.60653 | 0.60653 | 0.60653 | 0.60653 | 0.60653 | 0.60653 | 0.60653 | 0.60653 | 0.60653 | 0.60653 | 0.60653 | 0.60653 |  |  |  | 35 |  | 5.18 | 1.4039 | 0 | 0 | 0 | 0
Hither Hills Conversion to 33 kV | 2027 |  | 4.8 | [11 empty] | 0.78685 | 0.78685 | 0.78685 | 0.78685 | 0.78685 | 0.78685 | 0.78685 | 0.78685 | 0.78685 | 0.78685 | 0.78685 | 0.78685 | 0.78685 | 0.78685 | 0.78685 | 0.78685 | 0.78685 | 0.78685 | 0.78685 | 0.78685 | 0.78685 | 0.78685 | 0.78685 | 0.78685 | 0.78685 | 0.78685 | 0.78685 | 0.78685 | 0.78685 | 0.78685 | 0.78685 | 0.78685 | 0.78685 | 0.78685 | 0.78685 |  |  |  | 35 |  | 6.72 | 1.6189 | 1.6189 | 0 | 0 | 0
Culloden Pt Conversion to 33 kV | 2027 |  | 2.8 | [11 empty] | 0.45899 | 0.45899 | 0.45899 | 0.45899 | 0.45899 | 0.45899 | 0.45899 | 0.45899 | 0.45899 | 0.45899 | 0.45899 | 0.45899 | 0.45899 | 0.45899 | 0.45899 | 0.45899 | 0.45899 | 0.45899 | 0.45899 | 0.45899 | 0.45899 | 0.45899 | 0.45899 | 0.45899 | 0.45899 | 0.45899 | 0.45899 | 0.45899 | 0.45899 | 0.45899 | 0.45899 | 0.45899 | 0.45899 | 0.45899 | 0.45899 |  |  |  | 35 |  | 3.92 | 0.82906 | 0.82906 | 0 | 0 | 0
Deferral to 2027 |  |  | 22.5 | [11 empty] | 3.6884 | 3.6884 | 3.6884 | 3.6884 | 3.6884 | 3.6884 | 3.6884 | 3.6884 | 3.6884 | 3.6884 | 3.6884 | 3.6884 | 3.6884 | 3.6884 | 3.6884 | 3.6884 | 3.6884 | 3.6884 | 3.6884 | 3.6884 | 3.6884 | 3.6884 | 3.6884 | 3.6884 | 3.6884 | 3.6884 | 3.6884 | 3.6884 | 3.6884 | 3.6884 | 3.6884 | 3.6884 | 3.6884 | 3.6884 | 3.6884 |  |  |  | 35 |  | 31.4999 | 8.1014 | 2.4479 | 0 | 0 | 0 | =Area I Portion
Amagansett Conversion 33 kV | 2028 |  | 8 | [12 empty] | 1.3508 | 1.3508 | 1.3508 | 1.3508 | 1.3508 | 1.3508 | 1.3508 | 1.3508 | 1.3508 | 1.3508 | 1.3508 | 1.3508 | 1.3508 | 1.3508 | 1.3508 | 1.3508 | 1.3508 | 1.3508 | 1.3508 | 1.3508 | 1.3508 | 1.3508 | 1.3508 | 1.3508 | 1.3508 | 1.3508 | 1.3508 | 1.3508 | 1.3508 | 1.3508 | 1.3508 | 1.3508 | 1.3508 | 1.3508 | 1.3508 |  |  | 35 |  | 10.9346 | 3.3008 | 0 | 0 | 0 | 0
East Hampton Conversion 33 kV | 2028 |  | 3.2 | [12 empty] | 0.5403 | 0.5403 | 0.5403 | 0.5403 | 0.5403 | 0.5403 | 0.5403 | 0.5403 | 0.5403 | 0.5403 | 0.5403 | 0.5403 | 0.5403 | 0.5403 | 0.5403 | 0.5403 | 0.5403 | 0.5403 | 0.5403 | 0.5403 | 0.5403 | 0.5403 | 0.5403 | 0.5403 | 0.5403 | 0.5403 | 0.5403 | 0.5403 | 0.5403 | 0.5403 | 0.5403 | 0.5403 | 0.5403 | 0.5403 | 0.5403 |  |  | 35 |  | 4.3738 | 1.3203 | 0 | 0 | 0 | 0
Buell Conversion 33 kV | 2028 |  | 3.7 | [12 empty] | 0.62472 | 0.62472 | 0.62472 | 0.62472 | 0.62472 | 0.62472 | 0.62472 | 0.62472 | 0.62472 | 0.62472 | 0.62472 | 0.62472 | 0.62472 | 0.62472 | 0.62472 | 0.62472 | 0.62472 | 0.62472 | 0.62472 | 0.62472 | 0.62472 | 0.62472 | 0.62472 | 0.62472 | 0.62472 | 0.62472 | 0.62472 | 0.62472 | 0.62472 | 0.62472 | 0.62472 | 0.62472 | 0.62472 | 0.62472 | 0.62472 |  |  | 35 |  | 5.0572 | 1.5266 | 0 | 0 | 0 | 0
Hither Hills Conversion to 33 kV | 2028 |  | 4.8 | [12 empty] | 0.81045 | 0.81045 | 0.81045 | 0.81045 | 0.81045 | 0.81045 | 0.81045 | 0.81045 | 0.81045 | 0.81045 | 0.81045 | 0.81045 | 0.81045 | 0.81045 | 0.81045 | 0.81045 | 0.81045 | 0.81045 | 0.81045 | 0.81045 | 0.81045 | 0.81045 | 0.81045 | 0.81045 | 0.81045 | 0.81045 | 0.81045 | 0.81045 | 0.81045 | 0.81045 | 0.81045 | 0.81045 | 0.81045 | 0.81045 | 0.81045 |  |  | 35 |  | 6.5607 | 1.7781 | 1.7781 | 0 | 0 | 0
Culloden Pt Conversion to 33 kV | 2028 |  | 2.8 | [12 empty] | 0.47276 | 0.47276 | 0.47276 | 0.47276 | 0.47276 | 0.47276 | 0.47276 | 0.47276 | 0.47276 | 0.47276 | 0.47276 | 0.47276 | 0.47276 | 0.47276 | 0.47276 | 0.47276 | 0.47276 | 0.47276 | 0.47276 | 0.47276 | 0.47276 | 0.47276 | 0.47276 | 0.47276 | 0.47276 | 0.47276 | 0.47276 | 0.47276 | 0.47276 | 0.47276 | 0.47276 | 0.47276 | 0.47276 | 0.47276 | 0.47276 |  |  | 35 |  | 3.8271 | 0.92195 | 0.92195 | 0 | 0 | 0
Deferral to 2028 |  |  | 22.5 | [12 empty] | 3.799 | 3.799 | 3.799 | 3.799 | 3.799 | 3.799 | 3.799 | 3.799 | 3.799 | 3.799 | 3.799 | 3.799 | 3.799 | 3.799 | 3.799 | 3.799 | 3.799 | 3.799 | 3.799 | 3.799 | 3.799 | 3.799 | 3.799 | 3.799 | 3.799 | 3.799 | 3.799 | 3.799 | 3.799 | 3.799 | 3.799 | 3.799 | 3.799 | 3.799 | 3.799 |  |  | 35 |  | 30.7535 | 8.8478 | 2.7 | 0 | 0 | 0 | =Area I Portion
Amagansett Conversion 33 kV | 2029 |  | 8 | [13 empty] | 1.3913 | 1.3913 | 1.3913 | 1.3913 | 1.3913 | 1.3913 | 1.3913 | 1.3913 | 1.3913 | 1.3913 | 1.3913 | 1.3913 | 1.3913 | 1.3913 | 1.3913 | 1.3913 | 1.3913 | 1.3913 | 1.3913 | 1.3913 | 1.3913 | 1.3913 | 1.3913 | 1.3913 | 1.3913 | 1.3913 | 1.3913 | 1.3913 | 1.3913 | 1.3913 | 1.3913 | 1.3913 | 1.3913 | 1.3913 | 1.3913 |  | 35 |  | 10.6755 | 3.5599 | 0 | 0 | 0 | 0
East Hampton Conversion 33 kV | 2029 |  | 3.2 | [13 empty] | 0.55651 | 0.55651 | 0.55651 | 0.55651 | 0.55651 | 0.55651 | 0.55651 | 0.55651 | 0.55651 | 0.55651 | 0.55651 | 0.55651 | 0.55651 | 0.55651 | 0.55651 | 0.55651 | 0.55651 | 0.55651 | 0.55651 | 0.55651 | 0.55651 | 0.55651 | 0.55651 | 0.55651 | 0.55651 | 0.55651 | 0.55651 | 0.55651 | 0.55651 | 0.55651 | 0.55651 | 0.55651 | 0.55651 | 0.55651 | 0.55651 |  | 35 |  | 4.2702 | 1.424 | 0 | 0 | 0 | 0
Buell Conversion 33 kV | 2029 |  | 3.7 | [13 empty] | 0.64347 | 0.64347 | 0.64347 | 0.64347 | 0.64347 | 0.64347 | 0.64347 | 0.64347 | 0.64347 | 0.64347 | 0.64347 | 0.64347 | 0.64347 | 0.64347 | 0.64347 | 0.64347 | 0.64347 | 0.64347 | 0.64347 | 0.64347 | 0.64347 | 0.64347 | 0.64347 | 0.64347 | 0.64347 | 0.64347 | 0.64347 | 0.64347 | 0.64347 | 0.64347 | 0.64347 | 0.64347 | 0.64347 | 0.64347 | 0.64347 |  | 35 |  | 4.9374 | 1.6465 | 0 | 0 | 0 | 0
Hither Hills Conversion to 33 kV | 2029 |  | 4.8 | [13 empty] | 0.83477 | 0.83477 | 0.83477 | 0.83477 | 0.83477 | 0.83477 | 0.83477 | 0.83477 | 0.83477 | 0.83477 | 0.83477 | 0.83477 | 0.83477 | 0.83477 | 0.83477 | 0.83477 | 0.83477 | 0.83477 | 0.83477 | 0.83477 | 0.83477 | 0.83477 | 0.83477 | 0.83477 | 0.83477 | 0.83477 | 0.83477 | 0.83477 | 0.83477 | 0.83477 | 0.83477 | 0.83477 | 0.83477 | 0.83477 | 0.83477 |  | 35 |  | 6.4053 | 1.9336 | 1.9336 | 0 | 0 | 0
Culloden Pt Conversion to 33 kV | 2029 |  | 2.8 | [13 empty] | 0.48695 | 0.48695 | 0.48695 | 0.48695 | 0.48695 | 0.48695 | 0.48695 | 0.48695 | 0.48695 | 0.48695 | 0.48695 | 0.48695 | 0.48695 | 0.48695 | 0.48695 | 0.48695 | 0.48695 | 0.48695 | 0.48695 | 0.48695 | 0.48695 | 0.48695 | 0.48695 | 0.48695 | 0.48695 | 0.48695 | 0.48695 | 0.48695 | 0.48695 | 0.48695 | 0.48695 | 0.48695 | 0.48695 | 0.48695 | 0.48695 |  | 35 |  | 3.7364 | 1.0126 | 1.0126 | 0 | 0 | 0
Deferral to 2029 |  |  | 22.5 | [13 empty] | 3.913 | 3.913 | 3.913 | 3.913 | 3.913 | 3.913 | 3.913 | 3.913 | 3.913 | 3.913 | 3.913 | 3.913 | 3.913 | 3.913 | 3.913 | 3.913 | 3.913 | 3.913 | 3.913 | 3.913 | 3.913 | 3.913 | 3.913 | 3.913 | 3.913 | 3.913 | 3.913 | 3.913 | 3.913 | 3.913 | 3.913 | 3.913 | 3.913 | 3.913 | 3.913 |  | 35 |  | 30.0247 | 9.5766 | 2.9462 | 0 | 0 | 0 | =Area I Portion
Amagansett Conversion 33 kV | 2030 |  | 8 | [14 empty] | 1.433 | 1.433 | 1.433 | 1.433 | 1.433 | 1.433 | 1.433 | 1.433 | 1.433 | 1.433 | 1.433 | 1.433 | 1.433 | 1.433 | 1.433 | 1.433 | 1.433 | 1.433 | 1.433 | 1.433 | 1.433 | 1.433 | 1.433 | 1.433 | 1.433 | 1.433 | 1.433 | 1.433 | 1.433 | 1.433 | 1.433 | 1.433 | 1.433 | 1.433 | 1.433 | 35 |  | 10.4225 | 3.8129 | 0 | 0 | 0 | 0
East Hampton Conversion 33 kV | 2030 |  | 3.2 | [14 empty] | 0.57321 | 0.57321 | 0.57321 | 0.57321 | 0.57321 | 0.57321 | 0.57321 | 0.57321 | 0.57321 | 0.57321 | 0.57321 | 0.57321 | 0.57321 | 0.57321 | 0.57321 | 0.57321 | 0.57321 | 0.57321 | 0.57321 | 0.57321 | 0.57321 | 0.57321 | 0.57321 | 0.57321 | 0.57321 | 0.57321 | 0.57321 | 0.57321 | 0.57321 | 0.57321 | 0.57321 | 0.57321 | 0.57321 | 0.57321 | 0.57321 | 35 |  | 4.169 | 1.5252 | 0 | 0 | 0 | 0
Buell Conversion 33 kV | 2030 |  | 3.7 | [14 empty] | 0.66277 | 0.66277 | 0.66277 | 0.66277 | 0.66277 | 0.66277 | 0.66277 | 0.66277 | 0.66277 | 0.66277 | 0.66277 | 0.66277 | 0.66277 | 0.66277 | 0.66277 | 0.66277 | 0.66277 | 0.66277 | 0.66277 | 0.66277 | 0.66277 | 0.66277 | 0.66277 | 0.66277 | 0.66277 | 0.66277 | 0.66277 | 0.66277 | 0.66277 | 0.66277 | 0.66277 | 0.66277 | 0.66277 | 0.66277 | 0.66277 | 35 |  | 4.8204 | 1.7635 | 0 | 0 | 0 | 0
Hither Hills Conversion to 33 kV | 2030 |  | 4.8 | [14 empty] | 0.85981 | 0.85981 | 0.85981 | 0.85981 | 0.85981 | 0.85981 | 0.85981 | 0.85981 | 0.85981 | 0.85981 | 0.85981 | 0.85981 | 0.85981 | 0.85981 | 0.85981 | 0.85981 | 0.85981 | 0.85981 | 0.85981 | 0.85981 | 0.85981 | 0.85981 | 0.85981 | 0.85981 | 0.85981 | 0.85981 | 0.85981 | 0.85981 | 0.85981 | 0.85981 | 0.85981 | 0.85981 | 0.85981 | 0.85981 | 0.85981 | 35 |  | 6.2535 | 2.0853 | 2.0853 | 2.0853 | 340742.3724 | 1748008.3703
Culloden Pt Conversion to 33 kV | 2030 |  | 2.8 | [14 empty] | 0.50156 | 0.50156 | 0.50156 | 0.50156 | 0.50156 | 0.50156 | 0.50156 | 0.50156 | 0.50156 | 0.50156 | 0.50156 | 0.50156 | 0.50156 | 0.50156 | 0.50156 | 0.50156 | 0.50156 | 0.50156 | 0.50156 | 0.50156 | 0.50156 | 0.50156 | 0.50156 | 0.50156 | 0.50156 | 0.50156 | 0.50156 | 0.50156 | 0.50156 | 0.50156 | 0.50156 | 0.50156 | 0.50156 | 0.50156 | 0.50156 | 35 |  | 3.6479 | 1.1012 | 1.1012 | 1.1012 | 179931.7034 | 923049.6386
Deferral to 2030 |  |  | 22.5 | [14 empty] | 4.0304 | 4.0304 | 4.0304 | 4.0304 | 4.0304 | 4.0304 | 4.0304 | 4.0304 | 4.0304 | 4.0304 | 4.0304 | 4.0304 | 4.0304 | 4.0304 | 4.0304 | 4.0304 | 4.0304 | 4.0304 | 4.0304 | 4.0304 | 4.0304 | 4.0304 | 4.0304 | 4.0304 | 4.0304 | 4.0304 | 4.0304 | 4.0304 | 4.0304 | 4.0304 | 4.0304 | 4.0304 | 4.0304 | 4.0304 | 4.0304 | 35 |  | 29.3132 | 10.2881 | 3.1865 | 3.1865 | 520674.0758 | 2671058.0089 | =Area I Portion
[60 empty] | 12608672.4607 | =Area I+II+III Portions
Annual Avoided Costs for Deferral to 2022:
Amagansett Conversion 33 kV | 2022 |  |  | 0 | 0.97582 | 0.97582 | 0.97582 | 0.97582 | 0.97582 | -0.15542 | -0.15542 | -0.15542 | -0.15542 | -0.15542 | -0.15542 | -0.15542 | -0.15542 | -0.15542 | -0.15542 | -0.15542 | -0.15542 | -0.15542 | -0.15542 | -0.15542 | -0.15542 | -0.15542 | -0.15542 | -0.15542 | -0.15542 | -0.15542 | -0.15542 | -0.15542 | -0.15542 | -0.15542 | -0.15542 | -0.15542 | -0.15542 | -0.15542 | -0.15542 | -1.1312 | -1.1312 | -1.1312 | -1.1312 | -1.1312 | [8 empty] | 35 |  |  | 1.6086
East Hampton Conversion 33 kV | 2022 |  |  | 0 | 0.39033 | 0.39033 | 0.39033 | 0.39033 | 0.39033 | -0.062169 | -0.062169 | -0.062169 | -0.062169 | -0.062169 | -0.062169 | -0.062169 | -0.062169 | -0.062169 | -0.062169 | -0.062169 | -0.062169 | -0.062169 | -0.062169 | -0.062169 | -0.062169 | -0.062169 | -0.062169 | -0.062169 | -0.062169 | -0.062169 | -0.062169 | -0.062169 | -0.062169 | -0.062169 | -0.062169 | -0.062169 | -0.062169 | -0.062169 | -0.062169 | -0.45249 | -0.45249 | -0.45249 | -0.45249 | -0.45249 | [8 empty] | 35 |  |  | 0.64344
Buell Conversion 33 kV | 2022 |  |  | 0 | 0.45131 | 0.45131 | 0.45131 | 0.45131 | 0.45131 | -0.071883 | -0.071883 | -0.071883 | -0.071883 | -0.071883 | -0.071883 | -0.071883 | -0.071883 | -0.071883 | -0.071883 | -0.071883 | -0.071883 | -0.071883 | -0.071883 | -0.071883 | -0.071883 | -0.071883 | -0.071883 | -0.071883 | -0.071883 | -0.071883 | -0.071883 | -0.071883 | -0.071883 | -0.071883 | -0.071883 | -0.071883 | -0.071883 | -0.071883 | -0.071883 | -0.5232 | -0.5232 | -0.5232 | -0.5232 | -0.5232 | [8 empty] | 35 |  |  | 0.74397
Hither Hills Conversion to 33 kV | 2022 |  |  | 0 | 0 | 0.60305 | 0.60305 | 0.60305 | 0.60305 | -0.075689 | -0.075689 | -0.075689 | -0.075689 | -0.075689 | -0.075689 | -0.075689 | -0.075689 | -0.075689 | -0.075689 | -0.075689 | -0.075689 | -0.075689 | -0.075689 | -0.075689 | -0.075689 | -0.075689 | -0.075689 | -0.075689 | -0.075689 | -0.075689 | -0.075689 | -0.075689 | -0.075689 | -0.075689 | -0.075689 | -0.075689 | -0.075689 | -0.075689 | -0.075689 | -0.075689 | -0.67874 | -0.67874 | -0.67874 | -0.67874 | [8 empty] | 35 |  |  | 0.76276
Culloden Pt Conversion to 33 kV | 2022 |  |  | 0 | 0 | 0 | 0.36233 | 0.36233 | 0.36233 | -0.033598 | -0.033598 | -0.033598 | -0.033598 | -0.033598 | -0.033598 | -0.033598 | -0.033598 | -0.033598 | -0.033598 | -0.033598 | -0.033598 | -0.033598 | -0.033598 | -0.033598 | -0.033598 | -0.033598 | -0.033598 | -0.033598 | -0.033598 | -0.033598 | -0.033598 | -0.033598 | -0.033598 | -0.033598 | -0.033598 | -0.033598 | -0.033598 | -0.033598 | -0.033598 | -0.033598 | -0.033598 | -0.39593 | -0.39593 | -0.39593 | [8 empty] | 35 |  |  | 0.32967
Annual Avoided Costs for Deferral to 2023:
Amagansett Conversion 33 kV | 2023 |  |  | 0 | 0.97582 | 0.97582 | 0.97582 | 0.97582 | 0.97582 | 0.97582 | -0.18936 | -0.18936 | -0.18936 | -0.18936 | -0.18936 | -0.18936 | -0.18936 | -0.18936 | -0.18936 | -0.18936 | -0.18936 | -0.18936 | -0.18936 | -0.18936 | -0.18936 | -0.18936 | -0.18936 | -0.18936 | -0.18936 | -0.18936 | -0.18936 | -0.18936 | -0.18936 | -0.18936 | -0.18936 | -0.18936 | -0.18936 | -0.18936 | -0.18936 | -1.1652 | -1.1652 | -1.1652 | -1.1652 | -1.1652 | -1.1652 | [7 empty] | 35 |  |  | 1.9078
East Hampton Conversion 33 kV | 2023 |  |  | 0 | 0.39033 | 0.39033 | 0.39033 | 0.39033 | 0.39033 | 0.39033 | -0.075744 | -0.075744 | -0.075744 | -0.075744 | -0.075744 | -0.075744 | -0.075744 | -0.075744 | -0.075744 | -0.075744 | -0.075744 | -0.075744 | -0.075744 | -0.075744 | -0.075744 | -0.075744 | -0.075744 | -0.075744 | -0.075744 | -0.075744 | -0.075744 | -0.075744 | -0.075744 | -0.075744 | -0.075744 | -0.075744 | -0.075744 | -0.075744 | -0.075744 | -0.46607 | -0.46607 | -0.46607 | -0.46607 | -0.46607 | -0.46607 | [7 empty] | 35 |  |  | 0.76312
Buell Conversion 33 kV | 2023 |  |  | 0 | 0.45131 | 0.45131 | 0.45131 | 0.45131 | 0.45131 | 0.45131 | -0.087579 | -0.087579 | -0.087579 | -0.087579 | -0.087579 | -0.087579 | -0.087579 | -0.087579 | -0.087579 | -0.087579 | -0.087579 | -0.087579 | -0.087579 | -0.087579 | -0.087579 | -0.087579 | -0.087579 | -0.087579 | -0.087579 | -0.087579 | -0.087579 | -0.087579 | -0.087579 | -0.087579 | -0.087579 | -0.087579 | -0.087579 | -0.087579 | -0.087579 | -0.53889 | -0.53889 | -0.53889 | -0.53889 | -0.53889 | -0.53889 | [7 empty] | 35 |  |  | 0.88236
Hither Hills Conversion to 33 kV | 2023 |  |  | 0 | 0 | 0.60305 | 0.60305 | 0.60305 | 0.60305 | 0.60305 | -0.096051 | -0.096051 | -0.096051 | -0.096051 | -0.096051 | -0.096051 | -0.096051 | -0.096051 | -0.096051 | -0.096051 | -0.096051 | -0.096051 | -0.096051 | -0.096051 | -0.096051 | -0.096051 | -0.096051 | -0.096051 | -0.096051 | -0.096051 | -0.096051 | -0.096051 | -0.096051 | -0.096051 | -0.096051 | -0.096051 | -0.096051 | -0.096051 | -0.096051 | -0.096051 | -0.6991 | -0.6991 | -0.6991 | -0.6991 | -0.6991 | [7 empty] | 35 |  |  | 0.94228
Culloden Pt Conversion to 33 kV | 2023 |  |  | 0 | 0 | 0 | 0.36233 | 0.36233 | 0.36233 | 0.36233 | -0.045476 | -0.045476 | -0.045476 | -0.045476 | -0.045476 | -0.045476 | -0.045476 | -0.045476 | -0.045476 | -0.045476 | -0.045476 | -0.045476 | -0.045476 | -0.045476 | -0.045476 | -0.045476 | -0.045476 | -0.045476 | -0.045476 | -0.045476 | -0.045476 | -0.045476 | -0.045476 | -0.045476 | -0.045476 | -0.045476 | -0.045476 | -0.045476 | -0.045476 | -0.045476 | -0.045476 | -0.40781 | -0.40781 | -0.40781 | -0.40781 | [7 empty] | 35 |  |  | 0.4344
Annual Avoided Costs for Deferral to 2024:
Amagansett Conversion 33 kV | 2024 |  |  | 0 | 0.97582 | 0.97582 | 0.97582 | 0.97582 | 0.97582 | 0.97582 | 0.97582 | -0.22431 | -0.22431 | -0.22431 | -0.22431 | -0.22431 | -0.22431 | -0.22431 | -0.22431 | -0.22431 | -0.22431 | -0.22431 | -0.22431 | -0.22431 | -0.22431 | -0.22431 | -0.22431 | -0.22431 | -0.22431 | -0.22431 | -0.22431 | -0.22431 | -0.22431 | -0.22431 | -0.22431 | -0.22431 | -0.22431 | -0.22431 | -0.22431 | -1.2001 | -1.2001 | -1.2001 | -1.2001 | -1.2001 | -1.2001 | -1.2001 | [6 empty] | 35 |  |  | 2.1999
East Hampton Conversion 33 kV | 2024 |  |  | 0 | 0.39033 | 0.39033 | 0.39033 | 0.39033 | 0.39033 | 0.39033 | 0.39033 | -0.089726 | -0.089726 | -0.089726 | -0.089726 | -0.089726 | -0.089726 | -0.089726 | -0.089726 | -0.089726 | -0.089726 | -0.089726 | -0.089726 | -0.089726 | -0.089726 | -0.089726 | -0.089726 | -0.089726 | -0.089726 | -0.089726 | -0.089726 | -0.089726 | -0.089726 | -0.089726 | -0.089726 | -0.089726 | -0.089726 | -0.089726 | -0.089726 | -0.48005 | -0.48005 | -0.48005 | -0.48005 | -0.48005 | -0.48005 | -0.48005 | [6 empty] | 35 |  |  | 0.87997
Buell Conversion 33 kV | 2024 |  |  | 0 | 0.45131 | 0.45131 | 0.45131 | 0.45131 | 0.45131 | 0.45131 | 0.45131 | -0.10375 | -0.10375 | -0.10375 | -0.10375 | -0.10375 | -0.10375 | -0.10375 | -0.10375 | -0.10375 | -0.10375 | -0.10375 | -0.10375 | -0.10375 | -0.10375 | -0.10375 | -0.10375 | -0.10375 | -0.10375 | -0.10375 | -0.10375 | -0.10375 | -0.10375 | -0.10375 | -0.10375 | -0.10375 | -0.10375 | -0.10375 | -0.10375 | -0.55506 | -0.55506 | -0.55506 | -0.55506 | -0.55506 | -0.55506 | -0.55506 | [6 empty] | 35 |  |  | 1.0175
Hither Hills Conversion to 33 kV | 2024 |  |  | 0 | 0 | 0.60305 | 0.60305 | 0.60305 | 0.60305 | 0.60305 | 0.60305 | -0.11702 | -0.11702 | -0.11702 | -0.11702 | -0.11702 | -0.11702 | -0.11702 | -0.11702 | -0.11702 | -0.11702 | -0.11702 | -0.11702 | -0.11702 | -0.11702 | -0.11702 | -0.11702 | -0.11702 | -0.11702 | -0.11702 | -0.11702 | -0.11702 | -0.11702 | -0.11702 | -0.11702 | -0.11702 | -0.11702 | -0.11702 | -0.11702 | -0.11702 | -0.72008 | -0.72008 | -0.72008 | -0.72008 | -0.72008 | -0.72008 | [6 empty] | 35 |  |  | 1.1176
Culloden Pt Conversion to 33 kV | 2024 |  |  | 0 | 0 | 0 | 0.36233 | 0.36233 | 0.36233 | 0.36233 | 0.36233 | -0.057711 | -0.057711 | -0.057711 | -0.057711 | -0.057711 | -0.057711 | -0.057711 | -0.057711 | -0.057711 | -0.057711 | -0.057711 | -0.057711 | -0.057711 | -0.057711 | -0.057711 | -0.057711 | -0.057711 | -0.057711 | -0.057711 | -0.057711 | -0.057711 | -0.057711 | -0.057711 | -0.057711 | -0.057711 | -0.057711 | -0.057711 | -0.057711 | -0.057711 | -0.057711 | -0.42005 | -0.42005 | -0.42005 | -0.42005 | -0.42005 | [6 empty] | 35 |  |  | 0.53664
Annual Avoided Costs for Deferral to 2025:
Amagansett Conversion 33 kV | 2025 |  |  | 0 | 0.97582 | 0.97582 | 0.97582 | 0.97582 | 0.97582 | 0.97582 | 0.97582 | 0.97582 | -0.26032 | -0.26032 | -0.26032 | -0.26032 | -0.26032 | -0.26032 | -0.26032 | -0.26032 | -0.26032 | -0.26032 | -0.26032 | -0.26032 | -0.26032 | -0.26032 | -0.26032 | -0.26032 | -0.26032 | -0.26032 | -0.26032 | -0.26032 | -0.26032 | -0.26032 | -0.26032 | -0.26032 | -0.26032 | -0.26032 | -0.26032 | -1.2361 | -1.2361 | -1.2361 | -1.2361 | -1.2361 | -1.2361 | -1.2361 | -1.2361 | [5 empty] | 35 |  |  | 2.4851
East Hampton Conversion 33 kV | 2025 |  |  | 0 | 0.39033 | 0.39033 | 0.39033 | 0.39033 | 0.39033 | 0.39033 | 0.39033 | 0.39033 | -0.10413 | -0.10413 | -0.10413 | -0.10413 | -0.10413 | -0.10413 | -0.10413 | -0.10413 | -0.10413 | -0.10413 | -0.10413 | -0.10413 | -0.10413 | -0.10413 | -0.10413 | -0.10413 | -0.10413 | -0.10413 | -0.10413 | -0.10413 | -0.10413 | -0.10413 | -0.10413 | -0.10413 | -0.10413 | -0.10413 | -0.10413 | -0.49445 | -0.49445 | -0.49445 | -0.49445 | -0.49445 | -0.49445 | -0.49445 | -0.49445 | [5 empty] | 35 |  |  | 0.99405
Buell Conversion 33 kV | 2025 |  |  | 0 | 0.45131 | 0.45131 | 0.45131 | 0.45131 | 0.45131 | 0.45131 | 0.45131 | 0.45131 | -0.1204 | -0.1204 | -0.1204 | -0.1204 | -0.1204 | -0.1204 | -0.1204 | -0.1204 | -0.1204 | -0.1204 | -0.1204 | -0.1204 | -0.1204 | -0.1204 | -0.1204 | -0.1204 | -0.1204 | -0.1204 | -0.1204 | -0.1204 | -0.1204 | -0.1204 | -0.1204 | -0.1204 | -0.1204 | -0.1204 | -0.1204 | -0.57171 | -0.57171 | -0.57171 | -0.57171 | -0.57171 | -0.57171 | -0.57171 | -0.57171 | [5 empty] | 35 |  |  | 1.1494
Hither Hills Conversion to 33 kV | 2025 |  |  | 0 | 0 | 0.60305 | 0.60305 | 0.60305 | 0.60305 | 0.60305 | 0.60305 | 0.60305 | -0.13863 | -0.13863 | -0.13863 | -0.13863 | -0.13863 | -0.13863 | -0.13863 | -0.13863 | -0.13863 | -0.13863 | -0.13863 | -0.13863 | -0.13863 | -0.13863 | -0.13863 | -0.13863 | -0.13863 | -0.13863 | -0.13863 | -0.13863 | -0.13863 | -0.13863 | -0.13863 | -0.13863 | -0.13863 | -0.13863 | -0.13863 | -0.13863 | -0.74168 | -0.74168 | -0.74168 | -0.74168 | -0.74168 | -0.74168 | -0.74168 | [5 empty] | 35 |  |  | 1.2887
Culloden Pt Conversion to 33 kV | 2025 |  |  | 0 | 0 | 0 | 0.36233 | 0.36233 | 0.36233 | 0.36233 | 0.36233 | 0.36233 | -0.070312 | -0.070312 | -0.070312 | -0.070312 | -0.070312 | -0.070312 | -0.070312 | -0.070312 | -0.070312 | -0.070312 | -0.070312 | -0.070312 | -0.070312 | -0.070312 | -0.070312 | -0.070312 | -0.070312 | -0.070312 | -0.070312 | -0.070312 | -0.070312 | -0.070312 | -0.070312 | -0.070312 | -0.070312 | -0.070312 | -0.070312 | -0.070312 | -0.070312 | -0.43265 | -0.43265 | -0.43265 | -0.43265 | -0.43265 | -0.43265 | [5 empty] | 35 |  |  | 0.63646
Annual Avoided Costs for Deferral to 2026:
Amagansett Conversion 33 kV | 2026 |  |  | 0 | 0.97582 | 0.97582 | 0.97582 | 0.97582 | 0.97582 | 0.97582 | 0.97582 | 0.97582 | 0.97582 | -0.2974 | -0.2974 | -0.2974 | -0.2974 | -0.2974 | -0.2974 | -0.2974 | -0.2974 | -0.2974 | -0.2974 | -0.2974 | -0.2974 | -0.2974 | -0.2974 | -0.2974 | -0.2974 | -0.2974 | -0.2974 | -0.2974 | -0.2974 | -0.2974 | -0.2974 | -0.2974 | -0.2974 | -0.2974 | -0.2974 | -1.2732 | -1.2732 | -1.2732 | -1.2732 | -1.2732 | -1.2732 | -1.2732 | -1.2732 | -1.2732 |  |  |  |  | 35 |  |  | 2.7636
East Hampton Conversion 33 kV | 2026 |  |  | 0 | 0.39033 | 0.39033 | 0.39033 | 0.39033 | 0.39033 | 0.39033 | 0.39033 | 0.39033 | 0.39033 | -0.11896 | -0.11896 | -0.11896 | -0.11896 | -0.11896 | -0.11896 | -0.11896 | -0.11896 | -0.11896 | -0.11896 | -0.11896 | -0.11896 | -0.11896 | -0.11896 | -0.11896 | -0.11896 | -0.11896 | -0.11896 | -0.11896 | -0.11896 | -0.11896 | -0.11896 | -0.11896 | -0.11896 | -0.11896 | -0.11896 | -0.50929 | -0.50929 | -0.50929 | -0.50929 | -0.50929 | -0.50929 | -0.50929 | -0.50929 | -0.50929 |  |  |  |  | 35 |  |  | 1.1054
Buell Conversion 33 kV | 2026 |  |  | 0 | 0.45131 | 0.45131 | 0.45131 | 0.45131 | 0.45131 | 0.45131 | 0.45131 | 0.45131 | 0.45131 | -0.13755 | -0.13755 | -0.13755 | -0.13755 | -0.13755 | -0.13755 | -0.13755 | -0.13755 | -0.13755 | -0.13755 | -0.13755 | -0.13755 | -0.13755 | -0.13755 | -0.13755 | -0.13755 | -0.13755 | -0.13755 | -0.13755 | -0.13755 | -0.13755 | -0.13755 | -0.13755 | -0.13755 | -0.13755 | -0.13755 | -0.58886 | -0.58886 | -0.58886 | -0.58886 | -0.58886 | -0.58886 | -0.58886 | -0.58886 | -0.58886 |  |  |  |  | 35 |  |  | 1.2782
Hither Hills Conversion to 33 kV | 2026 |  |  | 0 | 0 | 0.60305 | 0.60305 | 0.60305 | 0.60305 | 0.60305 | 0.60305 | 0.60305 | 0.60305 | -0.16088 | -0.16088 | -0.16088 | -0.16088 | -0.16088 | -0.16088 | -0.16088 | -0.16088 | -0.16088 | -0.16088 | -0.16088 | -0.16088 | -0.16088 | -0.16088 | -0.16088 | -0.16088 | -0.16088 | -0.16088 | -0.16088 | -0.16088 | -0.16088 | -0.16088 | -0.16088 | -0.16088 | -0.16088 | -0.16088 | -0.16088 | -0.76393 | -0.76393 | -0.76393 | -0.76393 | -0.76393 | -0.76393 | -0.76393 | -0.76393 |  |  |  |  | 35 |  |  | 1.4557
Culloden Pt Conversion to 33 kV | 2026 |  |  | 0 | 0 | 0 | 0.36233 | 0.36233 | 0.36233 | 0.36233 | 0.36233 | 0.36233 | 0.36233 | -0.083291 | -0.083291 | -0.083291 | -0.083291 | -0.083291 | -0.083291 | -0.083291 | -0.083291 | -0.083291 | -0.083291 | -0.083291 | -0.083291 | -0.083291 | -0.083291 | -0.083291 | -0.083291 | -0.083291 | -0.083291 | -0.083291 | -0.083291 | -0.083291 | -0.083291 | -0.083291 | -0.083291 | -0.083291 | -0.083291 | -0.083291 | -0.083291 | -0.44563 | -0.44563 | -0.44563 | -0.44563 | -0.44563 | -0.44563 | -0.44563 |  |  |  |  | 35 |  |  | 0.73392
Annual Avoided Costs for Deferral to 2027:
Amagansett Conversion 33 kV | 2027 |  |  | 0 | 0.97582 | 0.97582 | 0.97582 | 0.97582 | 0.97582 | 0.97582 | 0.97582 | 0.97582 | 0.97582 | 0.97582 | -0.3356 | -0.3356 | -0.3356 | -0.3356 | -0.3356 | -0.3356 | -0.3356 | -0.3356 | -0.3356 | -0.3356 | -0.3356 | -0.3356 | -0.3356 | -0.3356 | -0.3356 | -0.3356 | -0.3356 | -0.3356 | -0.3356 | -0.3356 | -0.3356 | -0.3356 | -0.3356 | -0.3356 | -0.3356 | -1.3114 | -1.3114 | -1.3114 | -1.3114 | -1.3114 | -1.3114 | -1.3114 | -1.3114 | -1.3114 | -1.3114 |  |  |  | 35 |  |  | 3.0354
East Hampton Conversion 33 kV | 2027 |  |  | 0 | 0.39033 | 0.39033 | 0.39033 | 0.39033 | 0.39033 | 0.39033 | 0.39033 | 0.39033 | 0.39033 | 0.39033 | -0.13424 | -0.13424 | -0.13424 | -0.13424 | -0.13424 | -0.13424 | -0.13424 | -0.13424 | -0.13424 | -0.13424 | -0.13424 | -0.13424 | -0.13424 | -0.13424 | -0.13424 | -0.13424 | -0.13424 | -0.13424 | -0.13424 | -0.13424 | -0.13424 | -0.13424 | -0.13424 | -0.13424 | -0.13424 | -0.52457 | -0.52457 | -0.52457 | -0.52457 | -0.52457 | -0.52457 | -0.52457 | -0.52457 | -0.52457 | -0.52457 |  |  |  | 35 |  |  | 1.2142
Buell Conversion 33 kV | 2027 |  |  | 0 | 0.45131 | 0.45131 | 0.45131 | 0.45131 | 0.45131 | 0.45131 | 0.45131 | 0.45131 | 0.45131 | 0.45131 | -0.15521 | -0.15521 | -0.15521 | -0.15521 | -0.15521 | -0.15521 | -0.15521 | -0.15521 | -0.15521 | -0.15521 | -0.15521 | -0.15521 | -0.15521 | -0.15521 | -0.15521 | -0.15521 | -0.15521 | -0.15521 | -0.15521 | -0.15521 | -0.15521 | -0.15521 | -0.15521 | -0.15521 | -0.15521 | -0.60653 | -0.60653 | -0.60653 | -0.60653 | -0.60653 | -0.60653 | -0.60653 | -0.60653 | -0.60653 | -0.60653 |  |  |  | 35 |  |  | 1.4039
Hither Hills Conversion to 33 kV | 2027 |  |  | 0 | 0 | 0.60305 | 0.60305 | 0.60305 | 0.60305 | 0.60305 | 0.60305 | 0.60305 | 0.60305 | 0.60305 | -0.18379 | -0.18379 | -0.18379 | -0.18379 | -0.18379 | -0.18379 | -0.18379 | -0.18379 | -0.18379 | -0.18379 | -0.18379 | -0.18379 | -0.18379 | -0.18379 | -0.18379 | -0.18379 | -0.18379 | -0.18379 | -0.18379 | -0.18379 | -0.18379 | -0.18379 | -0.18379 | -0.18379 | -0.18379 | -0.18379 | -0.78685 | -0.78685 | -0.78685 | -0.78685 | -0.78685 | -0.78685 | -0.78685 | -0.78685 | -0.78685 |  |  |  | 35 |  |  | 1.6189
Culloden Pt Conversion to 33 kV | 2027 |  |  | 0 | 0 | 0 | 0.36233 | 0.36233 | 0.36233 | 0.36233 | 0.36233 | 0.36233 | 0.36233 | 0.36233 | -0.09666 | -0.09666 | -0.09666 | -0.09666 | -0.09666 | -0.09666 | -0.09666 | -0.09666 | -0.09666 | -0.09666 | -0.09666 | -0.09666 | -0.09666 | -0.09666 | -0.09666 | -0.09666 | -0.09666 | -0.09666 | -0.09666 | -0.09666 | -0.09666 | -0.09666 | -0.09666 | -0.09666 | -0.09666 | -0.09666 | -0.09666 | -0.45899 | -0.45899 | -0.45899 | -0.45899 | -0.45899 | -0.45899 | -0.45899 | -0.45899 |  |  |  | 35 |  |  | 0.82906
Annual Avoided Costs for Deferral to 2028:
Amagansett Conversion 33 kV | 2028 |  |  | 0 | 0.97582 | 0.97582 | 0.97582 | 0.97582 | 0.97582 | 0.97582 | 0.97582 | 0.97582 | 0.97582 | 0.97582 | 0.97582 | -0.37494 | -0.37494 | -0.37494 | -0.37494 | -0.37494 | -0.37494 | -0.37494 | -0.37494 | -0.37494 | -0.37494 | -0.37494 | -0.37494 | -0.37494 | -0.37494 | -0.37494 | -0.37494 | -0.37494 | -0.37494 | -0.37494 | -0.37494 | -0.37494 | -0.37494 | -0.37494 | -0.37494 | -1.3508 | -1.3508 | -1.3508 | -1.3508 | -1.3508 | -1.3508 | -1.3508 | -1.3508 | -1.3508 | -1.3508 | -1.3508 |  |  | 35 |  |  | 3.3008
East Hampton Conversion 33 kV | 2028 |  |  | 0 | 0.39033 | 0.39033 | 0.39033 | 0.39033 | 0.39033 | 0.39033 | 0.39033 | 0.39033 | 0.39033 | 0.39033 | 0.39033 | -0.14998 | -0.14998 | -0.14998 | -0.14998 | -0.14998 | -0.14998 | -0.14998 | -0.14998 | -0.14998 | -0.14998 | -0.14998 | -0.14998 | -0.14998 | -0.14998 | -0.14998 | -0.14998 | -0.14998 | -0.14998 | -0.14998 | -0.14998 | -0.14998 | -0.14998 | -0.14998 | -0.14998 | -0.5403 | -0.5403 | -0.5403 | -0.5403 | -0.5403 | -0.5403 | -0.5403 | -0.5403 | -0.5403 | -0.5403 | -0.5403 |  |  | 35 |  |  | 1.3203
Buell Conversion 33 kV | 2028 |  |  | 0 | 0.45131 | 0.45131 | 0.45131 | 0.45131 | 0.45131 | 0.45131 | 0.45131 | 0.45131 | 0.45131 | 0.45131 | 0.45131 | -0.17341 | -0.17341 | -0.17341 | -0.17341 | -0.17341 | -0.17341 | -0.17341 | -0.17341 | -0.17341 | -0.17341 | -0.17341 | -0.17341 | -0.17341 | -0.17341 | -0.17341 | -0.17341 | -0.17341 | -0.17341 | -0.17341 | -0.17341 | -0.17341 | -0.17341 | -0.17341 | -0.17341 | -0.62472 | -0.62472 | -0.62472 | -0.62472 | -0.62472 | -0.62472 | -0.62472 | -0.62472 | -0.62472 | -0.62472 | -0.62472 |  |  | 35 |  |  | 1.5266
Hither Hills Conversion to 33 kV | 2028 |  |  | 0 | 0 | 0.60305 | 0.60305 | 0.60305 | 0.60305 | 0.60305 | 0.60305 | 0.60305 | 0.60305 | 0.60305 | 0.60305 | -0.2074 | -0.2074 | -0.2074 | -0.2074 | -0.2074 | -0.2074 | -0.2074 | -0.2074 | -0.2074 | -0.2074 | -0.2074 | -0.2074 | -0.2074 | -0.2074 | -0.2074 | -0.2074 | -0.2074 | -0.2074 | -0.2074 | -0.2074 | -0.2074 | -0.2074 | -0.2074 | -0.2074 | -0.2074 | -0.81045 | -0.81045 | -0.81045 | -0.81045 | -0.81045 | -0.81045 | -0.81045 | -0.81045 | -0.81045 | -0.81045 |  |  | 35 |  |  | 1.7781
Culloden Pt Conversion to 33 kV | 2028 |  |  | 0 | 0 | 0 | 0.36233 | 0.36233 | 0.36233 | 0.36233 | 0.36233 | 0.36233 | 0.36233 | 0.36233 | 0.36233 | -0.11043 | -0.11043 | -0.11043 | -0.11043 | -0.11043 | -0.11043 | -0.11043 | -0.11043 | -0.11043 | -0.11043 | -0.11043 | -0.11043 | -0.11043 | -0.11043 | -0.11043 | -0.11043 | -0.11043 | -0.11043 | -0.11043 | -0.11043 | -0.11043 | -0.11043 | -0.11043 | -0.11043 | -0.11043 | -0.11043 | -0.47276 | -0.47276 | -0.47276 | -0.47276 | -0.47276 | -0.47276 | -0.47276 | -0.47276 | -0.47276 |  |  | 35 |  |  | 0.92195
Annual Avoided Costs for Deferral to 2029:
Amagansett Conversion 33 kV | 2029 |  |  | 0 | 0.97582 | 0.97582 | 0.97582 | 0.97582 | 0.97582 | 0.97582 | 0.97582 | 0.97582 | 0.97582 | 0.97582 | 0.97582 | 0.97582 | -0.41546 | -0.41546 | -0.41546 | -0.41546 | -0.41546 | -0.41546 | -0.41546 | -0.41546 | -0.41546 | -0.41546 | -0.41546 | -0.41546 | -0.41546 | -0.41546 | -0.41546 | -0.41546 | -0.41546 | -0.41546 | -0.41546 | -0.41546 | -0.41546 | -0.41546 | -0.41546 | -1.3913 | -1.3913 | -1.3913 | -1.3913 | -1.3913 | -1.3913 | -1.3913 | -1.3913 | -1.3913 | -1.3913 | -1.3913 | -1.3913 |  | 35 |  |  | 3.5599
East Hampton Conversion 33 kV | 2029 |  |  | 0 | 0.39033 | 0.39033 | 0.39033 | 0.39033 | 0.39033 | 0.39033 | 0.39033 | 0.39033 | 0.39033 | 0.39033 | 0.39033 | 0.39033 | -0.16619 | -0.16619 | -0.16619 | -0.16619 | -0.16619 | -0.16619 | -0.16619 | -0.16619 | -0.16619 | -0.16619 | -0.16619 | -0.16619 | -0.16619 | -0.16619 | -0.16619 | -0.16619 | -0.16619 | -0.16619 | -0.16619 | -0.16619 | -0.16619 | -0.16619 | -0.16619 | -0.55651 | -0.55651 | -0.55651 | -0.55651 | -0.55651 | -0.55651 | -0.55651 | -0.55651 | -0.55651 | -0.55651 | -0.55651 | -0.55651 |  | 35 |  |  | 1.424
Buell Conversion 33 kV | 2029 |  |  | 0 | 0.45131 | 0.45131 | 0.45131 | 0.45131 | 0.45131 | 0.45131 | 0.45131 | 0.45131 | 0.45131 | 0.45131 | 0.45131 | 0.45131 | -0.19215 | -0.19215 | -0.19215 | -0.19215 | -0.19215 | -0.19215 | -0.19215 | -0.19215 | -0.19215 | -0.19215 | -0.19215 | -0.19215 | -0.19215 | -0.19215 | -0.19215 | -0.19215 | -0.19215 | -0.19215 | -0.19215 | -0.19215 | -0.19215 | -0.19215 | -0.19215 | -0.64347 | -0.64347 | -0.64347 | -0.64347 | -0.64347 | -0.64347 | -0.64347 | -0.64347 | -0.64347 | -0.64347 | -0.64347 | -0.64347 |  | 35 |  |  | 1.6465
Hither Hills Conversion to 33 kV | 2029 |  |  | 0 | 0 | 0.60305 | 0.60305 | 0.60305 | 0.60305 | 0.60305 | 0.60305 | 0.60305 | 0.60305 | 0.60305 | 0.60305 | 0.60305 | -0.23171 | -0.23171 | -0.23171 | -0.23171 | -0.23171 | -0.23171 | -0.23171 | -0.23171 | -0.23171 | -0.23171 | -0.23171 | -0.23171 | -0.23171 | -0.23171 | -0.23171 | -0.23171 | -0.23171 | -0.23171 | -0.23171 | -0.23171 | -0.23171 | -0.23171 | -0.23171 | -0.23171 | -0.83477 | -0.83477 | -0.83477 | -0.83477 | -0.83477 | -0.83477 | -0.83477 | -0.83477 | -0.83477 | -0.83477 | -0.83477 |  | 35 |  |  | 1.9336
Culloden Pt Conversion to 33 kV | 2029 |  |  | 0 | 0 | 0 | 0.36233 | 0.36233 | 0.36233 | 0.36233 | 0.36233 | 0.36233 | 0.36233 | 0.36233 | 0.36233 | 0.36233 | -0.12461 | -0.12461 | -0.12461 | -0.12461 | -0.12461 | -0.12461 | -0.12461 | -0.12461 | -0.12461 | -0.12461 | -0.12461 | -0.12461 | -0.12461 | -0.12461 | -0.12461 | -0.12461 | -0.12461 | -0.12461 | -0.12461 | -0.12461 | -0.12461 | -0.12461 | -0.12461 | -0.12461 | -0.12461 | -0.48695 | -0.48695 | -0.48695 | -0.48695 | -0.48695 | -0.48695 | -0.48695 | -0.48695 | -0.48695 | -0.48695 |  | 35 |  |  | 1.0126
Annual Avoided Costs for Deferral to 2030:
Amagansett Conversion 33 kV | 2030 |  |  | 0 | 0.97582 | 0.97582 | 0.97582 | 0.97582 | 0.97582 | 0.97582 | 0.97582 | 0.97582 | 0.97582 | 0.97582 | 0.97582 | 0.97582 | 0.97582 | -0.4572 | -0.4572 | -0.4572 | -0.4572 | -0.4572 | -0.4572 | -0.4572 | -0.4572 | -0.4572 | -0.4572 | -0.4572 | -0.4572 | -0.4572 | -0.4572 | -0.4572 | -0.4572 | -0.4572 | -0.4572 | -0.4572 | -0.4572 | -0.4572 | -0.4572 | -1.433 | -1.433 | -1.433 | -1.433 | -1.433 | -1.433 | -1.433 | -1.433 | -1.433 | -1.433 | -1.433 | -1.433 | -1.433 | 35 |  |  | 3.8129
East Hampton Conversion 33 kV | 2030 |  |  | 0 | 0.39033 | 0.39033 | 0.39033 | 0.39033 | 0.39033 | 0.39033 | 0.39033 | 0.39033 | 0.39033 | 0.39033 | 0.39033 | 0.39033 | 0.39033 | -0.18288 | -0.18288 | -0.18288 | -0.18288 | -0.18288 | -0.18288 | -0.18288 | -0.18288 | -0.18288 | -0.18288 | -0.18288 | -0.18288 | -0.18288 | -0.18288 | -0.18288 | -0.18288 | -0.18288 | -0.18288 | -0.18288 | -0.18288 | -0.18288 | -0.18288 | -0.57321 | -0.57321 | -0.57321 | -0.57321 | -0.57321 | -0.57321 | -0.57321 | -0.57321 | -0.57321 | -0.57321 | -0.57321 | -0.57321 | -0.57321 | 35 |  |  | 1.5252
Buell Conversion 33 kV | 2030 |  |  | 0 | 0.45131 | 0.45131 | 0.45131 | 0.45131 | 0.45131 | 0.45131 | 0.45131 | 0.45131 | 0.45131 | 0.45131 | 0.45131 | 0.45131 | 0.45131 | -0.21146 | -0.21146 | -0.21146 | -0.21146 | -0.21146 | -0.21146 | -0.21146 | -0.21146 | -0.21146 | -0.21146 | -0.21146 | -0.21146 | -0.21146 | -0.21146 | -0.21146 | -0.21146 | -0.21146 | -0.21146 | -0.21146 | -0.21146 | -0.21146 | -0.21146 | -0.66277 | -0.66277 | -0.66277 | -0.66277 | -0.66277 | -0.66277 | -0.66277 | -0.66277 | -0.66277 | -0.66277 | -0.66277 | -0.66277 | -0.66277 | 35 |  |  | 1.7635
Hither Hills Conversion to 33 kV | 2030 |  |  | 0 | 0 | 0.60305 | 0.60305 | 0.60305 | 0.60305 | 0.60305 | 0.60305 | 0.60305 | 0.60305 | 0.60305 | 0.60305 | 0.60305 | 0.60305 | -0.25676 | -0.25676 | -0.25676 | -0.25676 | -0.25676 | -0.25676 | -0.25676 | -0.25676 | -0.25676 | -0.25676 | -0.25676 | -0.25676 | -0.25676 | -0.25676 | -0.25676 | -0.25676 | -0.25676 | -0.25676 | -0.25676 | -0.25676 | -0.25676 | -0.25676 | -0.25676 | -0.85981 | -0.85981 | -0.85981 | -0.85981 | -0.85981 | -0.85981 | -0.85981 | -0.85981 | -0.85981 | -0.85981 | -0.85981 | -0.85981 | 35 |  |  | 2.0853
Culloden Pt Conversion to 33 kV | 2030 |  |  | 0 | 0 | 0 | 0.36233 | 0.36233 | 0.36233 | 0.36233 | 0.36233 | 0.36233 | 0.36233 | 0.36233 | 0.36233 | 0.36233 | 0.36233 | -0.13922 | -0.13922 | -0.13922 | -0.13922 | -0.13922 | -0.13922 | -0.13922 | -0.13922 | -0.13922 | -0.13922 | -0.13922 | -0.13922 | -0.13922 | -0.13922 | -0.13922 | -0.13922 | -0.13922 | -0.13922 | -0.13922 | -0.13922 | -0.13922 | -0.13922 | -0.13922 | -0.13922 | -0.50156 | -0.50156 | -0.50156 | -0.50156 | -0.50156 | -0.50156 | -0.50156 | -0.50156 | -0.50156 | -0.50156 | -0.50156 | 35 |  |  | 1.1012
Area II Projects: | [53 empty] | 44.73
Riverhead Canal 2nd Line and Bank | 2020 |  | 136.8 | 0 | 0 | 0 | 0 | 18.2337 | 18.2337 | 18.2337 | 18.2337 | 18.2337 | 18.2337 | 18.2337 | 18.2337 | 18.2337 | 18.2337 | 18.2337 | 18.2337 | 18.2337 | 18.2337 | 18.2337 | 18.2337 | 18.2337 | 18.2337 | 18.2337 | 18.2337 | 18.2337 | 18.2337 | 18.2337 | 18.2337 | 18.2337 | 18.2337 | 18.2337 | 18.2337 | 18.2337 | 18.2337 | 18.2337 | 18.2337 | 18.2337 | 18.2337 | 18.2337 | [10 empty] | 35 |  | 226.5269
No Deferral |  |  | 136.8 |  | 0 | 0 | 0 | 18.2337 | 18.2337 | 18.2337 | 18.2337 | 18.2337 | 18.2337 | 18.2337 | 18.2337 | 18.2337 | 18.2337 | 18.2337 | 18.2337 | 18.2337 | 18.2337 | 18.2337 | 18.2337 | 18.2337 | 18.2337 | 18.2337 | 18.2337 | 18.2337 | 18.2337 | 18.2337 | 18.2337 | 18.2337 | 18.2337 | 18.2337 | 18.2337 | 18.2337 | 18.2337 | 18.2337 | 18.2337 | 18.2337 | 18.2337 | 18.2337 | [10 empty] | 35 |  | 226.5269
Riverhead Canal 2nd Line and Bank | 2022 |  | 136.8 | [6 empty] | 19.3442 | 19.3442 | 19.3442 | 19.3442 | 19.3442 | 19.3442 | 19.3442 | 19.3442 | 19.3442 | 19.3442 | 19.3442 | 19.3442 | 19.3442 | 19.3442 | 19.3442 | 19.3442 | 19.3442 | 19.3442 | 19.3442 | 19.3442 | 19.3442 | 19.3442 | 19.3442 | 19.3442 | 19.3442 | 19.3442 | 19.3442 | 19.3442 | 19.3442 | 19.3442 | 19.3442 | 19.3442 | 19.3442 | 19.3442 | 19.3442 | [8 empty] | 35 |  | 215.9182 | 10.6087 | 10.6087 | 0 | 0 | 0
Deferral to 2022 |  |  | 136.8 | [6 empty] | 19.3442 | 19.3442 | 19.3442 | 19.3442 | 19.3442 | 19.3442 | 19.3442 | 19.3442 | 19.3442 | 19.3442 | 19.3442 | 19.3442 | 19.3442 | 19.3442 | 19.3442 | 19.3442 | 19.3442 | 19.3442 | 19.3442 | 19.3442 | 19.3442 | 19.3442 | 19.3442 | 19.3442 | 19.3442 | 19.3442 | 19.3442 | 19.3442 | 19.3442 | 19.3442 | 19.3442 | 19.3442 | 19.3442 | 19.3442 | 19.3442 | [8 empty] | 35 |  | 215.9182 | 10.6087 | 10.6087 | 0 | 0 | 0 | =Area II Portion
Riverhead Canal 2nd Line and Bank | 2023 |  | 136.8 | [7 empty] | 19.9245 | 19.9245 | 19.9245 | 19.9245 | 19.9245 | 19.9245 | 19.9245 | 19.9245 | 19.9245 | 19.9245 | 19.9245 | 19.9245 | 19.9245 | 19.9245 | 19.9245 | 19.9245 | 19.9245 | 19.9245 | 19.9245 | 19.9245 | 19.9245 | 19.9245 | 19.9245 | 19.9245 | 19.9245 | 19.9245 | 19.9245 | 19.9245 | 19.9245 | 19.9245 | 19.9245 | 19.9245 | 19.9245 | 19.9245 | 19.9245 | [7 empty] | 35 |  | 210.8017 | 15.7252 | 15.7252 | 0 | 0 | 0
Deferral to 2023 |  |  | 136.8 | [7 empty] | 19.9245 | 19.9245 | 19.9245 | 19.9245 | 19.9245 | 19.9245 | 19.9245 | 19.9245 | 19.9245 | 19.9245 | 19.9245 | 19.9245 | 19.9245 | 19.9245 | 19.9245 | 19.9245 | 19.9245 | 19.9245 | 19.9245 | 19.9245 | 19.9245 | 19.9245 | 19.9245 | 19.9245 | 19.9245 | 19.9245 | 19.9245 | 19.9245 | 19.9245 | 19.9245 | 19.9245 | 19.9245 | 19.9245 | 19.9245 | 19.9245 | [7 empty] | 35 |  | 210.8017 | 15.7252 | 15.7252 | 0 | 0 | 0 | =Area II Portion
Riverhead Canal 2nd Line and Bank | 2024 |  | 136.8 | [8 empty] | 20.5222 | 20.5222 | 20.5222 | 20.5222 | 20.5222 | 20.5222 | 20.5222 | 20.5222 | 20.5222 | 20.5222 | 20.5222 | 20.5222 | 20.5222 | 20.5222 | 20.5222 | 20.5222 | 20.5222 | 20.5222 | 20.5222 | 20.5222 | 20.5222 | 20.5222 | 20.5222 | 20.5222 | 20.5222 | 20.5222 | 20.5222 | 20.5222 | 20.5222 | 20.5222 | 20.5222 | 20.5222 | 20.5222 | 20.5222 | 20.5222 | [6 empty] | 35 |  | 205.8064 | 20.7205 | 20.7205 | 0 | 0 | 0
Deferral to 2024 |  |  | 136.8 | [8 empty] | 20.5222 | 20.5222 | 20.5222 | 20.5222 | 20.5222 | 20.5222 | 20.5222 | 20.5222 | 20.5222 | 20.5222 | 20.5222 | 20.5222 | 20.5222 | 20.5222 | 20.5222 | 20.5222 | 20.5222 | 20.5222 | 20.5222 | 20.5222 | 20.5222 | 20.5222 | 20.5222 | 20.5222 | 20.5222 | 20.5222 | 20.5222 | 20.5222 | 20.5222 | 20.5222 | 20.5222 | 20.5222 | 20.5222 | 20.5222 | 20.5222 | [6 empty] | 35 |  | 205.8064 | 20.7205 | 20.7205 | 0 | 0 | 0 | =Area II Portion
Riverhead Canal 2nd Line and Bank | 2025 |  | 136.8 | [9 empty] | 21.1379 | 21.1379 | 21.1379 | 21.1379 | 21.1379 | 21.1379 | 21.1379 | 21.1379 | 21.1379 | 21.1379 | 21.1379 | 21.1379 | 21.1379 | 21.1379 | 21.1379 | 21.1379 | 21.1379 | 21.1379 | 21.1379 | 21.1379 | 21.1379 | 21.1379 | 21.1379 | 21.1379 | 21.1379 | 21.1379 | 21.1379 | 21.1379 | 21.1379 | 21.1379 | 21.1379 | 21.1379 | 21.1379 | 21.1379 | 21.1379 | [5 empty] | 35 |  | 200.9294 | 25.5974 | 25.5974 | 0 | 0 | 0
Deferral to 2025 |  |  | 136.8 | [9 empty] | 21.1379 | 21.1379 | 21.1379 | 21.1379 | 21.1379 | 21.1379 | 21.1379 | 21.1379 | 21.1379 | 21.1379 | 21.1379 | 21.1379 | 21.1379 | 21.1379 | 21.1379 | 21.1379 | 21.1379 | 21.1379 | 21.1379 | 21.1379 | 21.1379 | 21.1379 | 21.1379 | 21.1379 | 21.1379 | 21.1379 | 21.1379 | 21.1379 | 21.1379 | 21.1379 | 21.1379 | 21.1379 | 21.1379 | 21.1379 | 21.1379 | [5 empty] | 35 |  | 200.9294 | 25.5974 | 25.5974 | 0 | 0 | 0 | =Area II Portion
Riverhead Canal 2nd Line and Bank | 2026 |  | 136.8 | [10 empty] | 21.772 | 21.772 | 21.772 | 21.772 | 21.772 | 21.772 | 21.772 | 21.772 | 21.772 | 21.772 | 21.772 | 21.772 | 21.772 | 21.772 | 21.772 | 21.772 | 21.772 | 21.772 | 21.772 | 21.772 | 21.772 | 21.772 | 21.772 | 21.772 | 21.772 | 21.772 | 21.772 | 21.772 | 21.772 | 21.772 | 21.772 | 21.772 | 21.772 | 21.772 | 21.772 |  |  |  |  | 35 |  | 196.1681 | 30.3588 | 30.3588 | 0 | 0 | 0
Deferral to 2026 |  |  | 136.8 | [10 empty] | 21.772 | 21.772 | 21.772 | 21.772 | 21.772 | 21.772 | 21.772 | 21.772 | 21.772 | 21.772 | 21.772 | 21.772 | 21.772 | 21.772 | 21.772 | 21.772 | 21.772 | 21.772 | 21.772 | 21.772 | 21.772 | 21.772 | 21.772 | 21.772 | 21.772 | 21.772 | 21.772 | 21.772 | 21.772 | 21.772 | 21.772 | 21.772 | 21.772 | 21.772 | 21.772 |  |  |  |  | 35 |  | 196.1681 | 30.3588 | 30.3588 | 0 | 0 | 0 | =Area II Portion
Riverhead Canal 2nd Line and Bank | 2027 |  | 136.8 | [11 empty] | 22.4252 | 22.4252 | 22.4252 | 22.4252 | 22.4252 | 22.4252 | 22.4252 | 22.4252 | 22.4252 | 22.4252 | 22.4252 | 22.4252 | 22.4252 | 22.4252 | 22.4252 | 22.4252 | 22.4252 | 22.4252 | 22.4252 | 22.4252 | 22.4252 | 22.4252 | 22.4252 | 22.4252 | 22.4252 | 22.4252 | 22.4252 | 22.4252 | 22.4252 | 22.4252 | 22.4252 | 22.4252 | 22.4252 | 22.4252 | 22.4252 |  |  |  | 35 |  | 191.5195 | 35.0073 | 35.0073 | 35.0073 | 688443.1588 | 3531713.4045
Deferral to 2027 |  |  | 136.8 | [11 empty] | 22.4252 | 22.4252 | 22.4252 | 22.4252 | 22.4252 | 22.4252 | 22.4252 | 22.4252 | 22.4252 | 22.4252 | 22.4252 | 22.4252 | 22.4252 | 22.4252 | 22.4252 | 22.4252 | 22.4252 | 22.4252 | 22.4252 | 22.4252 | 22.4252 | 22.4252 | 22.4252 | 22.4252 | 22.4252 | 22.4252 | 22.4252 | 22.4252 | 22.4252 | 22.4252 | 22.4252 | 22.4252 | 22.4252 | 22.4252 | 22.4252 |  |  |  | 35 |  | 191.5195 | 35.0073 | 35.0073 | 35.0073 | 688443.1588 | 3531713.4045 | =Area II Portion
Riverhead Canal 2nd Line and Bank | 2028 |  | 136.8 | [12 empty] | 23.0979 | 23.0979 | 23.0979 | 23.0979 | 23.0979 | 23.0979 | 23.0979 | 23.0979 | 23.0979 | 23.0979 | 23.0979 | 23.0979 | 23.0979 | 23.0979 | 23.0979 | 23.0979 | 23.0979 | 23.0979 | 23.0979 | 23.0979 | 23.0979 | 23.0979 | 23.0979 | 23.0979 | 23.0979 | 23.0979 | 23.0979 | 23.0979 | 23.0979 | 23.0979 | 23.0979 | 23.0979 | 23.0979 | 23.0979 | 23.0979 |  |  | 35 |  | 186.9812 | 39.5457 | 39.5457 | 0 | 0 | 0
Deferral to 2028 |  |  | 136.8 | [12 empty] | 23.0979 | 23.0979 | 23.0979 | 23.0979 | 23.0979 | 23.0979 | 23.0979 | 23.0979 | 23.0979 | 23.0979 | 23.0979 | 23.0979 | 23.0979 | 23.0979 | 23.0979 | 23.0979 | 23.0979 | 23.0979 | 23.0979 | 23.0979 | 23.0979 | 23.0979 | 23.0979 | 23.0979 | 23.0979 | 23.0979 | 23.0979 | 23.0979 | 23.0979 | 23.0979 | 23.0979 | 23.0979 | 23.0979 | 23.0979 | 23.0979 |  |  | 35 |  | 186.9812 | 39.5457 | 39.5457 | 0 | 0 | 0 | =Area II Portion
Riverhead Canal 2nd Line and Bank | 2029 |  | 136.8 | [13 empty] | 23.7909 | 23.7909 | 23.7909 | 23.7909 | 23.7909 | 23.7909 | 23.7909 | 23.7909 | 23.7909 | 23.7909 | 23.7909 | 23.7909 | 23.7909 | 23.7909 | 23.7909 | 23.7909 | 23.7909 | 23.7909 | 23.7909 | 23.7909 | 23.7909 | 23.7909 | 23.7909 | 23.7909 | 23.7909 | 23.7909 | 23.7909 | 23.7909 | 23.7909 | 23.7909 | 23.7909 | 23.7909 | 23.7909 | 23.7909 | 23.7909 |  | 35 |  | 182.5503 | 43.9765 | 43.9765 | 0 | 0 | 0
Deferral to 2029 |  |  | 136.8 | [13 empty] | 23.7909 | 23.7909 | 23.7909 | 23.7909 | 23.7909 | 23.7909 | 23.7909 | 23.7909 | 23.7909 | 23.7909 | 23.7909 | 23.7909 | 23.7909 | 23.7909 | 23.7909 | 23.7909 | 23.7909 | 23.7909 | 23.7909 | 23.7909 | 23.7909 | 23.7909 | 23.7909 | 23.7909 | 23.7909 | 23.7909 | 23.7909 | 23.7909 | 23.7909 | 23.7909 | 23.7909 | 23.7909 | 23.7909 | 23.7909 | 23.7909 |  | 35 |  | 182.5503 | 43.9765 | 43.9765 | 0 | 0 | 0 | =Area II Portion
Riverhead Canal 2nd Line and Bank | 2030 |  | 136.8 | [14 empty] | 24.5046 | 24.5046 | 24.5046 | 24.5046 | 24.5046 | 24.5046 | 24.5046 | 24.5046 | 24.5046 | 24.5046 | 24.5046 | 24.5046 | 24.5046 | 24.5046 | 24.5046 | 24.5046 | 24.5046 | 24.5046 | 24.5046 | 24.5046 | 24.5046 | 24.5046 | 24.5046 | 24.5046 | 24.5046 | 24.5046 | 24.5046 | 24.5046 | 24.5046 | 24.5046 | 24.5046 | 24.5046 | 24.5046 | 24.5046 | 24.5046 | 35 |  | 178.2245 | 48.3024 | 48.3024 | 0 | 0 | 0
Deferral to 2030 |  |  | 136.8 | [14 empty] | 24.5046 | 24.5046 | 24.5046 | 24.5046 | 24.5046 | 24.5046 | 24.5046 | 24.5046 | 24.5046 | 24.5046 | 24.5046 | 24.5046 | 24.5046 | 24.5046 | 24.5046 | 24.5046 | 24.5046 | 24.5046 | 24.5046 | 24.5046 | 24.5046 | 24.5046 | 24.5046 | 24.5046 | 24.5046 | 24.5046 | 24.5046 | 24.5046 | 24.5046 | 24.5046 | 24.5046 | 24.5046 | 24.5046 | 24.5046 | 24.5046 | 35 |  | 178.2245 | 48.3024 | 48.3024 | 0 | 0 | 0 | =Area II Portion
[60 empty] | 9937614.4518 | =Area II+III Portions
Annual Avoided Costs for Deferral to 2022:
Riverhead Canal 2nd Line and Bank | 2022 |  |  | 0 | 0 | 0 | 0 | 18.2337 | 18.2337 | -1.1104 | -1.1104 | -1.1104 | -1.1104 | -1.1104 | -1.1104 | -1.1104 | -1.1104 | -1.1104 | -1.1104 | -1.1104 | -1.1104 | -1.1104 | -1.1104 | -1.1104 | -1.1104 | -1.1104 | -1.1104 | -1.1104 | -1.1104 | -1.1104 | -1.1104 | -1.1104 | -1.1104 | -1.1104 | -1.1104 | -1.1104 | -1.1104 | -1.1104 | -1.1104 | -1.1104 | -1.1104 | -1.1104 | -19.3442 | -19.3442 | [8 empty] | 35 |  |  | 10.6087
Annual Avoided Costs for Deferral to 2023:
Riverhead Canal 2nd Line and Bank | 2023 |  |  | 0 | 0 | 0 | 0 | 18.2337 | 18.2337 | 18.2337 | -1.6908 | -1.6908 | -1.6908 | -1.6908 | -1.6908 | -1.6908 | -1.6908 | -1.6908 | -1.6908 | -1.6908 | -1.6908 | -1.6908 | -1.6908 | -1.6908 | -1.6908 | -1.6908 | -1.6908 | -1.6908 | -1.6908 | -1.6908 | -1.6908 | -1.6908 | -1.6908 | -1.6908 | -1.6908 | -1.6908 | -1.6908 | -1.6908 | -1.6908 | -1.6908 | -1.6908 | -1.6908 | -19.9245 | -19.9245 | -19.9245 | [7 empty] | 35 |  |  | 15.7252
Annual Avoided Costs for Deferral to 2024:
Riverhead Canal 2nd Line and Bank | 2024 |  |  | 0 | 0 | 0 | 0 | 18.2337 | 18.2337 | 18.2337 | 18.2337 | -2.2885 | -2.2885 | -2.2885 | -2.2885 | -2.2885 | -2.2885 | -2.2885 | -2.2885 | -2.2885 | -2.2885 | -2.2885 | -2.2885 | -2.2885 | -2.2885 | -2.2885 | -2.2885 | -2.2885 | -2.2885 | -2.2885 | -2.2885 | -2.2885 | -2.2885 | -2.2885 | -2.2885 | -2.2885 | -2.2885 | -2.2885 | -2.2885 | -2.2885 | -2.2885 | -2.2885 | -20.5222 | -20.5222 | -20.5222 | -20.5222 | [6 empty] | 35 |  |  | 20.7205
Annual Avoided Costs for Deferral to 2025:
Riverhead Canal 2nd Line and Bank | 2025 |  |  | 0 | 0 | 0 | 0 | 18.2337 | 18.2337 | 18.2337 | 18.2337 | 18.2337 | -2.9042 | -2.9042 | -2.9042 | -2.9042 | -2.9042 | -2.9042 | -2.9042 | -2.9042 | -2.9042 | -2.9042 | -2.9042 | -2.9042 | -2.9042 | -2.9042 | -2.9042 | -2.9042 | -2.9042 | -2.9042 | -2.9042 | -2.9042 | -2.9042 | -2.9042 | -2.9042 | -2.9042 | -2.9042 | -2.9042 | -2.9042 | -2.9042 | -2.9042 | -2.9042 | -21.1379 | -21.1379 | -21.1379 | -21.1379 | -21.1379 | [5 empty] | 35 |  |  | 25.5974
Annual Avoided Costs for Deferral to 2026:
Riverhead Canal 2nd Line and Bank | 2026 |  |  | 0 | 0 | 0 | 0 | 18.2337 | 18.2337 | 18.2337 | 18.2337 | 18.2337 | 18.2337 | -3.5383 | -3.5383 | -3.5383 | -3.5383 | -3.5383 | -3.5383 | -3.5383 | -3.5383 | -3.5383 | -3.5383 | -3.5383 | -3.5383 | -3.5383 | -3.5383 | -3.5383 | -3.5383 | -3.5383 | -3.5383 | -3.5383 | -3.5383 | -3.5383 | -3.5383 | -3.5383 | -3.5383 | -3.5383 | -3.5383 | -3.5383 | -3.5383 | -3.5383 | -21.772 | -21.772 | -21.772 | -21.772 | -21.772 | -21.772 |  |  |  |  | 35 |  |  | 30.3588
Annual Avoided Costs for Deferral to 2027:
Riverhead Canal 2nd Line and Bank | 2027 |  |  | 0 | 0 | 0 | 0 | 18.2337 | 18.2337 | 18.2337 | 18.2337 | 18.2337 | 18.2337 | 18.2337 | -4.1915 | -4.1915 | -4.1915 | -4.1915 | -4.1915 | -4.1915 | -4.1915 | -4.1915 | -4.1915 | -4.1915 | -4.1915 | -4.1915 | -4.1915 | -4.1915 | -4.1915 | -4.1915 | -4.1915 | -4.1915 | -4.1915 | -4.1915 | -4.1915 | -4.1915 | -4.1915 | -4.1915 | -4.1915 | -4.1915 | -4.1915 | -4.1915 | -22.4252 | -22.4252 | -22.4252 | -22.4252 | -22.4252 | -22.4252 | -22.4252 |  |  |  | 35 |  |  | 35.0073
Annual Avoided Costs for Deferral to 2028:
Riverhead Canal 2nd Line and Bank | 2028 |  |  | 0 | 0 | 0 | 0 | 18.2337 | 18.2337 | 18.2337 | 18.2337 | 18.2337 | 18.2337 | 18.2337 | 18.2337 | -4.8642 | -4.8642 | -4.8642 | -4.8642 | -4.8642 | -4.8642 | -4.8642 | -4.8642 | -4.8642 | -4.8642 | -4.8642 | -4.8642 | -4.8642 | -4.8642 | -4.8642 | -4.8642 | -4.8642 | -4.8642 | -4.8642 | -4.8642 | -4.8642 | -4.8642 | -4.8642 | -4.8642 | -4.8642 | -4.8642 | -4.8642 | -23.0979 | -23.0979 | -23.0979 | -23.0979 | -23.0979 | -23.0979 | -23.0979 | -23.0979 |  |  | 35 |  |  | 39.5457
Annual Avoided Costs for Deferral to 2029:
Riverhead Canal 2nd Line and Bank | 2029 |  |  | 0 | 0 | 0 | 0 | 18.2337 | 18.2337 | 18.2337 | 18.2337 | 18.2337 | 18.2337 | 18.2337 | 18.2337 | 18.2337 | -5.5571 | -5.5571 | -5.5571 | -5.5571 | -5.5571 | -5.5571 | -5.5571 | -5.5571 | -5.5571 | -5.5571 | -5.5571 | -5.5571 | -5.5571 | -5.5571 | -5.5571 | -5.5571 | -5.5571 | -5.5571 | -5.5571 | -5.5571 | -5.5571 | -5.5571 | -5.5571 | -5.5571 | -5.5571 | -5.5571 | -23.7909 | -23.7909 | -23.7909 | -23.7909 | -23.7909 | -23.7909 | -23.7909 | -23.7909 | -23.7909 |  | 35 |  |  | 43.9765
Annual Avoided Costs for Deferral to 2030:
Riverhead Canal 2nd Line and Bank | 2030 |  |  | 0 | 0 | 0 | 0 | 18.2337 | 18.2337 | 18.2337 | 18.2337 | 18.2337 | 18.2337 | 18.2337 | 18.2337 | 18.2337 | 18.2337 | -6.2709 | -6.2709 | -6.2709 | -6.2709 | -6.2709 | -6.2709 | -6.2709 | -6.2709 | -6.2709 | -6.2709 | -6.2709 | -6.2709 | -6.2709 | -6.2709 | -6.2709 | -6.2709 | -6.2709 | -6.2709 | -6.2709 | -6.2709 | -6.2709 | -6.2709 | -6.2709 | -6.2709 | -6.2709 | -24.5046 | -24.5046 | -24.5046 | -24.5046 | -24.5046 | -24.5046 | -24.5046 | -24.5046 | -24.5046 | -24.5046 | 35 |  |  | 48.3024
0
Area III Projects: | [52 empty] | 0 | 9.34
New Canal - Southampton Cable | 2017 |  | 37.6 | 0 | 4.5863 | 4.5863 | 4.5863 | 4.5863 | 4.5863 | 4.5863 | 4.5863 | 4.5863 | 4.5863 | 4.5863 | 4.5863 | 4.5863 | 4.5863 | 4.5863 | 4.5863 | 4.5863 | 4.5863 | 4.5863 | 4.5863 | 4.5863 | 4.5863 | 4.5863 | 4.5863 | 4.5863 | 4.5863 | 4.5863 | 4.5863 | 4.5863 | 4.5863 | 4.5863 | 4.5863 | 4.5863 | 4.5863 | 4.5863 | 4.5863 | [13 empty] | 35 |  | 66.9063
Upgrade Wildwood - Riverhead to 138 kV | 2017 |  | 7.7 | 0 | 0.93922 | 0.93922 | 0.93922 | 0.93922 | 0.93922 | 0.93922 | 0.93922 | 0.93922 | 0.93922 | 0.93922 | 0.93922 | 0.93922 | 0.93922 | 0.93922 | 0.93922 | 0.93922 | 0.93922 | 0.93922 | 0.93922 | 0.93922 | 0.93922 | 0.93922 | 0.93922 | 0.93922 | 0.93922 | 0.93922 | 0.93922 | 0.93922 | 0.93922 | 0.93922 | 0.93922 | 0.93922 | 0.93922 | 0.93922 | 0.93922 | [13 empty] | 35 |  | 13.7016
Bridgehampton - Buell New 69 kV UG Cable | 2017 |  | 33.2 | 0 | 4.0496 | 4.0496 | 4.0496 | 4.0496 | 4.0496 | 4.0496 | 4.0496 | 4.0496 | 4.0496 | 4.0496 | 4.0496 | 4.0496 | 4.0496 | 4.0496 | 4.0496 | 4.0496 | 4.0496 | 4.0496 | 4.0496 | 4.0496 | 4.0496 | 4.0496 | 4.0496 | 4.0496 | 4.0496 | 4.0496 | 4.0496 | 4.0496 | 4.0496 | 4.0496 | 4.0496 | 4.0496 | 4.0496 | 4.0496 | 4.0496 | [13 empty] | 35 |  | 59.0769
Canal - Wainscott New 138 kV UG Cable | 2022 |  | 275.5 | 0 | 0 | 0 | 0 | 0 | 0 | 38.957 | 38.957 | 38.957 | 38.957 | 38.957 | 38.957 | 38.957 | 38.957 | 38.957 | 38.957 | 38.957 | 38.957 | 38.957 | 38.957 | 38.957 | 38.957 | 38.957 | 38.957 | 38.957 | 38.957 | 38.957 | 38.957 | 38.957 | 38.957 | 38.957 | 38.957 | 38.957 | 38.957 | 38.957 | 38.957 | 38.957 | 38.957 | 38.957 | 38.957 | 38.957 | [8 empty] | 35 |  | 434.8353
No Deferral |  |  | 354 |  | 9.5752 | 9.5752 | 9.5752 | 9.5752 | 9.5752 | 48.5322 | 48.5322 | 48.5322 | 48.5322 | 48.5322 | 48.5322 | 48.5322 | 48.5322 | 48.5322 | 48.5322 | 48.5322 | 48.5322 | 48.5322 | 48.5322 | 48.5322 | 48.5322 | 48.5322 | 48.5322 | 48.5322 | 48.5322 | 48.5322 | 48.5322 | 48.5322 | 48.5322 | 48.5322 | 48.5322 | 48.5322 | 48.5322 | 48.5322 | 48.5322 | 38.957 | 38.957 | 38.957 | 38.957 | 38.957 | [10 empty] | 574.52
New Canal - Southampton Cable | 2022 |  | 37.6 | [6 empty] | 5.3168 | 5.3168 | 5.3168 | 5.3168 | 5.3168 | 5.3168 | 5.3168 | 5.3168 | 5.3168 | 5.3168 | 5.3168 | 5.3168 | 5.3168 | 5.3168 | 5.3168 | 5.3168 | 5.3168 | 5.3168 | 5.3168 | 5.3168 | 5.3168 | 5.3168 | 5.3168 | 5.3168 | 5.3168 | 5.3168 | 5.3168 | 5.3168 | 5.3168 | 5.3168 | 5.3168 | 5.3168 | 5.3168 | 5.3168 | 5.3168 | [8 empty] | 35 |  | 59.3459 | 7.5604 | 0 | 0 | 0 | 0
Upgrade Wildwood - Riverhead to 138 kV | 2022 |  | 7.7 | [6 empty] | 1.0888 | 1.0888 | 1.0888 | 1.0888 | 1.0888 | 1.0888 | 1.0888 | 1.0888 | 1.0888 | 1.0888 | 1.0888 | 1.0888 | 1.0888 | 1.0888 | 1.0888 | 1.0888 | 1.0888 | 1.0888 | 1.0888 | 1.0888 | 1.0888 | 1.0888 | 1.0888 | 1.0888 | 1.0888 | 1.0888 | 1.0888 | 1.0888 | 1.0888 | 1.0888 | 1.0888 | 1.0888 | 1.0888 | 1.0888 | 1.0888 | [8 empty] | 35 |  | 12.1533 | 1.5483 | 0 | 0 | 0 | 0
Bridgehampton - Buell New 69 kV UG Cable | 2022 |  | 33.2 | [6 empty] | 4.6946 | 4.6946 | 4.6946 | 4.6946 | 4.6946 | 4.6946 | 4.6946 | 4.6946 | 4.6946 | 4.6946 | 4.6946 | 4.6946 | 4.6946 | 4.6946 | 4.6946 | 4.6946 | 4.6946 | 4.6946 | 4.6946 | 4.6946 | 4.6946 | 4.6946 | 4.6946 | 4.6946 | 4.6946 | 4.6946 | 4.6946 | 4.6946 | 4.6946 | 4.6946 | 4.6946 | 4.6946 | 4.6946 | 4.6946 | 4.6946 | [8 empty] | 35 |  | 52.4012 | 6.6757 | 0 | 0 | 0 | 0
Canal - Wainscott New 138 kV UG Cable | 2022 |  | 275.5 | [6 empty] | 38.957 | 38.957 | 38.957 | 38.957 | 38.957 | 38.957 | 38.957 | 38.957 | 38.957 | 38.957 | 38.957 | 38.957 | 38.957 | 38.957 | 38.957 | 38.957 | 38.957 | 38.957 | 38.957 | 38.957 | 38.957 | 38.957 | 38.957 | 38.957 | 38.957 | 38.957 | 38.957 | 38.957 | 38.957 | 38.957 | 38.957 | 38.957 | 38.957 | 38.957 | 38.957 | [8 empty] | 35 |  | 434.8353 | 0 | 0 | 0 | 0 | 0
Deferral to 2022 |  |  | 354 | [6 empty] | 50.0572 | 50.0572 | 50.0572 | 50.0572 | 50.0572 | 50.0572 | 50.0572 | 50.0572 | 50.0572 | 50.0572 | 50.0572 | 50.0572 | 50.0572 | 50.0572 | 50.0572 | 50.0572 | 50.0572 | 50.0572 | 50.0572 | 50.0572 | 50.0572 | 50.0572 | 50.0572 | 50.0572 | 50.0572 | 50.0572 | 50.0572 | 50.0572 | 50.0572 | 50.0572 | 50.0572 | 50.0572 | 50.0572 | 50.0572 | 50.0572 | [8 empty] | 35 |  | 558.7357 | 15.7843 | 0 | 0 | 0 | 0 | =Area III Portion
New Canal - Southampton Cable | 2023 |  | 37.6 | [7 empty] | 5.4763 | 5.4763 | 5.4763 | 5.4763 | 5.4763 | 5.4763 | 5.4763 | 5.4763 | 5.4763 | 5.4763 | 5.4763 | 5.4763 | 5.4763 | 5.4763 | 5.4763 | 5.4763 | 5.4763 | 5.4763 | 5.4763 | 5.4763 | 5.4763 | 5.4763 | 5.4763 | 5.4763 | 5.4763 | 5.4763 | 5.4763 | 5.4763 | 5.4763 | 5.4763 | 5.4763 | 5.4763 | 5.4763 | 5.4763 | 5.4763 | [7 empty] | 35 |  | 57.9396 | 8.9667 | 8.9667 | 8.9667 | 148973.061 | 764231.803
Upgrade Wildwood - Riverhead to 138 kV | 2023 |  | 7.7 | [7 empty] | 1.1215 | 1.1215 | 1.1215 | 1.1215 | 1.1215 | 1.1215 | 1.1215 | 1.1215 | 1.1215 | 1.1215 | 1.1215 | 1.1215 | 1.1215 | 1.1215 | 1.1215 | 1.1215 | 1.1215 | 1.1215 | 1.1215 | 1.1215 | 1.1215 | 1.1215 | 1.1215 | 1.1215 | 1.1215 | 1.1215 | 1.1215 | 1.1215 | 1.1215 | 1.1215 | 1.1215 | 1.1215 | 1.1215 | 1.1215 | 1.1215 | [7 empty] | 35 |  | 11.8653 | 1.8363 | 1.8363 | 0 | 0 | 0
Bridgehampton - Buell New 69 kV UG Cable | 2023 |  | 33.2 | [7 empty] | 4.8355 | 4.8355 | 4.8355 | 4.8355 | 4.8355 | 4.8355 | 4.8355 | 4.8355 | 4.8355 | 4.8355 | 4.8355 | 4.8355 | 4.8355 | 4.8355 | 4.8355 | 4.8355 | 4.8355 | 4.8355 | 4.8355 | 4.8355 | 4.8355 | 4.8355 | 4.8355 | 4.8355 | 4.8355 | 4.8355 | 4.8355 | 4.8355 | 4.8355 | 4.8355 | 4.8355 | 4.8355 | 4.8355 | 4.8355 | 4.8355 | [7 empty] | 35 |  | 51.1595 | 7.9174 | 7.9174 | 7.9174 | 131540.0432 | 674800.4218
Canal - Wainscott New 138 kV UG Cable | 2023 |  | 275.5 | [7 empty] | 40.1257 | 40.1257 | 40.1257 | 40.1257 | 40.1257 | 40.1257 | 40.1257 | 40.1257 | 40.1257 | 40.1257 | 40.1257 | 40.1257 | 40.1257 | 40.1257 | 40.1257 | 40.1257 | 40.1257 | 40.1257 | 40.1257 | 40.1257 | 40.1257 | 40.1257 | 40.1257 | 40.1257 | 40.1257 | 40.1257 | 40.1257 | 40.1257 | 40.1257 | 40.1257 | 40.1257 | 40.1257 | 40.1257 | 40.1257 | 40.1257 | [7 empty] | 35 |  | 424.5311 | 10.3042 | 10.3042 | 0 | 0 | 0
Deferral to 2023 |  |  | 354 | [7 empty] | 51.559 | 51.559 | 51.559 | 51.559 | 51.559 | 51.559 | 51.559 | 51.559 | 51.559 | 51.559 | 51.559 | 51.559 | 51.559 | 51.559 | 51.559 | 51.559 | 51.559 | 51.559 | 51.559 | 51.559 | 51.559 | 51.559 | 51.559 | 51.559 | 51.559 | 51.559 | 51.559 | 51.559 | 51.559 | 51.559 | 51.559 | 51.559 | 51.559 | 51.559 | 51.559 | [7 empty] | 35 |  | 545.4955 | 29.0245 | 29.0245 | 16.8841 | 280513.1042 | 1439032.2248 | =Area III Portion
New Canal - Southampton Cable | 2024 |  | 37.6 | [8 empty] | 5.6406 | 5.6406 | 5.6406 | 5.6406 | 5.6406 | 5.6406 | 5.6406 | 5.6406 | 5.6406 | 5.6406 | 5.6406 | 5.6406 | 5.6406 | 5.6406 | 5.6406 | 5.6406 | 5.6406 | 5.6406 | 5.6406 | 5.6406 | 5.6406 | 5.6406 | 5.6406 | 5.6406 | 5.6406 | 5.6406 | 5.6406 | 5.6406 | 5.6406 | 5.6406 | 5.6406 | 5.6406 | 5.6406 | 5.6406 | 5.6406 | [6 empty] | 35 |  | 56.5667 | 10.3397 | 10.3397 | 0 | 0 | 0
Upgrade Wildwood - Riverhead to 138 kV | 2024 |  | 7.7 | [8 empty] | 1.1551 | 1.1551 | 1.1551 | 1.1551 | 1.1551 | 1.1551 | 1.1551 | 1.1551 | 1.1551 | 1.1551 | 1.1551 | 1.1551 | 1.1551 | 1.1551 | 1.1551 | 1.1551 | 1.1551 | 1.1551 | 1.1551 | 1.1551 | 1.1551 | 1.1551 | 1.1551 | 1.1551 | 1.1551 | 1.1551 | 1.1551 | 1.1551 | 1.1551 | 1.1551 | 1.1551 | 1.1551 | 1.1551 | 1.1551 | 1.1551 | [6 empty] | 35 |  | 11.5841 | 2.1174 | 2.1174 | 0 | 0 | 0
Bridgehampton - Buell New 69 kV UG Cable | 2024 |  | 33.2 | [8 empty] | 4.9805 | 4.9805 | 4.9805 | 4.9805 | 4.9805 | 4.9805 | 4.9805 | 4.9805 | 4.9805 | 4.9805 | 4.9805 | 4.9805 | 4.9805 | 4.9805 | 4.9805 | 4.9805 | 4.9805 | 4.9805 | 4.9805 | 4.9805 | 4.9805 | 4.9805 | 4.9805 | 4.9805 | 4.9805 | 4.9805 | 4.9805 | 4.9805 | 4.9805 | 4.9805 | 4.9805 | 4.9805 | 4.9805 | 4.9805 | 4.9805 | [6 empty] | 35 |  | 49.9472 | 9.1297 | 9.1297 | 0 | 0 | 0
Canal - Wainscott New 138 kV UG Cable | 2024 |  | 275.5 | [8 empty] | 41.3295 | 41.3295 | 41.3295 | 41.3295 | 41.3295 | 41.3295 | 41.3295 | 41.3295 | 41.3295 | 41.3295 | 41.3295 | 41.3295 | 41.3295 | 41.3295 | 41.3295 | 41.3295 | 41.3295 | 41.3295 | 41.3295 | 41.3295 | 41.3295 | 41.3295 | 41.3295 | 41.3295 | 41.3295 | 41.3295 | 41.3295 | 41.3295 | 41.3295 | 41.3295 | 41.3295 | 41.3295 | 41.3295 | 41.3295 | 41.3295 | [6 empty] | 35 |  | 414.4711 | 20.3641 | 20.3641 | 0 | 0 | 0
Deferral to 2024 |  |  | 354 | [8 empty] | 53.1057 | 53.1057 | 53.1057 | 53.1057 | 53.1057 | 53.1057 | 53.1057 | 53.1057 | 53.1057 | 53.1057 | 53.1057 | 53.1057 | 53.1057 | 53.1057 | 53.1057 | 53.1057 | 53.1057 | 53.1057 | 53.1057 | 53.1057 | 53.1057 | 53.1057 | 53.1057 | 53.1057 | 53.1057 | 53.1057 | 53.1057 | 53.1057 | 53.1057 | 53.1057 | 53.1057 | 53.1057 | 53.1057 | 53.1057 | 53.1057 | [6 empty] | 35 |  | 532.5691 | 41.9509 | 41.9509 | 0 | 0 | 0 | =Area III Portion
New Canal - Southampton Cable | 2025 |  | 37.6 | [9 empty] | 5.8098 | 5.8098 | 5.8098 | 5.8098 | 5.8098 | 5.8098 | 5.8098 | 5.8098 | 5.8098 | 5.8098 | 5.8098 | 5.8098 | 5.8098 | 5.8098 | 5.8098 | 5.8098 | 5.8098 | 5.8098 | 5.8098 | 5.8098 | 5.8098 | 5.8098 | 5.8098 | 5.8098 | 5.8098 | 5.8098 | 5.8098 | 5.8098 | 5.8098 | 5.8098 | 5.8098 | 5.8098 | 5.8098 | 5.8098 | 5.8098 | [5 empty] | 35 |  | 55.2262 | 11.6801 | 11.6801 | 0 | 0 | 0
Upgrade Wildwood - Riverhead to 138 kV | 2025 |  | 7.7 | [9 empty] | 1.1898 | 1.1898 | 1.1898 | 1.1898 | 1.1898 | 1.1898 | 1.1898 | 1.1898 | 1.1898 | 1.1898 | 1.1898 | 1.1898 | 1.1898 | 1.1898 | 1.1898 | 1.1898 | 1.1898 | 1.1898 | 1.1898 | 1.1898 | 1.1898 | 1.1898 | 1.1898 | 1.1898 | 1.1898 | 1.1898 | 1.1898 | 1.1898 | 1.1898 | 1.1898 | 1.1898 | 1.1898 | 1.1898 | 1.1898 | 1.1898 | [5 empty] | 35 |  | 11.3096 | 2.3919 | 2.3919 | 0 | 0 | 0
Bridgehampton - Buell New 69 kV UG Cable | 2025 |  | 33.2 | [9 empty] | 5.13 | 5.13 | 5.13 | 5.13 | 5.13 | 5.13 | 5.13 | 5.13 | 5.13 | 5.13 | 5.13 | 5.13 | 5.13 | 5.13 | 5.13 | 5.13 | 5.13 | 5.13 | 5.13 | 5.13 | 5.13 | 5.13 | 5.13 | 5.13 | 5.13 | 5.13 | 5.13 | 5.13 | 5.13 | 5.13 | 5.13 | 5.13 | 5.13 | 5.13 | 5.13 | [5 empty] | 35 |  | 48.7636 | 10.3133 | 10.3133 | 0 | 0 | 0
Canal - Wainscott New 138 kV UG Cable | 2025 |  | 275.5 | [9 empty] | 42.5693 | 42.5693 | 42.5693 | 42.5693 | 42.5693 | 42.5693 | 42.5693 | 42.5693 | 42.5693 | 42.5693 | 42.5693 | 42.5693 | 42.5693 | 42.5693 | 42.5693 | 42.5693 | 42.5693 | 42.5693 | 42.5693 | 42.5693 | 42.5693 | 42.5693 | 42.5693 | 42.5693 | 42.5693 | 42.5693 | 42.5693 | 42.5693 | 42.5693 | 42.5693 | 42.5693 | 42.5693 | 42.5693 | 42.5693 | 42.5693 | [5 empty] | 35 |  | 404.6495 | 30.1857 | 30.1857 | 0 | 0 | 0
Deferral to 2025 |  |  | 354 | [9 empty] | 54.6989 | 54.6989 | 54.6989 | 54.6989 | 54.6989 | 54.6989 | 54.6989 | 54.6989 | 54.6989 | 54.6989 | 54.6989 | 54.6989 | 54.6989 | 54.6989 | 54.6989 | 54.6989 | 54.6989 | 54.6989 | 54.6989 | 54.6989 | 54.6989 | 54.6989 | 54.6989 | 54.6989 | 54.6989 | 54.6989 | 54.6989 | 54.6989 | 54.6989 | 54.6989 | 54.6989 | 54.6989 | 54.6989 | 54.6989 | 54.6989 | [5 empty] | 35 |  | 519.949 | 54.5711 | 54.5711 | 0 | 0 | 0 | =Area III Portion
New Canal - Southampton Cable | 2026 |  | 37.6 | [10 empty] | 5.9841 | 5.9841 | 5.9841 | 5.9841 | 5.9841 | 5.9841 | 5.9841 | 5.9841 | 5.9841 | 5.9841 | 5.9841 | 5.9841 | 5.9841 | 5.9841 | 5.9841 | 5.9841 | 5.9841 | 5.9841 | 5.9841 | 5.9841 | 5.9841 | 5.9841 | 5.9841 | 5.9841 | 5.9841 | 5.9841 | 5.9841 | 5.9841 | 5.9841 | 5.9841 | 5.9841 | 5.9841 | 5.9841 | 5.9841 | 5.9841 |  |  |  |  | 35 |  | 53.9175 | 12.9888 | 12.9888 | 0 | 0 | 0
Upgrade Wildwood - Riverhead to 138 kV | 2026 |  | 7.7 | [10 empty] | 1.2255 | 1.2255 | 1.2255 | 1.2255 | 1.2255 | 1.2255 | 1.2255 | 1.2255 | 1.2255 | 1.2255 | 1.2255 | 1.2255 | 1.2255 | 1.2255 | 1.2255 | 1.2255 | 1.2255 | 1.2255 | 1.2255 | 1.2255 | 1.2255 | 1.2255 | 1.2255 | 1.2255 | 1.2255 | 1.2255 | 1.2255 | 1.2255 | 1.2255 | 1.2255 | 1.2255 | 1.2255 | 1.2255 | 1.2255 | 1.2255 |  |  |  |  | 35 |  | 11.0416 | 2.6599 | 2.6599 | 0 | 0 | 0
Bridgehampton - Buell New 69 kV UG Cable | 2026 |  | 33.2 | [10 empty] | 5.2839 | 5.2839 | 5.2839 | 5.2839 | 5.2839 | 5.2839 | 5.2839 | 5.2839 | 5.2839 | 5.2839 | 5.2839 | 5.2839 | 5.2839 | 5.2839 | 5.2839 | 5.2839 | 5.2839 | 5.2839 | 5.2839 | 5.2839 | 5.2839 | 5.2839 | 5.2839 | 5.2839 | 5.2839 | 5.2839 | 5.2839 | 5.2839 | 5.2839 | 5.2839 | 5.2839 | 5.2839 | 5.2839 | 5.2839 | 5.2839 |  |  |  |  | 35 |  | 47.608 | 11.4688 | 11.4688 | 0 | 0 | 0
Canal - Wainscott New 138 kV UG Cable | 2026 |  | 275.5 | [10 empty] | 43.8464 | 43.8464 | 43.8464 | 43.8464 | 43.8464 | 43.8464 | 43.8464 | 43.8464 | 43.8464 | 43.8464 | 43.8464 | 43.8464 | 43.8464 | 43.8464 | 43.8464 | 43.8464 | 43.8464 | 43.8464 | 43.8464 | 43.8464 | 43.8464 | 43.8464 | 43.8464 | 43.8464 | 43.8464 | 43.8464 | 43.8464 | 43.8464 | 43.8464 | 43.8464 | 43.8464 | 43.8464 | 43.8464 | 43.8464 | 43.8464 |  |  |  |  | 35 |  | 395.0607 | 39.7746 | 39.7746 | 0 | 0 | 0
Deferral to 2026 |  |  | 354 | [10 empty] | 56.3399 | 56.3399 | 56.3399 | 56.3399 | 56.3399 | 56.3399 | 56.3399 | 56.3399 | 56.3399 | 56.3399 | 56.3399 | 56.3399 | 56.3399 | 56.3399 | 56.3399 | 56.3399 | 56.3399 | 56.3399 | 56.3399 | 56.3399 | 56.3399 | 56.3399 | 56.3399 | 56.3399 | 56.3399 | 56.3399 | 56.3399 | 56.3399 | 56.3399 | 56.3399 | 56.3399 | 56.3399 | 56.3399 | 56.3399 | 56.3399 |  |  |  |  | 35 |  | 507.6279 | 66.8921 | 66.8921 | 0 | 0 | 0 | =Area III Portion
New Canal - Southampton Cable | 2027 |  | 37.6 | [11 empty] | 6.1636 | 6.1636 | 6.1636 | 6.1636 | 6.1636 | 6.1636 | 6.1636 | 6.1636 | 6.1636 | 6.1636 | 6.1636 | 6.1636 | 6.1636 | 6.1636 | 6.1636 | 6.1636 | 6.1636 | 6.1636 | 6.1636 | 6.1636 | 6.1636 | 6.1636 | 6.1636 | 6.1636 | 6.1636 | 6.1636 | 6.1636 | 6.1636 | 6.1636 | 6.1636 | 6.1636 | 6.1636 | 6.1636 | 6.1636 | 6.1636 |  |  |  | 35 |  | 52.6399 | 14.2665 | 14.2665 | 0 | 0 | 0
Upgrade Wildwood - Riverhead to 138 kV | 2027 |  | 7.7 | [11 empty] | 1.2622 | 1.2622 | 1.2622 | 1.2622 | 1.2622 | 1.2622 | 1.2622 | 1.2622 | 1.2622 | 1.2622 | 1.2622 | 1.2622 | 1.2622 | 1.2622 | 1.2622 | 1.2622 | 1.2622 | 1.2622 | 1.2622 | 1.2622 | 1.2622 | 1.2622 | 1.2622 | 1.2622 | 1.2622 | 1.2622 | 1.2622 | 1.2622 | 1.2622 | 1.2622 | 1.2622 | 1.2622 | 1.2622 | 1.2622 | 1.2622 |  |  |  | 35 |  | 10.78 | 2.9216 | 2.9216 | 0 | 0 | 0
Bridgehampton - Buell New 69 kV UG Cable | 2027 |  | 33.2 | [11 empty] | 5.4424 | 5.4424 | 5.4424 | 5.4424 | 5.4424 | 5.4424 | 5.4424 | 5.4424 | 5.4424 | 5.4424 | 5.4424 | 5.4424 | 5.4424 | 5.4424 | 5.4424 | 5.4424 | 5.4424 | 5.4424 | 5.4424 | 5.4424 | 5.4424 | 5.4424 | 5.4424 | 5.4424 | 5.4424 | 5.4424 | 5.4424 | 5.4424 | 5.4424 | 5.4424 | 5.4424 | 5.4424 | 5.4424 | 5.4424 | 5.4424 |  |  |  | 35 |  | 46.4799 | 12.597 | 12.597 | 0 | 0 | 0
Canal - Wainscott New 138 kV UG Cable | 2027 |  | 275.5 | [11 empty] | 45.1618 | 45.1618 | 45.1618 | 45.1618 | 45.1618 | 45.1618 | 45.1618 | 45.1618 | 45.1618 | 45.1618 | 45.1618 | 45.1618 | 45.1618 | 45.1618 | 45.1618 | 45.1618 | 45.1618 | 45.1618 | 45.1618 | 45.1618 | 45.1618 | 45.1618 | 45.1618 | 45.1618 | 45.1618 | 45.1618 | 45.1618 | 45.1618 | 45.1618 | 45.1618 | 45.1618 | 45.1618 | 45.1618 | 45.1618 | 45.1618 |  |  |  | 35 |  | 385.6991 | 49.1362 | 49.1362 | 0 | 0 | 0
Deferral to 2027 |  |  | 354 | [11 empty] | 58.0301 | 58.0301 | 58.0301 | 58.0301 | 58.0301 | 58.0301 | 58.0301 | 58.0301 | 58.0301 | 58.0301 | 58.0301 | 58.0301 | 58.0301 | 58.0301 | 58.0301 | 58.0301 | 58.0301 | 58.0301 | 58.0301 | 58.0301 | 58.0301 | 58.0301 | 58.0301 | 58.0301 | 58.0301 | 58.0301 | 58.0301 | 58.0301 | 58.0301 | 58.0301 | 58.0301 | 58.0301 | 58.0301 | 58.0301 | 58.0301 |  |  |  | 35 |  | 495.5988 | 78.9212 | 78.9212 | 0 | 0 | 0 | =Area III Portion
New Canal - Southampton Cable | 2028 |  | 37.6 | [12 empty] | 6.3486 | 6.3486 | 6.3486 | 6.3486 | 6.3486 | 6.3486 | 6.3486 | 6.3486 | 6.3486 | 6.3486 | 6.3486 | 6.3486 | 6.3486 | 6.3486 | 6.3486 | 6.3486 | 6.3486 | 6.3486 | 6.3486 | 6.3486 | 6.3486 | 6.3486 | 6.3486 | 6.3486 | 6.3486 | 6.3486 | 6.3486 | 6.3486 | 6.3486 | 6.3486 | 6.3486 | 6.3486 | 6.3486 | 6.3486 | 6.3486 |  |  | 35 |  | 51.3925 | 15.5138 | 15.5138 | 0 | 0 | 0
Upgrade Wildwood - Riverhead to 138 kV | 2028 |  | 7.7 | [12 empty] | 1.3001 | 1.3001 | 1.3001 | 1.3001 | 1.3001 | 1.3001 | 1.3001 | 1.3001 | 1.3001 | 1.3001 | 1.3001 | 1.3001 | 1.3001 | 1.3001 | 1.3001 | 1.3001 | 1.3001 | 1.3001 | 1.3001 | 1.3001 | 1.3001 | 1.3001 | 1.3001 | 1.3001 | 1.3001 | 1.3001 | 1.3001 | 1.3001 | 1.3001 | 1.3001 | 1.3001 | 1.3001 | 1.3001 | 1.3001 | 1.3001 |  |  | 35 |  | 10.5245 | 3.177 | 3.177 | 0 | 0 | 0
Bridgehampton - Buell New 69 kV UG Cable | 2028 |  | 33.2 | [12 empty] | 5.6056 | 5.6056 | 5.6056 | 5.6056 | 5.6056 | 5.6056 | 5.6056 | 5.6056 | 5.6056 | 5.6056 | 5.6056 | 5.6056 | 5.6056 | 5.6056 | 5.6056 | 5.6056 | 5.6056 | 5.6056 | 5.6056 | 5.6056 | 5.6056 | 5.6056 | 5.6056 | 5.6056 | 5.6056 | 5.6056 | 5.6056 | 5.6056 | 5.6056 | 5.6056 | 5.6056 | 5.6056 | 5.6056 | 5.6056 | 5.6056 |  |  | 35 |  | 45.3785 | 13.6984 | 13.6984 | 0 | 0 | 0
Canal - Wainscott New 138 kV UG Cable | 2028 |  | 275.5 | [12 empty] | 46.5167 | 46.5167 | 46.5167 | 46.5167 | 46.5167 | 46.5167 | 46.5167 | 46.5167 | 46.5167 | 46.5167 | 46.5167 | 46.5167 | 46.5167 | 46.5167 | 46.5167 | 46.5167 | 46.5167 | 46.5167 | 46.5167 | 46.5167 | 46.5167 | 46.5167 | 46.5167 | 46.5167 | 46.5167 | 46.5167 | 46.5167 | 46.5167 | 46.5167 | 46.5167 | 46.5167 | 46.5167 | 46.5167 | 46.5167 | 46.5167 |  |  | 35 |  | 376.5593 | 58.276 | 58.276 | 58.276 | 968200.5502 | 4966868.8225
Deferral to 2028 |  |  | 354 | [12 empty] | 59.771 | 59.771 | 59.771 | 59.771 | 59.771 | 59.771 | 59.771 | 59.771 | 59.771 | 59.771 | 59.771 | 59.771 | 59.771 | 59.771 | 59.771 | 59.771 | 59.771 | 59.771 | 59.771 | 59.771 | 59.771 | 59.771 | 59.771 | 59.771 | 59.771 | 59.771 | 59.771 | 59.771 | 59.771 | 59.771 | 59.771 | 59.771 | 59.771 | 59.771 | 59.771 |  |  | 35 |  | 483.8548 | 90.6653 | 90.6653 | 58.276 | 968200.5502 | 4966868.8225 | =Area III Portion
New Canal - Southampton Cable | 2029 |  | 37.6 | [13 empty] | 6.539 | 6.539 | 6.539 | 6.539 | 6.539 | 6.539 | 6.539 | 6.539 | 6.539 | 6.539 | 6.539 | 6.539 | 6.539 | 6.539 | 6.539 | 6.539 | 6.539 | 6.539 | 6.539 | 6.539 | 6.539 | 6.539 | 6.539 | 6.539 | 6.539 | 6.539 | 6.539 | 6.539 | 6.539 | 6.539 | 6.539 | 6.539 | 6.539 | 6.539 | 6.539 |  | 35 |  | 50.1747 | 16.7317 | 16.7317 | 0 | 0 | 0
Upgrade Wildwood - Riverhead to 138 kV | 2029 |  | 7.7 | [13 empty] | 1.3391 | 1.3391 | 1.3391 | 1.3391 | 1.3391 | 1.3391 | 1.3391 | 1.3391 | 1.3391 | 1.3391 | 1.3391 | 1.3391 | 1.3391 | 1.3391 | 1.3391 | 1.3391 | 1.3391 | 1.3391 | 1.3391 | 1.3391 | 1.3391 | 1.3391 | 1.3391 | 1.3391 | 1.3391 | 1.3391 | 1.3391 | 1.3391 | 1.3391 | 1.3391 | 1.3391 | 1.3391 | 1.3391 | 1.3391 | 1.3391 |  | 35 |  | 10.2751 | 3.4264 | 3.4264 | 0 | 0 | 0
Bridgehampton - Buell New 69 kV UG Cable | 2029 |  | 33.2 | [13 empty] | 5.7738 | 5.7738 | 5.7738 | 5.7738 | 5.7738 | 5.7738 | 5.7738 | 5.7738 | 5.7738 | 5.7738 | 5.7738 | 5.7738 | 5.7738 | 5.7738 | 5.7738 | 5.7738 | 5.7738 | 5.7738 | 5.7738 | 5.7738 | 5.7738 | 5.7738 | 5.7738 | 5.7738 | 5.7738 | 5.7738 | 5.7738 | 5.7738 | 5.7738 | 5.7738 | 5.7738 | 5.7738 | 5.7738 | 5.7738 | 5.7738 |  | 35 |  | 44.3031 | 14.7737 | 14.7737 | 0 | 0 | 0
Canal - Wainscott New 138 kV UG Cable | 2029 |  | 275.5 | [13 empty] | 47.9122 | 47.9122 | 47.9122 | 47.9122 | 47.9122 | 47.9122 | 47.9122 | 47.9122 | 47.9122 | 47.9122 | 47.9122 | 47.9122 | 47.9122 | 47.9122 | 47.9122 | 47.9122 | 47.9122 | 47.9122 | 47.9122 | 47.9122 | 47.9122 | 47.9122 | 47.9122 | 47.9122 | 47.9122 | 47.9122 | 47.9122 | 47.9122 | 47.9122 | 47.9122 | 47.9122 | 47.9122 | 47.9122 | 47.9122 | 47.9122 |  | 35 |  | 367.6361 | 67.1992 | 67.1992 | 0 | 0 | 0
Deferral to 2029 |  |  | 354 | [13 empty] | 61.5641 | 61.5641 | 61.5641 | 61.5641 | 61.5641 | 61.5641 | 61.5641 | 61.5641 | 61.5641 | 61.5641 | 61.5641 | 61.5641 | 61.5641 | 61.5641 | 61.5641 | 61.5641 | 61.5641 | 61.5641 | 61.5641 | 61.5641 | 61.5641 | 61.5641 | 61.5641 | 61.5641 | 61.5641 | 61.5641 | 61.5641 | 61.5641 | 61.5641 | 61.5641 | 61.5641 | 61.5641 | 61.5641 | 61.5641 | 61.5641 |  | 35 |  | 472.389 | 102.131 | 102.131 | 0 | 0 | 0 | =Area III Portion
New Canal - Southampton Cable | 2030 |  | 37.6 | [14 empty] | 6.7352 | 6.7352 | 6.7352 | 6.7352 | 6.7352 | 6.7352 | 6.7352 | 6.7352 | 6.7352 | 6.7352 | 6.7352 | 6.7352 | 6.7352 | 6.7352 | 6.7352 | 6.7352 | 6.7352 | 6.7352 | 6.7352 | 6.7352 | 6.7352 | 6.7352 | 6.7352 | 6.7352 | 6.7352 | 6.7352 | 6.7352 | 6.7352 | 6.7352 | 6.7352 | 6.7352 | 6.7352 | 6.7352 | 6.7352 | 6.7352 | 35 |  | 48.9857 | 17.9206 | 17.9206 | 0 | 0 | 0
Upgrade Wildwood - Riverhead to 138 kV | 2030 |  | 7.7 | [14 empty] | 1.3793 | 1.3793 | 1.3793 | 1.3793 | 1.3793 | 1.3793 | 1.3793 | 1.3793 | 1.3793 | 1.3793 | 1.3793 | 1.3793 | 1.3793 | 1.3793 | 1.3793 | 1.3793 | 1.3793 | 1.3793 | 1.3793 | 1.3793 | 1.3793 | 1.3793 | 1.3793 | 1.3793 | 1.3793 | 1.3793 | 1.3793 | 1.3793 | 1.3793 | 1.3793 | 1.3793 | 1.3793 | 1.3793 | 1.3793 | 1.3793 | 35 |  | 10.0316 | 3.6699 | 3.6699 | 0 | 0 | 0
Bridgehampton - Buell New 69 kV UG Cable | 2030 |  | 33.2 | [14 empty] | 5.947 | 5.947 | 5.947 | 5.947 | 5.947 | 5.947 | 5.947 | 5.947 | 5.947 | 5.947 | 5.947 | 5.947 | 5.947 | 5.947 | 5.947 | 5.947 | 5.947 | 5.947 | 5.947 | 5.947 | 5.947 | 5.947 | 5.947 | 5.947 | 5.947 | 5.947 | 5.947 | 5.947 | 5.947 | 5.947 | 5.947 | 5.947 | 5.947 | 5.947 | 5.947 | 35 |  | 43.2533 | 15.8236 | 15.8236 | 0 | 0 | 0
Canal - Wainscott New 138 kV UG Cable | 2030 |  | 275.5 | [14 empty] | 49.3495 | 49.3495 | 49.3495 | 49.3495 | 49.3495 | 49.3495 | 49.3495 | 49.3495 | 49.3495 | 49.3495 | 49.3495 | 49.3495 | 49.3495 | 49.3495 | 49.3495 | 49.3495 | 49.3495 | 49.3495 | 49.3495 | 49.3495 | 49.3495 | 49.3495 | 49.3495 | 49.3495 | 49.3495 | 49.3495 | 49.3495 | 49.3495 | 49.3495 | 49.3495 | 49.3495 | 49.3495 | 49.3495 | 49.3495 | 49.3495 | 35 |  | 358.9243 | 75.911 | 75.911 | 0 | 0 | 0
Deferral to 2030 |  |  | 354 | [14 empty] | 63.411 | 63.411 | 63.411 | 63.411 | 63.411 | 63.411 | 63.411 | 63.411 | 63.411 | 63.411 | 63.411 | 63.411 | 63.411 | 63.411 | 63.411 | 63.411 | 63.411 | 63.411 | 63.411 | 63.411 | 63.411 | 63.411 | 63.411 | 63.411 | 63.411 | 63.411 | 63.411 | 63.411 | 63.411 | 63.411 | 63.411 | 63.411 | 63.411 | 63.411 | 63.411 | 35 |  | 461.1949 | 113.3251 | 113.3251 | 0 | 0 | 0 | =Area III Portion
[60 empty] | 6405901.0473 | =Area III Portion
Annual Avoided Costs for Deferral to 2022:
New Canal - Southampton Cable | 2022 |  |  | 0 | 4.5863 | 4.5863 | 4.5863 | 4.5863 | 4.5863 | -0.73048 | -0.73048 | -0.73048 | -0.73048 | -0.73048 | -0.73048 | -0.73048 | -0.73048 | -0.73048 | -0.73048 | -0.73048 | -0.73048 | -0.73048 | -0.73048 | -0.73048 | -0.73048 | -0.73048 | -0.73048 | -0.73048 | -0.73048 | -0.73048 | -0.73048 | -0.73048 | -0.73048 | -0.73048 | -0.73048 | -0.73048 | -0.73048 | -0.73048 | -0.73048 | -5.3168 | -5.3168 | -5.3168 | -5.3168 | -5.3168 | [8 empty] | 35 |  |  | 7.5604
Upgrade Wildwood - Riverhead to 138 kV | 2022 |  |  | 0 | 0.93922 | 0.93922 | 0.93922 | 0.93922 | 0.93922 | -0.14959 | -0.14959 | -0.14959 | -0.14959 | -0.14959 | -0.14959 | -0.14959 | -0.14959 | -0.14959 | -0.14959 | -0.14959 | -0.14959 | -0.14959 | -0.14959 | -0.14959 | -0.14959 | -0.14959 | -0.14959 | -0.14959 | -0.14959 | -0.14959 | -0.14959 | -0.14959 | -0.14959 | -0.14959 | -0.14959 | -0.14959 | -0.14959 | -0.14959 | -0.14959 | -1.0888 | -1.0888 | -1.0888 | -1.0888 | -1.0888 | [8 empty] | 35 |  |  | 1.5483
Bridgehampton - Buell New 69 kV UG Cable | 2022 |  |  | 0 | 4.0496 | 4.0496 | 4.0496 | 4.0496 | 4.0496 | -0.645 | -0.645 | -0.645 | -0.645 | -0.645 | -0.645 | -0.645 | -0.645 | -0.645 | -0.645 | -0.645 | -0.645 | -0.645 | -0.645 | -0.645 | -0.645 | -0.645 | -0.645 | -0.645 | -0.645 | -0.645 | -0.645 | -0.645 | -0.645 | -0.645 | -0.645 | -0.645 | -0.645 | -0.645 | -0.645 | -4.6946 | -4.6946 | -4.6946 | -4.6946 | -4.6946 | [8 empty] | 35 |  |  | 6.6757
Canal - Wainscott New 138 kV UG Cable | 2022 |  |  | 0 | 0 | 0 | 0 | 0 | 0 | 0 | 0 | 0 | 0 | 0 | 0 | 0 | 0 | 0 | 0 | 0 | 0 | 0 | 0 | 0 | 0 | 0 | 0 | 0 | 0 | 0 | 0 | 0 | 0 | 0 | 0 | 0 | 0 | 0 | 0 | 0 | 0 | 0 | 0 | 0 | [8 empty] | 0 |  |  | 0
Annual Avoided Costs for Deferral to 2023:
New Canal - Southampton Cable | 2023 |  |  | 0 | 4.5863 | 4.5863 | 4.5863 | 4.5863 | 4.5863 | 4.5863 | -0.88999 | -0.88999 | -0.88999 | -0.88999 | -0.88999 | -0.88999 | -0.88999 | -0.88999 | -0.88999 | -0.88999 | -0.88999 | -0.88999 | -0.88999 | -0.88999 | -0.88999 | -0.88999 | -0.88999 | -0.88999 | -0.88999 | -0.88999 | -0.88999 | -0.88999 | -0.88999 | -0.88999 | -0.88999 | -0.88999 | -0.88999 | -0.88999 | -0.88999 | -5.4763 | -5.4763 | -5.4763 | -5.4763 | -5.4763 | -5.4763 | [7 empty] | 35 |  |  | 8.9667
Upgrade Wildwood - Riverhead to 138 kV | 2023 |  |  | 0 | 0.93922 | 0.93922 | 0.93922 | 0.93922 | 0.93922 | 0.93922 | -0.18226 | -0.18226 | -0.18226 | -0.18226 | -0.18226 | -0.18226 | -0.18226 | -0.18226 | -0.18226 | -0.18226 | -0.18226 | -0.18226 | -0.18226 | -0.18226 | -0.18226 | -0.18226 | -0.18226 | -0.18226 | -0.18226 | -0.18226 | -0.18226 | -0.18226 | -0.18226 | -0.18226 | -0.18226 | -0.18226 | -0.18226 | -0.18226 | -0.18226 | -1.1215 | -1.1215 | -1.1215 | -1.1215 | -1.1215 | -1.1215 | [7 empty] | 35 |  |  | 1.8363
Bridgehampton - Buell New 69 kV UG Cable | 2023 |  |  | 0 | 4.0496 | 4.0496 | 4.0496 | 4.0496 | 4.0496 | 4.0496 | -0.78584 | -0.78584 | -0.78584 | -0.78584 | -0.78584 | -0.78584 | -0.78584 | -0.78584 | -0.78584 | -0.78584 | -0.78584 | -0.78584 | -0.78584 | -0.78584 | -0.78584 | -0.78584 | -0.78584 | -0.78584 | -0.78584 | -0.78584 | -0.78584 | -0.78584 | -0.78584 | -0.78584 | -0.78584 | -0.78584 | -0.78584 | -0.78584 | -0.78584 | -4.8355 | -4.8355 | -4.8355 | -4.8355 | -4.8355 | -4.8355 | [7 empty] | 35 |  |  | 7.9174
Canal - Wainscott New 138 kV UG Cable | 2023 |  |  | 0 | 0 | 0 | 0 | 0 | 0 | 38.957 | -1.1687 | -1.1687 | -1.1687 | -1.1687 | -1.1687 | -1.1687 | -1.1687 | -1.1687 | -1.1687 | -1.1687 | -1.1687 | -1.1687 | -1.1687 | -1.1687 | -1.1687 | -1.1687 | -1.1687 | -1.1687 | -1.1687 | -1.1687 | -1.1687 | -1.1687 | -1.1687 | -1.1687 | -1.1687 | -1.1687 | -1.1687 | -1.1687 | -1.1687 | -1.1687 | -1.1687 | -1.1687 | -1.1687 | -1.1687 | -40.1257 | [7 empty] | 35 |  |  | 10.3042
Annual Avoided Costs for Deferral to 2024:
New Canal - Southampton Cable | 2024 |  |  | 0 | 4.5863 | 4.5863 | 4.5863 | 4.5863 | 4.5863 | 4.5863 | 4.5863 | -1.0543 | -1.0543 | -1.0543 | -1.0543 | -1.0543 | -1.0543 | -1.0543 | -1.0543 | -1.0543 | -1.0543 | -1.0543 | -1.0543 | -1.0543 | -1.0543 | -1.0543 | -1.0543 | -1.0543 | -1.0543 | -1.0543 | -1.0543 | -1.0543 | -1.0543 | -1.0543 | -1.0543 | -1.0543 | -1.0543 | -1.0543 | -1.0543 | -5.6406 | -5.6406 | -5.6406 | -5.6406 | -5.6406 | -5.6406 | -5.6406 | [6 empty] | 35 |  |  | 10.3397
Upgrade Wildwood - Riverhead to 138 kV | 2024 |  |  | 0 | 0.93922 | 0.93922 | 0.93922 | 0.93922 | 0.93922 | 0.93922 | 0.93922 | -0.2159 | -0.2159 | -0.2159 | -0.2159 | -0.2159 | -0.2159 | -0.2159 | -0.2159 | -0.2159 | -0.2159 | -0.2159 | -0.2159 | -0.2159 | -0.2159 | -0.2159 | -0.2159 | -0.2159 | -0.2159 | -0.2159 | -0.2159 | -0.2159 | -0.2159 | -0.2159 | -0.2159 | -0.2159 | -0.2159 | -0.2159 | -0.2159 | -1.1551 | -1.1551 | -1.1551 | -1.1551 | -1.1551 | -1.1551 | -1.1551 | [6 empty] | 35 |  |  | 2.1174
Bridgehampton - Buell New 69 kV UG Cable | 2024 |  |  | 0 | 4.0496 | 4.0496 | 4.0496 | 4.0496 | 4.0496 | 4.0496 | 4.0496 | -0.9309 | -0.9309 | -0.9309 | -0.9309 | -0.9309 | -0.9309 | -0.9309 | -0.9309 | -0.9309 | -0.9309 | -0.9309 | -0.9309 | -0.9309 | -0.9309 | -0.9309 | -0.9309 | -0.9309 | -0.9309 | -0.9309 | -0.9309 | -0.9309 | -0.9309 | -0.9309 | -0.9309 | -0.9309 | -0.9309 | -0.9309 | -0.9309 | -4.9805 | -4.9805 | -4.9805 | -4.9805 | -4.9805 | -4.9805 | -4.9805 | [6 empty] | 35 |  |  | 9.1297
Canal - Wainscott New 138 kV UG Cable | 2024 |  |  | 0 | 0 | 0 | 0 | 0 | 0 | 38.957 | 38.957 | -2.3725 | -2.3725 | -2.3725 | -2.3725 | -2.3725 | -2.3725 | -2.3725 | -2.3725 | -2.3725 | -2.3725 | -2.3725 | -2.3725 | -2.3725 | -2.3725 | -2.3725 | -2.3725 | -2.3725 | -2.3725 | -2.3725 | -2.3725 | -2.3725 | -2.3725 | -2.3725 | -2.3725 | -2.3725 | -2.3725 | -2.3725 | -2.3725 | -2.3725 | -2.3725 | -2.3725 | -2.3725 | -2.3725 | -41.3295 | -41.3295 | [6 empty] | 35 |  |  | 20.3641
Annual Avoided Costs for Deferral to 2025:
New Canal - Southampton Cable | 2025 |  |  | 0 | 4.5863 | 4.5863 | 4.5863 | 4.5863 | 4.5863 | 4.5863 | 4.5863 | 4.5863 | -1.2235 | -1.2235 | -1.2235 | -1.2235 | -1.2235 | -1.2235 | -1.2235 | -1.2235 | -1.2235 | -1.2235 | -1.2235 | -1.2235 | -1.2235 | -1.2235 | -1.2235 | -1.2235 | -1.2235 | -1.2235 | -1.2235 | -1.2235 | -1.2235 | -1.2235 | -1.2235 | -1.2235 | -1.2235 | -1.2235 | -1.2235 | -5.8098 | -5.8098 | -5.8098 | -5.8098 | -5.8098 | -5.8098 | -5.8098 | -5.8098 | [5 empty] | 35 |  |  | 11.6801
Upgrade Wildwood - Riverhead to 138 kV | 2025 |  |  | 0 | 0.93922 | 0.93922 | 0.93922 | 0.93922 | 0.93922 | 0.93922 | 0.93922 | 0.93922 | -0.25056 | -0.25056 | -0.25056 | -0.25056 | -0.25056 | -0.25056 | -0.25056 | -0.25056 | -0.25056 | -0.25056 | -0.25056 | -0.25056 | -0.25056 | -0.25056 | -0.25056 | -0.25056 | -0.25056 | -0.25056 | -0.25056 | -0.25056 | -0.25056 | -0.25056 | -0.25056 | -0.25056 | -0.25056 | -0.25056 | -0.25056 | -1.1898 | -1.1898 | -1.1898 | -1.1898 | -1.1898 | -1.1898 | -1.1898 | -1.1898 | [5 empty] | 35 |  |  | 2.3919
Bridgehampton - Buell New 69 kV UG Cable | 2025 |  |  | 0 | 4.0496 | 4.0496 | 4.0496 | 4.0496 | 4.0496 | 4.0496 | 4.0496 | 4.0496 | -1.0803 | -1.0803 | -1.0803 | -1.0803 | -1.0803 | -1.0803 | -1.0803 | -1.0803 | -1.0803 | -1.0803 | -1.0803 | -1.0803 | -1.0803 | -1.0803 | -1.0803 | -1.0803 | -1.0803 | -1.0803 | -1.0803 | -1.0803 | -1.0803 | -1.0803 | -1.0803 | -1.0803 | -1.0803 | -1.0803 | -1.0803 | -5.13 | -5.13 | -5.13 | -5.13 | -5.13 | -5.13 | -5.13 | -5.13 | [5 empty] | 35 |  |  | 10.3133
Canal - Wainscott New 138 kV UG Cable | 2025 |  |  | 0 | 0 | 0 | 0 | 0 | 0 | 38.957 | 38.957 | 38.957 | -3.6124 | -3.6124 | -3.6124 | -3.6124 | -3.6124 | -3.6124 | -3.6124 | -3.6124 | -3.6124 | -3.6124 | -3.6124 | -3.6124 | -3.6124 | -3.6124 | -3.6124 | -3.6124 | -3.6124 | -3.6124 | -3.6124 | -3.6124 | -3.6124 | -3.6124 | -3.6124 | -3.6124 | -3.6124 | -3.6124 | -3.6124 | -3.6124 | -3.6124 | -3.6124 | -3.6124 | -3.6124 | -42.5693 | -42.5693 | -42.5693 | [5 empty] | 35 |  |  | 30.1857
Annual Avoided Costs for Deferral to 2026:
New Canal - Southampton Cable | 2026 |  |  | 0 | 4.5863 | 4.5863 | 4.5863 | 4.5863 | 4.5863 | 4.5863 | 4.5863 | 4.5863 | 4.5863 | -1.3978 | -1.3978 | -1.3978 | -1.3978 | -1.3978 | -1.3978 | -1.3978 | -1.3978 | -1.3978 | -1.3978 | -1.3978 | -1.3978 | -1.3978 | -1.3978 | -1.3978 | -1.3978 | -1.3978 | -1.3978 | -1.3978 | -1.3978 | -1.3978 | -1.3978 | -1.3978 | -1.3978 | -1.3978 | -1.3978 | -5.9841 | -5.9841 | -5.9841 | -5.9841 | -5.9841 | -5.9841 | -5.9841 | -5.9841 | -5.9841 |  |  |  |  | 35 |  |  | 12.9888
Upgrade Wildwood - Riverhead to 138 kV | 2026 |  |  | 0 | 0.93922 | 0.93922 | 0.93922 | 0.93922 | 0.93922 | 0.93922 | 0.93922 | 0.93922 | 0.93922 | -0.28625 | -0.28625 | -0.28625 | -0.28625 | -0.28625 | -0.28625 | -0.28625 | -0.28625 | -0.28625 | -0.28625 | -0.28625 | -0.28625 | -0.28625 | -0.28625 | -0.28625 | -0.28625 | -0.28625 | -0.28625 | -0.28625 | -0.28625 | -0.28625 | -0.28625 | -0.28625 | -0.28625 | -0.28625 | -0.28625 | -1.2255 | -1.2255 | -1.2255 | -1.2255 | -1.2255 | -1.2255 | -1.2255 | -1.2255 | -1.2255 |  |  |  |  | 35 |  |  | 2.6599
Bridgehampton - Buell New 69 kV UG Cable | 2026 |  |  | 0 | 4.0496 | 4.0496 | 4.0496 | 4.0496 | 4.0496 | 4.0496 | 4.0496 | 4.0496 | 4.0496 | -1.2342 | -1.2342 | -1.2342 | -1.2342 | -1.2342 | -1.2342 | -1.2342 | -1.2342 | -1.2342 | -1.2342 | -1.2342 | -1.2342 | -1.2342 | -1.2342 | -1.2342 | -1.2342 | -1.2342 | -1.2342 | -1.2342 | -1.2342 | -1.2342 | -1.2342 | -1.2342 | -1.2342 | -1.2342 | -1.2342 | -5.2839 | -5.2839 | -5.2839 | -5.2839 | -5.2839 | -5.2839 | -5.2839 | -5.2839 | -5.2839 |  |  |  |  | 35 |  |  | 11.4688
Canal - Wainscott New 138 kV UG Cable | 2026 |  |  | 0 | 0 | 0 | 0 | 0 | 0 | 38.957 | 38.957 | 38.957 | 38.957 | -4.8894 | -4.8894 | -4.8894 | -4.8894 | -4.8894 | -4.8894 | -4.8894 | -4.8894 | -4.8894 | -4.8894 | -4.8894 | -4.8894 | -4.8894 | -4.8894 | -4.8894 | -4.8894 | -4.8894 | -4.8894 | -4.8894 | -4.8894 | -4.8894 | -4.8894 | -4.8894 | -4.8894 | -4.8894 | -4.8894 | -4.8894 | -4.8894 | -4.8894 | -4.8894 | -4.8894 | -43.8464 | -43.8464 | -43.8464 | -43.8464 |  |  |  |  | 35 |  |  | 39.7746
Annual Avoided Costs for Deferral to 2027:
New Canal - Southampton Cable | 2027 |  |  | 0 | 4.5863 | 4.5863 | 4.5863 | 4.5863 | 4.5863 | 4.5863 | 4.5863 | 4.5863 | 4.5863 | 4.5863 | -1.5773 | -1.5773 | -1.5773 | -1.5773 | -1.5773 | -1.5773 | -1.5773 | -1.5773 | -1.5773 | -1.5773 | -1.5773 | -1.5773 | -1.5773 | -1.5773 | -1.5773 | -1.5773 | -1.5773 | -1.5773 | -1.5773 | -1.5773 | -1.5773 | -1.5773 | -1.5773 | -1.5773 | -1.5773 | -6.1636 | -6.1636 | -6.1636 | -6.1636 | -6.1636 | -6.1636 | -6.1636 | -6.1636 | -6.1636 | -6.1636 |  |  |  | 35 |  |  | 14.2665
Upgrade Wildwood - Riverhead to 138 kV | 2027 |  |  | 0 | 0.93922 | 0.93922 | 0.93922 | 0.93922 | 0.93922 | 0.93922 | 0.93922 | 0.93922 | 0.93922 | 0.93922 | -0.32301 | -0.32301 | -0.32301 | -0.32301 | -0.32301 | -0.32301 | -0.32301 | -0.32301 | -0.32301 | -0.32301 | -0.32301 | -0.32301 | -0.32301 | -0.32301 | -0.32301 | -0.32301 | -0.32301 | -0.32301 | -0.32301 | -0.32301 | -0.32301 | -0.32301 | -0.32301 | -0.32301 | -0.32301 | -1.2622 | -1.2622 | -1.2622 | -1.2622 | -1.2622 | -1.2622 | -1.2622 | -1.2622 | -1.2622 | -1.2622 |  |  |  | 35 |  |  | 2.9216
Bridgehampton - Buell New 69 kV UG Cable | 2027 |  |  | 0 | 4.0496 | 4.0496 | 4.0496 | 4.0496 | 4.0496 | 4.0496 | 4.0496 | 4.0496 | 4.0496 | 4.0496 | -1.3927 | -1.3927 | -1.3927 | -1.3927 | -1.3927 | -1.3927 | -1.3927 | -1.3927 | -1.3927 | -1.3927 | -1.3927 | -1.3927 | -1.3927 | -1.3927 | -1.3927 | -1.3927 | -1.3927 | -1.3927 | -1.3927 | -1.3927 | -1.3927 | -1.3927 | -1.3927 | -1.3927 | -1.3927 | -5.4424 | -5.4424 | -5.4424 | -5.4424 | -5.4424 | -5.4424 | -5.4424 | -5.4424 | -5.4424 | -5.4424 |  |  |  | 35 |  |  | 12.597
Canal - Wainscott New 138 kV UG Cable | 2027 |  |  | 0 | 0 | 0 | 0 | 0 | 0 | 38.957 | 38.957 | 38.957 | 38.957 | 38.957 | -6.2048 | -6.2048 | -6.2048 | -6.2048 | -6.2048 | -6.2048 | -6.2048 | -6.2048 | -6.2048 | -6.2048 | -6.2048 | -6.2048 | -6.2048 | -6.2048 | -6.2048 | -6.2048 | -6.2048 | -6.2048 | -6.2048 | -6.2048 | -6.2048 | -6.2048 | -6.2048 | -6.2048 | -6.2048 | -6.2048 | -6.2048 | -6.2048 | -6.2048 | -6.2048 | -45.1618 | -45.1618 | -45.1618 | -45.1618 | -45.1618 |  |  |  | 35 |  |  | 49.1362
Annual Avoided Costs for Deferral to 2028:
New Canal - Southampton Cable | 2028 |  |  | 0 | 4.5863 | 4.5863 | 4.5863 | 4.5863 | 4.5863 | 4.5863 | 4.5863 | 4.5863 | 4.5863 | 4.5863 | 4.5863 | -1.7622 | -1.7622 | -1.7622 | -1.7622 | -1.7622 | -1.7622 | -1.7622 | -1.7622 | -1.7622 | -1.7622 | -1.7622 | -1.7622 | -1.7622 | -1.7622 | -1.7622 | -1.7622 | -1.7622 | -1.7622 | -1.7622 | -1.7622 | -1.7622 | -1.7622 | -1.7622 | -1.7622 | -6.3486 | -6.3486 | -6.3486 | -6.3486 | -6.3486 | -6.3486 | -6.3486 | -6.3486 | -6.3486 | -6.3486 | -6.3486 |  |  | 35 |  |  | 15.5138
Upgrade Wildwood - Riverhead to 138 kV | 2028 |  |  | 0 | 0.93922 | 0.93922 | 0.93922 | 0.93922 | 0.93922 | 0.93922 | 0.93922 | 0.93922 | 0.93922 | 0.93922 | 0.93922 | -0.36088 | -0.36088 | -0.36088 | -0.36088 | -0.36088 | -0.36088 | -0.36088 | -0.36088 | -0.36088 | -0.36088 | -0.36088 | -0.36088 | -0.36088 | -0.36088 | -0.36088 | -0.36088 | -0.36088 | -0.36088 | -0.36088 | -0.36088 | -0.36088 | -0.36088 | -0.36088 | -0.36088 | -1.3001 | -1.3001 | -1.3001 | -1.3001 | -1.3001 | -1.3001 | -1.3001 | -1.3001 | -1.3001 | -1.3001 | -1.3001 |  |  | 35 |  |  | 3.177
Bridgehampton - Buell New 69 kV UG Cable | 2028 |  |  | 0 | 4.0496 | 4.0496 | 4.0496 | 4.0496 | 4.0496 | 4.0496 | 4.0496 | 4.0496 | 4.0496 | 4.0496 | 4.0496 | -1.556 | -1.556 | -1.556 | -1.556 | -1.556 | -1.556 | -1.556 | -1.556 | -1.556 | -1.556 | -1.556 | -1.556 | -1.556 | -1.556 | -1.556 | -1.556 | -1.556 | -1.556 | -1.556 | -1.556 | -1.556 | -1.556 | -1.556 | -1.556 | -5.6056 | -5.6056 | -5.6056 | -5.6056 | -5.6056 | -5.6056 | -5.6056 | -5.6056 | -5.6056 | -5.6056 | -5.6056 |  |  | 35 |  |  | 13.6984
Canal - Wainscott New 138 kV UG Cable | 2028 |  |  | 0 | 0 | 0 | 0 | 0 | 0 | 38.957 | 38.957 | 38.957 | 38.957 | 38.957 | 38.957 | -7.5597 | -7.5597 | -7.5597 | -7.5597 | -7.5597 | -7.5597 | -7.5597 | -7.5597 | -7.5597 | -7.5597 | -7.5597 | -7.5597 | -7.5597 | -7.5597 | -7.5597 | -7.5597 | -7.5597 | -7.5597 | -7.5597 | -7.5597 | -7.5597 | -7.5597 | -7.5597 | -7.5597 | -7.5597 | -7.5597 | -7.5597 | -7.5597 | -7.5597 | -46.5167 | -46.5167 | -46.5167 | -46.5167 | -46.5167 | -46.5167 |  |  | 35 |  |  | 58.276
Annual Avoided Costs for Deferral to 2029:
New Canal - Southampton Cable | 2029 |  |  | 0 | 4.5863 | 4.5863 | 4.5863 | 4.5863 | 4.5863 | 4.5863 | 4.5863 | 4.5863 | 4.5863 | 4.5863 | 4.5863 | 4.5863 | -1.9527 | -1.9527 | -1.9527 | -1.9527 | -1.9527 | -1.9527 | -1.9527 | -1.9527 | -1.9527 | -1.9527 | -1.9527 | -1.9527 | -1.9527 | -1.9527 | -1.9527 | -1.9527 | -1.9527 | -1.9527 | -1.9527 | -1.9527 | -1.9527 | -1.9527 | -1.9527 | -6.539 | -6.539 | -6.539 | -6.539 | -6.539 | -6.539 | -6.539 | -6.539 | -6.539 | -6.539 | -6.539 | -6.539 |  | 35 |  |  | 16.7317
Upgrade Wildwood - Riverhead to 138 kV | 2029 |  |  | 0 | 0.93922 | 0.93922 | 0.93922 | 0.93922 | 0.93922 | 0.93922 | 0.93922 | 0.93922 | 0.93922 | 0.93922 | 0.93922 | 0.93922 | -0.39988 | -0.39988 | -0.39988 | -0.39988 | -0.39988 | -0.39988 | -0.39988 | -0.39988 | -0.39988 | -0.39988 | -0.39988 | -0.39988 | -0.39988 | -0.39988 | -0.39988 | -0.39988 | -0.39988 | -0.39988 | -0.39988 | -0.39988 | -0.39988 | -0.39988 | -0.39988 | -1.3391 | -1.3391 | -1.3391 | -1.3391 | -1.3391 | -1.3391 | -1.3391 | -1.3391 | -1.3391 | -1.3391 | -1.3391 | -1.3391 |  | 35 |  |  | 3.4264
Bridgehampton - Buell New 69 kV UG Cable | 2029 |  |  | 0 | 4.0496 | 4.0496 | 4.0496 | 4.0496 | 4.0496 | 4.0496 | 4.0496 | 4.0496 | 4.0496 | 4.0496 | 4.0496 | 4.0496 | -1.7242 | -1.7242 | -1.7242 | -1.7242 | -1.7242 | -1.7242 | -1.7242 | -1.7242 | -1.7242 | -1.7242 | -1.7242 | -1.7242 | -1.7242 | -1.7242 | -1.7242 | -1.7242 | -1.7242 | -1.7242 | -1.7242 | -1.7242 | -1.7242 | -1.7242 | -1.7242 | -5.7738 | -5.7738 | -5.7738 | -5.7738 | -5.7738 | -5.7738 | -5.7738 | -5.7738 | -5.7738 | -5.7738 | -5.7738 | -5.7738 |  | 35 |  |  | 14.7737
Canal - Wainscott New 138 kV UG Cable | 2029 |  |  | 0 | 0 | 0 | 0 | 0 | 0 | 38.957 | 38.957 | 38.957 | 38.957 | 38.957 | 38.957 | 38.957 | -8.9552 | -8.9552 | -8.9552 | -8.9552 | -8.9552 | -8.9552 | -8.9552 | -8.9552 | -8.9552 | -8.9552 | -8.9552 | -8.9552 | -8.9552 | -8.9552 | -8.9552 | -8.9552 | -8.9552 | -8.9552 | -8.9552 | -8.9552 | -8.9552 | -8.9552 | -8.9552 | -8.9552 | -8.9552 | -8.9552 | -8.9552 | -8.9552 | -47.9122 | -47.9122 | -47.9122 | -47.9122 | -47.9122 | -47.9122 | -47.9122 |  | 35 |  |  | 67.1992
Annual Avoided Costs for Deferral to 2030:
New Canal - Southampton Cable | 2030 |  |  | 0 | 4.5863 | 4.5863 | 4.5863 | 4.5863 | 4.5863 | 4.5863 | 4.5863 | 4.5863 | 4.5863 | 4.5863 | 4.5863 | 4.5863 | 4.5863 | -2.1489 | -2.1489 | -2.1489 | -2.1489 | -2.1489 | -2.1489 | -2.1489 | -2.1489 | -2.1489 | -2.1489 | -2.1489 | -2.1489 | -2.1489 | -2.1489 | -2.1489 | -2.1489 | -2.1489 | -2.1489 | -2.1489 | -2.1489 | -2.1489 | -2.1489 | -6.7352 | -6.7352 | -6.7352 | -6.7352 | -6.7352 | -6.7352 | -6.7352 | -6.7352 | -6.7352 | -6.7352 | -6.7352 | -6.7352 | -6.7352 | 35 |  |  | 17.9206
Upgrade Wildwood - Riverhead to 138 kV | 2030 |  |  | 0 | 0.93922 | 0.93922 | 0.93922 | 0.93922 | 0.93922 | 0.93922 | 0.93922 | 0.93922 | 0.93922 | 0.93922 | 0.93922 | 0.93922 | 0.93922 | -0.44006 | -0.44006 | -0.44006 | -0.44006 | -0.44006 | -0.44006 | -0.44006 | -0.44006 | -0.44006 | -0.44006 | -0.44006 | -0.44006 | -0.44006 | -0.44006 | -0.44006 | -0.44006 | -0.44006 | -0.44006 | -0.44006 | -0.44006 | -0.44006 | -0.44006 | -1.3793 | -1.3793 | -1.3793 | -1.3793 | -1.3793 | -1.3793 | -1.3793 | -1.3793 | -1.3793 | -1.3793 | -1.3793 | -1.3793 | -1.3793 | 35 |  |  | 3.6699
Bridgehampton - Buell New 69 kV UG Cable | 2030 |  |  | 0 | 4.0496 | 4.0496 | 4.0496 | 4.0496 | 4.0496 | 4.0496 | 4.0496 | 4.0496 | 4.0496 | 4.0496 | 4.0496 | 4.0496 | 4.0496 | -1.8974 | -1.8974 | -1.8974 | -1.8974 | -1.8974 | -1.8974 | -1.8974 | -1.8974 | -1.8974 | -1.8974 | -1.8974 | -1.8974 | -1.8974 | -1.8974 | -1.8974 | -1.8974 | -1.8974 | -1.8974 | -1.8974 | -1.8974 | -1.8974 | -1.8974 | -5.947 | -5.947 | -5.947 | -5.947 | -5.947 | -5.947 | -5.947 | -5.947 | -5.947 | -5.947 | -5.947 | -5.947 | -5.947 | 35 |  |  | 15.8236
Canal - Wainscott New 138 kV UG Cable | 2030 |  |  | 0 | 0 | 0 | 0 | 0 | 0 | 38.957 | 38.957 | 38.957 | 38.957 | 38.957 | 38.957 | 38.957 | 38.957 | -10.3926 | -10.3926 | -10.3926 | -10.3926 | -10.3926 | -10.3926 | -10.3926 | -10.3926 | -10.3926 | -10.3926 | -10.3926 | -10.3926 | -10.3926 | -10.3926 | -10.3926 | -10.3926 | -10.3926 | -10.3926 | -10.3926 | -10.3926 | -10.3926 | -10.3926 | -10.3926 | -10.3926 | -10.3926 | -10.3926 | -10.3926 | -49.3495 | -49.3495 | -49.3495 | -49.3495 | -49.3495 | -49.3495 | -49.3495 | -49.3495 | 35 |  |  | 75.911
Actual Avoided Cost for Portfolio Projects in Area as % of Transmission Projects in Area
Total - All Areas (No Deferrals,$Millions) |  |  | 513.3 |  | 11.3926 | 11.9957 | 12.358 | 30.5918 | 30.5918 | 69.5487 | 69.5487 | 69.5487 | 69.5487 | 69.5487 | 69.5487 | 69.5487 | 69.5487 | 69.5487 | 69.5487 | 69.5487 | 69.5487 | 69.5487 | 69.5487 | 69.5487 | 69.5487 | 69.5487 | 69.5487 | 69.5487 | 69.5487 | 69.5487 | 69.5487 | 69.5487 | 69.5487 | 69.5487 | 69.5487 | 69.5487 | 69.5487 | 69.5487 | 69.5487 | 58.1561 | 57.553 | 57.1907 | 38.957 | 38.957 | 0 | 0 | 0 | 0 | 0 | 0 | 0 | 0 |  | 60.19 | 840.6482 | 30.4814 | = max. total avoided cost in portfolio |  | 94.03%
[56 empty] | 4.0884 | = Area I projects differential |  | 157.6%
[56 empty] | 10.6087 | = Area II projects differential |  | 247.7%
[56 empty] | 15.7843 | = Area III projects differential |  | 15.36%
Area I Projects:
[56 empty] | 3.8129 | Amagansett Conversion 33 kV
[56 empty] | 1.5252 | East Hampton Conversion 33 kV
[56 empty] | 1.7635 | Buell Conversion 33 kV
[56 empty] | 2.0853 | Hither Hills Conversion to 33 kV
[56 empty] | 1.1012 | Culloden Pt Conversion to 33 kV
Area II Projects:
[56 empty] | 35.0073 | Riverhead Canal 2nd Line and Bank
Area III Projects:
[56 empty] | 8.9667 | New Canal - Southampton Cable
[56 empty] | 1.5483 | Upgrade Wildwood - Riverhead to 138 kV
[56 empty] | 7.9174 | Bridgehampton - Buell New 69 kV UG Cable
[56 empty] | 58.276 | Canal - Wainscott New 138 kV UG Cable
[56 empty] | 122.0037 | = max. total avoided cost in portfolio with deferrals past deferral baseline years
Annual Avoided Costs for Deferrals: (see note*)
| Deferral Year |  |  | 2016 | 2017 | 2018 | 2019 | 2020 | 2021 | 2022 | 2023 | 2024 | 2025 | 2026 | 2027 | 2028 | 2029 | 2030 | 2031 | 2032 | 2033 | 2034 | 2035 | 2036 | 2037 | 2038 | 2039 | 2040 | 2041 | 2042 | 2043 | 2044 | 2045 | 2046 | 2047 | 2048 | 2049 | 2050 | 2051 | 2052 | 2053 | 2054 | 2055 | 2056 | 2057 | 2058 | 2059 | 2060 | 2061 | 2062 | 2063 | 2064 |  |  |  |  | Output: NPV of Transmission Avoided Costs for Portfolio
Area I Projects:
Amagansett Conversion 33 kV | 2030 |  |  | 0 | 1.5381 | 1.5381 | 1.5381 | 1.5381 | 1.5381 | 1.5381 | 1.5381 | 1.5381 | 1.5381 | 1.5381 | 1.5381 | 1.5381 | 1.5381 | -0.72065 | -0.72065 | -0.72065 | -0.72065 | -0.72065 | -0.72065 | -0.72065 | -0.72065 | -0.72065 | -0.72065 | -0.72065 | -0.72065 | -0.72065 | -0.72065 | -0.72065 | -0.72065 | -0.72065 | -0.72065 | -0.72065 | -0.72065 | -0.72065 | -0.72065 | -2.2587 | -2.2587 | -2.2587 | -2.2587 | -2.2587 | -2.2587 | -2.2587 | -2.2587 | -2.2587 | -2.2587 | -2.2587 | -2.2587 | -2.2587 | 35 |  | 6.0099 |  | -6009947.1631
East Hampton Conversion 33 kV | 2030 |  |  | 0 | 0.61524 | 0.61524 | 0.61524 | 0.61524 | 0.61524 | 0.61524 | 0.61524 | 0.61524 | 0.61524 | 0.61524 | 0.61524 | 0.61524 | 0.61524 | -0.28826 | -0.28826 | -0.28826 | -0.28826 | -0.28826 | -0.28826 | -0.28826 | -0.28826 | -0.28826 | -0.28826 | -0.28826 | -0.28826 | -0.28826 | -0.28826 | -0.28826 | -0.28826 | -0.28826 | -0.28826 | -0.28826 | -0.28826 | -0.28826 | -0.28826 | -0.9035 | -0.9035 | -0.9035 | -0.9035 | -0.9035 | -0.9035 | -0.9035 | -0.9035 | -0.9035 | -0.9035 | -0.9035 | -0.9035 | -0.9035 | 35 |  | 2.404 |  | -2403978.8653
Buell Conversion 33 kV | 2030 |  |  | 0 | 0.71137 | 0.71137 | 0.71137 | 0.71137 | 0.71137 | 0.71137 | 0.71137 | 0.71137 | 0.71137 | 0.71137 | 0.71137 | 0.71137 | 0.71137 | -0.3333 | -0.3333 | -0.3333 | -0.3333 | -0.3333 | -0.3333 | -0.3333 | -0.3333 | -0.3333 | -0.3333 | -0.3333 | -0.3333 | -0.3333 | -0.3333 | -0.3333 | -0.3333 | -0.3333 | -0.3333 | -0.3333 | -0.3333 | -0.3333 | -0.3333 | -1.0447 | -1.0447 | -1.0447 | -1.0447 | -1.0447 | -1.0447 | -1.0447 | -1.0447 | -1.0447 | -1.0447 | -1.0447 | -1.0447 | -1.0447 | 35 |  | 2.7796 |  | -2779600.5629
Hither Hills Conversion to 33 kV | 2030 |  |  | 0 | 0 | 0.95054 | 0.95054 | 0.95054 | 0.95054 | 0.95054 | 0.95054 | 0.95054 | 0.95054 | 0.95054 | 0.95054 | 0.95054 | 0.95054 | -0.4047 | -0.4047 | -0.4047 | -0.4047 | -0.4047 | -0.4047 | -0.4047 | -0.4047 | -0.4047 | -0.4047 | -0.4047 | -0.4047 | -0.4047 | -0.4047 | -0.4047 | -0.4047 | -0.4047 | -0.4047 | -0.4047 | -0.4047 | -0.4047 | -0.4047 | -0.4047 | -1.3552 | -1.3552 | -1.3552 | -1.3552 | -1.3552 | -1.3552 | -1.3552 | -1.3552 | -1.3552 | -1.3552 | -1.3552 | -1.3552 | 35 |  | 3.2869 |  | -3286944.6039
Culloden Pt Conversion to 33 kV | 2030 |  |  | 0 | 0 | 0 | 0.57112 | 0.57112 | 0.57112 | 0.57112 | 0.57112 | 0.57112 | 0.57112 | 0.57112 | 0.57112 | 0.57112 | 0.57112 | -0.21944 | -0.21944 | -0.21944 | -0.21944 | -0.21944 | -0.21944 | -0.21944 | -0.21944 | -0.21944 | -0.21944 | -0.21944 | -0.21944 | -0.21944 | -0.21944 | -0.21944 | -0.21944 | -0.21944 | -0.21944 | -0.21944 | -0.21944 | -0.21944 | -0.21944 | -0.21944 | -0.21944 | -0.79056 | -0.79056 | -0.79056 | -0.79056 | -0.79056 | -0.79056 | -0.79056 | -0.79056 | -0.79056 | -0.79056 | -0.79056 | 35 |  | 1.7357 |  | -1735697.0827
Area II Projects:
Riverhead Canal 2nd Line and Bank | 2027 |  |  | 0 | 0 | 0 | 0 | 45.1681 | 45.1681 | 45.1681 | 45.1681 | 45.1681 | 45.1681 | 45.1681 | -10.383 | -10.383 | -10.383 | -10.383 | -10.383 | -10.383 | -10.383 | -10.383 | -10.383 | -10.383 | -10.383 | -10.383 | -10.383 | -10.383 | -10.383 | -10.383 | -10.383 | -10.383 | -10.383 | -10.383 | -10.383 | -10.383 | -10.383 | -10.383 | -10.383 | -10.383 | -10.383 | -10.383 | -55.5511 | -55.5511 | -55.5511 | -55.5511 | -55.5511 | -55.5511 | -55.5511 | 0 | 0 | 0 | 35 |  | 86.7192 |  | -86719248.195
Area III Projects:
New Canal - Southampton Cable | 2023 |  |  | 0 | 0.7043 | 0.7043 | 0.7043 | 0.7043 | 0.7043 | 0.7043 | -0.13667 | -0.13667 | -0.13667 | -0.13667 | -0.13667 | -0.13667 | -0.13667 | -0.13667 | -0.13667 | -0.13667 | -0.13667 | -0.13667 | -0.13667 | -0.13667 | -0.13667 | -0.13667 | -0.13667 | -0.13667 | -0.13667 | -0.13667 | -0.13667 | -0.13667 | -0.13667 | -0.13667 | -0.13667 | -0.13667 | -0.13667 | -0.13667 | -0.13667 | -0.84097 | -0.84097 | -0.84097 | -0.84097 | -0.84097 | -0.84097 | 0 | 0 | 0 | 0 | 0 | 0 | 0 | 35 |  | 1.377 |  | -1376975.5015
Upgrade Wildwood - Riverhead to 138 kV | 2022 |  |  | 0 | 0.14423 | 0.14423 | 0.14423 | 0.14423 | 0.14423 | -0.022972 | -0.022972 | -0.022972 | -0.022972 | -0.022972 | -0.022972 | -0.022972 | -0.022972 | -0.022972 | -0.022972 | -0.022972 | -0.022972 | -0.022972 | -0.022972 | -0.022972 | -0.022972 | -0.022972 | -0.022972 | -0.022972 | -0.022972 | -0.022972 | -0.022972 | -0.022972 | -0.022972 | -0.022972 | -0.022972 | -0.022972 | -0.022972 | -0.022972 | -0.022972 | -0.1672 | -0.1672 | -0.1672 | -0.1672 | -0.1672 | 0 | 0 | 0 | 0 | 0 | 0 | 0 | 0 | 35 |  | 0.23776 |  | -237761.2182
Bridgehampton - Buell New 69 kV UG Cable | 2023 |  |  | 0 | 0.62188 | 0.62188 | 0.62188 | 0.62188 | 0.62188 | 0.62188 | -0.12068 | -0.12068 | -0.12068 | -0.12068 | -0.12068 | -0.12068 | -0.12068 | -0.12068 | -0.12068 | -0.12068 | -0.12068 | -0.12068 | -0.12068 | -0.12068 | -0.12068 | -0.12068 | -0.12068 | -0.12068 | -0.12068 | -0.12068 | -0.12068 | -0.12068 | -0.12068 | -0.12068 | -0.12068 | -0.12068 | -0.12068 | -0.12068 | -0.12068 | -0.74256 | -0.74256 | -0.74256 | -0.74256 | -0.74256 | -0.74256 | 0 | 0 | 0 | 0 | 0 | 0 | 0 | 35 |  | 1.2158 |  | -1215840.0705
Canal - Wainscott New 138 kV UG Cable | 2028 |  |  | 0 | 0 | 0 | 0 | 0 | 0 | 5.9825 | 5.9825 | 5.9825 | 5.9825 | 5.9825 | 5.9825 | -1.1609 | -1.1609 | -1.1609 | -1.1609 | -1.1609 | -1.1609 | -1.1609 | -1.1609 | -1.1609 | -1.1609 | -1.1609 | -1.1609 | -1.1609 | -1.1609 | -1.1609 | -1.1609 | -1.1609 | -1.1609 | -1.1609 | -1.1609 | -1.1609 | -1.1609 | -1.1609 | -1.1609 | -1.1609 | -1.1609 | -1.1609 | -1.1609 | -1.1609 | -7.1434 | -7.1434 | -7.1434 | -7.1434 | -7.1434 | -7.1434 | 0 | 0 | 35 |  | 8.9492 |  | -8949191.4117
Total - All Areas (Avoided Costs, $Millions) |  |  |  | 0 | 4.3351 | 5.2857 | 5.8568 | 51.0249 | 51.0249 | 56.8401 | 55.2566 | 55.2566 | 55.2566 | 55.2566 | -0.29448 | -7.4378 | -7.4378 | -13.7905 | -13.7905 | -13.7905 | -13.7905 | -13.7905 | -13.7905 | -13.7905 | -13.7905 | -13.7905 | -13.7905 | -13.7905 | -13.7905 | -13.7905 | -13.7905 | -13.7905 | -13.7905 | -13.7905 | -13.7905 | -13.7905 | -13.7905 | -13.7905 | -13.7905 | -18.1257 | -19.0762 | -19.6473 | -64.8154 | -64.8154 | -70.6307 | -69.0471 | -69.0471 | -69.0471 | -69.0471 | -13.4961 | -6.3527 | -6.3527 |  |  | 114.7152 |  | 114715184.6748 | check
$/kW-yr |  |  |  | 0 | 72.0239 | 87.8162 | 97.3048 | 847.7301 | 847.7301 | 944.345 | 918.036 | 918.036 | 918.036 | 918.036 | -4.8925 | -123.5727 | -123.5727 | -229.117 | -229.117 | -229.117 | -229.117 | -229.117 | -229.117 | -229.117 | -229.117 | -229.117 | -229.117 | -229.117 | -229.117 | -229.117 | -229.117 | -229.117 | -229.117 | -229.117 | -229.117 | -229.117 | -229.117 | -229.117 | -229.117 | -301.1408 | -316.9332 | -326.4217 | -1076.8471 | -1076.8471 | -1173.4619 | -1147.153 | -1147.153 | -1147.153 | -1147.153 | -224.2245 | -105.5442 | -105.5442 |  |  |  |  | 0
Discount Factor (Relative to 1/1/2016) = |  |  |  | 0.94787 | 0.89845 | 0.85161 | 0.80722 | 0.76513 | 0.72525 | 0.68744 | 0.6516 | 0.61763 | 0.58543 | 0.55491 | 0.52598 | 0.49856 | 0.47257 | 0.44793 | 0.42458 | 0.40245 | 0.38147 | 0.36158 | 0.34273 | 0.32486 | 0.30793 | 0.29187 | 0.27666 | 0.26223 | 0.24856 | 0.2356 | 0.22332 | 0.21168 | 0.20064 | 0.19018 | 0.18027 | 0.17087 | 0.16196 | 0.15352 | 0.14552 | 0.13793 | 0.13074 | 0.12392 | 0.11746 | 0.11134 | 0.10554 | 0.10003 | 0.094818 | 0.089875 | 0.08519 | 0.080748 | 0.076539 | 0.072549
* Note: A positive (+) avoided cost in a given year represents a cost savings relative to not having a transmission project deferral.

## Ph III-Portfolio 5
Version |  | Based on PSEGLI file: "East End Utility 2_0_Economics_2014_10_13_r28_Sargent_Lundy.xlsx"
Annual Revenue Requirements (Millions of $s)
1) Reference (Transmission only) Case
Project | I/S Year | Investor | Capital (2015$s) | 2016 | 2017 | 2018 | 2019 | 2020 | 2021 | 2022 | 2023 | 2024 | 2025 | 2026 | 2027 | 2028 | 2029 | 2030 | 2031 | 2032 | 2033 | 2034 | 2035 | 2036 | 2037 | 2038 | 2039 | 2040 | 2041 | 2042 | 2043 | 2044 | 2045 | 2046 | 2047 | 2048 | 2049 | 2050 | 2051 | 2052 | 2053 | 2054 | 2055 | 2056 | 2057 | 2058 | 2059 | 2060 | 2061 | 2062 | 2063 | 2064 |  |  | NPV |  |  |  |  | Project Inputs for Portfolio:
Transmission Reinforcement I | 2017 | PSEGLI | 93.4 | 0 | 11.3926 | 11.3926 | 11.3926 | 11.3926 | 11.3926 | 11.3926 | 11.3926 | 11.3926 | 11.3926 | 11.3926 | 11.3926 | 11.3926 | 11.3926 | 11.3926 | 11.3926 | 11.3926 | 11.3926 | 11.3926 | 11.3926 | 11.3926 | 11.3926 | 11.3926 | 11.3926 | 11.3926 | 11.3926 | 11.3926 | 11.3926 | 11.3926 | 11.3926 | 11.3926 | 11.3926 | 11.3926 | 11.3926 | 11.3926 | 11.3926 | [13 empty] | 35 |  | 166.1982 |  |  |  | Proposal Number = | ANB-109 | ANB-109 | HAL-101, GCN-101, AEG-101 | HAL-101, GCN-101, AEG-101 | HAL-101, GCN-101, AEG-101 | LIE-202, LIE-302 | AES-101 | AES-101 | AES-101
Transmission Reinforcement II | 2018 | PSEGLI | 4.8 | 0 | 0 | 0.60305 | 0.60305 | 0.60305 | 0.60305 | 0.60305 | 0.60305 | 0.60305 | 0.60305 | 0.60305 | 0.60305 | 0.60305 | 0.60305 | 0.60305 | 0.60305 | 0.60305 | 0.60305 | 0.60305 | 0.60305 | 0.60305 | 0.60305 | 0.60305 | 0.60305 | 0.60305 | 0.60305 | 0.60305 | 0.60305 | 0.60305 | 0.60305 | 0.60305 | 0.60305 | 0.60305 | 0.60305 | 0.60305 | 0.60305 | 0.60305 | [12 empty] | 35 |  | 8.3388 |  |  |  | Proposer Name = | a | b | c | d | e | f | g | h | i | j
Transmission Reinforcement III | 2019 | PSEGLI | 2.8 | 0 | 0 | 0 | 0.36233 | 0.36233 | 0.36233 | 0.36233 | 0.36233 | 0.36233 | 0.36233 | 0.36233 | 0.36233 | 0.36233 | 0.36233 | 0.36233 | 0.36233 | 0.36233 | 0.36233 | 0.36233 | 0.36233 | 0.36233 | 0.36233 | 0.36233 | 0.36233 | 0.36233 | 0.36233 | 0.36233 | 0.36233 | 0.36233 | 0.36233 | 0.36233 | 0.36233 | 0.36233 | 0.36233 | 0.36233 | 0.36233 | 0.36233 | 0.36233 | [11 empty] | 35 |  | 4.7491 |  |  |  | Proposal/Project =
Transmission Reinforcement IV | 2020 | PSEGLI | 136.8 | 0 | 0 | 0 | 0 | 18.2337 | 18.2337 | 18.2337 | 18.2337 | 18.2337 | 18.2337 | 18.2337 | 18.2337 | 18.2337 | 18.2337 | 18.2337 | 18.2337 | 18.2337 | 18.2337 | 18.2337 | 18.2337 | 18.2337 | 18.2337 | 18.2337 | 18.2337 | 18.2337 | 18.2337 | 18.2337 | 18.2337 | 18.2337 | 18.2337 | 18.2337 | 18.2337 | 18.2337 | 18.2337 | 18.2337 | 18.2337 | 18.2337 | 18.2337 | 18.2337 | [10 empty] | 35 |  | 226.5269 |  |  |  | Option Number =
Transmission Reinforcement V | 2022 | PSEGLI | 275.5 | 0 | 0 | 0 | 0 | 0 | 0 | 38.957 | 38.957 | 38.957 | 38.957 | 38.957 | 38.957 | 38.957 | 38.957 | 38.957 | 38.957 | 38.957 | 38.957 | 38.957 | 38.957 | 38.957 | 38.957 | 38.957 | 38.957 | 38.957 | 38.957 | 38.957 | 38.957 | 38.957 | 38.957 | 38.957 | 38.957 | 38.957 | 38.957 | 38.957 | 38.957 | 38.957 | 38.957 | 38.957 | 38.957 | 38.957 | [8 empty] | 35 |  | 434.8353 |  |  |  | Location =
Technology =
Total |  |  | 513.3 | 0 | 11.3926 | 11.9957 | 12.358 | 30.5918 | 30.5918 | 69.5487 | 69.5487 | 69.5487 | 69.5487 | 69.5487 | 69.5487 | 69.5487 | 69.5487 | 69.5487 | 69.5487 | 69.5487 | 69.5487 | 69.5487 | 69.5487 | 69.5487 | 69.5487 | 69.5487 | 69.5487 | 69.5487 | 69.5487 | 69.5487 | 69.5487 | 69.5487 | 69.5487 | 69.5487 | 69.5487 | 69.5487 | 69.5487 | 69.5487 | 69.5487 | 58.1561 | 57.553 | 57.1907 | 38.957 | 38.957 | 0 | 0 | 0 | 0 | 0 | 0 | 0 | 0 |  |  | 840.6482 |  |  |  | Interconnection Points =
2016 NPV @ 5.5%, thru 2035 |  |  |  | 559.7216 | [54 empty] | Other =
2016 NPV @ 5.5%, thru 2056 |  |  |  | 840.6482 | [50 empty] | Select Project Number = |  | 2 | Output: NPV of Transmission Avoided Costs for Portfolio | Output: NPV of Transmission Avoided Costs for Selected Project | 1 | 2 | 3 | 4 | 5 | 6 | 7 | 8 | 9 | 10 | Portion in Area 1 | Portion in Area 2 | Portion in Area 3 | Totals | check
[57 empty] | Selected Project Inputs | 111075041.05 | 18718871.4039 | [10 empty] | 33825898.1793 | 53619348.2832 | 23629794.5876 | 111075041.05 | Avoided Costs
[56 empty] | Project kW = | 10260 | 65410 | 10260 | 5130 | 10260 | 5480 | 13820 | 5070 | 10260 | 5130 | 5130 | 5130 | 0 | 15740 | 29210 | 20460 | 65410 | Gross kW in Portfolio
[56 empty] | Project Area (1, 2, or 3) = | 2 | All | 2 | 1 | 2 | 1 | 2 | 3 | 3 | 1 | 2 | 3 | 1
[56 empty] | Proportion of Peak Hours Covered = | 100% | - | 100% | 100% | 100% | 100% | 100% | 100% | 100% | 100% | 100% | 100% | 100%
[56 empty] | Project COD = | 2019 | - | 2019 | 2019 | 2019 | 2017 | 2017 | 2017 | 2018 | 2018 | 2018 | 2018 | 2019
[56 empty] | Effective kW = | 10260 | 65410 | 10260 | 5130 | 10260 | 5480 | 13820 | 5070 | 10260 | 5130 | 5130 | 5130 | 0 | 15740 | 29210 | 20460 | 65410 | Effective kW in Portfolio
[70 empty] | 14000 | 28000 | 10000 | 52000 | Baseline kW Requirements
| I/S Year |  | Capital (2015$s) | 2016 | 2017 | 2018 | 2019 | 2020 | 2021 | 2022 | 2023 | 2024 | 2025 | 2026 | 2027 | 2028 | 2029 | 2030 | 2031 | 2032 | 2033 | 2034 | 2035 | 2036 | 2037 | 2038 | 2039 | 2040 | 2041 | 2042 | 2043 | 2044 | 2045 | 2046 | 2047 | 2048 | 2049 | 2050 | 2051 | 2052 | 2053 | 2054 | 2055 | 2056 | 2057 | 2058 | 2059 | 2060 | 2061 | 2062 | 2063 | 2064 |  | MW Required by 2022 | NPV Base $M | Differential NPV $M | Differential NPV $M (adjusted for COD of Selected Project) | Differential NPV $M (adjusted for deferral beyond baseline deferral year**) | Differntial NPV $/MW | NPV of Transmission Avoided Costs for Selected Project | COD | Tab No. | Area 1 Capacity (MW) | Area 2 Capacity (MW) | Area 3 Capacity (MW)* | Total Capacity (MW) |  |  |  | 1740 | 1210 | 10460 | 13410 | Portfolio Increase Over Baseline Requirements
[61 empty] | 2019 | ANB-109 | 5.13 | 10.26 | 0 | 10
Area I Projects: | [53 empty] | 15.74 | [6 empty] | 2017 | HAL-101 | 4.486 | 11.09 | 0 | 15.576 |  |  |  | Years of Deferral Beyond Project Baseline Deferral Year** |  |  | Normal COD | Deferred COD | Deferred COD with Limit | Baseline Deferral Year | Deferral Year Limit
Amagansett Conversion 33 kV | 2017 |  | 8 | 0 | 0.97582 | 0.97582 | 0.97582 | 0.97582 | 0.97582 | 0.97582 | 0.97582 | 0.97582 | 0.97582 | 0.97582 | 0.97582 | 0.97582 | 0.97582 | 0.97582 | 0.97582 | 0.97582 | 0.97582 | 0.97582 | 0.97582 | 0.97582 | 0.97582 | 0.97582 | 0.97582 | 0.97582 | 0.97582 | 0.97582 | 0.97582 | 0.97582 | 0.97582 | 0.97582 | 0.97582 | 0.97582 | 0.97582 | 0.97582 | 0.97582 | [13 empty] | 35 |  | 14.2354 | [5 empty] | 2018 | LIE-202 | 0 | 0 | 5.13 | 5.13 |  |  | Area I Projects:
East Hampton Conversion 33 kV | 2017 |  | 3.2 | 0 | 0.39033 | 0.39033 | 0.39033 | 0.39033 | 0.39033 | 0.39033 | 0.39033 | 0.39033 | 0.39033 | 0.39033 | 0.39033 | 0.39033 | 0.39033 | 0.39033 | 0.39033 | 0.39033 | 0.39033 | 0.39033 | 0.39033 | 0.39033 | 0.39033 | 0.39033 | 0.39033 | 0.39033 | 0.39033 | 0.39033 | 0.39033 | 0.39033 | 0.39033 | 0.39033 | 0.39033 | 0.39033 | 0.39033 | 0.39033 | 0.39033 | [13 empty] | 35 |  | 5.6942 | [5 empty] | 2018 | LIE-302 | 0 | 0 | 5.13 | 5.13 |  |  | Amagansett Conversion 33 kV | 1 |  |  | 2017 | 2031 | 2030 | 2030 | 2030
Buell Conversion 33 kV | 2017 |  | 3.7 | 0 | 0.45131 | 0.45131 | 0.45131 | 0.45131 | 0.45131 | 0.45131 | 0.45131 | 0.45131 | 0.45131 | 0.45131 | 0.45131 | 0.45131 | 0.45131 | 0.45131 | 0.45131 | 0.45131 | 0.45131 | 0.45131 | 0.45131 | 0.45131 | 0.45131 | 0.45131 | 0.45131 | 0.45131 | 0.45131 | 0.45131 | 0.45131 | 0.45131 | 0.45131 | 0.45131 | 0.45131 | 0.45131 | 0.45131 | 0.45131 | 0.45131 | [13 empty] | 35 |  | 6.5839 | [5 empty] | 2017 | GCN-101 | 0 | 0 | 0.5335 | 0.5335 |  |  | East Hampton Conversion 33 kV | 1 |  |  | 2017 | 2031 | 2030 | 2030 | 2030
Hither Hills Conversion to 33 kV | 2018 |  | 4.8 | 0 | 0 | 0.60305 | 0.60305 | 0.60305 | 0.60305 | 0.60305 | 0.60305 | 0.60305 | 0.60305 | 0.60305 | 0.60305 | 0.60305 | 0.60305 | 0.60305 | 0.60305 | 0.60305 | 0.60305 | 0.60305 | 0.60305 | 0.60305 | 0.60305 | 0.60305 | 0.60305 | 0.60305 | 0.60305 | 0.60305 | 0.60305 | 0.60305 | 0.60305 | 0.60305 | 0.60305 | 0.60305 | 0.60305 | 0.60305 | 0.60305 | 0.60305 | [12 empty] | 35 |  | 8.3388 | [5 empty] | 2018 | AES-101 | 5.13 | 5.13 | 5.13 | 15 |  |  | Buell Conversion 33 kV | 1 |  |  | 2017 | 2031 | 2030 | 2030 | 2030
Culloden Pt Conversion to 33 kV | 2019 |  | 2.8 | 0 | 0 | 0 | 0.36233 | 0.36233 | 0.36233 | 0.36233 | 0.36233 | 0.36233 | 0.36233 | 0.36233 | 0.36233 | 0.36233 | 0.36233 | 0.36233 | 0.36233 | 0.36233 | 0.36233 | 0.36233 | 0.36233 | 0.36233 | 0.36233 | 0.36233 | 0.36233 | 0.36233 | 0.36233 | 0.36233 | 0.36233 | 0.36233 | 0.36233 | 0.36233 | 0.36233 | 0.36233 | 0.36233 | 0.36233 | 0.36233 | 0.36233 | 0.36233 | [11 empty] | 35 |  | 4.7491 | [5 empty] | 2017 | AEG-101 | 0.99156 | 2.7268 | 4.5446 | 8.263 |  |  | Hither Hills Conversion to 33 kV | 1 |  |  | 2018 | 2031 | 2030 | 2030 | 2030
No Deferral |  |  | 22.5 |  | 1.8175 | 2.4205 | 2.7828 | 2.7828 | 2.7828 | 2.7828 | 2.7828 | 2.7828 | 2.7828 | 2.7828 | 2.7828 | 2.7828 | 2.7828 | 2.7828 | 2.7828 | 2.7828 | 2.7828 | 2.7828 | 2.7828 | 2.7828 | 2.7828 | 2.7828 | 2.7828 | 2.7828 | 2.7828 | 2.7828 | 2.7828 | 2.7828 | 2.7828 | 2.7828 | 2.7828 | 2.7828 | 2.7828 | 2.7828 | 2.7828 | 0.96539 | 0.36233 | 0 | 0 | 0 | [10 empty] | 39.6013 | [13 empty] | Culloden Pt Conversion to 33 kV | 1 |  |  | 2019 | 2031 | 2030 | 2030 | 2030
Area II Projects:
Amagansett Conversion 33 kV | 2022 |  | 8 | [6 empty] | 1.1312 | 1.1312 | 1.1312 | 1.1312 | 1.1312 | 1.1312 | 1.1312 | 1.1312 | 1.1312 | 1.1312 | 1.1312 | 1.1312 | 1.1312 | 1.1312 | 1.1312 | 1.1312 | 1.1312 | 1.1312 | 1.1312 | 1.1312 | 1.1312 | 1.1312 | 1.1312 | 1.1312 | 1.1312 | 1.1312 | 1.1312 | 1.1312 | 1.1312 | 1.1312 | 1.1312 | 1.1312 | 1.1312 | 1.1312 | 1.1312 | [8 empty] | 35 |  | 12.6268 | 1.6086 | 0 | 0 | 0 | 0 | [8 empty] | Riverhead Canal 2nd Line and Bank |  | 0 |  | 2020 | 2026 | 2026 | 2026 | 2030
East Hampton Conversion 33 kV | 2022 |  | 3.2 | [6 empty] | 0.45249 | 0.45249 | 0.45249 | 0.45249 | 0.45249 | 0.45249 | 0.45249 | 0.45249 | 0.45249 | 0.45249 | 0.45249 | 0.45249 | 0.45249 | 0.45249 | 0.45249 | 0.45249 | 0.45249 | 0.45249 | 0.45249 | 0.45249 | 0.45249 | 0.45249 | 0.45249 | 0.45249 | 0.45249 | 0.45249 | 0.45249 | 0.45249 | 0.45249 | 0.45249 | 0.45249 | 0.45249 | 0.45249 | 0.45249 | 0.45249 | [8 empty] | 35 |  | 5.0507 | 0.64344 | 0 | 0 | 0 | 0 | [8 empty] | Area III Projects:
Buell Conversion 33 kV | 2022 |  | 3.7 | [6 empty] | 0.5232 | 0.5232 | 0.5232 | 0.5232 | 0.5232 | 0.5232 | 0.5232 | 0.5232 | 0.5232 | 0.5232 | 0.5232 | 0.5232 | 0.5232 | 0.5232 | 0.5232 | 0.5232 | 0.5232 | 0.5232 | 0.5232 | 0.5232 | 0.5232 | 0.5232 | 0.5232 | 0.5232 | 0.5232 | 0.5232 | 0.5232 | 0.5232 | 0.5232 | 0.5232 | 0.5232 | 0.5232 | 0.5232 | 0.5232 | 0.5232 | [8 empty] | 35 |  | 5.8399 | 0.74397 | 0 | 0 | 0 | 0 | [8 empty] | New Canal - Southampton Cable |  |  | 0 | 2017 | 2023 | 2023 | 2023 | 2030
Hither Hills Conversion to 33 kV | 2022 |  | 4.8 | [6 empty] | 0.67874 | 0.67874 | 0.67874 | 0.67874 | 0.67874 | 0.67874 | 0.67874 | 0.67874 | 0.67874 | 0.67874 | 0.67874 | 0.67874 | 0.67874 | 0.67874 | 0.67874 | 0.67874 | 0.67874 | 0.67874 | 0.67874 | 0.67874 | 0.67874 | 0.67874 | 0.67874 | 0.67874 | 0.67874 | 0.67874 | 0.67874 | 0.67874 | 0.67874 | 0.67874 | 0.67874 | 0.67874 | 0.67874 | 0.67874 | 0.67874 | [8 empty] | 35 |  | 7.5761 | 0.76276 | 0 | 0 | 0 | 0 | [8 empty] | Upgrade Wildwood - Riverhead to 138 kV |  |  | 0 | 2017 | 2022 | 2022 | 2022 | 2030
Culloden Pt Conversion to 33 kV | 2022 |  | 2.8 | [6 empty] | 0.39593 | 0.39593 | 0.39593 | 0.39593 | 0.39593 | 0.39593 | 0.39593 | 0.39593 | 0.39593 | 0.39593 | 0.39593 | 0.39593 | 0.39593 | 0.39593 | 0.39593 | 0.39593 | 0.39593 | 0.39593 | 0.39593 | 0.39593 | 0.39593 | 0.39593 | 0.39593 | 0.39593 | 0.39593 | 0.39593 | 0.39593 | 0.39593 | 0.39593 | 0.39593 | 0.39593 | 0.39593 | 0.39593 | 0.39593 | 0.39593 | [8 empty] | 35 |  | 4.4194 | 0.32967 | 0.32967 | 0 | 0 | 0 | [8 empty] | Bridgehampton - Buell New 69 kV UG Cable |  |  | 0 | 2017 | 2023 | 2023 | 2023 | 2030
Deferral to 2022 |  |  | 22.5 | [6 empty] | 3.1816 | 3.1816 | 3.1816 | 3.1816 | 3.1816 | 3.1816 | 3.1816 | 3.1816 | 3.1816 | 3.1816 | 3.1816 | 3.1816 | 3.1816 | 3.1816 | 3.1816 | 3.1816 | 3.1816 | 3.1816 | 3.1816 | 3.1816 | 3.1816 | 3.1816 | 3.1816 | 3.1816 | 3.1816 | 3.1816 | 3.1816 | 3.1816 | 3.1816 | 3.1816 | 3.1816 | 3.1816 | 3.1816 | 3.1816 | 3.1816 | [8 empty] | 35 |  | 35.5129 | 4.0884 | 0.32967 | 0 | 0 | 0 | [8 empty] | Canal - Wainscott New 138 kV UG Cable |  |  | 0 | 2022 | 2028 | 2028 | 2028 | 2030
Amagansett Conversion 33 kV | 2023 |  | 8 | [7 empty] | 1.1652 | 1.1652 | 1.1652 | 1.1652 | 1.1652 | 1.1652 | 1.1652 | 1.1652 | 1.1652 | 1.1652 | 1.1652 | 1.1652 | 1.1652 | 1.1652 | 1.1652 | 1.1652 | 1.1652 | 1.1652 | 1.1652 | 1.1652 | 1.1652 | 1.1652 | 1.1652 | 1.1652 | 1.1652 | 1.1652 | 1.1652 | 1.1652 | 1.1652 | 1.1652 | 1.1652 | 1.1652 | 1.1652 | 1.1652 | 1.1652 | [7 empty] | 35 |  | 12.3276 | 1.9078 | 0 | 0 | 0 | 0 | [9 empty] | ** Baseline Deferral Year is the deferral year if 63 MW (allocated to Areas 1, 2, and 3) is achieved.
East Hampton Conversion 33 kV | 2023 |  | 3.2 | [7 empty] | 0.46607 | 0.46607 | 0.46607 | 0.46607 | 0.46607 | 0.46607 | 0.46607 | 0.46607 | 0.46607 | 0.46607 | 0.46607 | 0.46607 | 0.46607 | 0.46607 | 0.46607 | 0.46607 | 0.46607 | 0.46607 | 0.46607 | 0.46607 | 0.46607 | 0.46607 | 0.46607 | 0.46607 | 0.46607 | 0.46607 | 0.46607 | 0.46607 | 0.46607 | 0.46607 | 0.46607 | 0.46607 | 0.46607 | 0.46607 | 0.46607 | [7 empty] | 35 |  | 4.931 | 0.76312 | 0 | 0 | 0 | 0 | [9 empty] | Note: Analysis is based on the assumption that portfolio is constructed such that 63 MW is achieved.
Buell Conversion 33 kV | 2023 |  | 3.7 | [7 empty] | 0.53889 | 0.53889 | 0.53889 | 0.53889 | 0.53889 | 0.53889 | 0.53889 | 0.53889 | 0.53889 | 0.53889 | 0.53889 | 0.53889 | 0.53889 | 0.53889 | 0.53889 | 0.53889 | 0.53889 | 0.53889 | 0.53889 | 0.53889 | 0.53889 | 0.53889 | 0.53889 | 0.53889 | 0.53889 | 0.53889 | 0.53889 | 0.53889 | 0.53889 | 0.53889 | 0.53889 | 0.53889 | 0.53889 | 0.53889 | 0.53889 | [7 empty] | 35 |  | 5.7015 | 0.88236 | 0 | 0 | 0 | 0
Hither Hills Conversion to 33 kV | 2023 |  | 4.8 | [7 empty] | 0.6991 | 0.6991 | 0.6991 | 0.6991 | 0.6991 | 0.6991 | 0.6991 | 0.6991 | 0.6991 | 0.6991 | 0.6991 | 0.6991 | 0.6991 | 0.6991 | 0.6991 | 0.6991 | 0.6991 | 0.6991 | 0.6991 | 0.6991 | 0.6991 | 0.6991 | 0.6991 | 0.6991 | 0.6991 | 0.6991 | 0.6991 | 0.6991 | 0.6991 | 0.6991 | 0.6991 | 0.6991 | 0.6991 | 0.6991 | 0.6991 | [7 empty] | 35 |  | 7.3965 | 0.94228 | 0 | 0 | 0 | 0 | 2017 | AEG-101 | 0.99156 | 2.7268 | 4.5446 | 8.263
Culloden Pt Conversion to 33 kV | 2023 |  | 2.8 | [7 empty] | 0.40781 | 0.40781 | 0.40781 | 0.40781 | 0.40781 | 0.40781 | 0.40781 | 0.40781 | 0.40781 | 0.40781 | 0.40781 | 0.40781 | 0.40781 | 0.40781 | 0.40781 | 0.40781 | 0.40781 | 0.40781 | 0.40781 | 0.40781 | 0.40781 | 0.40781 | 0.40781 | 0.40781 | 0.40781 | 0.40781 | 0.40781 | 0.40781 | 0.40781 | 0.40781 | 0.40781 | 0.40781 | 0.40781 | 0.40781 | 0.40781 | [7 empty] | 35 |  | 4.3147 | 0.4344 | 0.4344 | 0 | 0 | 0 | 2018 | NEX-102 | 0.66687 | 1.2004 | 3.4678 | 5.335
Deferral to 2023 |  |  | 22.5 | [7 empty] | 3.2771 | 3.2771 | 3.2771 | 3.2771 | 3.2771 | 3.2771 | 3.2771 | 3.2771 | 3.2771 | 3.2771 | 3.2771 | 3.2771 | 3.2771 | 3.2771 | 3.2771 | 3.2771 | 3.2771 | 3.2771 | 3.2771 | 3.2771 | 3.2771 | 3.2771 | 3.2771 | 3.2771 | 3.2771 | 3.2771 | 3.2771 | 3.2771 | 3.2771 | 3.2771 | 3.2771 | 3.2771 | 3.2771 | 3.2771 | 3.2771 | [7 empty] | 35 |  | 34.6713 | 4.93 | 0.4344 | 0 | 0 | 0 | =Area I Portion
Amagansett Conversion 33 kV | 2024 |  | 8 | [8 empty] | 1.2001 | 1.2001 | 1.2001 | 1.2001 | 1.2001 | 1.2001 | 1.2001 | 1.2001 | 1.2001 | 1.2001 | 1.2001 | 1.2001 | 1.2001 | 1.2001 | 1.2001 | 1.2001 | 1.2001 | 1.2001 | 1.2001 | 1.2001 | 1.2001 | 1.2001 | 1.2001 | 1.2001 | 1.2001 | 1.2001 | 1.2001 | 1.2001 | 1.2001 | 1.2001 | 1.2001 | 1.2001 | 1.2001 | 1.2001 | 1.2001 | [6 empty] | 35 |  | 12.0355 | 2.1999 | 0 | 0 | 0 | 0
East Hampton Conversion 33 kV | 2024 |  | 3.2 | [8 empty] | 0.48005 | 0.48005 | 0.48005 | 0.48005 | 0.48005 | 0.48005 | 0.48005 | 0.48005 | 0.48005 | 0.48005 | 0.48005 | 0.48005 | 0.48005 | 0.48005 | 0.48005 | 0.48005 | 0.48005 | 0.48005 | 0.48005 | 0.48005 | 0.48005 | 0.48005 | 0.48005 | 0.48005 | 0.48005 | 0.48005 | 0.48005 | 0.48005 | 0.48005 | 0.48005 | 0.48005 | 0.48005 | 0.48005 | 0.48005 | 0.48005 | [6 empty] | 35 |  | 4.8142 | 0.87997 | 0 | 0 | 0 | 0
Buell Conversion 33 kV | 2024 |  | 3.7 | [8 empty] | 0.55506 | 0.55506 | 0.55506 | 0.55506 | 0.55506 | 0.55506 | 0.55506 | 0.55506 | 0.55506 | 0.55506 | 0.55506 | 0.55506 | 0.55506 | 0.55506 | 0.55506 | 0.55506 | 0.55506 | 0.55506 | 0.55506 | 0.55506 | 0.55506 | 0.55506 | 0.55506 | 0.55506 | 0.55506 | 0.55506 | 0.55506 | 0.55506 | 0.55506 | 0.55506 | 0.55506 | 0.55506 | 0.55506 | 0.55506 | 0.55506 | [6 empty] | 35 |  | 5.5664 | 1.0175 | 0 | 0 | 0 | 0
Hither Hills Conversion to 33 kV | 2024 |  | 4.8 | [8 empty] | 0.72008 | 0.72008 | 0.72008 | 0.72008 | 0.72008 | 0.72008 | 0.72008 | 0.72008 | 0.72008 | 0.72008 | 0.72008 | 0.72008 | 0.72008 | 0.72008 | 0.72008 | 0.72008 | 0.72008 | 0.72008 | 0.72008 | 0.72008 | 0.72008 | 0.72008 | 0.72008 | 0.72008 | 0.72008 | 0.72008 | 0.72008 | 0.72008 | 0.72008 | 0.72008 | 0.72008 | 0.72008 | 0.72008 | 0.72008 | 0.72008 | [6 empty] | 35 |  | 7.2213 | 1.1176 | 0 | 0 | 0 | 0
Culloden Pt Conversion to 33 kV | 2024 |  | 2.8 | [8 empty] | 0.42005 | 0.42005 | 0.42005 | 0.42005 | 0.42005 | 0.42005 | 0.42005 | 0.42005 | 0.42005 | 0.42005 | 0.42005 | 0.42005 | 0.42005 | 0.42005 | 0.42005 | 0.42005 | 0.42005 | 0.42005 | 0.42005 | 0.42005 | 0.42005 | 0.42005 | 0.42005 | 0.42005 | 0.42005 | 0.42005 | 0.42005 | 0.42005 | 0.42005 | 0.42005 | 0.42005 | 0.42005 | 0.42005 | 0.42005 | 0.42005 | [6 empty] | 35 |  | 4.2124 | 0.53664 | 0.53664 | 0 | 0 | 0
Deferral to 2024 |  |  | 22.5 | [8 empty] | 3.3754 | 3.3754 | 3.3754 | 3.3754 | 3.3754 | 3.3754 | 3.3754 | 3.3754 | 3.3754 | 3.3754 | 3.3754 | 3.3754 | 3.3754 | 3.3754 | 3.3754 | 3.3754 | 3.3754 | 3.3754 | 3.3754 | 3.3754 | 3.3754 | 3.3754 | 3.3754 | 3.3754 | 3.3754 | 3.3754 | 3.3754 | 3.3754 | 3.3754 | 3.3754 | 3.3754 | 3.3754 | 3.3754 | 3.3754 | 3.3754 | [6 empty] | 35 |  | 33.8497 | 5.7516 | 0.53664 | 0 | 0 | 0 | =Area I Portion
Amagansett Conversion 33 kV | 2025 |  | 8 | [9 empty] | 1.2361 | 1.2361 | 1.2361 | 1.2361 | 1.2361 | 1.2361 | 1.2361 | 1.2361 | 1.2361 | 1.2361 | 1.2361 | 1.2361 | 1.2361 | 1.2361 | 1.2361 | 1.2361 | 1.2361 | 1.2361 | 1.2361 | 1.2361 | 1.2361 | 1.2361 | 1.2361 | 1.2361 | 1.2361 | 1.2361 | 1.2361 | 1.2361 | 1.2361 | 1.2361 | 1.2361 | 1.2361 | 1.2361 | 1.2361 | 1.2361 | [5 empty] | 35 |  | 11.7503 | 2.4851 | 0 | 0 | 0 | 0
East Hampton Conversion 33 kV | 2025 |  | 3.2 | [9 empty] | 0.49445 | 0.49445 | 0.49445 | 0.49445 | 0.49445 | 0.49445 | 0.49445 | 0.49445 | 0.49445 | 0.49445 | 0.49445 | 0.49445 | 0.49445 | 0.49445 | 0.49445 | 0.49445 | 0.49445 | 0.49445 | 0.49445 | 0.49445 | 0.49445 | 0.49445 | 0.49445 | 0.49445 | 0.49445 | 0.49445 | 0.49445 | 0.49445 | 0.49445 | 0.49445 | 0.49445 | 0.49445 | 0.49445 | 0.49445 | 0.49445 | [5 empty] | 35 |  | 4.7001 | 0.99405 | 0 | 0 | 0 | 0
Buell Conversion 33 kV | 2025 |  | 3.7 | [9 empty] | 0.57171 | 0.57171 | 0.57171 | 0.57171 | 0.57171 | 0.57171 | 0.57171 | 0.57171 | 0.57171 | 0.57171 | 0.57171 | 0.57171 | 0.57171 | 0.57171 | 0.57171 | 0.57171 | 0.57171 | 0.57171 | 0.57171 | 0.57171 | 0.57171 | 0.57171 | 0.57171 | 0.57171 | 0.57171 | 0.57171 | 0.57171 | 0.57171 | 0.57171 | 0.57171 | 0.57171 | 0.57171 | 0.57171 | 0.57171 | 0.57171 | [5 empty] | 35 |  | 5.4345 | 1.1494 | 0 | 0 | 0 | 0
Hither Hills Conversion to 33 kV | 2025 |  | 4.8 | [9 empty] | 0.74168 | 0.74168 | 0.74168 | 0.74168 | 0.74168 | 0.74168 | 0.74168 | 0.74168 | 0.74168 | 0.74168 | 0.74168 | 0.74168 | 0.74168 | 0.74168 | 0.74168 | 0.74168 | 0.74168 | 0.74168 | 0.74168 | 0.74168 | 0.74168 | 0.74168 | 0.74168 | 0.74168 | 0.74168 | 0.74168 | 0.74168 | 0.74168 | 0.74168 | 0.74168 | 0.74168 | 0.74168 | 0.74168 | 0.74168 | 0.74168 | [5 empty] | 35 |  | 7.0502 | 1.2887 | 0 | 0 | 0 | 0
Culloden Pt Conversion to 33 kV | 2025 |  | 2.8 | [9 empty] | 0.43265 | 0.43265 | 0.43265 | 0.43265 | 0.43265 | 0.43265 | 0.43265 | 0.43265 | 0.43265 | 0.43265 | 0.43265 | 0.43265 | 0.43265 | 0.43265 | 0.43265 | 0.43265 | 0.43265 | 0.43265 | 0.43265 | 0.43265 | 0.43265 | 0.43265 | 0.43265 | 0.43265 | 0.43265 | 0.43265 | 0.43265 | 0.43265 | 0.43265 | 0.43265 | 0.43265 | 0.43265 | 0.43265 | 0.43265 | 0.43265 | [5 empty] | 35 |  | 4.1126 | 0.63646 | 0.63646 | 0 | 0 | 0
Deferral to 2025 |  |  | 22.5 | [9 empty] | 3.4766 | 3.4766 | 3.4766 | 3.4766 | 3.4766 | 3.4766 | 3.4766 | 3.4766 | 3.4766 | 3.4766 | 3.4766 | 3.4766 | 3.4766 | 3.4766 | 3.4766 | 3.4766 | 3.4766 | 3.4766 | 3.4766 | 3.4766 | 3.4766 | 3.4766 | 3.4766 | 3.4766 | 3.4766 | 3.4766 | 3.4766 | 3.4766 | 3.4766 | 3.4766 | 3.4766 | 3.4766 | 3.4766 | 3.4766 | 3.4766 | [5 empty] | 35 |  | 33.0476 | 6.5537 | 0.63646 | 0 | 0 | 0 | =Area I Portion
Amagansett Conversion 33 kV | 2026 |  | 8 | [10 empty] | 1.2732 | 1.2732 | 1.2732 | 1.2732 | 1.2732 | 1.2732 | 1.2732 | 1.2732 | 1.2732 | 1.2732 | 1.2732 | 1.2732 | 1.2732 | 1.2732 | 1.2732 | 1.2732 | 1.2732 | 1.2732 | 1.2732 | 1.2732 | 1.2732 | 1.2732 | 1.2732 | 1.2732 | 1.2732 | 1.2732 | 1.2732 | 1.2732 | 1.2732 | 1.2732 | 1.2732 | 1.2732 | 1.2732 | 1.2732 | 1.2732 |  |  |  |  | 35 |  | 11.4718 | 2.7636 | 0 | 0 | 0 | 0
East Hampton Conversion 33 kV | 2026 |  | 3.2 | [10 empty] | 0.50929 | 0.50929 | 0.50929 | 0.50929 | 0.50929 | 0.50929 | 0.50929 | 0.50929 | 0.50929 | 0.50929 | 0.50929 | 0.50929 | 0.50929 | 0.50929 | 0.50929 | 0.50929 | 0.50929 | 0.50929 | 0.50929 | 0.50929 | 0.50929 | 0.50929 | 0.50929 | 0.50929 | 0.50929 | 0.50929 | 0.50929 | 0.50929 | 0.50929 | 0.50929 | 0.50929 | 0.50929 | 0.50929 | 0.50929 | 0.50929 |  |  |  |  | 35 |  | 4.5887 | 1.1054 | 0 | 0 | 0 | 0
Buell Conversion 33 kV | 2026 |  | 3.7 | [10 empty] | 0.58886 | 0.58886 | 0.58886 | 0.58886 | 0.58886 | 0.58886 | 0.58886 | 0.58886 | 0.58886 | 0.58886 | 0.58886 | 0.58886 | 0.58886 | 0.58886 | 0.58886 | 0.58886 | 0.58886 | 0.58886 | 0.58886 | 0.58886 | 0.58886 | 0.58886 | 0.58886 | 0.58886 | 0.58886 | 0.58886 | 0.58886 | 0.58886 | 0.58886 | 0.58886 | 0.58886 | 0.58886 | 0.58886 | 0.58886 | 0.58886 |  |  |  |  | 35 |  | 5.3057 | 1.2782 | 0 | 0 | 0 | 0
Hither Hills Conversion to 33 kV | 2026 |  | 4.8 | [10 empty] | 0.76393 | 0.76393 | 0.76393 | 0.76393 | 0.76393 | 0.76393 | 0.76393 | 0.76393 | 0.76393 | 0.76393 | 0.76393 | 0.76393 | 0.76393 | 0.76393 | 0.76393 | 0.76393 | 0.76393 | 0.76393 | 0.76393 | 0.76393 | 0.76393 | 0.76393 | 0.76393 | 0.76393 | 0.76393 | 0.76393 | 0.76393 | 0.76393 | 0.76393 | 0.76393 | 0.76393 | 0.76393 | 0.76393 | 0.76393 | 0.76393 |  |  |  |  | 35 |  | 6.8831 | 1.4557 | 0 | 0 | 0 | 0
Culloden Pt Conversion to 33 kV | 2026 |  | 2.8 | [10 empty] | 0.44563 | 0.44563 | 0.44563 | 0.44563 | 0.44563 | 0.44563 | 0.44563 | 0.44563 | 0.44563 | 0.44563 | 0.44563 | 0.44563 | 0.44563 | 0.44563 | 0.44563 | 0.44563 | 0.44563 | 0.44563 | 0.44563 | 0.44563 | 0.44563 | 0.44563 | 0.44563 | 0.44563 | 0.44563 | 0.44563 | 0.44563 | 0.44563 | 0.44563 | 0.44563 | 0.44563 | 0.44563 | 0.44563 | 0.44563 | 0.44563 |  |  |  |  | 35 |  | 4.0151 | 0.73392 | 0.73392 | 0 | 0 | 0
Deferral to 2026 |  |  | 22.5 | [10 empty] | 3.5809 | 3.5809 | 3.5809 | 3.5809 | 3.5809 | 3.5809 | 3.5809 | 3.5809 | 3.5809 | 3.5809 | 3.5809 | 3.5809 | 3.5809 | 3.5809 | 3.5809 | 3.5809 | 3.5809 | 3.5809 | 3.5809 | 3.5809 | 3.5809 | 3.5809 | 3.5809 | 3.5809 | 3.5809 | 3.5809 | 3.5809 | 3.5809 | 3.5809 | 3.5809 | 3.5809 | 3.5809 | 3.5809 | 3.5809 | 3.5809 |  |  |  |  | 35 |  | 32.2645 | 7.3368 | 0.73392 | 0 | 0 | 0 | =Area I Portion
Amagansett Conversion 33 kV | 2027 |  | 8 | [11 empty] | 1.3114 | 1.3114 | 1.3114 | 1.3114 | 1.3114 | 1.3114 | 1.3114 | 1.3114 | 1.3114 | 1.3114 | 1.3114 | 1.3114 | 1.3114 | 1.3114 | 1.3114 | 1.3114 | 1.3114 | 1.3114 | 1.3114 | 1.3114 | 1.3114 | 1.3114 | 1.3114 | 1.3114 | 1.3114 | 1.3114 | 1.3114 | 1.3114 | 1.3114 | 1.3114 | 1.3114 | 1.3114 | 1.3114 | 1.3114 | 1.3114 |  |  |  | 35 |  | 11.2 | 3.0354 | 0 | 0 | 0 | 0
East Hampton Conversion 33 kV | 2027 |  | 3.2 | [11 empty] | 0.52457 | 0.52457 | 0.52457 | 0.52457 | 0.52457 | 0.52457 | 0.52457 | 0.52457 | 0.52457 | 0.52457 | 0.52457 | 0.52457 | 0.52457 | 0.52457 | 0.52457 | 0.52457 | 0.52457 | 0.52457 | 0.52457 | 0.52457 | 0.52457 | 0.52457 | 0.52457 | 0.52457 | 0.52457 | 0.52457 | 0.52457 | 0.52457 | 0.52457 | 0.52457 | 0.52457 | 0.52457 | 0.52457 | 0.52457 | 0.52457 |  |  |  | 35 |  | 4.48 | 1.2142 | 0 | 0 | 0 | 0
Buell Conversion 33 kV | 2027 |  | 3.7 | [11 empty] | 0.60653 | 0.60653 | 0.60653 | 0.60653 | 0.60653 | 0.60653 | 0.60653 | 0.60653 | 0.60653 | 0.60653 | 0.60653 | 0.60653 | 0.60653 | 0.60653 | 0.60653 | 0.60653 | 0.60653 | 0.60653 | 0.60653 | 0.60653 | 0.60653 | 0.60653 | 0.60653 | 0.60653 | 0.60653 | 0.60653 | 0.60653 | 0.60653 | 0.60653 | 0.60653 | 0.60653 | 0.60653 | 0.60653 | 0.60653 | 0.60653 |  |  |  | 35 |  | 5.18 | 1.4039 | 0 | 0 | 0 | 0
Hither Hills Conversion to 33 kV | 2027 |  | 4.8 | [11 empty] | 0.78685 | 0.78685 | 0.78685 | 0.78685 | 0.78685 | 0.78685 | 0.78685 | 0.78685 | 0.78685 | 0.78685 | 0.78685 | 0.78685 | 0.78685 | 0.78685 | 0.78685 | 0.78685 | 0.78685 | 0.78685 | 0.78685 | 0.78685 | 0.78685 | 0.78685 | 0.78685 | 0.78685 | 0.78685 | 0.78685 | 0.78685 | 0.78685 | 0.78685 | 0.78685 | 0.78685 | 0.78685 | 0.78685 | 0.78685 | 0.78685 |  |  |  | 35 |  | 6.72 | 1.6189 | 0 | 0 | 0 | 0
Culloden Pt Conversion to 33 kV | 2027 |  | 2.8 | [11 empty] | 0.45899 | 0.45899 | 0.45899 | 0.45899 | 0.45899 | 0.45899 | 0.45899 | 0.45899 | 0.45899 | 0.45899 | 0.45899 | 0.45899 | 0.45899 | 0.45899 | 0.45899 | 0.45899 | 0.45899 | 0.45899 | 0.45899 | 0.45899 | 0.45899 | 0.45899 | 0.45899 | 0.45899 | 0.45899 | 0.45899 | 0.45899 | 0.45899 | 0.45899 | 0.45899 | 0.45899 | 0.45899 | 0.45899 | 0.45899 | 0.45899 |  |  |  | 35 |  | 3.92 | 0.82906 | 0.82906 | 0 | 0 | 0
Deferral to 2027 |  |  | 22.5 | [11 empty] | 3.6884 | 3.6884 | 3.6884 | 3.6884 | 3.6884 | 3.6884 | 3.6884 | 3.6884 | 3.6884 | 3.6884 | 3.6884 | 3.6884 | 3.6884 | 3.6884 | 3.6884 | 3.6884 | 3.6884 | 3.6884 | 3.6884 | 3.6884 | 3.6884 | 3.6884 | 3.6884 | 3.6884 | 3.6884 | 3.6884 | 3.6884 | 3.6884 | 3.6884 | 3.6884 | 3.6884 | 3.6884 | 3.6884 | 3.6884 | 3.6884 |  |  |  | 35 |  | 31.4999 | 8.1014 | 0.82906 | 0 | 0 | 0 | =Area I Portion
Amagansett Conversion 33 kV | 2028 |  | 8 | [12 empty] | 1.3508 | 1.3508 | 1.3508 | 1.3508 | 1.3508 | 1.3508 | 1.3508 | 1.3508 | 1.3508 | 1.3508 | 1.3508 | 1.3508 | 1.3508 | 1.3508 | 1.3508 | 1.3508 | 1.3508 | 1.3508 | 1.3508 | 1.3508 | 1.3508 | 1.3508 | 1.3508 | 1.3508 | 1.3508 | 1.3508 | 1.3508 | 1.3508 | 1.3508 | 1.3508 | 1.3508 | 1.3508 | 1.3508 | 1.3508 | 1.3508 |  |  | 35 |  | 10.9346 | 3.3008 | 0 | 0 | 0 | 0
East Hampton Conversion 33 kV | 2028 |  | 3.2 | [12 empty] | 0.5403 | 0.5403 | 0.5403 | 0.5403 | 0.5403 | 0.5403 | 0.5403 | 0.5403 | 0.5403 | 0.5403 | 0.5403 | 0.5403 | 0.5403 | 0.5403 | 0.5403 | 0.5403 | 0.5403 | 0.5403 | 0.5403 | 0.5403 | 0.5403 | 0.5403 | 0.5403 | 0.5403 | 0.5403 | 0.5403 | 0.5403 | 0.5403 | 0.5403 | 0.5403 | 0.5403 | 0.5403 | 0.5403 | 0.5403 | 0.5403 |  |  | 35 |  | 4.3738 | 1.3203 | 0 | 0 | 0 | 0
Buell Conversion 33 kV | 2028 |  | 3.7 | [12 empty] | 0.62472 | 0.62472 | 0.62472 | 0.62472 | 0.62472 | 0.62472 | 0.62472 | 0.62472 | 0.62472 | 0.62472 | 0.62472 | 0.62472 | 0.62472 | 0.62472 | 0.62472 | 0.62472 | 0.62472 | 0.62472 | 0.62472 | 0.62472 | 0.62472 | 0.62472 | 0.62472 | 0.62472 | 0.62472 | 0.62472 | 0.62472 | 0.62472 | 0.62472 | 0.62472 | 0.62472 | 0.62472 | 0.62472 | 0.62472 | 0.62472 |  |  | 35 |  | 5.0572 | 1.5266 | 0 | 0 | 0 | 0
Hither Hills Conversion to 33 kV | 2028 |  | 4.8 | [12 empty] | 0.81045 | 0.81045 | 0.81045 | 0.81045 | 0.81045 | 0.81045 | 0.81045 | 0.81045 | 0.81045 | 0.81045 | 0.81045 | 0.81045 | 0.81045 | 0.81045 | 0.81045 | 0.81045 | 0.81045 | 0.81045 | 0.81045 | 0.81045 | 0.81045 | 0.81045 | 0.81045 | 0.81045 | 0.81045 | 0.81045 | 0.81045 | 0.81045 | 0.81045 | 0.81045 | 0.81045 | 0.81045 | 0.81045 | 0.81045 | 0.81045 |  |  | 35 |  | 6.5607 | 1.7781 | 0 | 0 | 0 | 0
Culloden Pt Conversion to 33 kV | 2028 |  | 2.8 | [12 empty] | 0.47276 | 0.47276 | 0.47276 | 0.47276 | 0.47276 | 0.47276 | 0.47276 | 0.47276 | 0.47276 | 0.47276 | 0.47276 | 0.47276 | 0.47276 | 0.47276 | 0.47276 | 0.47276 | 0.47276 | 0.47276 | 0.47276 | 0.47276 | 0.47276 | 0.47276 | 0.47276 | 0.47276 | 0.47276 | 0.47276 | 0.47276 | 0.47276 | 0.47276 | 0.47276 | 0.47276 | 0.47276 | 0.47276 | 0.47276 | 0.47276 |  |  | 35 |  | 3.8271 | 0.92195 | 0.92195 | 0 | 0 | 0
Deferral to 2028 |  |  | 22.5 | [12 empty] | 3.799 | 3.799 | 3.799 | 3.799 | 3.799 | 3.799 | 3.799 | 3.799 | 3.799 | 3.799 | 3.799 | 3.799 | 3.799 | 3.799 | 3.799 | 3.799 | 3.799 | 3.799 | 3.799 | 3.799 | 3.799 | 3.799 | 3.799 | 3.799 | 3.799 | 3.799 | 3.799 | 3.799 | 3.799 | 3.799 | 3.799 | 3.799 | 3.799 | 3.799 | 3.799 |  |  | 35 |  | 30.7535 | 8.8478 | 0.92195 | 0 | 0 | 0 | =Area I Portion
Amagansett Conversion 33 kV | 2029 |  | 8 | [13 empty] | 1.3913 | 1.3913 | 1.3913 | 1.3913 | 1.3913 | 1.3913 | 1.3913 | 1.3913 | 1.3913 | 1.3913 | 1.3913 | 1.3913 | 1.3913 | 1.3913 | 1.3913 | 1.3913 | 1.3913 | 1.3913 | 1.3913 | 1.3913 | 1.3913 | 1.3913 | 1.3913 | 1.3913 | 1.3913 | 1.3913 | 1.3913 | 1.3913 | 1.3913 | 1.3913 | 1.3913 | 1.3913 | 1.3913 | 1.3913 | 1.3913 |  | 35 |  | 10.6755 | 3.5599 | 0 | 0 | 0 | 0
East Hampton Conversion 33 kV | 2029 |  | 3.2 | [13 empty] | 0.55651 | 0.55651 | 0.55651 | 0.55651 | 0.55651 | 0.55651 | 0.55651 | 0.55651 | 0.55651 | 0.55651 | 0.55651 | 0.55651 | 0.55651 | 0.55651 | 0.55651 | 0.55651 | 0.55651 | 0.55651 | 0.55651 | 0.55651 | 0.55651 | 0.55651 | 0.55651 | 0.55651 | 0.55651 | 0.55651 | 0.55651 | 0.55651 | 0.55651 | 0.55651 | 0.55651 | 0.55651 | 0.55651 | 0.55651 | 0.55651 |  | 35 |  | 4.2702 | 1.424 | 0 | 0 | 0 | 0
Buell Conversion 33 kV | 2029 |  | 3.7 | [13 empty] | 0.64347 | 0.64347 | 0.64347 | 0.64347 | 0.64347 | 0.64347 | 0.64347 | 0.64347 | 0.64347 | 0.64347 | 0.64347 | 0.64347 | 0.64347 | 0.64347 | 0.64347 | 0.64347 | 0.64347 | 0.64347 | 0.64347 | 0.64347 | 0.64347 | 0.64347 | 0.64347 | 0.64347 | 0.64347 | 0.64347 | 0.64347 | 0.64347 | 0.64347 | 0.64347 | 0.64347 | 0.64347 | 0.64347 | 0.64347 | 0.64347 |  | 35 |  | 4.9374 | 1.6465 | 0 | 0 | 0 | 0
Hither Hills Conversion to 33 kV | 2029 |  | 4.8 | [13 empty] | 0.83477 | 0.83477 | 0.83477 | 0.83477 | 0.83477 | 0.83477 | 0.83477 | 0.83477 | 0.83477 | 0.83477 | 0.83477 | 0.83477 | 0.83477 | 0.83477 | 0.83477 | 0.83477 | 0.83477 | 0.83477 | 0.83477 | 0.83477 | 0.83477 | 0.83477 | 0.83477 | 0.83477 | 0.83477 | 0.83477 | 0.83477 | 0.83477 | 0.83477 | 0.83477 | 0.83477 | 0.83477 | 0.83477 | 0.83477 | 0.83477 |  | 35 |  | 6.4053 | 1.9336 | 0 | 0 | 0 | 0
Culloden Pt Conversion to 33 kV | 2029 |  | 2.8 | [13 empty] | 0.48695 | 0.48695 | 0.48695 | 0.48695 | 0.48695 | 0.48695 | 0.48695 | 0.48695 | 0.48695 | 0.48695 | 0.48695 | 0.48695 | 0.48695 | 0.48695 | 0.48695 | 0.48695 | 0.48695 | 0.48695 | 0.48695 | 0.48695 | 0.48695 | 0.48695 | 0.48695 | 0.48695 | 0.48695 | 0.48695 | 0.48695 | 0.48695 | 0.48695 | 0.48695 | 0.48695 | 0.48695 | 0.48695 | 0.48695 | 0.48695 |  | 35 |  | 3.7364 | 1.0126 | 1.0126 | 0 | 0 | 0
Deferral to 2029 |  |  | 22.5 | [13 empty] | 3.913 | 3.913 | 3.913 | 3.913 | 3.913 | 3.913 | 3.913 | 3.913 | 3.913 | 3.913 | 3.913 | 3.913 | 3.913 | 3.913 | 3.913 | 3.913 | 3.913 | 3.913 | 3.913 | 3.913 | 3.913 | 3.913 | 3.913 | 3.913 | 3.913 | 3.913 | 3.913 | 3.913 | 3.913 | 3.913 | 3.913 | 3.913 | 3.913 | 3.913 | 3.913 |  | 35 |  | 30.0247 | 9.5766 | 1.0126 | 0 | 0 | 0 | =Area I Portion
Amagansett Conversion 33 kV | 2030 |  | 8 | [14 empty] | 1.433 | 1.433 | 1.433 | 1.433 | 1.433 | 1.433 | 1.433 | 1.433 | 1.433 | 1.433 | 1.433 | 1.433 | 1.433 | 1.433 | 1.433 | 1.433 | 1.433 | 1.433 | 1.433 | 1.433 | 1.433 | 1.433 | 1.433 | 1.433 | 1.433 | 1.433 | 1.433 | 1.433 | 1.433 | 1.433 | 1.433 | 1.433 | 1.433 | 1.433 | 1.433 | 35 |  | 10.4225 | 3.8129 | 0 | 0 | 0 | 0
East Hampton Conversion 33 kV | 2030 |  | 3.2 | [14 empty] | 0.57321 | 0.57321 | 0.57321 | 0.57321 | 0.57321 | 0.57321 | 0.57321 | 0.57321 | 0.57321 | 0.57321 | 0.57321 | 0.57321 | 0.57321 | 0.57321 | 0.57321 | 0.57321 | 0.57321 | 0.57321 | 0.57321 | 0.57321 | 0.57321 | 0.57321 | 0.57321 | 0.57321 | 0.57321 | 0.57321 | 0.57321 | 0.57321 | 0.57321 | 0.57321 | 0.57321 | 0.57321 | 0.57321 | 0.57321 | 0.57321 | 35 |  | 4.169 | 1.5252 | 0 | 0 | 0 | 0
Buell Conversion 33 kV | 2030 |  | 3.7 | [14 empty] | 0.66277 | 0.66277 | 0.66277 | 0.66277 | 0.66277 | 0.66277 | 0.66277 | 0.66277 | 0.66277 | 0.66277 | 0.66277 | 0.66277 | 0.66277 | 0.66277 | 0.66277 | 0.66277 | 0.66277 | 0.66277 | 0.66277 | 0.66277 | 0.66277 | 0.66277 | 0.66277 | 0.66277 | 0.66277 | 0.66277 | 0.66277 | 0.66277 | 0.66277 | 0.66277 | 0.66277 | 0.66277 | 0.66277 | 0.66277 | 0.66277 | 35 |  | 4.8204 | 1.7635 | 0 | 0 | 0 | 0
Hither Hills Conversion to 33 kV | 2030 |  | 4.8 | [14 empty] | 0.85981 | 0.85981 | 0.85981 | 0.85981 | 0.85981 | 0.85981 | 0.85981 | 0.85981 | 0.85981 | 0.85981 | 0.85981 | 0.85981 | 0.85981 | 0.85981 | 0.85981 | 0.85981 | 0.85981 | 0.85981 | 0.85981 | 0.85981 | 0.85981 | 0.85981 | 0.85981 | 0.85981 | 0.85981 | 0.85981 | 0.85981 | 0.85981 | 0.85981 | 0.85981 | 0.85981 | 0.85981 | 0.85981 | 0.85981 | 0.85981 | 35 |  | 6.2535 | 2.0853 | 0 | 0 | 0 | 0
Culloden Pt Conversion to 33 kV | 2030 |  | 2.8 | [14 empty] | 0.50156 | 0.50156 | 0.50156 | 0.50156 | 0.50156 | 0.50156 | 0.50156 | 0.50156 | 0.50156 | 0.50156 | 0.50156 | 0.50156 | 0.50156 | 0.50156 | 0.50156 | 0.50156 | 0.50156 | 0.50156 | 0.50156 | 0.50156 | 0.50156 | 0.50156 | 0.50156 | 0.50156 | 0.50156 | 0.50156 | 0.50156 | 0.50156 | 0.50156 | 0.50156 | 0.50156 | 0.50156 | 0.50156 | 0.50156 | 0.50156 | 35 |  | 3.6479 | 1.1012 | 1.1012 | 1.1012 | 69960.7386 | 717797.1777
Deferral to 2030 |  |  | 22.5 | [14 empty] | 4.0304 | 4.0304 | 4.0304 | 4.0304 | 4.0304 | 4.0304 | 4.0304 | 4.0304 | 4.0304 | 4.0304 | 4.0304 | 4.0304 | 4.0304 | 4.0304 | 4.0304 | 4.0304 | 4.0304 | 4.0304 | 4.0304 | 4.0304 | 4.0304 | 4.0304 | 4.0304 | 4.0304 | 4.0304 | 4.0304 | 4.0304 | 4.0304 | 4.0304 | 4.0304 | 4.0304 | 4.0304 | 4.0304 | 4.0304 | 4.0304 | 35 |  | 29.3132 | 10.2881 | 1.1012 | 1.1012 | 69960.7386 | 717797.1777 | =Area I Portion
[60 empty] | 19436668.5816 | =Area I+II+III Portions
Annual Avoided Costs for Deferral to 2022:
Amagansett Conversion 33 kV | 2022 |  |  | 0 | 0.97582 | 0.97582 | 0.97582 | 0.97582 | 0.97582 | -0.15542 | -0.15542 | -0.15542 | -0.15542 | -0.15542 | -0.15542 | -0.15542 | -0.15542 | -0.15542 | -0.15542 | -0.15542 | -0.15542 | -0.15542 | -0.15542 | -0.15542 | -0.15542 | -0.15542 | -0.15542 | -0.15542 | -0.15542 | -0.15542 | -0.15542 | -0.15542 | -0.15542 | -0.15542 | -0.15542 | -0.15542 | -0.15542 | -0.15542 | -0.15542 | -1.1312 | -1.1312 | -1.1312 | -1.1312 | -1.1312 | [8 empty] | 35 |  |  | 1.6086
East Hampton Conversion 33 kV | 2022 |  |  | 0 | 0.39033 | 0.39033 | 0.39033 | 0.39033 | 0.39033 | -0.062169 | -0.062169 | -0.062169 | -0.062169 | -0.062169 | -0.062169 | -0.062169 | -0.062169 | -0.062169 | -0.062169 | -0.062169 | -0.062169 | -0.062169 | -0.062169 | -0.062169 | -0.062169 | -0.062169 | -0.062169 | -0.062169 | -0.062169 | -0.062169 | -0.062169 | -0.062169 | -0.062169 | -0.062169 | -0.062169 | -0.062169 | -0.062169 | -0.062169 | -0.062169 | -0.45249 | -0.45249 | -0.45249 | -0.45249 | -0.45249 | [8 empty] | 35 |  |  | 0.64344
Buell Conversion 33 kV | 2022 |  |  | 0 | 0.45131 | 0.45131 | 0.45131 | 0.45131 | 0.45131 | -0.071883 | -0.071883 | -0.071883 | -0.071883 | -0.071883 | -0.071883 | -0.071883 | -0.071883 | -0.071883 | -0.071883 | -0.071883 | -0.071883 | -0.071883 | -0.071883 | -0.071883 | -0.071883 | -0.071883 | -0.071883 | -0.071883 | -0.071883 | -0.071883 | -0.071883 | -0.071883 | -0.071883 | -0.071883 | -0.071883 | -0.071883 | -0.071883 | -0.071883 | -0.071883 | -0.5232 | -0.5232 | -0.5232 | -0.5232 | -0.5232 | [8 empty] | 35 |  |  | 0.74397
Hither Hills Conversion to 33 kV | 2022 |  |  | 0 | 0 | 0.60305 | 0.60305 | 0.60305 | 0.60305 | -0.075689 | -0.075689 | -0.075689 | -0.075689 | -0.075689 | -0.075689 | -0.075689 | -0.075689 | -0.075689 | -0.075689 | -0.075689 | -0.075689 | -0.075689 | -0.075689 | -0.075689 | -0.075689 | -0.075689 | -0.075689 | -0.075689 | -0.075689 | -0.075689 | -0.075689 | -0.075689 | -0.075689 | -0.075689 | -0.075689 | -0.075689 | -0.075689 | -0.075689 | -0.075689 | -0.075689 | -0.67874 | -0.67874 | -0.67874 | -0.67874 | [8 empty] | 35 |  |  | 0.76276
Culloden Pt Conversion to 33 kV | 2022 |  |  | 0 | 0 | 0 | 0.36233 | 0.36233 | 0.36233 | -0.033598 | -0.033598 | -0.033598 | -0.033598 | -0.033598 | -0.033598 | -0.033598 | -0.033598 | -0.033598 | -0.033598 | -0.033598 | -0.033598 | -0.033598 | -0.033598 | -0.033598 | -0.033598 | -0.033598 | -0.033598 | -0.033598 | -0.033598 | -0.033598 | -0.033598 | -0.033598 | -0.033598 | -0.033598 | -0.033598 | -0.033598 | -0.033598 | -0.033598 | -0.033598 | -0.033598 | -0.033598 | -0.39593 | -0.39593 | -0.39593 | [8 empty] | 35 |  |  | 0.32967
Annual Avoided Costs for Deferral to 2023:
Amagansett Conversion 33 kV | 2023 |  |  | 0 | 0.97582 | 0.97582 | 0.97582 | 0.97582 | 0.97582 | 0.97582 | -0.18936 | -0.18936 | -0.18936 | -0.18936 | -0.18936 | -0.18936 | -0.18936 | -0.18936 | -0.18936 | -0.18936 | -0.18936 | -0.18936 | -0.18936 | -0.18936 | -0.18936 | -0.18936 | -0.18936 | -0.18936 | -0.18936 | -0.18936 | -0.18936 | -0.18936 | -0.18936 | -0.18936 | -0.18936 | -0.18936 | -0.18936 | -0.18936 | -0.18936 | -1.1652 | -1.1652 | -1.1652 | -1.1652 | -1.1652 | -1.1652 | [7 empty] | 35 |  |  | 1.9078
East Hampton Conversion 33 kV | 2023 |  |  | 0 | 0.39033 | 0.39033 | 0.39033 | 0.39033 | 0.39033 | 0.39033 | -0.075744 | -0.075744 | -0.075744 | -0.075744 | -0.075744 | -0.075744 | -0.075744 | -0.075744 | -0.075744 | -0.075744 | -0.075744 | -0.075744 | -0.075744 | -0.075744 | -0.075744 | -0.075744 | -0.075744 | -0.075744 | -0.075744 | -0.075744 | -0.075744 | -0.075744 | -0.075744 | -0.075744 | -0.075744 | -0.075744 | -0.075744 | -0.075744 | -0.075744 | -0.46607 | -0.46607 | -0.46607 | -0.46607 | -0.46607 | -0.46607 | [7 empty] | 35 |  |  | 0.76312
Buell Conversion 33 kV | 2023 |  |  | 0 | 0.45131 | 0.45131 | 0.45131 | 0.45131 | 0.45131 | 0.45131 | -0.087579 | -0.087579 | -0.087579 | -0.087579 | -0.087579 | -0.087579 | -0.087579 | -0.087579 | -0.087579 | -0.087579 | -0.087579 | -0.087579 | -0.087579 | -0.087579 | -0.087579 | -0.087579 | -0.087579 | -0.087579 | -0.087579 | -0.087579 | -0.087579 | -0.087579 | -0.087579 | -0.087579 | -0.087579 | -0.087579 | -0.087579 | -0.087579 | -0.087579 | -0.53889 | -0.53889 | -0.53889 | -0.53889 | -0.53889 | -0.53889 | [7 empty] | 35 |  |  | 0.88236
Hither Hills Conversion to 33 kV | 2023 |  |  | 0 | 0 | 0.60305 | 0.60305 | 0.60305 | 0.60305 | 0.60305 | -0.096051 | -0.096051 | -0.096051 | -0.096051 | -0.096051 | -0.096051 | -0.096051 | -0.096051 | -0.096051 | -0.096051 | -0.096051 | -0.096051 | -0.096051 | -0.096051 | -0.096051 | -0.096051 | -0.096051 | -0.096051 | -0.096051 | -0.096051 | -0.096051 | -0.096051 | -0.096051 | -0.096051 | -0.096051 | -0.096051 | -0.096051 | -0.096051 | -0.096051 | -0.096051 | -0.6991 | -0.6991 | -0.6991 | -0.6991 | -0.6991 | [7 empty] | 35 |  |  | 0.94228
Culloden Pt Conversion to 33 kV | 2023 |  |  | 0 | 0 | 0 | 0.36233 | 0.36233 | 0.36233 | 0.36233 | -0.045476 | -0.045476 | -0.045476 | -0.045476 | -0.045476 | -0.045476 | -0.045476 | -0.045476 | -0.045476 | -0.045476 | -0.045476 | -0.045476 | -0.045476 | -0.045476 | -0.045476 | -0.045476 | -0.045476 | -0.045476 | -0.045476 | -0.045476 | -0.045476 | -0.045476 | -0.045476 | -0.045476 | -0.045476 | -0.045476 | -0.045476 | -0.045476 | -0.045476 | -0.045476 | -0.045476 | -0.40781 | -0.40781 | -0.40781 | -0.40781 | [7 empty] | 35 |  |  | 0.4344
Annual Avoided Costs for Deferral to 2024:
Amagansett Conversion 33 kV | 2024 |  |  | 0 | 0.97582 | 0.97582 | 0.97582 | 0.97582 | 0.97582 | 0.97582 | 0.97582 | -0.22431 | -0.22431 | -0.22431 | -0.22431 | -0.22431 | -0.22431 | -0.22431 | -0.22431 | -0.22431 | -0.22431 | -0.22431 | -0.22431 | -0.22431 | -0.22431 | -0.22431 | -0.22431 | -0.22431 | -0.22431 | -0.22431 | -0.22431 | -0.22431 | -0.22431 | -0.22431 | -0.22431 | -0.22431 | -0.22431 | -0.22431 | -0.22431 | -1.2001 | -1.2001 | -1.2001 | -1.2001 | -1.2001 | -1.2001 | -1.2001 | [6 empty] | 35 |  |  | 2.1999
East Hampton Conversion 33 kV | 2024 |  |  | 0 | 0.39033 | 0.39033 | 0.39033 | 0.39033 | 0.39033 | 0.39033 | 0.39033 | -0.089726 | -0.089726 | -0.089726 | -0.089726 | -0.089726 | -0.089726 | -0.089726 | -0.089726 | -0.089726 | -0.089726 | -0.089726 | -0.089726 | -0.089726 | -0.089726 | -0.089726 | -0.089726 | -0.089726 | -0.089726 | -0.089726 | -0.089726 | -0.089726 | -0.089726 | -0.089726 | -0.089726 | -0.089726 | -0.089726 | -0.089726 | -0.089726 | -0.48005 | -0.48005 | -0.48005 | -0.48005 | -0.48005 | -0.48005 | -0.48005 | [6 empty] | 35 |  |  | 0.87997
Buell Conversion 33 kV | 2024 |  |  | 0 | 0.45131 | 0.45131 | 0.45131 | 0.45131 | 0.45131 | 0.45131 | 0.45131 | -0.10375 | -0.10375 | -0.10375 | -0.10375 | -0.10375 | -0.10375 | -0.10375 | -0.10375 | -0.10375 | -0.10375 | -0.10375 | -0.10375 | -0.10375 | -0.10375 | -0.10375 | -0.10375 | -0.10375 | -0.10375 | -0.10375 | -0.10375 | -0.10375 | -0.10375 | -0.10375 | -0.10375 | -0.10375 | -0.10375 | -0.10375 | -0.10375 | -0.55506 | -0.55506 | -0.55506 | -0.55506 | -0.55506 | -0.55506 | -0.55506 | [6 empty] | 35 |  |  | 1.0175
Hither Hills Conversion to 33 kV | 2024 |  |  | 0 | 0 | 0.60305 | 0.60305 | 0.60305 | 0.60305 | 0.60305 | 0.60305 | -0.11702 | -0.11702 | -0.11702 | -0.11702 | -0.11702 | -0.11702 | -0.11702 | -0.11702 | -0.11702 | -0.11702 | -0.11702 | -0.11702 | -0.11702 | -0.11702 | -0.11702 | -0.11702 | -0.11702 | -0.11702 | -0.11702 | -0.11702 | -0.11702 | -0.11702 | -0.11702 | -0.11702 | -0.11702 | -0.11702 | -0.11702 | -0.11702 | -0.11702 | -0.72008 | -0.72008 | -0.72008 | -0.72008 | -0.72008 | -0.72008 | [6 empty] | 35 |  |  | 1.1176
Culloden Pt Conversion to 33 kV | 2024 |  |  | 0 | 0 | 0 | 0.36233 | 0.36233 | 0.36233 | 0.36233 | 0.36233 | -0.057711 | -0.057711 | -0.057711 | -0.057711 | -0.057711 | -0.057711 | -0.057711 | -0.057711 | -0.057711 | -0.057711 | -0.057711 | -0.057711 | -0.057711 | -0.057711 | -0.057711 | -0.057711 | -0.057711 | -0.057711 | -0.057711 | -0.057711 | -0.057711 | -0.057711 | -0.057711 | -0.057711 | -0.057711 | -0.057711 | -0.057711 | -0.057711 | -0.057711 | -0.057711 | -0.42005 | -0.42005 | -0.42005 | -0.42005 | -0.42005 | [6 empty] | 35 |  |  | 0.53664
Annual Avoided Costs for Deferral to 2025:
Amagansett Conversion 33 kV | 2025 |  |  | 0 | 0.97582 | 0.97582 | 0.97582 | 0.97582 | 0.97582 | 0.97582 | 0.97582 | 0.97582 | -0.26032 | -0.26032 | -0.26032 | -0.26032 | -0.26032 | -0.26032 | -0.26032 | -0.26032 | -0.26032 | -0.26032 | -0.26032 | -0.26032 | -0.26032 | -0.26032 | -0.26032 | -0.26032 | -0.26032 | -0.26032 | -0.26032 | -0.26032 | -0.26032 | -0.26032 | -0.26032 | -0.26032 | -0.26032 | -0.26032 | -0.26032 | -1.2361 | -1.2361 | -1.2361 | -1.2361 | -1.2361 | -1.2361 | -1.2361 | -1.2361 | [5 empty] | 35 |  |  | 2.4851
East Hampton Conversion 33 kV | 2025 |  |  | 0 | 0.39033 | 0.39033 | 0.39033 | 0.39033 | 0.39033 | 0.39033 | 0.39033 | 0.39033 | -0.10413 | -0.10413 | -0.10413 | -0.10413 | -0.10413 | -0.10413 | -0.10413 | -0.10413 | -0.10413 | -0.10413 | -0.10413 | -0.10413 | -0.10413 | -0.10413 | -0.10413 | -0.10413 | -0.10413 | -0.10413 | -0.10413 | -0.10413 | -0.10413 | -0.10413 | -0.10413 | -0.10413 | -0.10413 | -0.10413 | -0.10413 | -0.49445 | -0.49445 | -0.49445 | -0.49445 | -0.49445 | -0.49445 | -0.49445 | -0.49445 | [5 empty] | 35 |  |  | 0.99405
Buell Conversion 33 kV | 2025 |  |  | 0 | 0.45131 | 0.45131 | 0.45131 | 0.45131 | 0.45131 | 0.45131 | 0.45131 | 0.45131 | -0.1204 | -0.1204 | -0.1204 | -0.1204 | -0.1204 | -0.1204 | -0.1204 | -0.1204 | -0.1204 | -0.1204 | -0.1204 | -0.1204 | -0.1204 | -0.1204 | -0.1204 | -0.1204 | -0.1204 | -0.1204 | -0.1204 | -0.1204 | -0.1204 | -0.1204 | -0.1204 | -0.1204 | -0.1204 | -0.1204 | -0.1204 | -0.57171 | -0.57171 | -0.57171 | -0.57171 | -0.57171 | -0.57171 | -0.57171 | -0.57171 | [5 empty] | 35 |  |  | 1.1494
Hither Hills Conversion to 33 kV | 2025 |  |  | 0 | 0 | 0.60305 | 0.60305 | 0.60305 | 0.60305 | 0.60305 | 0.60305 | 0.60305 | -0.13863 | -0.13863 | -0.13863 | -0.13863 | -0.13863 | -0.13863 | -0.13863 | -0.13863 | -0.13863 | -0.13863 | -0.13863 | -0.13863 | -0.13863 | -0.13863 | -0.13863 | -0.13863 | -0.13863 | -0.13863 | -0.13863 | -0.13863 | -0.13863 | -0.13863 | -0.13863 | -0.13863 | -0.13863 | -0.13863 | -0.13863 | -0.13863 | -0.74168 | -0.74168 | -0.74168 | -0.74168 | -0.74168 | -0.74168 | -0.74168 | [5 empty] | 35 |  |  | 1.2887
Culloden Pt Conversion to 33 kV | 2025 |  |  | 0 | 0 | 0 | 0.36233 | 0.36233 | 0.36233 | 0.36233 | 0.36233 | 0.36233 | -0.070312 | -0.070312 | -0.070312 | -0.070312 | -0.070312 | -0.070312 | -0.070312 | -0.070312 | -0.070312 | -0.070312 | -0.070312 | -0.070312 | -0.070312 | -0.070312 | -0.070312 | -0.070312 | -0.070312 | -0.070312 | -0.070312 | -0.070312 | -0.070312 | -0.070312 | -0.070312 | -0.070312 | -0.070312 | -0.070312 | -0.070312 | -0.070312 | -0.070312 | -0.43265 | -0.43265 | -0.43265 | -0.43265 | -0.43265 | -0.43265 | [5 empty] | 35 |  |  | 0.63646
Annual Avoided Costs for Deferral to 2026:
Amagansett Conversion 33 kV | 2026 |  |  | 0 | 0.97582 | 0.97582 | 0.97582 | 0.97582 | 0.97582 | 0.97582 | 0.97582 | 0.97582 | 0.97582 | -0.2974 | -0.2974 | -0.2974 | -0.2974 | -0.2974 | -0.2974 | -0.2974 | -0.2974 | -0.2974 | -0.2974 | -0.2974 | -0.2974 | -0.2974 | -0.2974 | -0.2974 | -0.2974 | -0.2974 | -0.2974 | -0.2974 | -0.2974 | -0.2974 | -0.2974 | -0.2974 | -0.2974 | -0.2974 | -0.2974 | -1.2732 | -1.2732 | -1.2732 | -1.2732 | -1.2732 | -1.2732 | -1.2732 | -1.2732 | -1.2732 |  |  |  |  | 35 |  |  | 2.7636
East Hampton Conversion 33 kV | 2026 |  |  | 0 | 0.39033 | 0.39033 | 0.39033 | 0.39033 | 0.39033 | 0.39033 | 0.39033 | 0.39033 | 0.39033 | -0.11896 | -0.11896 | -0.11896 | -0.11896 | -0.11896 | -0.11896 | -0.11896 | -0.11896 | -0.11896 | -0.11896 | -0.11896 | -0.11896 | -0.11896 | -0.11896 | -0.11896 | -0.11896 | -0.11896 | -0.11896 | -0.11896 | -0.11896 | -0.11896 | -0.11896 | -0.11896 | -0.11896 | -0.11896 | -0.11896 | -0.50929 | -0.50929 | -0.50929 | -0.50929 | -0.50929 | -0.50929 | -0.50929 | -0.50929 | -0.50929 |  |  |  |  | 35 |  |  | 1.1054
Buell Conversion 33 kV | 2026 |  |  | 0 | 0.45131 | 0.45131 | 0.45131 | 0.45131 | 0.45131 | 0.45131 | 0.45131 | 0.45131 | 0.45131 | -0.13755 | -0.13755 | -0.13755 | -0.13755 | -0.13755 | -0.13755 | -0.13755 | -0.13755 | -0.13755 | -0.13755 | -0.13755 | -0.13755 | -0.13755 | -0.13755 | -0.13755 | -0.13755 | -0.13755 | -0.13755 | -0.13755 | -0.13755 | -0.13755 | -0.13755 | -0.13755 | -0.13755 | -0.13755 | -0.13755 | -0.58886 | -0.58886 | -0.58886 | -0.58886 | -0.58886 | -0.58886 | -0.58886 | -0.58886 | -0.58886 |  |  |  |  | 35 |  |  | 1.2782
Hither Hills Conversion to 33 kV | 2026 |  |  | 0 | 0 | 0.60305 | 0.60305 | 0.60305 | 0.60305 | 0.60305 | 0.60305 | 0.60305 | 0.60305 | -0.16088 | -0.16088 | -0.16088 | -0.16088 | -0.16088 | -0.16088 | -0.16088 | -0.16088 | -0.16088 | -0.16088 | -0.16088 | -0.16088 | -0.16088 | -0.16088 | -0.16088 | -0.16088 | -0.16088 | -0.16088 | -0.16088 | -0.16088 | -0.16088 | -0.16088 | -0.16088 | -0.16088 | -0.16088 | -0.16088 | -0.16088 | -0.76393 | -0.76393 | -0.76393 | -0.76393 | -0.76393 | -0.76393 | -0.76393 | -0.76393 |  |  |  |  | 35 |  |  | 1.4557
Culloden Pt Conversion to 33 kV | 2026 |  |  | 0 | 0 | 0 | 0.36233 | 0.36233 | 0.36233 | 0.36233 | 0.36233 | 0.36233 | 0.36233 | -0.083291 | -0.083291 | -0.083291 | -0.083291 | -0.083291 | -0.083291 | -0.083291 | -0.083291 | -0.083291 | -0.083291 | -0.083291 | -0.083291 | -0.083291 | -0.083291 | -0.083291 | -0.083291 | -0.083291 | -0.083291 | -0.083291 | -0.083291 | -0.083291 | -0.083291 | -0.083291 | -0.083291 | -0.083291 | -0.083291 | -0.083291 | -0.083291 | -0.44563 | -0.44563 | -0.44563 | -0.44563 | -0.44563 | -0.44563 | -0.44563 |  |  |  |  | 35 |  |  | 0.73392
Annual Avoided Costs for Deferral to 2027:
Amagansett Conversion 33 kV | 2027 |  |  | 0 | 0.97582 | 0.97582 | 0.97582 | 0.97582 | 0.97582 | 0.97582 | 0.97582 | 0.97582 | 0.97582 | 0.97582 | -0.3356 | -0.3356 | -0.3356 | -0.3356 | -0.3356 | -0.3356 | -0.3356 | -0.3356 | -0.3356 | -0.3356 | -0.3356 | -0.3356 | -0.3356 | -0.3356 | -0.3356 | -0.3356 | -0.3356 | -0.3356 | -0.3356 | -0.3356 | -0.3356 | -0.3356 | -0.3356 | -0.3356 | -0.3356 | -1.3114 | -1.3114 | -1.3114 | -1.3114 | -1.3114 | -1.3114 | -1.3114 | -1.3114 | -1.3114 | -1.3114 |  |  |  | 35 |  |  | 3.0354
East Hampton Conversion 33 kV | 2027 |  |  | 0 | 0.39033 | 0.39033 | 0.39033 | 0.39033 | 0.39033 | 0.39033 | 0.39033 | 0.39033 | 0.39033 | 0.39033 | -0.13424 | -0.13424 | -0.13424 | -0.13424 | -0.13424 | -0.13424 | -0.13424 | -0.13424 | -0.13424 | -0.13424 | -0.13424 | -0.13424 | -0.13424 | -0.13424 | -0.13424 | -0.13424 | -0.13424 | -0.13424 | -0.13424 | -0.13424 | -0.13424 | -0.13424 | -0.13424 | -0.13424 | -0.13424 | -0.52457 | -0.52457 | -0.52457 | -0.52457 | -0.52457 | -0.52457 | -0.52457 | -0.52457 | -0.52457 | -0.52457 |  |  |  | 35 |  |  | 1.2142
Buell Conversion 33 kV | 2027 |  |  | 0 | 0.45131 | 0.45131 | 0.45131 | 0.45131 | 0.45131 | 0.45131 | 0.45131 | 0.45131 | 0.45131 | 0.45131 | -0.15521 | -0.15521 | -0.15521 | -0.15521 | -0.15521 | -0.15521 | -0.15521 | -0.15521 | -0.15521 | -0.15521 | -0.15521 | -0.15521 | -0.15521 | -0.15521 | -0.15521 | -0.15521 | -0.15521 | -0.15521 | -0.15521 | -0.15521 | -0.15521 | -0.15521 | -0.15521 | -0.15521 | -0.15521 | -0.60653 | -0.60653 | -0.60653 | -0.60653 | -0.60653 | -0.60653 | -0.60653 | -0.60653 | -0.60653 | -0.60653 |  |  |  | 35 |  |  | 1.4039
Hither Hills Conversion to 33 kV | 2027 |  |  | 0 | 0 | 0.60305 | 0.60305 | 0.60305 | 0.60305 | 0.60305 | 0.60305 | 0.60305 | 0.60305 | 0.60305 | -0.18379 | -0.18379 | -0.18379 | -0.18379 | -0.18379 | -0.18379 | -0.18379 | -0.18379 | -0.18379 | -0.18379 | -0.18379 | -0.18379 | -0.18379 | -0.18379 | -0.18379 | -0.18379 | -0.18379 | -0.18379 | -0.18379 | -0.18379 | -0.18379 | -0.18379 | -0.18379 | -0.18379 | -0.18379 | -0.18379 | -0.78685 | -0.78685 | -0.78685 | -0.78685 | -0.78685 | -0.78685 | -0.78685 | -0.78685 | -0.78685 |  |  |  | 35 |  |  | 1.6189
Culloden Pt Conversion to 33 kV | 2027 |  |  | 0 | 0 | 0 | 0.36233 | 0.36233 | 0.36233 | 0.36233 | 0.36233 | 0.36233 | 0.36233 | 0.36233 | -0.09666 | -0.09666 | -0.09666 | -0.09666 | -0.09666 | -0.09666 | -0.09666 | -0.09666 | -0.09666 | -0.09666 | -0.09666 | -0.09666 | -0.09666 | -0.09666 | -0.09666 | -0.09666 | -0.09666 | -0.09666 | -0.09666 | -0.09666 | -0.09666 | -0.09666 | -0.09666 | -0.09666 | -0.09666 | -0.09666 | -0.09666 | -0.45899 | -0.45899 | -0.45899 | -0.45899 | -0.45899 | -0.45899 | -0.45899 | -0.45899 |  |  |  | 35 |  |  | 0.82906
Annual Avoided Costs for Deferral to 2028:
Amagansett Conversion 33 kV | 2028 |  |  | 0 | 0.97582 | 0.97582 | 0.97582 | 0.97582 | 0.97582 | 0.97582 | 0.97582 | 0.97582 | 0.97582 | 0.97582 | 0.97582 | -0.37494 | -0.37494 | -0.37494 | -0.37494 | -0.37494 | -0.37494 | -0.37494 | -0.37494 | -0.37494 | -0.37494 | -0.37494 | -0.37494 | -0.37494 | -0.37494 | -0.37494 | -0.37494 | -0.37494 | -0.37494 | -0.37494 | -0.37494 | -0.37494 | -0.37494 | -0.37494 | -0.37494 | -1.3508 | -1.3508 | -1.3508 | -1.3508 | -1.3508 | -1.3508 | -1.3508 | -1.3508 | -1.3508 | -1.3508 | -1.3508 |  |  | 35 |  |  | 3.3008
East Hampton Conversion 33 kV | 2028 |  |  | 0 | 0.39033 | 0.39033 | 0.39033 | 0.39033 | 0.39033 | 0.39033 | 0.39033 | 0.39033 | 0.39033 | 0.39033 | 0.39033 | -0.14998 | -0.14998 | -0.14998 | -0.14998 | -0.14998 | -0.14998 | -0.14998 | -0.14998 | -0.14998 | -0.14998 | -0.14998 | -0.14998 | -0.14998 | -0.14998 | -0.14998 | -0.14998 | -0.14998 | -0.14998 | -0.14998 | -0.14998 | -0.14998 | -0.14998 | -0.14998 | -0.14998 | -0.5403 | -0.5403 | -0.5403 | -0.5403 | -0.5403 | -0.5403 | -0.5403 | -0.5403 | -0.5403 | -0.5403 | -0.5403 |  |  | 35 |  |  | 1.3203
Buell Conversion 33 kV | 2028 |  |  | 0 | 0.45131 | 0.45131 | 0.45131 | 0.45131 | 0.45131 | 0.45131 | 0.45131 | 0.45131 | 0.45131 | 0.45131 | 0.45131 | -0.17341 | -0.17341 | -0.17341 | -0.17341 | -0.17341 | -0.17341 | -0.17341 | -0.17341 | -0.17341 | -0.17341 | -0.17341 | -0.17341 | -0.17341 | -0.17341 | -0.17341 | -0.17341 | -0.17341 | -0.17341 | -0.17341 | -0.17341 | -0.17341 | -0.17341 | -0.17341 | -0.17341 | -0.62472 | -0.62472 | -0.62472 | -0.62472 | -0.62472 | -0.62472 | -0.62472 | -0.62472 | -0.62472 | -0.62472 | -0.62472 |  |  | 35 |  |  | 1.5266
Hither Hills Conversion to 33 kV | 2028 |  |  | 0 | 0 | 0.60305 | 0.60305 | 0.60305 | 0.60305 | 0.60305 | 0.60305 | 0.60305 | 0.60305 | 0.60305 | 0.60305 | -0.2074 | -0.2074 | -0.2074 | -0.2074 | -0.2074 | -0.2074 | -0.2074 | -0.2074 | -0.2074 | -0.2074 | -0.2074 | -0.2074 | -0.2074 | -0.2074 | -0.2074 | -0.2074 | -0.2074 | -0.2074 | -0.2074 | -0.2074 | -0.2074 | -0.2074 | -0.2074 | -0.2074 | -0.2074 | -0.81045 | -0.81045 | -0.81045 | -0.81045 | -0.81045 | -0.81045 | -0.81045 | -0.81045 | -0.81045 | -0.81045 |  |  | 35 |  |  | 1.7781
Culloden Pt Conversion to 33 kV | 2028 |  |  | 0 | 0 | 0 | 0.36233 | 0.36233 | 0.36233 | 0.36233 | 0.36233 | 0.36233 | 0.36233 | 0.36233 | 0.36233 | -0.11043 | -0.11043 | -0.11043 | -0.11043 | -0.11043 | -0.11043 | -0.11043 | -0.11043 | -0.11043 | -0.11043 | -0.11043 | -0.11043 | -0.11043 | -0.11043 | -0.11043 | -0.11043 | -0.11043 | -0.11043 | -0.11043 | -0.11043 | -0.11043 | -0.11043 | -0.11043 | -0.11043 | -0.11043 | -0.11043 | -0.47276 | -0.47276 | -0.47276 | -0.47276 | -0.47276 | -0.47276 | -0.47276 | -0.47276 | -0.47276 |  |  | 35 |  |  | 0.92195
Annual Avoided Costs for Deferral to 2029:
Amagansett Conversion 33 kV | 2029 |  |  | 0 | 0.97582 | 0.97582 | 0.97582 | 0.97582 | 0.97582 | 0.97582 | 0.97582 | 0.97582 | 0.97582 | 0.97582 | 0.97582 | 0.97582 | -0.41546 | -0.41546 | -0.41546 | -0.41546 | -0.41546 | -0.41546 | -0.41546 | -0.41546 | -0.41546 | -0.41546 | -0.41546 | -0.41546 | -0.41546 | -0.41546 | -0.41546 | -0.41546 | -0.41546 | -0.41546 | -0.41546 | -0.41546 | -0.41546 | -0.41546 | -0.41546 | -1.3913 | -1.3913 | -1.3913 | -1.3913 | -1.3913 | -1.3913 | -1.3913 | -1.3913 | -1.3913 | -1.3913 | -1.3913 | -1.3913 |  | 35 |  |  | 3.5599
East Hampton Conversion 33 kV | 2029 |  |  | 0 | 0.39033 | 0.39033 | 0.39033 | 0.39033 | 0.39033 | 0.39033 | 0.39033 | 0.39033 | 0.39033 | 0.39033 | 0.39033 | 0.39033 | -0.16619 | -0.16619 | -0.16619 | -0.16619 | -0.16619 | -0.16619 | -0.16619 | -0.16619 | -0.16619 | -0.16619 | -0.16619 | -0.16619 | -0.16619 | -0.16619 | -0.16619 | -0.16619 | -0.16619 | -0.16619 | -0.16619 | -0.16619 | -0.16619 | -0.16619 | -0.16619 | -0.55651 | -0.55651 | -0.55651 | -0.55651 | -0.55651 | -0.55651 | -0.55651 | -0.55651 | -0.55651 | -0.55651 | -0.55651 | -0.55651 |  | 35 |  |  | 1.424
Buell Conversion 33 kV | 2029 |  |  | 0 | 0.45131 | 0.45131 | 0.45131 | 0.45131 | 0.45131 | 0.45131 | 0.45131 | 0.45131 | 0.45131 | 0.45131 | 0.45131 | 0.45131 | -0.19215 | -0.19215 | -0.19215 | -0.19215 | -0.19215 | -0.19215 | -0.19215 | -0.19215 | -0.19215 | -0.19215 | -0.19215 | -0.19215 | -0.19215 | -0.19215 | -0.19215 | -0.19215 | -0.19215 | -0.19215 | -0.19215 | -0.19215 | -0.19215 | -0.19215 | -0.19215 | -0.64347 | -0.64347 | -0.64347 | -0.64347 | -0.64347 | -0.64347 | -0.64347 | -0.64347 | -0.64347 | -0.64347 | -0.64347 | -0.64347 |  | 35 |  |  | 1.6465
Hither Hills Conversion to 33 kV | 2029 |  |  | 0 | 0 | 0.60305 | 0.60305 | 0.60305 | 0.60305 | 0.60305 | 0.60305 | 0.60305 | 0.60305 | 0.60305 | 0.60305 | 0.60305 | -0.23171 | -0.23171 | -0.23171 | -0.23171 | -0.23171 | -0.23171 | -0.23171 | -0.23171 | -0.23171 | -0.23171 | -0.23171 | -0.23171 | -0.23171 | -0.23171 | -0.23171 | -0.23171 | -0.23171 | -0.23171 | -0.23171 | -0.23171 | -0.23171 | -0.23171 | -0.23171 | -0.23171 | -0.83477 | -0.83477 | -0.83477 | -0.83477 | -0.83477 | -0.83477 | -0.83477 | -0.83477 | -0.83477 | -0.83477 | -0.83477 |  | 35 |  |  | 1.9336
Culloden Pt Conversion to 33 kV | 2029 |  |  | 0 | 0 | 0 | 0.36233 | 0.36233 | 0.36233 | 0.36233 | 0.36233 | 0.36233 | 0.36233 | 0.36233 | 0.36233 | 0.36233 | -0.12461 | -0.12461 | -0.12461 | -0.12461 | -0.12461 | -0.12461 | -0.12461 | -0.12461 | -0.12461 | -0.12461 | -0.12461 | -0.12461 | -0.12461 | -0.12461 | -0.12461 | -0.12461 | -0.12461 | -0.12461 | -0.12461 | -0.12461 | -0.12461 | -0.12461 | -0.12461 | -0.12461 | -0.12461 | -0.48695 | -0.48695 | -0.48695 | -0.48695 | -0.48695 | -0.48695 | -0.48695 | -0.48695 | -0.48695 | -0.48695 |  | 35 |  |  | 1.0126
Annual Avoided Costs for Deferral to 2030:
Amagansett Conversion 33 kV | 2030 |  |  | 0 | 0.97582 | 0.97582 | 0.97582 | 0.97582 | 0.97582 | 0.97582 | 0.97582 | 0.97582 | 0.97582 | 0.97582 | 0.97582 | 0.97582 | 0.97582 | -0.4572 | -0.4572 | -0.4572 | -0.4572 | -0.4572 | -0.4572 | -0.4572 | -0.4572 | -0.4572 | -0.4572 | -0.4572 | -0.4572 | -0.4572 | -0.4572 | -0.4572 | -0.4572 | -0.4572 | -0.4572 | -0.4572 | -0.4572 | -0.4572 | -0.4572 | -1.433 | -1.433 | -1.433 | -1.433 | -1.433 | -1.433 | -1.433 | -1.433 | -1.433 | -1.433 | -1.433 | -1.433 | -1.433 | 35 |  |  | 3.8129
East Hampton Conversion 33 kV | 2030 |  |  | 0 | 0.39033 | 0.39033 | 0.39033 | 0.39033 | 0.39033 | 0.39033 | 0.39033 | 0.39033 | 0.39033 | 0.39033 | 0.39033 | 0.39033 | 0.39033 | -0.18288 | -0.18288 | -0.18288 | -0.18288 | -0.18288 | -0.18288 | -0.18288 | -0.18288 | -0.18288 | -0.18288 | -0.18288 | -0.18288 | -0.18288 | -0.18288 | -0.18288 | -0.18288 | -0.18288 | -0.18288 | -0.18288 | -0.18288 | -0.18288 | -0.18288 | -0.57321 | -0.57321 | -0.57321 | -0.57321 | -0.57321 | -0.57321 | -0.57321 | -0.57321 | -0.57321 | -0.57321 | -0.57321 | -0.57321 | -0.57321 | 35 |  |  | 1.5252
Buell Conversion 33 kV | 2030 |  |  | 0 | 0.45131 | 0.45131 | 0.45131 | 0.45131 | 0.45131 | 0.45131 | 0.45131 | 0.45131 | 0.45131 | 0.45131 | 0.45131 | 0.45131 | 0.45131 | -0.21146 | -0.21146 | -0.21146 | -0.21146 | -0.21146 | -0.21146 | -0.21146 | -0.21146 | -0.21146 | -0.21146 | -0.21146 | -0.21146 | -0.21146 | -0.21146 | -0.21146 | -0.21146 | -0.21146 | -0.21146 | -0.21146 | -0.21146 | -0.21146 | -0.21146 | -0.66277 | -0.66277 | -0.66277 | -0.66277 | -0.66277 | -0.66277 | -0.66277 | -0.66277 | -0.66277 | -0.66277 | -0.66277 | -0.66277 | -0.66277 | 35 |  |  | 1.7635
Hither Hills Conversion to 33 kV | 2030 |  |  | 0 | 0 | 0.60305 | 0.60305 | 0.60305 | 0.60305 | 0.60305 | 0.60305 | 0.60305 | 0.60305 | 0.60305 | 0.60305 | 0.60305 | 0.60305 | -0.25676 | -0.25676 | -0.25676 | -0.25676 | -0.25676 | -0.25676 | -0.25676 | -0.25676 | -0.25676 | -0.25676 | -0.25676 | -0.25676 | -0.25676 | -0.25676 | -0.25676 | -0.25676 | -0.25676 | -0.25676 | -0.25676 | -0.25676 | -0.25676 | -0.25676 | -0.25676 | -0.85981 | -0.85981 | -0.85981 | -0.85981 | -0.85981 | -0.85981 | -0.85981 | -0.85981 | -0.85981 | -0.85981 | -0.85981 | -0.85981 | 35 |  |  | 2.0853
Culloden Pt Conversion to 33 kV | 2030 |  |  | 0 | 0 | 0 | 0.36233 | 0.36233 | 0.36233 | 0.36233 | 0.36233 | 0.36233 | 0.36233 | 0.36233 | 0.36233 | 0.36233 | 0.36233 | -0.13922 | -0.13922 | -0.13922 | -0.13922 | -0.13922 | -0.13922 | -0.13922 | -0.13922 | -0.13922 | -0.13922 | -0.13922 | -0.13922 | -0.13922 | -0.13922 | -0.13922 | -0.13922 | -0.13922 | -0.13922 | -0.13922 | -0.13922 | -0.13922 | -0.13922 | -0.13922 | -0.13922 | -0.50156 | -0.50156 | -0.50156 | -0.50156 | -0.50156 | -0.50156 | -0.50156 | -0.50156 | -0.50156 | -0.50156 | -0.50156 | 35 |  |  | 1.1012
Area II Projects: | [53 empty] | 29.21
Riverhead Canal 2nd Line and Bank | 2020 |  | 136.8 | 0 | 0 | 0 | 0 | 18.2337 | 18.2337 | 18.2337 | 18.2337 | 18.2337 | 18.2337 | 18.2337 | 18.2337 | 18.2337 | 18.2337 | 18.2337 | 18.2337 | 18.2337 | 18.2337 | 18.2337 | 18.2337 | 18.2337 | 18.2337 | 18.2337 | 18.2337 | 18.2337 | 18.2337 | 18.2337 | 18.2337 | 18.2337 | 18.2337 | 18.2337 | 18.2337 | 18.2337 | 18.2337 | 18.2337 | 18.2337 | 18.2337 | 18.2337 | 18.2337 | [10 empty] | 35 |  | 226.5269
No Deferral |  |  | 136.8 |  | 0 | 0 | 0 | 18.2337 | 18.2337 | 18.2337 | 18.2337 | 18.2337 | 18.2337 | 18.2337 | 18.2337 | 18.2337 | 18.2337 | 18.2337 | 18.2337 | 18.2337 | 18.2337 | 18.2337 | 18.2337 | 18.2337 | 18.2337 | 18.2337 | 18.2337 | 18.2337 | 18.2337 | 18.2337 | 18.2337 | 18.2337 | 18.2337 | 18.2337 | 18.2337 | 18.2337 | 18.2337 | 18.2337 | 18.2337 | 18.2337 | 18.2337 | 18.2337 | [10 empty] | 35 |  | 226.5269
Riverhead Canal 2nd Line and Bank | 2022 |  | 136.8 | [6 empty] | 19.3442 | 19.3442 | 19.3442 | 19.3442 | 19.3442 | 19.3442 | 19.3442 | 19.3442 | 19.3442 | 19.3442 | 19.3442 | 19.3442 | 19.3442 | 19.3442 | 19.3442 | 19.3442 | 19.3442 | 19.3442 | 19.3442 | 19.3442 | 19.3442 | 19.3442 | 19.3442 | 19.3442 | 19.3442 | 19.3442 | 19.3442 | 19.3442 | 19.3442 | 19.3442 | 19.3442 | 19.3442 | 19.3442 | 19.3442 | 19.3442 | [8 empty] | 35 |  | 215.9182 | 10.6087 | 10.6087 | 0 | 0 | 0
Deferral to 2022 |  |  | 136.8 | [6 empty] | 19.3442 | 19.3442 | 19.3442 | 19.3442 | 19.3442 | 19.3442 | 19.3442 | 19.3442 | 19.3442 | 19.3442 | 19.3442 | 19.3442 | 19.3442 | 19.3442 | 19.3442 | 19.3442 | 19.3442 | 19.3442 | 19.3442 | 19.3442 | 19.3442 | 19.3442 | 19.3442 | 19.3442 | 19.3442 | 19.3442 | 19.3442 | 19.3442 | 19.3442 | 19.3442 | 19.3442 | 19.3442 | 19.3442 | 19.3442 | 19.3442 | [8 empty] | 35 |  | 215.9182 | 10.6087 | 10.6087 | 0 | 0 | 0 | =Area II Portion
Riverhead Canal 2nd Line and Bank | 2023 |  | 136.8 | [7 empty] | 19.9245 | 19.9245 | 19.9245 | 19.9245 | 19.9245 | 19.9245 | 19.9245 | 19.9245 | 19.9245 | 19.9245 | 19.9245 | 19.9245 | 19.9245 | 19.9245 | 19.9245 | 19.9245 | 19.9245 | 19.9245 | 19.9245 | 19.9245 | 19.9245 | 19.9245 | 19.9245 | 19.9245 | 19.9245 | 19.9245 | 19.9245 | 19.9245 | 19.9245 | 19.9245 | 19.9245 | 19.9245 | 19.9245 | 19.9245 | 19.9245 | [7 empty] | 35 |  | 210.8017 | 15.7252 | 15.7252 | 0 | 0 | 0
Deferral to 2023 |  |  | 136.8 | [7 empty] | 19.9245 | 19.9245 | 19.9245 | 19.9245 | 19.9245 | 19.9245 | 19.9245 | 19.9245 | 19.9245 | 19.9245 | 19.9245 | 19.9245 | 19.9245 | 19.9245 | 19.9245 | 19.9245 | 19.9245 | 19.9245 | 19.9245 | 19.9245 | 19.9245 | 19.9245 | 19.9245 | 19.9245 | 19.9245 | 19.9245 | 19.9245 | 19.9245 | 19.9245 | 19.9245 | 19.9245 | 19.9245 | 19.9245 | 19.9245 | 19.9245 | [7 empty] | 35 |  | 210.8017 | 15.7252 | 15.7252 | 0 | 0 | 0 | =Area II Portion
Riverhead Canal 2nd Line and Bank | 2024 |  | 136.8 | [8 empty] | 20.5222 | 20.5222 | 20.5222 | 20.5222 | 20.5222 | 20.5222 | 20.5222 | 20.5222 | 20.5222 | 20.5222 | 20.5222 | 20.5222 | 20.5222 | 20.5222 | 20.5222 | 20.5222 | 20.5222 | 20.5222 | 20.5222 | 20.5222 | 20.5222 | 20.5222 | 20.5222 | 20.5222 | 20.5222 | 20.5222 | 20.5222 | 20.5222 | 20.5222 | 20.5222 | 20.5222 | 20.5222 | 20.5222 | 20.5222 | 20.5222 | [6 empty] | 35 |  | 205.8064 | 20.7205 | 20.7205 | 0 | 0 | 0
Deferral to 2024 |  |  | 136.8 | [8 empty] | 20.5222 | 20.5222 | 20.5222 | 20.5222 | 20.5222 | 20.5222 | 20.5222 | 20.5222 | 20.5222 | 20.5222 | 20.5222 | 20.5222 | 20.5222 | 20.5222 | 20.5222 | 20.5222 | 20.5222 | 20.5222 | 20.5222 | 20.5222 | 20.5222 | 20.5222 | 20.5222 | 20.5222 | 20.5222 | 20.5222 | 20.5222 | 20.5222 | 20.5222 | 20.5222 | 20.5222 | 20.5222 | 20.5222 | 20.5222 | 20.5222 | [6 empty] | 35 |  | 205.8064 | 20.7205 | 20.7205 | 0 | 0 | 0 | =Area II Portion
Riverhead Canal 2nd Line and Bank | 2025 |  | 136.8 | [9 empty] | 21.1379 | 21.1379 | 21.1379 | 21.1379 | 21.1379 | 21.1379 | 21.1379 | 21.1379 | 21.1379 | 21.1379 | 21.1379 | 21.1379 | 21.1379 | 21.1379 | 21.1379 | 21.1379 | 21.1379 | 21.1379 | 21.1379 | 21.1379 | 21.1379 | 21.1379 | 21.1379 | 21.1379 | 21.1379 | 21.1379 | 21.1379 | 21.1379 | 21.1379 | 21.1379 | 21.1379 | 21.1379 | 21.1379 | 21.1379 | 21.1379 | [5 empty] | 35 |  | 200.9294 | 25.5974 | 25.5974 | 0 | 0 | 0
Deferral to 2025 |  |  | 136.8 | [9 empty] | 21.1379 | 21.1379 | 21.1379 | 21.1379 | 21.1379 | 21.1379 | 21.1379 | 21.1379 | 21.1379 | 21.1379 | 21.1379 | 21.1379 | 21.1379 | 21.1379 | 21.1379 | 21.1379 | 21.1379 | 21.1379 | 21.1379 | 21.1379 | 21.1379 | 21.1379 | 21.1379 | 21.1379 | 21.1379 | 21.1379 | 21.1379 | 21.1379 | 21.1379 | 21.1379 | 21.1379 | 21.1379 | 21.1379 | 21.1379 | 21.1379 | [5 empty] | 35 |  | 200.9294 | 25.5974 | 25.5974 | 0 | 0 | 0 | =Area II Portion
Riverhead Canal 2nd Line and Bank | 2026 |  | 136.8 | [10 empty] | 21.772 | 21.772 | 21.772 | 21.772 | 21.772 | 21.772 | 21.772 | 21.772 | 21.772 | 21.772 | 21.772 | 21.772 | 21.772 | 21.772 | 21.772 | 21.772 | 21.772 | 21.772 | 21.772 | 21.772 | 21.772 | 21.772 | 21.772 | 21.772 | 21.772 | 21.772 | 21.772 | 21.772 | 21.772 | 21.772 | 21.772 | 21.772 | 21.772 | 21.772 | 21.772 |  |  |  |  | 35 |  | 196.1681 | 30.3588 | 30.3588 | 30.3588 | 675390.4826 | 6929506.3517
Deferral to 2026 |  |  | 136.8 | [10 empty] | 21.772 | 21.772 | 21.772 | 21.772 | 21.772 | 21.772 | 21.772 | 21.772 | 21.772 | 21.772 | 21.772 | 21.772 | 21.772 | 21.772 | 21.772 | 21.772 | 21.772 | 21.772 | 21.772 | 21.772 | 21.772 | 21.772 | 21.772 | 21.772 | 21.772 | 21.772 | 21.772 | 21.772 | 21.772 | 21.772 | 21.772 | 21.772 | 21.772 | 21.772 | 21.772 |  |  |  |  | 35 |  | 196.1681 | 30.3588 | 30.3588 | 30.3588 | 675390.4826 | 6929506.3517 | =Area II Portion
Riverhead Canal 2nd Line and Bank | 2027 |  | 136.8 | [11 empty] | 22.4252 | 22.4252 | 22.4252 | 22.4252 | 22.4252 | 22.4252 | 22.4252 | 22.4252 | 22.4252 | 22.4252 | 22.4252 | 22.4252 | 22.4252 | 22.4252 | 22.4252 | 22.4252 | 22.4252 | 22.4252 | 22.4252 | 22.4252 | 22.4252 | 22.4252 | 22.4252 | 22.4252 | 22.4252 | 22.4252 | 22.4252 | 22.4252 | 22.4252 | 22.4252 | 22.4252 | 22.4252 | 22.4252 | 22.4252 | 22.4252 |  |  |  | 35 |  | 191.5195 | 35.0073 | 35.0073 | 0 | 0 | 0
Deferral to 2027 |  |  | 136.8 | [11 empty] | 22.4252 | 22.4252 | 22.4252 | 22.4252 | 22.4252 | 22.4252 | 22.4252 | 22.4252 | 22.4252 | 22.4252 | 22.4252 | 22.4252 | 22.4252 | 22.4252 | 22.4252 | 22.4252 | 22.4252 | 22.4252 | 22.4252 | 22.4252 | 22.4252 | 22.4252 | 22.4252 | 22.4252 | 22.4252 | 22.4252 | 22.4252 | 22.4252 | 22.4252 | 22.4252 | 22.4252 | 22.4252 | 22.4252 | 22.4252 | 22.4252 |  |  |  | 35 |  | 191.5195 | 35.0073 | 35.0073 | 0 | 0 | 0 | =Area II Portion
Riverhead Canal 2nd Line and Bank | 2028 |  | 136.8 | [12 empty] | 23.0979 | 23.0979 | 23.0979 | 23.0979 | 23.0979 | 23.0979 | 23.0979 | 23.0979 | 23.0979 | 23.0979 | 23.0979 | 23.0979 | 23.0979 | 23.0979 | 23.0979 | 23.0979 | 23.0979 | 23.0979 | 23.0979 | 23.0979 | 23.0979 | 23.0979 | 23.0979 | 23.0979 | 23.0979 | 23.0979 | 23.0979 | 23.0979 | 23.0979 | 23.0979 | 23.0979 | 23.0979 | 23.0979 | 23.0979 | 23.0979 |  |  | 35 |  | 186.9812 | 39.5457 | 39.5457 | 0 | 0 | 0
Deferral to 2028 |  |  | 136.8 | [12 empty] | 23.0979 | 23.0979 | 23.0979 | 23.0979 | 23.0979 | 23.0979 | 23.0979 | 23.0979 | 23.0979 | 23.0979 | 23.0979 | 23.0979 | 23.0979 | 23.0979 | 23.0979 | 23.0979 | 23.0979 | 23.0979 | 23.0979 | 23.0979 | 23.0979 | 23.0979 | 23.0979 | 23.0979 | 23.0979 | 23.0979 | 23.0979 | 23.0979 | 23.0979 | 23.0979 | 23.0979 | 23.0979 | 23.0979 | 23.0979 | 23.0979 |  |  | 35 |  | 186.9812 | 39.5457 | 39.5457 | 0 | 0 | 0 | =Area II Portion
Riverhead Canal 2nd Line and Bank | 2029 |  | 136.8 | [13 empty] | 23.7909 | 23.7909 | 23.7909 | 23.7909 | 23.7909 | 23.7909 | 23.7909 | 23.7909 | 23.7909 | 23.7909 | 23.7909 | 23.7909 | 23.7909 | 23.7909 | 23.7909 | 23.7909 | 23.7909 | 23.7909 | 23.7909 | 23.7909 | 23.7909 | 23.7909 | 23.7909 | 23.7909 | 23.7909 | 23.7909 | 23.7909 | 23.7909 | 23.7909 | 23.7909 | 23.7909 | 23.7909 | 23.7909 | 23.7909 | 23.7909 |  | 35 |  | 182.5503 | 43.9765 | 43.9765 | 0 | 0 | 0
Deferral to 2029 |  |  | 136.8 | [13 empty] | 23.7909 | 23.7909 | 23.7909 | 23.7909 | 23.7909 | 23.7909 | 23.7909 | 23.7909 | 23.7909 | 23.7909 | 23.7909 | 23.7909 | 23.7909 | 23.7909 | 23.7909 | 23.7909 | 23.7909 | 23.7909 | 23.7909 | 23.7909 | 23.7909 | 23.7909 | 23.7909 | 23.7909 | 23.7909 | 23.7909 | 23.7909 | 23.7909 | 23.7909 | 23.7909 | 23.7909 | 23.7909 | 23.7909 | 23.7909 | 23.7909 |  | 35 |  | 182.5503 | 43.9765 | 43.9765 | 0 | 0 | 0 | =Area II Portion
Riverhead Canal 2nd Line and Bank | 2030 |  | 136.8 | [14 empty] | 24.5046 | 24.5046 | 24.5046 | 24.5046 | 24.5046 | 24.5046 | 24.5046 | 24.5046 | 24.5046 | 24.5046 | 24.5046 | 24.5046 | 24.5046 | 24.5046 | 24.5046 | 24.5046 | 24.5046 | 24.5046 | 24.5046 | 24.5046 | 24.5046 | 24.5046 | 24.5046 | 24.5046 | 24.5046 | 24.5046 | 24.5046 | 24.5046 | 24.5046 | 24.5046 | 24.5046 | 24.5046 | 24.5046 | 24.5046 | 24.5046 | 35 |  | 178.2245 | 48.3024 | 48.3024 | 0 | 0 | 0
Deferral to 2030 |  |  | 136.8 | [14 empty] | 24.5046 | 24.5046 | 24.5046 | 24.5046 | 24.5046 | 24.5046 | 24.5046 | 24.5046 | 24.5046 | 24.5046 | 24.5046 | 24.5046 | 24.5046 | 24.5046 | 24.5046 | 24.5046 | 24.5046 | 24.5046 | 24.5046 | 24.5046 | 24.5046 | 24.5046 | 24.5046 | 24.5046 | 24.5046 | 24.5046 | 24.5046 | 24.5046 | 24.5046 | 24.5046 | 24.5046 | 24.5046 | 24.5046 | 24.5046 | 24.5046 | 35 |  | 178.2245 | 48.3024 | 48.3024 | 0 | 0 | 0 | =Area II Portion
[60 empty] | 18718871.4039 | =Area II+III Portions
Annual Avoided Costs for Deferral to 2022:
Riverhead Canal 2nd Line and Bank | 2022 |  |  | 0 | 0 | 0 | 0 | 18.2337 | 18.2337 | -1.1104 | -1.1104 | -1.1104 | -1.1104 | -1.1104 | -1.1104 | -1.1104 | -1.1104 | -1.1104 | -1.1104 | -1.1104 | -1.1104 | -1.1104 | -1.1104 | -1.1104 | -1.1104 | -1.1104 | -1.1104 | -1.1104 | -1.1104 | -1.1104 | -1.1104 | -1.1104 | -1.1104 | -1.1104 | -1.1104 | -1.1104 | -1.1104 | -1.1104 | -1.1104 | -1.1104 | -1.1104 | -1.1104 | -19.3442 | -19.3442 | [8 empty] | 35 |  |  | 10.6087
Annual Avoided Costs for Deferral to 2023:
Riverhead Canal 2nd Line and Bank | 2023 |  |  | 0 | 0 | 0 | 0 | 18.2337 | 18.2337 | 18.2337 | -1.6908 | -1.6908 | -1.6908 | -1.6908 | -1.6908 | -1.6908 | -1.6908 | -1.6908 | -1.6908 | -1.6908 | -1.6908 | -1.6908 | -1.6908 | -1.6908 | -1.6908 | -1.6908 | -1.6908 | -1.6908 | -1.6908 | -1.6908 | -1.6908 | -1.6908 | -1.6908 | -1.6908 | -1.6908 | -1.6908 | -1.6908 | -1.6908 | -1.6908 | -1.6908 | -1.6908 | -1.6908 | -19.9245 | -19.9245 | -19.9245 | [7 empty] | 35 |  |  | 15.7252
Annual Avoided Costs for Deferral to 2024:
Riverhead Canal 2nd Line and Bank | 2024 |  |  | 0 | 0 | 0 | 0 | 18.2337 | 18.2337 | 18.2337 | 18.2337 | -2.2885 | -2.2885 | -2.2885 | -2.2885 | -2.2885 | -2.2885 | -2.2885 | -2.2885 | -2.2885 | -2.2885 | -2.2885 | -2.2885 | -2.2885 | -2.2885 | -2.2885 | -2.2885 | -2.2885 | -2.2885 | -2.2885 | -2.2885 | -2.2885 | -2.2885 | -2.2885 | -2.2885 | -2.2885 | -2.2885 | -2.2885 | -2.2885 | -2.2885 | -2.2885 | -2.2885 | -20.5222 | -20.5222 | -20.5222 | -20.5222 | [6 empty] | 35 |  |  | 20.7205
Annual Avoided Costs for Deferral to 2025:
Riverhead Canal 2nd Line and Bank | 2025 |  |  | 0 | 0 | 0 | 0 | 18.2337 | 18.2337 | 18.2337 | 18.2337 | 18.2337 | -2.9042 | -2.9042 | -2.9042 | -2.9042 | -2.9042 | -2.9042 | -2.9042 | -2.9042 | -2.9042 | -2.9042 | -2.9042 | -2.9042 | -2.9042 | -2.9042 | -2.9042 | -2.9042 | -2.9042 | -2.9042 | -2.9042 | -2.9042 | -2.9042 | -2.9042 | -2.9042 | -2.9042 | -2.9042 | -2.9042 | -2.9042 | -2.9042 | -2.9042 | -2.9042 | -21.1379 | -21.1379 | -21.1379 | -21.1379 | -21.1379 | [5 empty] | 35 |  |  | 25.5974
Annual Avoided Costs for Deferral to 2026:
Riverhead Canal 2nd Line and Bank | 2026 |  |  | 0 | 0 | 0 | 0 | 18.2337 | 18.2337 | 18.2337 | 18.2337 | 18.2337 | 18.2337 | -3.5383 | -3.5383 | -3.5383 | -3.5383 | -3.5383 | -3.5383 | -3.5383 | -3.5383 | -3.5383 | -3.5383 | -3.5383 | -3.5383 | -3.5383 | -3.5383 | -3.5383 | -3.5383 | -3.5383 | -3.5383 | -3.5383 | -3.5383 | -3.5383 | -3.5383 | -3.5383 | -3.5383 | -3.5383 | -3.5383 | -3.5383 | -3.5383 | -3.5383 | -21.772 | -21.772 | -21.772 | -21.772 | -21.772 | -21.772 |  |  |  |  | 35 |  |  | 30.3588
Annual Avoided Costs for Deferral to 2027:
Riverhead Canal 2nd Line and Bank | 2027 |  |  | 0 | 0 | 0 | 0 | 18.2337 | 18.2337 | 18.2337 | 18.2337 | 18.2337 | 18.2337 | 18.2337 | -4.1915 | -4.1915 | -4.1915 | -4.1915 | -4.1915 | -4.1915 | -4.1915 | -4.1915 | -4.1915 | -4.1915 | -4.1915 | -4.1915 | -4.1915 | -4.1915 | -4.1915 | -4.1915 | -4.1915 | -4.1915 | -4.1915 | -4.1915 | -4.1915 | -4.1915 | -4.1915 | -4.1915 | -4.1915 | -4.1915 | -4.1915 | -4.1915 | -22.4252 | -22.4252 | -22.4252 | -22.4252 | -22.4252 | -22.4252 | -22.4252 |  |  |  | 35 |  |  | 35.0073
Annual Avoided Costs for Deferral to 2028:
Riverhead Canal 2nd Line and Bank | 2028 |  |  | 0 | 0 | 0 | 0 | 18.2337 | 18.2337 | 18.2337 | 18.2337 | 18.2337 | 18.2337 | 18.2337 | 18.2337 | -4.8642 | -4.8642 | -4.8642 | -4.8642 | -4.8642 | -4.8642 | -4.8642 | -4.8642 | -4.8642 | -4.8642 | -4.8642 | -4.8642 | -4.8642 | -4.8642 | -4.8642 | -4.8642 | -4.8642 | -4.8642 | -4.8642 | -4.8642 | -4.8642 | -4.8642 | -4.8642 | -4.8642 | -4.8642 | -4.8642 | -4.8642 | -23.0979 | -23.0979 | -23.0979 | -23.0979 | -23.0979 | -23.0979 | -23.0979 | -23.0979 |  |  | 35 |  |  | 39.5457
Annual Avoided Costs for Deferral to 2029:
Riverhead Canal 2nd Line and Bank | 2029 |  |  | 0 | 0 | 0 | 0 | 18.2337 | 18.2337 | 18.2337 | 18.2337 | 18.2337 | 18.2337 | 18.2337 | 18.2337 | 18.2337 | -5.5571 | -5.5571 | -5.5571 | -5.5571 | -5.5571 | -5.5571 | -5.5571 | -5.5571 | -5.5571 | -5.5571 | -5.5571 | -5.5571 | -5.5571 | -5.5571 | -5.5571 | -5.5571 | -5.5571 | -5.5571 | -5.5571 | -5.5571 | -5.5571 | -5.5571 | -5.5571 | -5.5571 | -5.5571 | -5.5571 | -23.7909 | -23.7909 | -23.7909 | -23.7909 | -23.7909 | -23.7909 | -23.7909 | -23.7909 | -23.7909 |  | 35 |  |  | 43.9765
Annual Avoided Costs for Deferral to 2030:
Riverhead Canal 2nd Line and Bank | 2030 |  |  | 0 | 0 | 0 | 0 | 18.2337 | 18.2337 | 18.2337 | 18.2337 | 18.2337 | 18.2337 | 18.2337 | 18.2337 | 18.2337 | 18.2337 | -6.2709 | -6.2709 | -6.2709 | -6.2709 | -6.2709 | -6.2709 | -6.2709 | -6.2709 | -6.2709 | -6.2709 | -6.2709 | -6.2709 | -6.2709 | -6.2709 | -6.2709 | -6.2709 | -6.2709 | -6.2709 | -6.2709 | -6.2709 | -6.2709 | -6.2709 | -6.2709 | -6.2709 | -6.2709 | -24.5046 | -24.5046 | -24.5046 | -24.5046 | -24.5046 | -24.5046 | -24.5046 | -24.5046 | -24.5046 | -24.5046 | 35 |  |  | 48.3024
0
Area III Projects: | [52 empty] | 0 | 20.46
New Canal - Southampton Cable | 2017 |  | 37.6 | 0 | 4.5863 | 4.5863 | 4.5863 | 4.5863 | 4.5863 | 4.5863 | 4.5863 | 4.5863 | 4.5863 | 4.5863 | 4.5863 | 4.5863 | 4.5863 | 4.5863 | 4.5863 | 4.5863 | 4.5863 | 4.5863 | 4.5863 | 4.5863 | 4.5863 | 4.5863 | 4.5863 | 4.5863 | 4.5863 | 4.5863 | 4.5863 | 4.5863 | 4.5863 | 4.5863 | 4.5863 | 4.5863 | 4.5863 | 4.5863 | 4.5863 | [13 empty] | 35 |  | 66.9063
Upgrade Wildwood - Riverhead to 138 kV | 2017 |  | 7.7 | 0 | 0.93922 | 0.93922 | 0.93922 | 0.93922 | 0.93922 | 0.93922 | 0.93922 | 0.93922 | 0.93922 | 0.93922 | 0.93922 | 0.93922 | 0.93922 | 0.93922 | 0.93922 | 0.93922 | 0.93922 | 0.93922 | 0.93922 | 0.93922 | 0.93922 | 0.93922 | 0.93922 | 0.93922 | 0.93922 | 0.93922 | 0.93922 | 0.93922 | 0.93922 | 0.93922 | 0.93922 | 0.93922 | 0.93922 | 0.93922 | 0.93922 | [13 empty] | 35 |  | 13.7016
Bridgehampton - Buell New 69 kV UG Cable | 2017 |  | 33.2 | 0 | 4.0496 | 4.0496 | 4.0496 | 4.0496 | 4.0496 | 4.0496 | 4.0496 | 4.0496 | 4.0496 | 4.0496 | 4.0496 | 4.0496 | 4.0496 | 4.0496 | 4.0496 | 4.0496 | 4.0496 | 4.0496 | 4.0496 | 4.0496 | 4.0496 | 4.0496 | 4.0496 | 4.0496 | 4.0496 | 4.0496 | 4.0496 | 4.0496 | 4.0496 | 4.0496 | 4.0496 | 4.0496 | 4.0496 | 4.0496 | 4.0496 | [13 empty] | 35 |  | 59.0769
Canal - Wainscott New 138 kV UG Cable | 2022 |  | 275.5 | 0 | 0 | 0 | 0 | 0 | 0 | 38.957 | 38.957 | 38.957 | 38.957 | 38.957 | 38.957 | 38.957 | 38.957 | 38.957 | 38.957 | 38.957 | 38.957 | 38.957 | 38.957 | 38.957 | 38.957 | 38.957 | 38.957 | 38.957 | 38.957 | 38.957 | 38.957 | 38.957 | 38.957 | 38.957 | 38.957 | 38.957 | 38.957 | 38.957 | 38.957 | 38.957 | 38.957 | 38.957 | 38.957 | 38.957 | [8 empty] | 35 |  | 434.8353
No Deferral |  |  | 354 |  | 9.5752 | 9.5752 | 9.5752 | 9.5752 | 9.5752 | 48.5322 | 48.5322 | 48.5322 | 48.5322 | 48.5322 | 48.5322 | 48.5322 | 48.5322 | 48.5322 | 48.5322 | 48.5322 | 48.5322 | 48.5322 | 48.5322 | 48.5322 | 48.5322 | 48.5322 | 48.5322 | 48.5322 | 48.5322 | 48.5322 | 48.5322 | 48.5322 | 48.5322 | 48.5322 | 48.5322 | 48.5322 | 48.5322 | 48.5322 | 48.5322 | 38.957 | 38.957 | 38.957 | 38.957 | 38.957 | [10 empty] | 574.52
New Canal - Southampton Cable | 2022 |  | 37.6 | [6 empty] | 5.3168 | 5.3168 | 5.3168 | 5.3168 | 5.3168 | 5.3168 | 5.3168 | 5.3168 | 5.3168 | 5.3168 | 5.3168 | 5.3168 | 5.3168 | 5.3168 | 5.3168 | 5.3168 | 5.3168 | 5.3168 | 5.3168 | 5.3168 | 5.3168 | 5.3168 | 5.3168 | 5.3168 | 5.3168 | 5.3168 | 5.3168 | 5.3168 | 5.3168 | 5.3168 | 5.3168 | 5.3168 | 5.3168 | 5.3168 | 5.3168 | [8 empty] | 35 |  | 59.3459 | 7.5604 | 0 | 0 | 0 | 0
Upgrade Wildwood - Riverhead to 138 kV | 2022 |  | 7.7 | [6 empty] | 1.0888 | 1.0888 | 1.0888 | 1.0888 | 1.0888 | 1.0888 | 1.0888 | 1.0888 | 1.0888 | 1.0888 | 1.0888 | 1.0888 | 1.0888 | 1.0888 | 1.0888 | 1.0888 | 1.0888 | 1.0888 | 1.0888 | 1.0888 | 1.0888 | 1.0888 | 1.0888 | 1.0888 | 1.0888 | 1.0888 | 1.0888 | 1.0888 | 1.0888 | 1.0888 | 1.0888 | 1.0888 | 1.0888 | 1.0888 | 1.0888 | [8 empty] | 35 |  | 12.1533 | 1.5483 | 0 | 0 | 0 | 0
Bridgehampton - Buell New 69 kV UG Cable | 2022 |  | 33.2 | [6 empty] | 4.6946 | 4.6946 | 4.6946 | 4.6946 | 4.6946 | 4.6946 | 4.6946 | 4.6946 | 4.6946 | 4.6946 | 4.6946 | 4.6946 | 4.6946 | 4.6946 | 4.6946 | 4.6946 | 4.6946 | 4.6946 | 4.6946 | 4.6946 | 4.6946 | 4.6946 | 4.6946 | 4.6946 | 4.6946 | 4.6946 | 4.6946 | 4.6946 | 4.6946 | 4.6946 | 4.6946 | 4.6946 | 4.6946 | 4.6946 | 4.6946 | [8 empty] | 35 |  | 52.4012 | 6.6757 | 0 | 0 | 0 | 0
Canal - Wainscott New 138 kV UG Cable | 2022 |  | 275.5 | [6 empty] | 38.957 | 38.957 | 38.957 | 38.957 | 38.957 | 38.957 | 38.957 | 38.957 | 38.957 | 38.957 | 38.957 | 38.957 | 38.957 | 38.957 | 38.957 | 38.957 | 38.957 | 38.957 | 38.957 | 38.957 | 38.957 | 38.957 | 38.957 | 38.957 | 38.957 | 38.957 | 38.957 | 38.957 | 38.957 | 38.957 | 38.957 | 38.957 | 38.957 | 38.957 | 38.957 | [8 empty] | 35 |  | 434.8353 | 0 | 0 | 0 | 0 | 0
Deferral to 2022 |  |  | 354 | [6 empty] | 50.0572 | 50.0572 | 50.0572 | 50.0572 | 50.0572 | 50.0572 | 50.0572 | 50.0572 | 50.0572 | 50.0572 | 50.0572 | 50.0572 | 50.0572 | 50.0572 | 50.0572 | 50.0572 | 50.0572 | 50.0572 | 50.0572 | 50.0572 | 50.0572 | 50.0572 | 50.0572 | 50.0572 | 50.0572 | 50.0572 | 50.0572 | 50.0572 | 50.0572 | 50.0572 | 50.0572 | 50.0572 | 50.0572 | 50.0572 | 50.0572 | [8 empty] | 35 |  | 558.7357 | 15.7843 | 0 | 0 | 0 | 0 | =Area III Portion
New Canal - Southampton Cable | 2023 |  | 37.6 | [7 empty] | 5.4763 | 5.4763 | 5.4763 | 5.4763 | 5.4763 | 5.4763 | 5.4763 | 5.4763 | 5.4763 | 5.4763 | 5.4763 | 5.4763 | 5.4763 | 5.4763 | 5.4763 | 5.4763 | 5.4763 | 5.4763 | 5.4763 | 5.4763 | 5.4763 | 5.4763 | 5.4763 | 5.4763 | 5.4763 | 5.4763 | 5.4763 | 5.4763 | 5.4763 | 5.4763 | 5.4763 | 5.4763 | 5.4763 | 5.4763 | 5.4763 | [7 empty] | 35 |  | 57.9396 | 8.9667 | 8.9667 | 8.9667 | 137084.3685 | 1406485.6206
Upgrade Wildwood - Riverhead to 138 kV | 2023 |  | 7.7 | [7 empty] | 1.1215 | 1.1215 | 1.1215 | 1.1215 | 1.1215 | 1.1215 | 1.1215 | 1.1215 | 1.1215 | 1.1215 | 1.1215 | 1.1215 | 1.1215 | 1.1215 | 1.1215 | 1.1215 | 1.1215 | 1.1215 | 1.1215 | 1.1215 | 1.1215 | 1.1215 | 1.1215 | 1.1215 | 1.1215 | 1.1215 | 1.1215 | 1.1215 | 1.1215 | 1.1215 | 1.1215 | 1.1215 | 1.1215 | 1.1215 | 1.1215 | [7 empty] | 35 |  | 11.8653 | 1.8363 | 1.8363 | 0 | 0 | 0
Bridgehampton - Buell New 69 kV UG Cable | 2023 |  | 33.2 | [7 empty] | 4.8355 | 4.8355 | 4.8355 | 4.8355 | 4.8355 | 4.8355 | 4.8355 | 4.8355 | 4.8355 | 4.8355 | 4.8355 | 4.8355 | 4.8355 | 4.8355 | 4.8355 | 4.8355 | 4.8355 | 4.8355 | 4.8355 | 4.8355 | 4.8355 | 4.8355 | 4.8355 | 4.8355 | 4.8355 | 4.8355 | 4.8355 | 4.8355 | 4.8355 | 4.8355 | 4.8355 | 4.8355 | 4.8355 | 4.8355 | 4.8355 | [7 empty] | 35 |  | 51.1595 | 7.9174 | 7.9174 | 7.9174 | 121042.5807 | 1241896.8778
Canal - Wainscott New 138 kV UG Cable | 2023 |  | 275.5 | [7 empty] | 40.1257 | 40.1257 | 40.1257 | 40.1257 | 40.1257 | 40.1257 | 40.1257 | 40.1257 | 40.1257 | 40.1257 | 40.1257 | 40.1257 | 40.1257 | 40.1257 | 40.1257 | 40.1257 | 40.1257 | 40.1257 | 40.1257 | 40.1257 | 40.1257 | 40.1257 | 40.1257 | 40.1257 | 40.1257 | 40.1257 | 40.1257 | 40.1257 | 40.1257 | 40.1257 | 40.1257 | 40.1257 | 40.1257 | 40.1257 | 40.1257 | [7 empty] | 35 |  | 424.5311 | 10.3042 | 10.3042 | 0 | 0 | 0
Deferral to 2023 |  |  | 354 | [7 empty] | 51.559 | 51.559 | 51.559 | 51.559 | 51.559 | 51.559 | 51.559 | 51.559 | 51.559 | 51.559 | 51.559 | 51.559 | 51.559 | 51.559 | 51.559 | 51.559 | 51.559 | 51.559 | 51.559 | 51.559 | 51.559 | 51.559 | 51.559 | 51.559 | 51.559 | 51.559 | 51.559 | 51.559 | 51.559 | 51.559 | 51.559 | 51.559 | 51.559 | 51.559 | 51.559 | [7 empty] | 35 |  | 545.4955 | 29.0245 | 29.0245 | 16.8841 | 258126.9492 | 2648382.4983 | =Area III Portion
New Canal - Southampton Cable | 2024 |  | 37.6 | [8 empty] | 5.6406 | 5.6406 | 5.6406 | 5.6406 | 5.6406 | 5.6406 | 5.6406 | 5.6406 | 5.6406 | 5.6406 | 5.6406 | 5.6406 | 5.6406 | 5.6406 | 5.6406 | 5.6406 | 5.6406 | 5.6406 | 5.6406 | 5.6406 | 5.6406 | 5.6406 | 5.6406 | 5.6406 | 5.6406 | 5.6406 | 5.6406 | 5.6406 | 5.6406 | 5.6406 | 5.6406 | 5.6406 | 5.6406 | 5.6406 | 5.6406 | [6 empty] | 35 |  | 56.5667 | 10.3397 | 10.3397 | 0 | 0 | 0
Upgrade Wildwood - Riverhead to 138 kV | 2024 |  | 7.7 | [8 empty] | 1.1551 | 1.1551 | 1.1551 | 1.1551 | 1.1551 | 1.1551 | 1.1551 | 1.1551 | 1.1551 | 1.1551 | 1.1551 | 1.1551 | 1.1551 | 1.1551 | 1.1551 | 1.1551 | 1.1551 | 1.1551 | 1.1551 | 1.1551 | 1.1551 | 1.1551 | 1.1551 | 1.1551 | 1.1551 | 1.1551 | 1.1551 | 1.1551 | 1.1551 | 1.1551 | 1.1551 | 1.1551 | 1.1551 | 1.1551 | 1.1551 | [6 empty] | 35 |  | 11.5841 | 2.1174 | 2.1174 | 0 | 0 | 0
Bridgehampton - Buell New 69 kV UG Cable | 2024 |  | 33.2 | [8 empty] | 4.9805 | 4.9805 | 4.9805 | 4.9805 | 4.9805 | 4.9805 | 4.9805 | 4.9805 | 4.9805 | 4.9805 | 4.9805 | 4.9805 | 4.9805 | 4.9805 | 4.9805 | 4.9805 | 4.9805 | 4.9805 | 4.9805 | 4.9805 | 4.9805 | 4.9805 | 4.9805 | 4.9805 | 4.9805 | 4.9805 | 4.9805 | 4.9805 | 4.9805 | 4.9805 | 4.9805 | 4.9805 | 4.9805 | 4.9805 | 4.9805 | [6 empty] | 35 |  | 49.9472 | 9.1297 | 9.1297 | 0 | 0 | 0
Canal - Wainscott New 138 kV UG Cable | 2024 |  | 275.5 | [8 empty] | 41.3295 | 41.3295 | 41.3295 | 41.3295 | 41.3295 | 41.3295 | 41.3295 | 41.3295 | 41.3295 | 41.3295 | 41.3295 | 41.3295 | 41.3295 | 41.3295 | 41.3295 | 41.3295 | 41.3295 | 41.3295 | 41.3295 | 41.3295 | 41.3295 | 41.3295 | 41.3295 | 41.3295 | 41.3295 | 41.3295 | 41.3295 | 41.3295 | 41.3295 | 41.3295 | 41.3295 | 41.3295 | 41.3295 | 41.3295 | 41.3295 | [6 empty] | 35 |  | 414.4711 | 20.3641 | 20.3641 | 0 | 0 | 0
Deferral to 2024 |  |  | 354 | [8 empty] | 53.1057 | 53.1057 | 53.1057 | 53.1057 | 53.1057 | 53.1057 | 53.1057 | 53.1057 | 53.1057 | 53.1057 | 53.1057 | 53.1057 | 53.1057 | 53.1057 | 53.1057 | 53.1057 | 53.1057 | 53.1057 | 53.1057 | 53.1057 | 53.1057 | 53.1057 | 53.1057 | 53.1057 | 53.1057 | 53.1057 | 53.1057 | 53.1057 | 53.1057 | 53.1057 | 53.1057 | 53.1057 | 53.1057 | 53.1057 | 53.1057 | [6 empty] | 35 |  | 532.5691 | 41.9509 | 41.9509 | 0 | 0 | 0 | =Area III Portion
New Canal - Southampton Cable | 2025 |  | 37.6 | [9 empty] | 5.8098 | 5.8098 | 5.8098 | 5.8098 | 5.8098 | 5.8098 | 5.8098 | 5.8098 | 5.8098 | 5.8098 | 5.8098 | 5.8098 | 5.8098 | 5.8098 | 5.8098 | 5.8098 | 5.8098 | 5.8098 | 5.8098 | 5.8098 | 5.8098 | 5.8098 | 5.8098 | 5.8098 | 5.8098 | 5.8098 | 5.8098 | 5.8098 | 5.8098 | 5.8098 | 5.8098 | 5.8098 | 5.8098 | 5.8098 | 5.8098 | [5 empty] | 35 |  | 55.2262 | 11.6801 | 11.6801 | 0 | 0 | 0
Upgrade Wildwood - Riverhead to 138 kV | 2025 |  | 7.7 | [9 empty] | 1.1898 | 1.1898 | 1.1898 | 1.1898 | 1.1898 | 1.1898 | 1.1898 | 1.1898 | 1.1898 | 1.1898 | 1.1898 | 1.1898 | 1.1898 | 1.1898 | 1.1898 | 1.1898 | 1.1898 | 1.1898 | 1.1898 | 1.1898 | 1.1898 | 1.1898 | 1.1898 | 1.1898 | 1.1898 | 1.1898 | 1.1898 | 1.1898 | 1.1898 | 1.1898 | 1.1898 | 1.1898 | 1.1898 | 1.1898 | 1.1898 | [5 empty] | 35 |  | 11.3096 | 2.3919 | 2.3919 | 0 | 0 | 0
Bridgehampton - Buell New 69 kV UG Cable | 2025 |  | 33.2 | [9 empty] | 5.13 | 5.13 | 5.13 | 5.13 | 5.13 | 5.13 | 5.13 | 5.13 | 5.13 | 5.13 | 5.13 | 5.13 | 5.13 | 5.13 | 5.13 | 5.13 | 5.13 | 5.13 | 5.13 | 5.13 | 5.13 | 5.13 | 5.13 | 5.13 | 5.13 | 5.13 | 5.13 | 5.13 | 5.13 | 5.13 | 5.13 | 5.13 | 5.13 | 5.13 | 5.13 | [5 empty] | 35 |  | 48.7636 | 10.3133 | 10.3133 | 0 | 0 | 0
Canal - Wainscott New 138 kV UG Cable | 2025 |  | 275.5 | [9 empty] | 42.5693 | 42.5693 | 42.5693 | 42.5693 | 42.5693 | 42.5693 | 42.5693 | 42.5693 | 42.5693 | 42.5693 | 42.5693 | 42.5693 | 42.5693 | 42.5693 | 42.5693 | 42.5693 | 42.5693 | 42.5693 | 42.5693 | 42.5693 | 42.5693 | 42.5693 | 42.5693 | 42.5693 | 42.5693 | 42.5693 | 42.5693 | 42.5693 | 42.5693 | 42.5693 | 42.5693 | 42.5693 | 42.5693 | 42.5693 | 42.5693 | [5 empty] | 35 |  | 404.6495 | 30.1857 | 30.1857 | 0 | 0 | 0
Deferral to 2025 |  |  | 354 | [9 empty] | 54.6989 | 54.6989 | 54.6989 | 54.6989 | 54.6989 | 54.6989 | 54.6989 | 54.6989 | 54.6989 | 54.6989 | 54.6989 | 54.6989 | 54.6989 | 54.6989 | 54.6989 | 54.6989 | 54.6989 | 54.6989 | 54.6989 | 54.6989 | 54.6989 | 54.6989 | 54.6989 | 54.6989 | 54.6989 | 54.6989 | 54.6989 | 54.6989 | 54.6989 | 54.6989 | 54.6989 | 54.6989 | 54.6989 | 54.6989 | 54.6989 | [5 empty] | 35 |  | 519.949 | 54.5711 | 54.5711 | 0 | 0 | 0 | =Area III Portion
New Canal - Southampton Cable | 2026 |  | 37.6 | [10 empty] | 5.9841 | 5.9841 | 5.9841 | 5.9841 | 5.9841 | 5.9841 | 5.9841 | 5.9841 | 5.9841 | 5.9841 | 5.9841 | 5.9841 | 5.9841 | 5.9841 | 5.9841 | 5.9841 | 5.9841 | 5.9841 | 5.9841 | 5.9841 | 5.9841 | 5.9841 | 5.9841 | 5.9841 | 5.9841 | 5.9841 | 5.9841 | 5.9841 | 5.9841 | 5.9841 | 5.9841 | 5.9841 | 5.9841 | 5.9841 | 5.9841 |  |  |  |  | 35 |  | 53.9175 | 12.9888 | 12.9888 | 0 | 0 | 0
Upgrade Wildwood - Riverhead to 138 kV | 2026 |  | 7.7 | [10 empty] | 1.2255 | 1.2255 | 1.2255 | 1.2255 | 1.2255 | 1.2255 | 1.2255 | 1.2255 | 1.2255 | 1.2255 | 1.2255 | 1.2255 | 1.2255 | 1.2255 | 1.2255 | 1.2255 | 1.2255 | 1.2255 | 1.2255 | 1.2255 | 1.2255 | 1.2255 | 1.2255 | 1.2255 | 1.2255 | 1.2255 | 1.2255 | 1.2255 | 1.2255 | 1.2255 | 1.2255 | 1.2255 | 1.2255 | 1.2255 | 1.2255 |  |  |  |  | 35 |  | 11.0416 | 2.6599 | 2.6599 | 0 | 0 | 0
Bridgehampton - Buell New 69 kV UG Cable | 2026 |  | 33.2 | [10 empty] | 5.2839 | 5.2839 | 5.2839 | 5.2839 | 5.2839 | 5.2839 | 5.2839 | 5.2839 | 5.2839 | 5.2839 | 5.2839 | 5.2839 | 5.2839 | 5.2839 | 5.2839 | 5.2839 | 5.2839 | 5.2839 | 5.2839 | 5.2839 | 5.2839 | 5.2839 | 5.2839 | 5.2839 | 5.2839 | 5.2839 | 5.2839 | 5.2839 | 5.2839 | 5.2839 | 5.2839 | 5.2839 | 5.2839 | 5.2839 | 5.2839 |  |  |  |  | 35 |  | 47.608 | 11.4688 | 11.4688 | 0 | 0 | 0
Canal - Wainscott New 138 kV UG Cable | 2026 |  | 275.5 | [10 empty] | 43.8464 | 43.8464 | 43.8464 | 43.8464 | 43.8464 | 43.8464 | 43.8464 | 43.8464 | 43.8464 | 43.8464 | 43.8464 | 43.8464 | 43.8464 | 43.8464 | 43.8464 | 43.8464 | 43.8464 | 43.8464 | 43.8464 | 43.8464 | 43.8464 | 43.8464 | 43.8464 | 43.8464 | 43.8464 | 43.8464 | 43.8464 | 43.8464 | 43.8464 | 43.8464 | 43.8464 | 43.8464 | 43.8464 | 43.8464 | 43.8464 |  |  |  |  | 35 |  | 395.0607 | 39.7746 | 39.7746 | 0 | 0 | 0
Deferral to 2026 |  |  | 354 | [10 empty] | 56.3399 | 56.3399 | 56.3399 | 56.3399 | 56.3399 | 56.3399 | 56.3399 | 56.3399 | 56.3399 | 56.3399 | 56.3399 | 56.3399 | 56.3399 | 56.3399 | 56.3399 | 56.3399 | 56.3399 | 56.3399 | 56.3399 | 56.3399 | 56.3399 | 56.3399 | 56.3399 | 56.3399 | 56.3399 | 56.3399 | 56.3399 | 56.3399 | 56.3399 | 56.3399 | 56.3399 | 56.3399 | 56.3399 | 56.3399 | 56.3399 |  |  |  |  | 35 |  | 507.6279 | 66.8921 | 66.8921 | 0 | 0 | 0 | =Area III Portion
New Canal - Southampton Cable | 2027 |  | 37.6 | [11 empty] | 6.1636 | 6.1636 | 6.1636 | 6.1636 | 6.1636 | 6.1636 | 6.1636 | 6.1636 | 6.1636 | 6.1636 | 6.1636 | 6.1636 | 6.1636 | 6.1636 | 6.1636 | 6.1636 | 6.1636 | 6.1636 | 6.1636 | 6.1636 | 6.1636 | 6.1636 | 6.1636 | 6.1636 | 6.1636 | 6.1636 | 6.1636 | 6.1636 | 6.1636 | 6.1636 | 6.1636 | 6.1636 | 6.1636 | 6.1636 | 6.1636 |  |  |  | 35 |  | 52.6399 | 14.2665 | 14.2665 | 0 | 0 | 0
Upgrade Wildwood - Riverhead to 138 kV | 2027 |  | 7.7 | [11 empty] | 1.2622 | 1.2622 | 1.2622 | 1.2622 | 1.2622 | 1.2622 | 1.2622 | 1.2622 | 1.2622 | 1.2622 | 1.2622 | 1.2622 | 1.2622 | 1.2622 | 1.2622 | 1.2622 | 1.2622 | 1.2622 | 1.2622 | 1.2622 | 1.2622 | 1.2622 | 1.2622 | 1.2622 | 1.2622 | 1.2622 | 1.2622 | 1.2622 | 1.2622 | 1.2622 | 1.2622 | 1.2622 | 1.2622 | 1.2622 | 1.2622 |  |  |  | 35 |  | 10.78 | 2.9216 | 2.9216 | 0 | 0 | 0
Bridgehampton - Buell New 69 kV UG Cable | 2027 |  | 33.2 | [11 empty] | 5.4424 | 5.4424 | 5.4424 | 5.4424 | 5.4424 | 5.4424 | 5.4424 | 5.4424 | 5.4424 | 5.4424 | 5.4424 | 5.4424 | 5.4424 | 5.4424 | 5.4424 | 5.4424 | 5.4424 | 5.4424 | 5.4424 | 5.4424 | 5.4424 | 5.4424 | 5.4424 | 5.4424 | 5.4424 | 5.4424 | 5.4424 | 5.4424 | 5.4424 | 5.4424 | 5.4424 | 5.4424 | 5.4424 | 5.4424 | 5.4424 |  |  |  | 35 |  | 46.4799 | 12.597 | 12.597 | 0 | 0 | 0
Canal - Wainscott New 138 kV UG Cable | 2027 |  | 275.5 | [11 empty] | 45.1618 | 45.1618 | 45.1618 | 45.1618 | 45.1618 | 45.1618 | 45.1618 | 45.1618 | 45.1618 | 45.1618 | 45.1618 | 45.1618 | 45.1618 | 45.1618 | 45.1618 | 45.1618 | 45.1618 | 45.1618 | 45.1618 | 45.1618 | 45.1618 | 45.1618 | 45.1618 | 45.1618 | 45.1618 | 45.1618 | 45.1618 | 45.1618 | 45.1618 | 45.1618 | 45.1618 | 45.1618 | 45.1618 | 45.1618 | 45.1618 |  |  |  | 35 |  | 385.6991 | 49.1362 | 49.1362 | 0 | 0 | 0
Deferral to 2027 |  |  | 354 | [11 empty] | 58.0301 | 58.0301 | 58.0301 | 58.0301 | 58.0301 | 58.0301 | 58.0301 | 58.0301 | 58.0301 | 58.0301 | 58.0301 | 58.0301 | 58.0301 | 58.0301 | 58.0301 | 58.0301 | 58.0301 | 58.0301 | 58.0301 | 58.0301 | 58.0301 | 58.0301 | 58.0301 | 58.0301 | 58.0301 | 58.0301 | 58.0301 | 58.0301 | 58.0301 | 58.0301 | 58.0301 | 58.0301 | 58.0301 | 58.0301 | 58.0301 |  |  |  | 35 |  | 495.5988 | 78.9212 | 78.9212 | 0 | 0 | 0 | =Area III Portion
New Canal - Southampton Cable | 2028 |  | 37.6 | [12 empty] | 6.3486 | 6.3486 | 6.3486 | 6.3486 | 6.3486 | 6.3486 | 6.3486 | 6.3486 | 6.3486 | 6.3486 | 6.3486 | 6.3486 | 6.3486 | 6.3486 | 6.3486 | 6.3486 | 6.3486 | 6.3486 | 6.3486 | 6.3486 | 6.3486 | 6.3486 | 6.3486 | 6.3486 | 6.3486 | 6.3486 | 6.3486 | 6.3486 | 6.3486 | 6.3486 | 6.3486 | 6.3486 | 6.3486 | 6.3486 | 6.3486 |  |  | 35 |  | 51.3925 | 15.5138 | 15.5138 | 0 | 0 | 0
Upgrade Wildwood - Riverhead to 138 kV | 2028 |  | 7.7 | [12 empty] | 1.3001 | 1.3001 | 1.3001 | 1.3001 | 1.3001 | 1.3001 | 1.3001 | 1.3001 | 1.3001 | 1.3001 | 1.3001 | 1.3001 | 1.3001 | 1.3001 | 1.3001 | 1.3001 | 1.3001 | 1.3001 | 1.3001 | 1.3001 | 1.3001 | 1.3001 | 1.3001 | 1.3001 | 1.3001 | 1.3001 | 1.3001 | 1.3001 | 1.3001 | 1.3001 | 1.3001 | 1.3001 | 1.3001 | 1.3001 | 1.3001 |  |  | 35 |  | 10.5245 | 3.177 | 3.177 | 0 | 0 | 0
Bridgehampton - Buell New 69 kV UG Cable | 2028 |  | 33.2 | [12 empty] | 5.6056 | 5.6056 | 5.6056 | 5.6056 | 5.6056 | 5.6056 | 5.6056 | 5.6056 | 5.6056 | 5.6056 | 5.6056 | 5.6056 | 5.6056 | 5.6056 | 5.6056 | 5.6056 | 5.6056 | 5.6056 | 5.6056 | 5.6056 | 5.6056 | 5.6056 | 5.6056 | 5.6056 | 5.6056 | 5.6056 | 5.6056 | 5.6056 | 5.6056 | 5.6056 | 5.6056 | 5.6056 | 5.6056 | 5.6056 | 5.6056 |  |  | 35 |  | 45.3785 | 13.6984 | 13.6984 | 0 | 0 | 0
Canal - Wainscott New 138 kV UG Cable | 2028 |  | 275.5 | [12 empty] | 46.5167 | 46.5167 | 46.5167 | 46.5167 | 46.5167 | 46.5167 | 46.5167 | 46.5167 | 46.5167 | 46.5167 | 46.5167 | 46.5167 | 46.5167 | 46.5167 | 46.5167 | 46.5167 | 46.5167 | 46.5167 | 46.5167 | 46.5167 | 46.5167 | 46.5167 | 46.5167 | 46.5167 | 46.5167 | 46.5167 | 46.5167 | 46.5167 | 46.5167 | 46.5167 | 46.5167 | 46.5167 | 46.5167 | 46.5167 | 46.5167 |  |  | 35 |  | 376.5593 | 58.276 | 58.276 | 58.276 | 890933.9721 | 9140982.5539
Deferral to 2028 |  |  | 354 | [12 empty] | 59.771 | 59.771 | 59.771 | 59.771 | 59.771 | 59.771 | 59.771 | 59.771 | 59.771 | 59.771 | 59.771 | 59.771 | 59.771 | 59.771 | 59.771 | 59.771 | 59.771 | 59.771 | 59.771 | 59.771 | 59.771 | 59.771 | 59.771 | 59.771 | 59.771 | 59.771 | 59.771 | 59.771 | 59.771 | 59.771 | 59.771 | 59.771 | 59.771 | 59.771 | 59.771 |  |  | 35 |  | 483.8548 | 90.6653 | 90.6653 | 58.276 | 890933.9721 | 9140982.5539 | =Area III Portion
New Canal - Southampton Cable | 2029 |  | 37.6 | [13 empty] | 6.539 | 6.539 | 6.539 | 6.539 | 6.539 | 6.539 | 6.539 | 6.539 | 6.539 | 6.539 | 6.539 | 6.539 | 6.539 | 6.539 | 6.539 | 6.539 | 6.539 | 6.539 | 6.539 | 6.539 | 6.539 | 6.539 | 6.539 | 6.539 | 6.539 | 6.539 | 6.539 | 6.539 | 6.539 | 6.539 | 6.539 | 6.539 | 6.539 | 6.539 | 6.539 |  | 35 |  | 50.1747 | 16.7317 | 16.7317 | 0 | 0 | 0
Upgrade Wildwood - Riverhead to 138 kV | 2029 |  | 7.7 | [13 empty] | 1.3391 | 1.3391 | 1.3391 | 1.3391 | 1.3391 | 1.3391 | 1.3391 | 1.3391 | 1.3391 | 1.3391 | 1.3391 | 1.3391 | 1.3391 | 1.3391 | 1.3391 | 1.3391 | 1.3391 | 1.3391 | 1.3391 | 1.3391 | 1.3391 | 1.3391 | 1.3391 | 1.3391 | 1.3391 | 1.3391 | 1.3391 | 1.3391 | 1.3391 | 1.3391 | 1.3391 | 1.3391 | 1.3391 | 1.3391 | 1.3391 |  | 35 |  | 10.2751 | 3.4264 | 3.4264 | 0 | 0 | 0
Bridgehampton - Buell New 69 kV UG Cable | 2029 |  | 33.2 | [13 empty] | 5.7738 | 5.7738 | 5.7738 | 5.7738 | 5.7738 | 5.7738 | 5.7738 | 5.7738 | 5.7738 | 5.7738 | 5.7738 | 5.7738 | 5.7738 | 5.7738 | 5.7738 | 5.7738 | 5.7738 | 5.7738 | 5.7738 | 5.7738 | 5.7738 | 5.7738 | 5.7738 | 5.7738 | 5.7738 | 5.7738 | 5.7738 | 5.7738 | 5.7738 | 5.7738 | 5.7738 | 5.7738 | 5.7738 | 5.7738 | 5.7738 |  | 35 |  | 44.3031 | 14.7737 | 14.7737 | 0 | 0 | 0
Canal - Wainscott New 138 kV UG Cable | 2029 |  | 275.5 | [13 empty] | 47.9122 | 47.9122 | 47.9122 | 47.9122 | 47.9122 | 47.9122 | 47.9122 | 47.9122 | 47.9122 | 47.9122 | 47.9122 | 47.9122 | 47.9122 | 47.9122 | 47.9122 | 47.9122 | 47.9122 | 47.9122 | 47.9122 | 47.9122 | 47.9122 | 47.9122 | 47.9122 | 47.9122 | 47.9122 | 47.9122 | 47.9122 | 47.9122 | 47.9122 | 47.9122 | 47.9122 | 47.9122 | 47.9122 | 47.9122 | 47.9122 |  | 35 |  | 367.6361 | 67.1992 | 67.1992 | 0 | 0 | 0
Deferral to 2029 |  |  | 354 | [13 empty] | 61.5641 | 61.5641 | 61.5641 | 61.5641 | 61.5641 | 61.5641 | 61.5641 | 61.5641 | 61.5641 | 61.5641 | 61.5641 | 61.5641 | 61.5641 | 61.5641 | 61.5641 | 61.5641 | 61.5641 | 61.5641 | 61.5641 | 61.5641 | 61.5641 | 61.5641 | 61.5641 | 61.5641 | 61.5641 | 61.5641 | 61.5641 | 61.5641 | 61.5641 | 61.5641 | 61.5641 | 61.5641 | 61.5641 | 61.5641 | 61.5641 |  | 35 |  | 472.389 | 102.131 | 102.131 | 0 | 0 | 0 | =Area III Portion
New Canal - Southampton Cable | 2030 |  | 37.6 | [14 empty] | 6.7352 | 6.7352 | 6.7352 | 6.7352 | 6.7352 | 6.7352 | 6.7352 | 6.7352 | 6.7352 | 6.7352 | 6.7352 | 6.7352 | 6.7352 | 6.7352 | 6.7352 | 6.7352 | 6.7352 | 6.7352 | 6.7352 | 6.7352 | 6.7352 | 6.7352 | 6.7352 | 6.7352 | 6.7352 | 6.7352 | 6.7352 | 6.7352 | 6.7352 | 6.7352 | 6.7352 | 6.7352 | 6.7352 | 6.7352 | 6.7352 | 35 |  | 48.9857 | 17.9206 | 17.9206 | 0 | 0 | 0
Upgrade Wildwood - Riverhead to 138 kV | 2030 |  | 7.7 | [14 empty] | 1.3793 | 1.3793 | 1.3793 | 1.3793 | 1.3793 | 1.3793 | 1.3793 | 1.3793 | 1.3793 | 1.3793 | 1.3793 | 1.3793 | 1.3793 | 1.3793 | 1.3793 | 1.3793 | 1.3793 | 1.3793 | 1.3793 | 1.3793 | 1.3793 | 1.3793 | 1.3793 | 1.3793 | 1.3793 | 1.3793 | 1.3793 | 1.3793 | 1.3793 | 1.3793 | 1.3793 | 1.3793 | 1.3793 | 1.3793 | 1.3793 | 35 |  | 10.0316 | 3.6699 | 3.6699 | 0 | 0 | 0
Bridgehampton - Buell New 69 kV UG Cable | 2030 |  | 33.2 | [14 empty] | 5.947 | 5.947 | 5.947 | 5.947 | 5.947 | 5.947 | 5.947 | 5.947 | 5.947 | 5.947 | 5.947 | 5.947 | 5.947 | 5.947 | 5.947 | 5.947 | 5.947 | 5.947 | 5.947 | 5.947 | 5.947 | 5.947 | 5.947 | 5.947 | 5.947 | 5.947 | 5.947 | 5.947 | 5.947 | 5.947 | 5.947 | 5.947 | 5.947 | 5.947 | 5.947 | 35 |  | 43.2533 | 15.8236 | 15.8236 | 0 | 0 | 0
Canal - Wainscott New 138 kV UG Cable | 2030 |  | 275.5 | [14 empty] | 49.3495 | 49.3495 | 49.3495 | 49.3495 | 49.3495 | 49.3495 | 49.3495 | 49.3495 | 49.3495 | 49.3495 | 49.3495 | 49.3495 | 49.3495 | 49.3495 | 49.3495 | 49.3495 | 49.3495 | 49.3495 | 49.3495 | 49.3495 | 49.3495 | 49.3495 | 49.3495 | 49.3495 | 49.3495 | 49.3495 | 49.3495 | 49.3495 | 49.3495 | 49.3495 | 49.3495 | 49.3495 | 49.3495 | 49.3495 | 49.3495 | 35 |  | 358.9243 | 75.911 | 75.911 | 0 | 0 | 0
Deferral to 2030 |  |  | 354 | [14 empty] | 63.411 | 63.411 | 63.411 | 63.411 | 63.411 | 63.411 | 63.411 | 63.411 | 63.411 | 63.411 | 63.411 | 63.411 | 63.411 | 63.411 | 63.411 | 63.411 | 63.411 | 63.411 | 63.411 | 63.411 | 63.411 | 63.411 | 63.411 | 63.411 | 63.411 | 63.411 | 63.411 | 63.411 | 63.411 | 63.411 | 63.411 | 63.411 | 63.411 | 63.411 | 63.411 | 35 |  | 461.1949 | 113.3251 | 113.3251 | 0 | 0 | 0 | =Area III Portion
[60 empty] | 11789365.0523 | =Area III Portion
Annual Avoided Costs for Deferral to 2022:
New Canal - Southampton Cable | 2022 |  |  | 0 | 4.5863 | 4.5863 | 4.5863 | 4.5863 | 4.5863 | -0.73048 | -0.73048 | -0.73048 | -0.73048 | -0.73048 | -0.73048 | -0.73048 | -0.73048 | -0.73048 | -0.73048 | -0.73048 | -0.73048 | -0.73048 | -0.73048 | -0.73048 | -0.73048 | -0.73048 | -0.73048 | -0.73048 | -0.73048 | -0.73048 | -0.73048 | -0.73048 | -0.73048 | -0.73048 | -0.73048 | -0.73048 | -0.73048 | -0.73048 | -0.73048 | -5.3168 | -5.3168 | -5.3168 | -5.3168 | -5.3168 | [8 empty] | 35 |  |  | 7.5604
Upgrade Wildwood - Riverhead to 138 kV | 2022 |  |  | 0 | 0.93922 | 0.93922 | 0.93922 | 0.93922 | 0.93922 | -0.14959 | -0.14959 | -0.14959 | -0.14959 | -0.14959 | -0.14959 | -0.14959 | -0.14959 | -0.14959 | -0.14959 | -0.14959 | -0.14959 | -0.14959 | -0.14959 | -0.14959 | -0.14959 | -0.14959 | -0.14959 | -0.14959 | -0.14959 | -0.14959 | -0.14959 | -0.14959 | -0.14959 | -0.14959 | -0.14959 | -0.14959 | -0.14959 | -0.14959 | -0.14959 | -1.0888 | -1.0888 | -1.0888 | -1.0888 | -1.0888 | [8 empty] | 35 |  |  | 1.5483
Bridgehampton - Buell New 69 kV UG Cable | 2022 |  |  | 0 | 4.0496 | 4.0496 | 4.0496 | 4.0496 | 4.0496 | -0.645 | -0.645 | -0.645 | -0.645 | -0.645 | -0.645 | -0.645 | -0.645 | -0.645 | -0.645 | -0.645 | -0.645 | -0.645 | -0.645 | -0.645 | -0.645 | -0.645 | -0.645 | -0.645 | -0.645 | -0.645 | -0.645 | -0.645 | -0.645 | -0.645 | -0.645 | -0.645 | -0.645 | -0.645 | -0.645 | -4.6946 | -4.6946 | -4.6946 | -4.6946 | -4.6946 | [8 empty] | 35 |  |  | 6.6757
Canal - Wainscott New 138 kV UG Cable | 2022 |  |  | 0 | 0 | 0 | 0 | 0 | 0 | 0 | 0 | 0 | 0 | 0 | 0 | 0 | 0 | 0 | 0 | 0 | 0 | 0 | 0 | 0 | 0 | 0 | 0 | 0 | 0 | 0 | 0 | 0 | 0 | 0 | 0 | 0 | 0 | 0 | 0 | 0 | 0 | 0 | 0 | 0 | [8 empty] | 0 |  |  | 0
Annual Avoided Costs for Deferral to 2023:
New Canal - Southampton Cable | 2023 |  |  | 0 | 4.5863 | 4.5863 | 4.5863 | 4.5863 | 4.5863 | 4.5863 | -0.88999 | -0.88999 | -0.88999 | -0.88999 | -0.88999 | -0.88999 | -0.88999 | -0.88999 | -0.88999 | -0.88999 | -0.88999 | -0.88999 | -0.88999 | -0.88999 | -0.88999 | -0.88999 | -0.88999 | -0.88999 | -0.88999 | -0.88999 | -0.88999 | -0.88999 | -0.88999 | -0.88999 | -0.88999 | -0.88999 | -0.88999 | -0.88999 | -0.88999 | -5.4763 | -5.4763 | -5.4763 | -5.4763 | -5.4763 | -5.4763 | [7 empty] | 35 |  |  | 8.9667
Upgrade Wildwood - Riverhead to 138 kV | 2023 |  |  | 0 | 0.93922 | 0.93922 | 0.93922 | 0.93922 | 0.93922 | 0.93922 | -0.18226 | -0.18226 | -0.18226 | -0.18226 | -0.18226 | -0.18226 | -0.18226 | -0.18226 | -0.18226 | -0.18226 | -0.18226 | -0.18226 | -0.18226 | -0.18226 | -0.18226 | -0.18226 | -0.18226 | -0.18226 | -0.18226 | -0.18226 | -0.18226 | -0.18226 | -0.18226 | -0.18226 | -0.18226 | -0.18226 | -0.18226 | -0.18226 | -0.18226 | -1.1215 | -1.1215 | -1.1215 | -1.1215 | -1.1215 | -1.1215 | [7 empty] | 35 |  |  | 1.8363
Bridgehampton - Buell New 69 kV UG Cable | 2023 |  |  | 0 | 4.0496 | 4.0496 | 4.0496 | 4.0496 | 4.0496 | 4.0496 | -0.78584 | -0.78584 | -0.78584 | -0.78584 | -0.78584 | -0.78584 | -0.78584 | -0.78584 | -0.78584 | -0.78584 | -0.78584 | -0.78584 | -0.78584 | -0.78584 | -0.78584 | -0.78584 | -0.78584 | -0.78584 | -0.78584 | -0.78584 | -0.78584 | -0.78584 | -0.78584 | -0.78584 | -0.78584 | -0.78584 | -0.78584 | -0.78584 | -0.78584 | -4.8355 | -4.8355 | -4.8355 | -4.8355 | -4.8355 | -4.8355 | [7 empty] | 35 |  |  | 7.9174
Canal - Wainscott New 138 kV UG Cable | 2023 |  |  | 0 | 0 | 0 | 0 | 0 | 0 | 38.957 | -1.1687 | -1.1687 | -1.1687 | -1.1687 | -1.1687 | -1.1687 | -1.1687 | -1.1687 | -1.1687 | -1.1687 | -1.1687 | -1.1687 | -1.1687 | -1.1687 | -1.1687 | -1.1687 | -1.1687 | -1.1687 | -1.1687 | -1.1687 | -1.1687 | -1.1687 | -1.1687 | -1.1687 | -1.1687 | -1.1687 | -1.1687 | -1.1687 | -1.1687 | -1.1687 | -1.1687 | -1.1687 | -1.1687 | -1.1687 | -40.1257 | [7 empty] | 35 |  |  | 10.3042
Annual Avoided Costs for Deferral to 2024:
New Canal - Southampton Cable | 2024 |  |  | 0 | 4.5863 | 4.5863 | 4.5863 | 4.5863 | 4.5863 | 4.5863 | 4.5863 | -1.0543 | -1.0543 | -1.0543 | -1.0543 | -1.0543 | -1.0543 | -1.0543 | -1.0543 | -1.0543 | -1.0543 | -1.0543 | -1.0543 | -1.0543 | -1.0543 | -1.0543 | -1.0543 | -1.0543 | -1.0543 | -1.0543 | -1.0543 | -1.0543 | -1.0543 | -1.0543 | -1.0543 | -1.0543 | -1.0543 | -1.0543 | -1.0543 | -5.6406 | -5.6406 | -5.6406 | -5.6406 | -5.6406 | -5.6406 | -5.6406 | [6 empty] | 35 |  |  | 10.3397
Upgrade Wildwood - Riverhead to 138 kV | 2024 |  |  | 0 | 0.93922 | 0.93922 | 0.93922 | 0.93922 | 0.93922 | 0.93922 | 0.93922 | -0.2159 | -0.2159 | -0.2159 | -0.2159 | -0.2159 | -0.2159 | -0.2159 | -0.2159 | -0.2159 | -0.2159 | -0.2159 | -0.2159 | -0.2159 | -0.2159 | -0.2159 | -0.2159 | -0.2159 | -0.2159 | -0.2159 | -0.2159 | -0.2159 | -0.2159 | -0.2159 | -0.2159 | -0.2159 | -0.2159 | -0.2159 | -0.2159 | -1.1551 | -1.1551 | -1.1551 | -1.1551 | -1.1551 | -1.1551 | -1.1551 | [6 empty] | 35 |  |  | 2.1174
Bridgehampton - Buell New 69 kV UG Cable | 2024 |  |  | 0 | 4.0496 | 4.0496 | 4.0496 | 4.0496 | 4.0496 | 4.0496 | 4.0496 | -0.9309 | -0.9309 | -0.9309 | -0.9309 | -0.9309 | -0.9309 | -0.9309 | -0.9309 | -0.9309 | -0.9309 | -0.9309 | -0.9309 | -0.9309 | -0.9309 | -0.9309 | -0.9309 | -0.9309 | -0.9309 | -0.9309 | -0.9309 | -0.9309 | -0.9309 | -0.9309 | -0.9309 | -0.9309 | -0.9309 | -0.9309 | -0.9309 | -4.9805 | -4.9805 | -4.9805 | -4.9805 | -4.9805 | -4.9805 | -4.9805 | [6 empty] | 35 |  |  | 9.1297
Canal - Wainscott New 138 kV UG Cable | 2024 |  |  | 0 | 0 | 0 | 0 | 0 | 0 | 38.957 | 38.957 | -2.3725 | -2.3725 | -2.3725 | -2.3725 | -2.3725 | -2.3725 | -2.3725 | -2.3725 | -2.3725 | -2.3725 | -2.3725 | -2.3725 | -2.3725 | -2.3725 | -2.3725 | -2.3725 | -2.3725 | -2.3725 | -2.3725 | -2.3725 | -2.3725 | -2.3725 | -2.3725 | -2.3725 | -2.3725 | -2.3725 | -2.3725 | -2.3725 | -2.3725 | -2.3725 | -2.3725 | -2.3725 | -2.3725 | -41.3295 | -41.3295 | [6 empty] | 35 |  |  | 20.3641
Annual Avoided Costs for Deferral to 2025:
New Canal - Southampton Cable | 2025 |  |  | 0 | 4.5863 | 4.5863 | 4.5863 | 4.5863 | 4.5863 | 4.5863 | 4.5863 | 4.5863 | -1.2235 | -1.2235 | -1.2235 | -1.2235 | -1.2235 | -1.2235 | -1.2235 | -1.2235 | -1.2235 | -1.2235 | -1.2235 | -1.2235 | -1.2235 | -1.2235 | -1.2235 | -1.2235 | -1.2235 | -1.2235 | -1.2235 | -1.2235 | -1.2235 | -1.2235 | -1.2235 | -1.2235 | -1.2235 | -1.2235 | -1.2235 | -5.8098 | -5.8098 | -5.8098 | -5.8098 | -5.8098 | -5.8098 | -5.8098 | -5.8098 | [5 empty] | 35 |  |  | 11.6801
Upgrade Wildwood - Riverhead to 138 kV | 2025 |  |  | 0 | 0.93922 | 0.93922 | 0.93922 | 0.93922 | 0.93922 | 0.93922 | 0.93922 | 0.93922 | -0.25056 | -0.25056 | -0.25056 | -0.25056 | -0.25056 | -0.25056 | -0.25056 | -0.25056 | -0.25056 | -0.25056 | -0.25056 | -0.25056 | -0.25056 | -0.25056 | -0.25056 | -0.25056 | -0.25056 | -0.25056 | -0.25056 | -0.25056 | -0.25056 | -0.25056 | -0.25056 | -0.25056 | -0.25056 | -0.25056 | -0.25056 | -1.1898 | -1.1898 | -1.1898 | -1.1898 | -1.1898 | -1.1898 | -1.1898 | -1.1898 | [5 empty] | 35 |  |  | 2.3919
Bridgehampton - Buell New 69 kV UG Cable | 2025 |  |  | 0 | 4.0496 | 4.0496 | 4.0496 | 4.0496 | 4.0496 | 4.0496 | 4.0496 | 4.0496 | -1.0803 | -1.0803 | -1.0803 | -1.0803 | -1.0803 | -1.0803 | -1.0803 | -1.0803 | -1.0803 | -1.0803 | -1.0803 | -1.0803 | -1.0803 | -1.0803 | -1.0803 | -1.0803 | -1.0803 | -1.0803 | -1.0803 | -1.0803 | -1.0803 | -1.0803 | -1.0803 | -1.0803 | -1.0803 | -1.0803 | -1.0803 | -5.13 | -5.13 | -5.13 | -5.13 | -5.13 | -5.13 | -5.13 | -5.13 | [5 empty] | 35 |  |  | 10.3133
Canal - Wainscott New 138 kV UG Cable | 2025 |  |  | 0 | 0 | 0 | 0 | 0 | 0 | 38.957 | 38.957 | 38.957 | -3.6124 | -3.6124 | -3.6124 | -3.6124 | -3.6124 | -3.6124 | -3.6124 | -3.6124 | -3.6124 | -3.6124 | -3.6124 | -3.6124 | -3.6124 | -3.6124 | -3.6124 | -3.6124 | -3.6124 | -3.6124 | -3.6124 | -3.6124 | -3.6124 | -3.6124 | -3.6124 | -3.6124 | -3.6124 | -3.6124 | -3.6124 | -3.6124 | -3.6124 | -3.6124 | -3.6124 | -3.6124 | -42.5693 | -42.5693 | -42.5693 | [5 empty] | 35 |  |  | 30.1857
Annual Avoided Costs for Deferral to 2026:
New Canal - Southampton Cable | 2026 |  |  | 0 | 4.5863 | 4.5863 | 4.5863 | 4.5863 | 4.5863 | 4.5863 | 4.5863 | 4.5863 | 4.5863 | -1.3978 | -1.3978 | -1.3978 | -1.3978 | -1.3978 | -1.3978 | -1.3978 | -1.3978 | -1.3978 | -1.3978 | -1.3978 | -1.3978 | -1.3978 | -1.3978 | -1.3978 | -1.3978 | -1.3978 | -1.3978 | -1.3978 | -1.3978 | -1.3978 | -1.3978 | -1.3978 | -1.3978 | -1.3978 | -1.3978 | -5.9841 | -5.9841 | -5.9841 | -5.9841 | -5.9841 | -5.9841 | -5.9841 | -5.9841 | -5.9841 |  |  |  |  | 35 |  |  | 12.9888
Upgrade Wildwood - Riverhead to 138 kV | 2026 |  |  | 0 | 0.93922 | 0.93922 | 0.93922 | 0.93922 | 0.93922 | 0.93922 | 0.93922 | 0.93922 | 0.93922 | -0.28625 | -0.28625 | -0.28625 | -0.28625 | -0.28625 | -0.28625 | -0.28625 | -0.28625 | -0.28625 | -0.28625 | -0.28625 | -0.28625 | -0.28625 | -0.28625 | -0.28625 | -0.28625 | -0.28625 | -0.28625 | -0.28625 | -0.28625 | -0.28625 | -0.28625 | -0.28625 | -0.28625 | -0.28625 | -0.28625 | -1.2255 | -1.2255 | -1.2255 | -1.2255 | -1.2255 | -1.2255 | -1.2255 | -1.2255 | -1.2255 |  |  |  |  | 35 |  |  | 2.6599
Bridgehampton - Buell New 69 kV UG Cable | 2026 |  |  | 0 | 4.0496 | 4.0496 | 4.0496 | 4.0496 | 4.0496 | 4.0496 | 4.0496 | 4.0496 | 4.0496 | -1.2342 | -1.2342 | -1.2342 | -1.2342 | -1.2342 | -1.2342 | -1.2342 | -1.2342 | -1.2342 | -1.2342 | -1.2342 | -1.2342 | -1.2342 | -1.2342 | -1.2342 | -1.2342 | -1.2342 | -1.2342 | -1.2342 | -1.2342 | -1.2342 | -1.2342 | -1.2342 | -1.2342 | -1.2342 | -1.2342 | -5.2839 | -5.2839 | -5.2839 | -5.2839 | -5.2839 | -5.2839 | -5.2839 | -5.2839 | -5.2839 |  |  |  |  | 35 |  |  | 11.4688
Canal - Wainscott New 138 kV UG Cable | 2026 |  |  | 0 | 0 | 0 | 0 | 0 | 0 | 38.957 | 38.957 | 38.957 | 38.957 | -4.8894 | -4.8894 | -4.8894 | -4.8894 | -4.8894 | -4.8894 | -4.8894 | -4.8894 | -4.8894 | -4.8894 | -4.8894 | -4.8894 | -4.8894 | -4.8894 | -4.8894 | -4.8894 | -4.8894 | -4.8894 | -4.8894 | -4.8894 | -4.8894 | -4.8894 | -4.8894 | -4.8894 | -4.8894 | -4.8894 | -4.8894 | -4.8894 | -4.8894 | -4.8894 | -4.8894 | -43.8464 | -43.8464 | -43.8464 | -43.8464 |  |  |  |  | 35 |  |  | 39.7746
Annual Avoided Costs for Deferral to 2027:
New Canal - Southampton Cable | 2027 |  |  | 0 | 4.5863 | 4.5863 | 4.5863 | 4.5863 | 4.5863 | 4.5863 | 4.5863 | 4.5863 | 4.5863 | 4.5863 | -1.5773 | -1.5773 | -1.5773 | -1.5773 | -1.5773 | -1.5773 | -1.5773 | -1.5773 | -1.5773 | -1.5773 | -1.5773 | -1.5773 | -1.5773 | -1.5773 | -1.5773 | -1.5773 | -1.5773 | -1.5773 | -1.5773 | -1.5773 | -1.5773 | -1.5773 | -1.5773 | -1.5773 | -1.5773 | -6.1636 | -6.1636 | -6.1636 | -6.1636 | -6.1636 | -6.1636 | -6.1636 | -6.1636 | -6.1636 | -6.1636 |  |  |  | 35 |  |  | 14.2665
Upgrade Wildwood - Riverhead to 138 kV | 2027 |  |  | 0 | 0.93922 | 0.93922 | 0.93922 | 0.93922 | 0.93922 | 0.93922 | 0.93922 | 0.93922 | 0.93922 | 0.93922 | -0.32301 | -0.32301 | -0.32301 | -0.32301 | -0.32301 | -0.32301 | -0.32301 | -0.32301 | -0.32301 | -0.32301 | -0.32301 | -0.32301 | -0.32301 | -0.32301 | -0.32301 | -0.32301 | -0.32301 | -0.32301 | -0.32301 | -0.32301 | -0.32301 | -0.32301 | -0.32301 | -0.32301 | -0.32301 | -1.2622 | -1.2622 | -1.2622 | -1.2622 | -1.2622 | -1.2622 | -1.2622 | -1.2622 | -1.2622 | -1.2622 |  |  |  | 35 |  |  | 2.9216
Bridgehampton - Buell New 69 kV UG Cable | 2027 |  |  | 0 | 4.0496 | 4.0496 | 4.0496 | 4.0496 | 4.0496 | 4.0496 | 4.0496 | 4.0496 | 4.0496 | 4.0496 | -1.3927 | -1.3927 | -1.3927 | -1.3927 | -1.3927 | -1.3927 | -1.3927 | -1.3927 | -1.3927 | -1.3927 | -1.3927 | -1.3927 | -1.3927 | -1.3927 | -1.3927 | -1.3927 | -1.3927 | -1.3927 | -1.3927 | -1.3927 | -1.3927 | -1.3927 | -1.3927 | -1.3927 | -1.3927 | -5.4424 | -5.4424 | -5.4424 | -5.4424 | -5.4424 | -5.4424 | -5.4424 | -5.4424 | -5.4424 | -5.4424 |  |  |  | 35 |  |  | 12.597
Canal - Wainscott New 138 kV UG Cable | 2027 |  |  | 0 | 0 | 0 | 0 | 0 | 0 | 38.957 | 38.957 | 38.957 | 38.957 | 38.957 | -6.2048 | -6.2048 | -6.2048 | -6.2048 | -6.2048 | -6.2048 | -6.2048 | -6.2048 | -6.2048 | -6.2048 | -6.2048 | -6.2048 | -6.2048 | -6.2048 | -6.2048 | -6.2048 | -6.2048 | -6.2048 | -6.2048 | -6.2048 | -6.2048 | -6.2048 | -6.2048 | -6.2048 | -6.2048 | -6.2048 | -6.2048 | -6.2048 | -6.2048 | -6.2048 | -45.1618 | -45.1618 | -45.1618 | -45.1618 | -45.1618 |  |  |  | 35 |  |  | 49.1362
Annual Avoided Costs for Deferral to 2028:
New Canal - Southampton Cable | 2028 |  |  | 0 | 4.5863 | 4.5863 | 4.5863 | 4.5863 | 4.5863 | 4.5863 | 4.5863 | 4.5863 | 4.5863 | 4.5863 | 4.5863 | -1.7622 | -1.7622 | -1.7622 | -1.7622 | -1.7622 | -1.7622 | -1.7622 | -1.7622 | -1.7622 | -1.7622 | -1.7622 | -1.7622 | -1.7622 | -1.7622 | -1.7622 | -1.7622 | -1.7622 | -1.7622 | -1.7622 | -1.7622 | -1.7622 | -1.7622 | -1.7622 | -1.7622 | -6.3486 | -6.3486 | -6.3486 | -6.3486 | -6.3486 | -6.3486 | -6.3486 | -6.3486 | -6.3486 | -6.3486 | -6.3486 |  |  | 35 |  |  | 15.5138
Upgrade Wildwood - Riverhead to 138 kV | 2028 |  |  | 0 | 0.93922 | 0.93922 | 0.93922 | 0.93922 | 0.93922 | 0.93922 | 0.93922 | 0.93922 | 0.93922 | 0.93922 | 0.93922 | -0.36088 | -0.36088 | -0.36088 | -0.36088 | -0.36088 | -0.36088 | -0.36088 | -0.36088 | -0.36088 | -0.36088 | -0.36088 | -0.36088 | -0.36088 | -0.36088 | -0.36088 | -0.36088 | -0.36088 | -0.36088 | -0.36088 | -0.36088 | -0.36088 | -0.36088 | -0.36088 | -0.36088 | -1.3001 | -1.3001 | -1.3001 | -1.3001 | -1.3001 | -1.3001 | -1.3001 | -1.3001 | -1.3001 | -1.3001 | -1.3001 |  |  | 35 |  |  | 3.177
Bridgehampton - Buell New 69 kV UG Cable | 2028 |  |  | 0 | 4.0496 | 4.0496 | 4.0496 | 4.0496 | 4.0496 | 4.0496 | 4.0496 | 4.0496 | 4.0496 | 4.0496 | 4.0496 | -1.556 | -1.556 | -1.556 | -1.556 | -1.556 | -1.556 | -1.556 | -1.556 | -1.556 | -1.556 | -1.556 | -1.556 | -1.556 | -1.556 | -1.556 | -1.556 | -1.556 | -1.556 | -1.556 | -1.556 | -1.556 | -1.556 | -1.556 | -1.556 | -5.6056 | -5.6056 | -5.6056 | -5.6056 | -5.6056 | -5.6056 | -5.6056 | -5.6056 | -5.6056 | -5.6056 | -5.6056 |  |  | 35 |  |  | 13.6984
Canal - Wainscott New 138 kV UG Cable | 2028 |  |  | 0 | 0 | 0 | 0 | 0 | 0 | 38.957 | 38.957 | 38.957 | 38.957 | 38.957 | 38.957 | -7.5597 | -7.5597 | -7.5597 | -7.5597 | -7.5597 | -7.5597 | -7.5597 | -7.5597 | -7.5597 | -7.5597 | -7.5597 | -7.5597 | -7.5597 | -7.5597 | -7.5597 | -7.5597 | -7.5597 | -7.5597 | -7.5597 | -7.5597 | -7.5597 | -7.5597 | -7.5597 | -7.5597 | -7.5597 | -7.5597 | -7.5597 | -7.5597 | -7.5597 | -46.5167 | -46.5167 | -46.5167 | -46.5167 | -46.5167 | -46.5167 |  |  | 35 |  |  | 58.276
Annual Avoided Costs for Deferral to 2029:
New Canal - Southampton Cable | 2029 |  |  | 0 | 4.5863 | 4.5863 | 4.5863 | 4.5863 | 4.5863 | 4.5863 | 4.5863 | 4.5863 | 4.5863 | 4.5863 | 4.5863 | 4.5863 | -1.9527 | -1.9527 | -1.9527 | -1.9527 | -1.9527 | -1.9527 | -1.9527 | -1.9527 | -1.9527 | -1.9527 | -1.9527 | -1.9527 | -1.9527 | -1.9527 | -1.9527 | -1.9527 | -1.9527 | -1.9527 | -1.9527 | -1.9527 | -1.9527 | -1.9527 | -1.9527 | -6.539 | -6.539 | -6.539 | -6.539 | -6.539 | -6.539 | -6.539 | -6.539 | -6.539 | -6.539 | -6.539 | -6.539 |  | 35 |  |  | 16.7317
Upgrade Wildwood - Riverhead to 138 kV | 2029 |  |  | 0 | 0.93922 | 0.93922 | 0.93922 | 0.93922 | 0.93922 | 0.93922 | 0.93922 | 0.93922 | 0.93922 | 0.93922 | 0.93922 | 0.93922 | -0.39988 | -0.39988 | -0.39988 | -0.39988 | -0.39988 | -0.39988 | -0.39988 | -0.39988 | -0.39988 | -0.39988 | -0.39988 | -0.39988 | -0.39988 | -0.39988 | -0.39988 | -0.39988 | -0.39988 | -0.39988 | -0.39988 | -0.39988 | -0.39988 | -0.39988 | -0.39988 | -1.3391 | -1.3391 | -1.3391 | -1.3391 | -1.3391 | -1.3391 | -1.3391 | -1.3391 | -1.3391 | -1.3391 | -1.3391 | -1.3391 |  | 35 |  |  | 3.4264
Bridgehampton - Buell New 69 kV UG Cable | 2029 |  |  | 0 | 4.0496 | 4.0496 | 4.0496 | 4.0496 | 4.0496 | 4.0496 | 4.0496 | 4.0496 | 4.0496 | 4.0496 | 4.0496 | 4.0496 | -1.7242 | -1.7242 | -1.7242 | -1.7242 | -1.7242 | -1.7242 | -1.7242 | -1.7242 | -1.7242 | -1.7242 | -1.7242 | -1.7242 | -1.7242 | -1.7242 | -1.7242 | -1.7242 | -1.7242 | -1.7242 | -1.7242 | -1.7242 | -1.7242 | -1.7242 | -1.7242 | -5.7738 | -5.7738 | -5.7738 | -5.7738 | -5.7738 | -5.7738 | -5.7738 | -5.7738 | -5.7738 | -5.7738 | -5.7738 | -5.7738 |  | 35 |  |  | 14.7737
Canal - Wainscott New 138 kV UG Cable | 2029 |  |  | 0 | 0 | 0 | 0 | 0 | 0 | 38.957 | 38.957 | 38.957 | 38.957 | 38.957 | 38.957 | 38.957 | -8.9552 | -8.9552 | -8.9552 | -8.9552 | -8.9552 | -8.9552 | -8.9552 | -8.9552 | -8.9552 | -8.9552 | -8.9552 | -8.9552 | -8.9552 | -8.9552 | -8.9552 | -8.9552 | -8.9552 | -8.9552 | -8.9552 | -8.9552 | -8.9552 | -8.9552 | -8.9552 | -8.9552 | -8.9552 | -8.9552 | -8.9552 | -8.9552 | -47.9122 | -47.9122 | -47.9122 | -47.9122 | -47.9122 | -47.9122 | -47.9122 |  | 35 |  |  | 67.1992
Annual Avoided Costs for Deferral to 2030:
New Canal - Southampton Cable | 2030 |  |  | 0 | 4.5863 | 4.5863 | 4.5863 | 4.5863 | 4.5863 | 4.5863 | 4.5863 | 4.5863 | 4.5863 | 4.5863 | 4.5863 | 4.5863 | 4.5863 | -2.1489 | -2.1489 | -2.1489 | -2.1489 | -2.1489 | -2.1489 | -2.1489 | -2.1489 | -2.1489 | -2.1489 | -2.1489 | -2.1489 | -2.1489 | -2.1489 | -2.1489 | -2.1489 | -2.1489 | -2.1489 | -2.1489 | -2.1489 | -2.1489 | -2.1489 | -6.7352 | -6.7352 | -6.7352 | -6.7352 | -6.7352 | -6.7352 | -6.7352 | -6.7352 | -6.7352 | -6.7352 | -6.7352 | -6.7352 | -6.7352 | 35 |  |  | 17.9206
Upgrade Wildwood - Riverhead to 138 kV | 2030 |  |  | 0 | 0.93922 | 0.93922 | 0.93922 | 0.93922 | 0.93922 | 0.93922 | 0.93922 | 0.93922 | 0.93922 | 0.93922 | 0.93922 | 0.93922 | 0.93922 | -0.44006 | -0.44006 | -0.44006 | -0.44006 | -0.44006 | -0.44006 | -0.44006 | -0.44006 | -0.44006 | -0.44006 | -0.44006 | -0.44006 | -0.44006 | -0.44006 | -0.44006 | -0.44006 | -0.44006 | -0.44006 | -0.44006 | -0.44006 | -0.44006 | -0.44006 | -1.3793 | -1.3793 | -1.3793 | -1.3793 | -1.3793 | -1.3793 | -1.3793 | -1.3793 | -1.3793 | -1.3793 | -1.3793 | -1.3793 | -1.3793 | 35 |  |  | 3.6699
Bridgehampton - Buell New 69 kV UG Cable | 2030 |  |  | 0 | 4.0496 | 4.0496 | 4.0496 | 4.0496 | 4.0496 | 4.0496 | 4.0496 | 4.0496 | 4.0496 | 4.0496 | 4.0496 | 4.0496 | 4.0496 | -1.8974 | -1.8974 | -1.8974 | -1.8974 | -1.8974 | -1.8974 | -1.8974 | -1.8974 | -1.8974 | -1.8974 | -1.8974 | -1.8974 | -1.8974 | -1.8974 | -1.8974 | -1.8974 | -1.8974 | -1.8974 | -1.8974 | -1.8974 | -1.8974 | -1.8974 | -5.947 | -5.947 | -5.947 | -5.947 | -5.947 | -5.947 | -5.947 | -5.947 | -5.947 | -5.947 | -5.947 | -5.947 | -5.947 | 35 |  |  | 15.8236
Canal - Wainscott New 138 kV UG Cable | 2030 |  |  | 0 | 0 | 0 | 0 | 0 | 0 | 38.957 | 38.957 | 38.957 | 38.957 | 38.957 | 38.957 | 38.957 | 38.957 | -10.3926 | -10.3926 | -10.3926 | -10.3926 | -10.3926 | -10.3926 | -10.3926 | -10.3926 | -10.3926 | -10.3926 | -10.3926 | -10.3926 | -10.3926 | -10.3926 | -10.3926 | -10.3926 | -10.3926 | -10.3926 | -10.3926 | -10.3926 | -10.3926 | -10.3926 | -10.3926 | -10.3926 | -10.3926 | -10.3926 | -10.3926 | -49.3495 | -49.3495 | -49.3495 | -49.3495 | -49.3495 | -49.3495 | -49.3495 | -49.3495 | 35 |  |  | 75.911
Actual Avoided Cost for Portfolio Projects in Area as % of Transmission Projects in Area
Total - All Areas (No Deferrals,$Millions) |  |  | 513.3 |  | 11.3926 | 11.9957 | 12.358 | 30.5918 | 30.5918 | 69.5487 | 69.5487 | 69.5487 | 69.5487 | 69.5487 | 69.5487 | 69.5487 | 69.5487 | 69.5487 | 69.5487 | 69.5487 | 69.5487 | 69.5487 | 69.5487 | 69.5487 | 69.5487 | 69.5487 | 69.5487 | 69.5487 | 69.5487 | 69.5487 | 69.5487 | 69.5487 | 69.5487 | 69.5487 | 69.5487 | 69.5487 | 69.5487 | 69.5487 | 69.5487 | 58.1561 | 57.553 | 57.1907 | 38.957 | 38.957 | 0 | 0 | 0 | 0 | 0 | 0 | 0 | 0 |  | 65.41 | 840.6482 | 30.4814 | = max. total avoided cost in portfolio |  | 94.65%
[56 empty] | 4.0884 | = Area I projects differential |  | 328.8%
[56 empty] | 10.6087 | = Area II projects differential |  | 176.6%
[56 empty] | 15.7843 | = Area III projects differential |  | 30.8%
Area I Projects:
[56 empty] | 3.8129 | Amagansett Conversion 33 kV
[56 empty] | 1.5252 | East Hampton Conversion 33 kV
[56 empty] | 1.7635 | Buell Conversion 33 kV
[56 empty] | 2.0853 | Hither Hills Conversion to 33 kV
[56 empty] | 1.1012 | Culloden Pt Conversion to 33 kV
Area II Projects:
[56 empty] | 30.3588 | Riverhead Canal 2nd Line and Bank
Area III Projects:
[56 empty] | 8.9667 | New Canal - Southampton Cable
[56 empty] | 1.5483 | Upgrade Wildwood - Riverhead to 138 kV
[56 empty] | 7.9174 | Bridgehampton - Buell New 69 kV UG Cable
[56 empty] | 58.276 | Canal - Wainscott New 138 kV UG Cable
[56 empty] | 117.3552 | = max. total avoided cost in portfolio with deferrals past deferral baseline years
Annual Avoided Costs for Deferrals: (see note*)
| Deferral Year |  |  | 2016 | 2017 | 2018 | 2019 | 2020 | 2021 | 2022 | 2023 | 2024 | 2025 | 2026 | 2027 | 2028 | 2029 | 2030 | 2031 | 2032 | 2033 | 2034 | 2035 | 2036 | 2037 | 2038 | 2039 | 2040 | 2041 | 2042 | 2043 | 2044 | 2045 | 2046 | 2047 | 2048 | 2049 | 2050 | 2051 | 2052 | 2053 | 2054 | 2055 | 2056 | 2057 | 2058 | 2059 | 2060 | 2061 | 2062 | 2063 | 2064 |  |  |  |  | Output: NPV of Transmission Avoided Costs for Portfolio
Area I Projects:
Amagansett Conversion 33 kV | 2030 |  |  | 0 | 3.2084 | 3.2084 | 3.2084 | 3.2084 | 3.2084 | 3.2084 | 3.2084 | 3.2084 | 3.2084 | 3.2084 | 3.2084 | 3.2084 | 3.2084 | -1.5032 | -1.5032 | -1.5032 | -1.5032 | -1.5032 | -1.5032 | -1.5032 | -1.5032 | -1.5032 | -1.5032 | -1.5032 | -1.5032 | -1.5032 | -1.5032 | -1.5032 | -1.5032 | -1.5032 | -1.5032 | -1.5032 | -1.5032 | -1.5032 | -1.5032 | -4.7116 | -4.7116 | -4.7116 | -4.7116 | -4.7116 | -4.7116 | -4.7116 | -4.7116 | -4.7116 | -4.7116 | -4.7116 | -4.7116 | -4.7116 | 35 |  | 12.5364 |  | -12536368.4761
East Hampton Conversion 33 kV | 2030 |  |  | 0 | 1.2833 | 1.2833 | 1.2833 | 1.2833 | 1.2833 | 1.2833 | 1.2833 | 1.2833 | 1.2833 | 1.2833 | 1.2833 | 1.2833 | 1.2833 | -0.60129 | -0.60129 | -0.60129 | -0.60129 | -0.60129 | -0.60129 | -0.60129 | -0.60129 | -0.60129 | -0.60129 | -0.60129 | -0.60129 | -0.60129 | -0.60129 | -0.60129 | -0.60129 | -0.60129 | -0.60129 | -0.60129 | -0.60129 | -0.60129 | -0.60129 | -1.8846 | -1.8846 | -1.8846 | -1.8846 | -1.8846 | -1.8846 | -1.8846 | -1.8846 | -1.8846 | -1.8846 | -1.8846 | -1.8846 | -1.8846 | 35 |  | 5.0145 |  | -5014547.3904
Buell Conversion 33 kV | 2030 |  |  | 0 | 1.4839 | 1.4839 | 1.4839 | 1.4839 | 1.4839 | 1.4839 | 1.4839 | 1.4839 | 1.4839 | 1.4839 | 1.4839 | 1.4839 | 1.4839 | -0.69524 | -0.69524 | -0.69524 | -0.69524 | -0.69524 | -0.69524 | -0.69524 | -0.69524 | -0.69524 | -0.69524 | -0.69524 | -0.69524 | -0.69524 | -0.69524 | -0.69524 | -0.69524 | -0.69524 | -0.69524 | -0.69524 | -0.69524 | -0.69524 | -0.69524 | -2.1791 | -2.1791 | -2.1791 | -2.1791 | -2.1791 | -2.1791 | -2.1791 | -2.1791 | -2.1791 | -2.1791 | -2.1791 | -2.1791 | -2.1791 | 35 |  | 5.7981 |  | -5798070.4202
Hither Hills Conversion to 33 kV | 2030 |  |  | 0 | 0 | 1.9828 | 1.9828 | 1.9828 | 1.9828 | 1.9828 | 1.9828 | 1.9828 | 1.9828 | 1.9828 | 1.9828 | 1.9828 | 1.9828 | -0.84419 | -0.84419 | -0.84419 | -0.84419 | -0.84419 | -0.84419 | -0.84419 | -0.84419 | -0.84419 | -0.84419 | -0.84419 | -0.84419 | -0.84419 | -0.84419 | -0.84419 | -0.84419 | -0.84419 | -0.84419 | -0.84419 | -0.84419 | -0.84419 | -0.84419 | -0.84419 | -2.827 | -2.827 | -2.827 | -2.827 | -2.827 | -2.827 | -2.827 | -2.827 | -2.827 | -2.827 | -2.827 | -2.827 | 35 |  | 6.8564 |  | -6856357.9008
Culloden Pt Conversion to 33 kV | 2030 |  |  | 0 | 0 | 0 | 1.1913 | 1.1913 | 1.1913 | 1.1913 | 1.1913 | 1.1913 | 1.1913 | 1.1913 | 1.1913 | 1.1913 | 1.1913 | -0.45774 | -0.45774 | -0.45774 | -0.45774 | -0.45774 | -0.45774 | -0.45774 | -0.45774 | -0.45774 | -0.45774 | -0.45774 | -0.45774 | -0.45774 | -0.45774 | -0.45774 | -0.45774 | -0.45774 | -0.45774 | -0.45774 | -0.45774 | -0.45774 | -0.45774 | -0.45774 | -0.45774 | -1.6491 | -1.6491 | -1.6491 | -1.6491 | -1.6491 | -1.6491 | -1.6491 | -1.6491 | -1.6491 | -1.6491 | -1.6491 | 35 |  | 3.6206 |  | -3620553.9917
Area II Projects:
Riverhead Canal 2nd Line and Bank | 2026 |  |  | 0 | 0 | 0 | 0 | 32.2042 | 32.2042 | 32.2042 | 32.2042 | 32.2042 | 32.2042 | -6.2493 | -6.2493 | -6.2493 | -6.2493 | -6.2493 | -6.2493 | -6.2493 | -6.2493 | -6.2493 | -6.2493 | -6.2493 | -6.2493 | -6.2493 | -6.2493 | -6.2493 | -6.2493 | -6.2493 | -6.2493 | -6.2493 | -6.2493 | -6.2493 | -6.2493 | -6.2493 | -6.2493 | -6.2493 | -6.2493 | -6.2493 | -6.2493 | -6.2493 | -38.4535 | -38.4535 | -38.4535 | -38.4535 | -38.4535 | -38.4535 | 0 | 0 | 0 | 0 | 35 |  | 53.6193 |  | -53619348.2832
Area III Projects:
New Canal - Southampton Cable | 2023 |  |  | 0 | 1.4128 | 1.4128 | 1.4128 | 1.4128 | 1.4128 | 1.4128 | -0.27416 | -0.27416 | -0.27416 | -0.27416 | -0.27416 | -0.27416 | -0.27416 | -0.27416 | -0.27416 | -0.27416 | -0.27416 | -0.27416 | -0.27416 | -0.27416 | -0.27416 | -0.27416 | -0.27416 | -0.27416 | -0.27416 | -0.27416 | -0.27416 | -0.27416 | -0.27416 | -0.27416 | -0.27416 | -0.27416 | -0.27416 | -0.27416 | -0.27416 | -1.687 | -1.687 | -1.687 | -1.687 | -1.687 | -1.687 | 0 | 0 | 0 | 0 | 0 | 0 | 0 | 35 |  | 2.7622 |  | -2762163.7111
Upgrade Wildwood - Riverhead to 138 kV | 2022 |  |  | 0 | 0.28932 | 0.28932 | 0.28932 | 0.28932 | 0.28932 | -0.046082 | -0.046082 | -0.046082 | -0.046082 | -0.046082 | -0.046082 | -0.046082 | -0.046082 | -0.046082 | -0.046082 | -0.046082 | -0.046082 | -0.046082 | -0.046082 | -0.046082 | -0.046082 | -0.046082 | -0.046082 | -0.046082 | -0.046082 | -0.046082 | -0.046082 | -0.046082 | -0.046082 | -0.046082 | -0.046082 | -0.046082 | -0.046082 | -0.046082 | -0.046082 | -0.33541 | -0.33541 | -0.33541 | -0.33541 | -0.33541 | 0 | 0 | 0 | 0 | 0 | 0 | 0 | 0 | 35 |  | 0.47694 |  | -476940.5178
Bridgehampton - Buell New 69 kV UG Cable | 2023 |  |  | 0 | 1.2475 | 1.2475 | 1.2475 | 1.2475 | 1.2475 | 1.2475 | -0.24208 | -0.24208 | -0.24208 | -0.24208 | -0.24208 | -0.24208 | -0.24208 | -0.24208 | -0.24208 | -0.24208 | -0.24208 | -0.24208 | -0.24208 | -0.24208 | -0.24208 | -0.24208 | -0.24208 | -0.24208 | -0.24208 | -0.24208 | -0.24208 | -0.24208 | -0.24208 | -0.24208 | -0.24208 | -0.24208 | -0.24208 | -0.24208 | -0.24208 | -1.4896 | -1.4896 | -1.4896 | -1.4896 | -1.4896 | -1.4896 | 0 | 0 | 0 | 0 | 0 | 0 | 0 | 35 |  | 2.4389 |  | -2438931.7875
Canal - Wainscott New 138 kV UG Cable | 2028 |  |  | 0 | 0 | 0 | 0 | 0 | 0 | 12.0006 | 12.0006 | 12.0006 | 12.0006 | 12.0006 | 12.0006 | -2.3287 | -2.3287 | -2.3287 | -2.3287 | -2.3287 | -2.3287 | -2.3287 | -2.3287 | -2.3287 | -2.3287 | -2.3287 | -2.3287 | -2.3287 | -2.3287 | -2.3287 | -2.3287 | -2.3287 | -2.3287 | -2.3287 | -2.3287 | -2.3287 | -2.3287 | -2.3287 | -2.3287 | -2.3287 | -2.3287 | -2.3287 | -2.3287 | -2.3287 | -14.3293 | -14.3293 | -14.3293 | -14.3293 | -14.3293 | -14.3293 | 0 | 0 | 35 |  | 17.9518 |  | -17951758.5711
Total - All Areas (Avoided Costs, $Millions) |  |  |  | 0 | 8.9252 | 10.908 | 12.0993 | 44.3034 | 44.3034 | 55.9686 | 52.7921 | 52.7921 | 52.7921 | 14.3386 | 14.3386 | 0.0093036 | 0.0093036 | -13.242 | -13.242 | -13.242 | -13.242 | -13.242 | -13.242 | -13.242 | -13.242 | -13.242 | -13.242 | -13.242 | -13.242 | -13.242 | -13.242 | -13.242 | -13.242 | -13.242 | -13.242 | -13.242 | -13.242 | -13.242 | -13.242 | -22.1672 | -24.15 | -25.3413 | -57.5455 | -57.5455 | -69.2107 | -66.0342 | -66.0342 | -66.0342 | -27.5807 | -27.5807 | -13.2513 | -13.2513 |  |  | 111.075 |  | 111075041.05 | check
$/kW-yr |  |  |  | 0 | 136.4499 | 166.7628 | 184.9758 | 677.3192 | 677.3192 | 855.6587 | 807.0955 | 807.0955 | 807.0955 | 219.2117 | 219.2117 | 0.14224 | 0.14224 | -202.4467 | -202.4467 | -202.4467 | -202.4467 | -202.4467 | -202.4467 | -202.4467 | -202.4467 | -202.4467 | -202.4467 | -202.4467 | -202.4467 | -202.4467 | -202.4467 | -202.4467 | -202.4467 | -202.4467 | -202.4467 | -202.4467 | -202.4467 | -202.4467 | -202.4467 | -338.8966 | -369.2095 | -387.4225 | -879.7659 | -879.7659 | -1058.1054 | -1009.5422 | -1009.5422 | -1009.5422 | -421.6584 | -421.6584 | -202.589 | -202.589 |  |  |  |  | 0
Discount Factor (Relative to 1/1/2016) = |  |  |  | 0.94787 | 0.89845 | 0.85161 | 0.80722 | 0.76513 | 0.72525 | 0.68744 | 0.6516 | 0.61763 | 0.58543 | 0.55491 | 0.52598 | 0.49856 | 0.47257 | 0.44793 | 0.42458 | 0.40245 | 0.38147 | 0.36158 | 0.34273 | 0.32486 | 0.30793 | 0.29187 | 0.27666 | 0.26223 | 0.24856 | 0.2356 | 0.22332 | 0.21168 | 0.20064 | 0.19018 | 0.18027 | 0.17087 | 0.16196 | 0.15352 | 0.14552 | 0.13793 | 0.13074 | 0.12392 | 0.11746 | 0.11134 | 0.10554 | 0.10003 | 0.094818 | 0.089875 | 0.08519 | 0.080748 | 0.076539 | 0.072549
* Note: A positive (+) avoided cost in a given year represents a cost savings relative to not having a transmission project deferral.

## Ph III-Portfolio 6
Version |  | Based on PSEGLI file: "East End Utility 2_0_Economics_2014_10_13_r28_Sargent_Lundy.xlsx"
Annual Revenue Requirements (Millions of $s)
1) Reference (Transmission only) Case
Project | I/S Year | Investor | Capital (2015$s) | 2016 | 2017 | 2018 | 2019 | 2020 | 2021 | 2022 | 2023 | 2024 | 2025 | 2026 | 2027 | 2028 | 2029 | 2030 | 2031 | 2032 | 2033 | 2034 | 2035 | 2036 | 2037 | 2038 | 2039 | 2040 | 2041 | 2042 | 2043 | 2044 | 2045 | 2046 | 2047 | 2048 | 2049 | 2050 | 2051 | 2052 | 2053 | 2054 | 2055 | 2056 | 2057 | 2058 | 2059 | 2060 | 2061 | 2062 | 2063 | 2064 |  |  | NPV |  |  |  |  | Project Inputs for Portfolio:
Transmission Reinforcement I | 2017 | PSEGLI | 93.4 | 0 | 11.3926 | 11.3926 | 11.3926 | 11.3926 | 11.3926 | 11.3926 | 11.3926 | 11.3926 | 11.3926 | 11.3926 | 11.3926 | 11.3926 | 11.3926 | 11.3926 | 11.3926 | 11.3926 | 11.3926 | 11.3926 | 11.3926 | 11.3926 | 11.3926 | 11.3926 | 11.3926 | 11.3926 | 11.3926 | 11.3926 | 11.3926 | 11.3926 | 11.3926 | 11.3926 | 11.3926 | 11.3926 | 11.3926 | 11.3926 | 11.3926 | [13 empty] | 35 |  | 166.1982 |  |  |  | Proposal Number = | ANB-108 | ANB-108 | ANB-108 | DWW-101 | LIE-401 | AEG-101 | AEG-101 | AEG-101
Transmission Reinforcement II | 2018 | PSEGLI | 4.8 | 0 | 0 | 0.60305 | 0.60305 | 0.60305 | 0.60305 | 0.60305 | 0.60305 | 0.60305 | 0.60305 | 0.60305 | 0.60305 | 0.60305 | 0.60305 | 0.60305 | 0.60305 | 0.60305 | 0.60305 | 0.60305 | 0.60305 | 0.60305 | 0.60305 | 0.60305 | 0.60305 | 0.60305 | 0.60305 | 0.60305 | 0.60305 | 0.60305 | 0.60305 | 0.60305 | 0.60305 | 0.60305 | 0.60305 | 0.60305 | 0.60305 | 0.60305 | [12 empty] | 35 |  | 8.3388 |  |  |  | Proposer Name = | a | a | a | d | e | f | g | h | i | j
Transmission Reinforcement III | 2019 | PSEGLI | 2.8 | 0 | 0 | 0 | 0.36233 | 0.36233 | 0.36233 | 0.36233 | 0.36233 | 0.36233 | 0.36233 | 0.36233 | 0.36233 | 0.36233 | 0.36233 | 0.36233 | 0.36233 | 0.36233 | 0.36233 | 0.36233 | 0.36233 | 0.36233 | 0.36233 | 0.36233 | 0.36233 | 0.36233 | 0.36233 | 0.36233 | 0.36233 | 0.36233 | 0.36233 | 0.36233 | 0.36233 | 0.36233 | 0.36233 | 0.36233 | 0.36233 | 0.36233 | 0.36233 | [11 empty] | 35 |  | 4.7491 |  |  |  | Proposal/Project =
Transmission Reinforcement IV | 2020 | PSEGLI | 136.8 | 0 | 0 | 0 | 0 | 18.2337 | 18.2337 | 18.2337 | 18.2337 | 18.2337 | 18.2337 | 18.2337 | 18.2337 | 18.2337 | 18.2337 | 18.2337 | 18.2337 | 18.2337 | 18.2337 | 18.2337 | 18.2337 | 18.2337 | 18.2337 | 18.2337 | 18.2337 | 18.2337 | 18.2337 | 18.2337 | 18.2337 | 18.2337 | 18.2337 | 18.2337 | 18.2337 | 18.2337 | 18.2337 | 18.2337 | 18.2337 | 18.2337 | 18.2337 | 18.2337 | [10 empty] | 35 |  | 226.5269 |  |  |  | Option Number =
Transmission Reinforcement V | 2022 | PSEGLI | 275.5 | 0 | 0 | 0 | 0 | 0 | 0 | 38.957 | 38.957 | 38.957 | 38.957 | 38.957 | 38.957 | 38.957 | 38.957 | 38.957 | 38.957 | 38.957 | 38.957 | 38.957 | 38.957 | 38.957 | 38.957 | 38.957 | 38.957 | 38.957 | 38.957 | 38.957 | 38.957 | 38.957 | 38.957 | 38.957 | 38.957 | 38.957 | 38.957 | 38.957 | 38.957 | 38.957 | 38.957 | 38.957 | 38.957 | 38.957 | [8 empty] | 35 |  | 434.8353 |  |  |  | Location =
Technology =
Total |  |  | 513.3 | 0 | 11.3926 | 11.9957 | 12.358 | 30.5918 | 30.5918 | 69.5487 | 69.5487 | 69.5487 | 69.5487 | 69.5487 | 69.5487 | 69.5487 | 69.5487 | 69.5487 | 69.5487 | 69.5487 | 69.5487 | 69.5487 | 69.5487 | 69.5487 | 69.5487 | 69.5487 | 69.5487 | 69.5487 | 69.5487 | 69.5487 | 69.5487 | 69.5487 | 69.5487 | 69.5487 | 69.5487 | 69.5487 | 69.5487 | 69.5487 | 69.5487 | 58.1561 | 57.553 | 57.1907 | 38.957 | 38.957 | 0 | 0 | 0 | 0 | 0 | 0 | 0 | 0 |  |  | 840.6482 |  |  |  | Interconnection Points =
2016 NPV @ 5.5%, thru 2035 |  |  |  | 559.7216 | [54 empty] | Other =
2016 NPV @ 5.5%, thru 2056 |  |  |  | 840.6482 | [50 empty] | Select Project Number = |  | 2 | Output: NPV of Transmission Avoided Costs for Portfolio | Output: NPV of Transmission Avoided Costs for Selected Project | 1 | 2 | 3 | 4 | 5 | 6 | 7 | 8 | 9 | 10 | Portion in Area 1 | Portion in Area 2 | Portion in Area 3 | Totals | check
[57 empty] | Selected Project Inputs | 135068670.4257 | 19345714.4686 | [10 empty] | 14126843.3677 | 103686241.5816 | 17255585.4763 | 135068670.4257 | Avoided Costs
[56 empty] | Project kW = | 10260 | 75910 | 10260 | 5130 | 10260 | 10260 | 9000 | 33000 | 990 | 2730 | 4540 | 0 | 0 | 6120 | 54990 | 14800 | 75910 | Gross kW in Portfolio
[56 empty] | Project Area (1, 2, or 3) = | 2 | All | 2 | 1 | 2 | 3 | 2 | 2 | 1 | 2 | 3 | 3 | 3
[56 empty] | Proportion of Peak Hours Covered = | 100% | - | 100% | 100% | 100% | 100% | 100% | 100% | 100% | 100% | 100% | 100% | 100%
[56 empty] | Project COD = | 2019 | - | 2019 | 2019 | 2019 | 2019 | 2022 | 2018 | 2017 | 2017 | 2017 | 2019 | 2019
[56 empty] | Effective kW = | 10260 | 75910 | 10260 | 5130 | 10260 | 10260 | 9000 | 33000 | 990 | 2730 | 4540 | 0 | 0 | 6120 | 54990 | 14800 | 75910 | Effective kW in Portfolio
[70 empty] | 14000 | 28000 | 10000 | 52000 | Baseline kW Requirements
| I/S Year |  | Capital (2015$s) | 2016 | 2017 | 2018 | 2019 | 2020 | 2021 | 2022 | 2023 | 2024 | 2025 | 2026 | 2027 | 2028 | 2029 | 2030 | 2031 | 2032 | 2033 | 2034 | 2035 | 2036 | 2037 | 2038 | 2039 | 2040 | 2041 | 2042 | 2043 | 2044 | 2045 | 2046 | 2047 | 2048 | 2049 | 2050 | 2051 | 2052 | 2053 | 2054 | 2055 | 2056 | 2057 | 2058 | 2059 | 2060 | 2061 | 2062 | 2063 | 2064 |  | MW Required by 2022 | NPV Base $M | Differential NPV $M | Differential NPV $M (adjusted for COD of Selected Project) | Differential NPV $M (adjusted for deferral beyond baseline deferral year**) | Differntial NPV $/MW | NPV of Transmission Avoided Costs for Selected Project | COD | Tab No. | Area 1 Capacity (MW) | Area 2 Capacity (MW) | Area 3 Capacity (MW)* | Total Capacity (MW) |  |  |  | -7880 | 26990 | 4800 | 23910 | Portfolio Increase Over Baseline Requirements
[61 empty] | 2019 | ANB-108 | 5.13 | 10.26 | 10.26 | 25.65
Area I Projects: | [53 empty] | 6.12 | [6 empty] | 2022 | DWW-101 | 0 | 9 | 0 | 9 |  |  |  | Years of Deferral Beyond Project Baseline Deferral Year** |  |  | Normal COD | Deferred COD | Deferred COD with Limit | Baseline Deferral Year | Deferral Year Limit
Amagansett Conversion 33 kV | 2017 |  | 8 | 0 | 0.97582 | 0.97582 | 0.97582 | 0.97582 | 0.97582 | 0.97582 | 0.97582 | 0.97582 | 0.97582 | 0.97582 | 0.97582 | 0.97582 | 0.97582 | 0.97582 | 0.97582 | 0.97582 | 0.97582 | 0.97582 | 0.97582 | 0.97582 | 0.97582 | 0.97582 | 0.97582 | 0.97582 | 0.97582 | 0.97582 | 0.97582 | 0.97582 | 0.97582 | 0.97582 | 0.97582 | 0.97582 | 0.97582 | 0.97582 | 0.97582 | [13 empty] | 35 |  | 14.2354 | [5 empty] | 2018 | LIE-401 | 0 | 33 | 0 | 33 |  |  | Area I Projects:
East Hampton Conversion 33 kV | 2017 |  | 3.2 | 0 | 0.39033 | 0.39033 | 0.39033 | 0.39033 | 0.39033 | 0.39033 | 0.39033 | 0.39033 | 0.39033 | 0.39033 | 0.39033 | 0.39033 | 0.39033 | 0.39033 | 0.39033 | 0.39033 | 0.39033 | 0.39033 | 0.39033 | 0.39033 | 0.39033 | 0.39033 | 0.39033 | 0.39033 | 0.39033 | 0.39033 | 0.39033 | 0.39033 | 0.39033 | 0.39033 | 0.39033 | 0.39033 | 0.39033 | 0.39033 | 0.39033 | [13 empty] | 35 |  | 5.6942 | [5 empty] | 2017 | AEG-101 | 0.99156 | 2.7268 | 4.5446 | 8.263 |  |  | Amagansett Conversion 33 kV | 0 |  |  | 2017 | 2030 | 2030 | 2030 | 2030
Buell Conversion 33 kV | 2017 |  | 3.7 | 0 | 0.45131 | 0.45131 | 0.45131 | 0.45131 | 0.45131 | 0.45131 | 0.45131 | 0.45131 | 0.45131 | 0.45131 | 0.45131 | 0.45131 | 0.45131 | 0.45131 | 0.45131 | 0.45131 | 0.45131 | 0.45131 | 0.45131 | 0.45131 | 0.45131 | 0.45131 | 0.45131 | 0.45131 | 0.45131 | 0.45131 | 0.45131 | 0.45131 | 0.45131 | 0.45131 | 0.45131 | 0.45131 | 0.45131 | 0.45131 | 0.45131 | [13 empty] | 35 |  | 6.5839 | [13 empty] | East Hampton Conversion 33 kV | 0 |  |  | 2017 | 2030 | 2030 | 2030 | 2030
Hither Hills Conversion to 33 kV | 2018 |  | 4.8 | 0 | 0 | 0.60305 | 0.60305 | 0.60305 | 0.60305 | 0.60305 | 0.60305 | 0.60305 | 0.60305 | 0.60305 | 0.60305 | 0.60305 | 0.60305 | 0.60305 | 0.60305 | 0.60305 | 0.60305 | 0.60305 | 0.60305 | 0.60305 | 0.60305 | 0.60305 | 0.60305 | 0.60305 | 0.60305 | 0.60305 | 0.60305 | 0.60305 | 0.60305 | 0.60305 | 0.60305 | 0.60305 | 0.60305 | 0.60305 | 0.60305 | 0.60305 | [12 empty] | 35 |  | 8.3388 | [13 empty] | Buell Conversion 33 kV | 0 |  |  | 2017 | 2030 | 2030 | 2030 | 2030
Culloden Pt Conversion to 33 kV | 2019 |  | 2.8 | 0 | 0 | 0 | 0.36233 | 0.36233 | 0.36233 | 0.36233 | 0.36233 | 0.36233 | 0.36233 | 0.36233 | 0.36233 | 0.36233 | 0.36233 | 0.36233 | 0.36233 | 0.36233 | 0.36233 | 0.36233 | 0.36233 | 0.36233 | 0.36233 | 0.36233 | 0.36233 | 0.36233 | 0.36233 | 0.36233 | 0.36233 | 0.36233 | 0.36233 | 0.36233 | 0.36233 | 0.36233 | 0.36233 | 0.36233 | 0.36233 | 0.36233 | 0.36233 | [11 empty] | 35 |  | 4.7491 | [13 empty] | Hither Hills Conversion to 33 kV | 0 |  |  | 2018 | 2030 | 2030 | 2030 | 2030
No Deferral |  |  | 22.5 |  | 1.8175 | 2.4205 | 2.7828 | 2.7828 | 2.7828 | 2.7828 | 2.7828 | 2.7828 | 2.7828 | 2.7828 | 2.7828 | 2.7828 | 2.7828 | 2.7828 | 2.7828 | 2.7828 | 2.7828 | 2.7828 | 2.7828 | 2.7828 | 2.7828 | 2.7828 | 2.7828 | 2.7828 | 2.7828 | 2.7828 | 2.7828 | 2.7828 | 2.7828 | 2.7828 | 2.7828 | 2.7828 | 2.7828 | 2.7828 | 2.7828 | 0.96539 | 0.36233 | 0 | 0 | 0 | [10 empty] | 39.6013 | [13 empty] | Culloden Pt Conversion to 33 kV | 0 |  |  | 2019 | 2030 | 2030 | 2030 | 2030
Area II Projects:
Amagansett Conversion 33 kV | 2022 |  | 8 | [6 empty] | 1.1312 | 1.1312 | 1.1312 | 1.1312 | 1.1312 | 1.1312 | 1.1312 | 1.1312 | 1.1312 | 1.1312 | 1.1312 | 1.1312 | 1.1312 | 1.1312 | 1.1312 | 1.1312 | 1.1312 | 1.1312 | 1.1312 | 1.1312 | 1.1312 | 1.1312 | 1.1312 | 1.1312 | 1.1312 | 1.1312 | 1.1312 | 1.1312 | 1.1312 | 1.1312 | 1.1312 | 1.1312 | 1.1312 | 1.1312 | 1.1312 | [8 empty] | 35 |  | 12.6268 | 1.6086 | 0 | 0 | 0 | 0 | [8 empty] | Riverhead Canal 2nd Line and Bank |  | 3 |  | 2020 | 2029 | 2029 | 2026 | 2030
East Hampton Conversion 33 kV | 2022 |  | 3.2 | [6 empty] | 0.45249 | 0.45249 | 0.45249 | 0.45249 | 0.45249 | 0.45249 | 0.45249 | 0.45249 | 0.45249 | 0.45249 | 0.45249 | 0.45249 | 0.45249 | 0.45249 | 0.45249 | 0.45249 | 0.45249 | 0.45249 | 0.45249 | 0.45249 | 0.45249 | 0.45249 | 0.45249 | 0.45249 | 0.45249 | 0.45249 | 0.45249 | 0.45249 | 0.45249 | 0.45249 | 0.45249 | 0.45249 | 0.45249 | 0.45249 | 0.45249 | [8 empty] | 35 |  | 5.0507 | 0.64344 | 0 | 0 | 0 | 0 | [8 empty] | Area III Projects:
Buell Conversion 33 kV | 2022 |  | 3.7 | [6 empty] | 0.5232 | 0.5232 | 0.5232 | 0.5232 | 0.5232 | 0.5232 | 0.5232 | 0.5232 | 0.5232 | 0.5232 | 0.5232 | 0.5232 | 0.5232 | 0.5232 | 0.5232 | 0.5232 | 0.5232 | 0.5232 | 0.5232 | 0.5232 | 0.5232 | 0.5232 | 0.5232 | 0.5232 | 0.5232 | 0.5232 | 0.5232 | 0.5232 | 0.5232 | 0.5232 | 0.5232 | 0.5232 | 0.5232 | 0.5232 | 0.5232 | [8 empty] | 35 |  | 5.8399 | 0.74397 | 0 | 0 | 0 | 0 | [8 empty] | New Canal - Southampton Cable |  |  | 1 | 2017 | 2024 | 2024 | 2023 | 2030
Hither Hills Conversion to 33 kV | 2022 |  | 4.8 | [6 empty] | 0.67874 | 0.67874 | 0.67874 | 0.67874 | 0.67874 | 0.67874 | 0.67874 | 0.67874 | 0.67874 | 0.67874 | 0.67874 | 0.67874 | 0.67874 | 0.67874 | 0.67874 | 0.67874 | 0.67874 | 0.67874 | 0.67874 | 0.67874 | 0.67874 | 0.67874 | 0.67874 | 0.67874 | 0.67874 | 0.67874 | 0.67874 | 0.67874 | 0.67874 | 0.67874 | 0.67874 | 0.67874 | 0.67874 | 0.67874 | 0.67874 | [8 empty] | 35 |  | 7.5761 | 0.76276 | 0 | 0 | 0 | 0 | [8 empty] | Upgrade Wildwood - Riverhead to 138 kV |  |  | 1 | 2017 | 2023 | 2023 | 2022 | 2030
Culloden Pt Conversion to 33 kV | 2022 |  | 2.8 | [6 empty] | 0.39593 | 0.39593 | 0.39593 | 0.39593 | 0.39593 | 0.39593 | 0.39593 | 0.39593 | 0.39593 | 0.39593 | 0.39593 | 0.39593 | 0.39593 | 0.39593 | 0.39593 | 0.39593 | 0.39593 | 0.39593 | 0.39593 | 0.39593 | 0.39593 | 0.39593 | 0.39593 | 0.39593 | 0.39593 | 0.39593 | 0.39593 | 0.39593 | 0.39593 | 0.39593 | 0.39593 | 0.39593 | 0.39593 | 0.39593 | 0.39593 | [8 empty] | 35 |  | 4.4194 | 0.32967 | 0.32967 | 0 | 0 | 0 | [8 empty] | Bridgehampton - Buell New 69 kV UG Cable |  |  | 1 | 2017 | 2024 | 2024 | 2023 | 2030
Deferral to 2022 |  |  | 22.5 | [6 empty] | 3.1816 | 3.1816 | 3.1816 | 3.1816 | 3.1816 | 3.1816 | 3.1816 | 3.1816 | 3.1816 | 3.1816 | 3.1816 | 3.1816 | 3.1816 | 3.1816 | 3.1816 | 3.1816 | 3.1816 | 3.1816 | 3.1816 | 3.1816 | 3.1816 | 3.1816 | 3.1816 | 3.1816 | 3.1816 | 3.1816 | 3.1816 | 3.1816 | 3.1816 | 3.1816 | 3.1816 | 3.1816 | 3.1816 | 3.1816 | 3.1816 | [8 empty] | 35 |  | 35.5129 | 4.0884 | 0.32967 | 0 | 0 | 0 | [8 empty] | Canal - Wainscott New 138 kV UG Cable |  |  | 1 | 2022 | 2029 | 2029 | 2028 | 2030
Amagansett Conversion 33 kV | 2023 |  | 8 | [7 empty] | 1.1652 | 1.1652 | 1.1652 | 1.1652 | 1.1652 | 1.1652 | 1.1652 | 1.1652 | 1.1652 | 1.1652 | 1.1652 | 1.1652 | 1.1652 | 1.1652 | 1.1652 | 1.1652 | 1.1652 | 1.1652 | 1.1652 | 1.1652 | 1.1652 | 1.1652 | 1.1652 | 1.1652 | 1.1652 | 1.1652 | 1.1652 | 1.1652 | 1.1652 | 1.1652 | 1.1652 | 1.1652 | 1.1652 | 1.1652 | 1.1652 | [7 empty] | 35 |  | 12.3276 | 1.9078 | 0 | 0 | 0 | 0 | [9 empty] | ** Baseline Deferral Year is the deferral year if 63 MW (allocated to Areas 1, 2, and 3) is achieved.
East Hampton Conversion 33 kV | 2023 |  | 3.2 | [7 empty] | 0.46607 | 0.46607 | 0.46607 | 0.46607 | 0.46607 | 0.46607 | 0.46607 | 0.46607 | 0.46607 | 0.46607 | 0.46607 | 0.46607 | 0.46607 | 0.46607 | 0.46607 | 0.46607 | 0.46607 | 0.46607 | 0.46607 | 0.46607 | 0.46607 | 0.46607 | 0.46607 | 0.46607 | 0.46607 | 0.46607 | 0.46607 | 0.46607 | 0.46607 | 0.46607 | 0.46607 | 0.46607 | 0.46607 | 0.46607 | 0.46607 | [7 empty] | 35 |  | 4.931 | 0.76312 | 0 | 0 | 0 | 0 | [9 empty] | Note: Analysis is based on the assumption that portfolio is constructed such that 63 MW is achieved.
Buell Conversion 33 kV | 2023 |  | 3.7 | [7 empty] | 0.53889 | 0.53889 | 0.53889 | 0.53889 | 0.53889 | 0.53889 | 0.53889 | 0.53889 | 0.53889 | 0.53889 | 0.53889 | 0.53889 | 0.53889 | 0.53889 | 0.53889 | 0.53889 | 0.53889 | 0.53889 | 0.53889 | 0.53889 | 0.53889 | 0.53889 | 0.53889 | 0.53889 | 0.53889 | 0.53889 | 0.53889 | 0.53889 | 0.53889 | 0.53889 | 0.53889 | 0.53889 | 0.53889 | 0.53889 | 0.53889 | [7 empty] | 35 |  | 5.7015 | 0.88236 | 0 | 0 | 0 | 0
Hither Hills Conversion to 33 kV | 2023 |  | 4.8 | [7 empty] | 0.6991 | 0.6991 | 0.6991 | 0.6991 | 0.6991 | 0.6991 | 0.6991 | 0.6991 | 0.6991 | 0.6991 | 0.6991 | 0.6991 | 0.6991 | 0.6991 | 0.6991 | 0.6991 | 0.6991 | 0.6991 | 0.6991 | 0.6991 | 0.6991 | 0.6991 | 0.6991 | 0.6991 | 0.6991 | 0.6991 | 0.6991 | 0.6991 | 0.6991 | 0.6991 | 0.6991 | 0.6991 | 0.6991 | 0.6991 | 0.6991 | [7 empty] | 35 |  | 7.3965 | 0.94228 | 0 | 0 | 0 | 0
Culloden Pt Conversion to 33 kV | 2023 |  | 2.8 | [7 empty] | 0.40781 | 0.40781 | 0.40781 | 0.40781 | 0.40781 | 0.40781 | 0.40781 | 0.40781 | 0.40781 | 0.40781 | 0.40781 | 0.40781 | 0.40781 | 0.40781 | 0.40781 | 0.40781 | 0.40781 | 0.40781 | 0.40781 | 0.40781 | 0.40781 | 0.40781 | 0.40781 | 0.40781 | 0.40781 | 0.40781 | 0.40781 | 0.40781 | 0.40781 | 0.40781 | 0.40781 | 0.40781 | 0.40781 | 0.40781 | 0.40781 | [7 empty] | 35 |  | 4.3147 | 0.4344 | 0.4344 | 0 | 0 | 0
Deferral to 2023 |  |  | 22.5 | [7 empty] | 3.2771 | 3.2771 | 3.2771 | 3.2771 | 3.2771 | 3.2771 | 3.2771 | 3.2771 | 3.2771 | 3.2771 | 3.2771 | 3.2771 | 3.2771 | 3.2771 | 3.2771 | 3.2771 | 3.2771 | 3.2771 | 3.2771 | 3.2771 | 3.2771 | 3.2771 | 3.2771 | 3.2771 | 3.2771 | 3.2771 | 3.2771 | 3.2771 | 3.2771 | 3.2771 | 3.2771 | 3.2771 | 3.2771 | 3.2771 | 3.2771 | [7 empty] | 35 |  | 34.6713 | 4.93 | 0.4344 | 0 | 0 | 0 | =Area I Portion
Amagansett Conversion 33 kV | 2024 |  | 8 | [8 empty] | 1.2001 | 1.2001 | 1.2001 | 1.2001 | 1.2001 | 1.2001 | 1.2001 | 1.2001 | 1.2001 | 1.2001 | 1.2001 | 1.2001 | 1.2001 | 1.2001 | 1.2001 | 1.2001 | 1.2001 | 1.2001 | 1.2001 | 1.2001 | 1.2001 | 1.2001 | 1.2001 | 1.2001 | 1.2001 | 1.2001 | 1.2001 | 1.2001 | 1.2001 | 1.2001 | 1.2001 | 1.2001 | 1.2001 | 1.2001 | 1.2001 | [6 empty] | 35 |  | 12.0355 | 2.1999 | 0 | 0 | 0 | 0
East Hampton Conversion 33 kV | 2024 |  | 3.2 | [8 empty] | 0.48005 | 0.48005 | 0.48005 | 0.48005 | 0.48005 | 0.48005 | 0.48005 | 0.48005 | 0.48005 | 0.48005 | 0.48005 | 0.48005 | 0.48005 | 0.48005 | 0.48005 | 0.48005 | 0.48005 | 0.48005 | 0.48005 | 0.48005 | 0.48005 | 0.48005 | 0.48005 | 0.48005 | 0.48005 | 0.48005 | 0.48005 | 0.48005 | 0.48005 | 0.48005 | 0.48005 | 0.48005 | 0.48005 | 0.48005 | 0.48005 | [6 empty] | 35 |  | 4.8142 | 0.87997 | 0 | 0 | 0 | 0
Buell Conversion 33 kV | 2024 |  | 3.7 | [8 empty] | 0.55506 | 0.55506 | 0.55506 | 0.55506 | 0.55506 | 0.55506 | 0.55506 | 0.55506 | 0.55506 | 0.55506 | 0.55506 | 0.55506 | 0.55506 | 0.55506 | 0.55506 | 0.55506 | 0.55506 | 0.55506 | 0.55506 | 0.55506 | 0.55506 | 0.55506 | 0.55506 | 0.55506 | 0.55506 | 0.55506 | 0.55506 | 0.55506 | 0.55506 | 0.55506 | 0.55506 | 0.55506 | 0.55506 | 0.55506 | 0.55506 | [6 empty] | 35 |  | 5.5664 | 1.0175 | 0 | 0 | 0 | 0
Hither Hills Conversion to 33 kV | 2024 |  | 4.8 | [8 empty] | 0.72008 | 0.72008 | 0.72008 | 0.72008 | 0.72008 | 0.72008 | 0.72008 | 0.72008 | 0.72008 | 0.72008 | 0.72008 | 0.72008 | 0.72008 | 0.72008 | 0.72008 | 0.72008 | 0.72008 | 0.72008 | 0.72008 | 0.72008 | 0.72008 | 0.72008 | 0.72008 | 0.72008 | 0.72008 | 0.72008 | 0.72008 | 0.72008 | 0.72008 | 0.72008 | 0.72008 | 0.72008 | 0.72008 | 0.72008 | 0.72008 | [6 empty] | 35 |  | 7.2213 | 1.1176 | 0 | 0 | 0 | 0
Culloden Pt Conversion to 33 kV | 2024 |  | 2.8 | [8 empty] | 0.42005 | 0.42005 | 0.42005 | 0.42005 | 0.42005 | 0.42005 | 0.42005 | 0.42005 | 0.42005 | 0.42005 | 0.42005 | 0.42005 | 0.42005 | 0.42005 | 0.42005 | 0.42005 | 0.42005 | 0.42005 | 0.42005 | 0.42005 | 0.42005 | 0.42005 | 0.42005 | 0.42005 | 0.42005 | 0.42005 | 0.42005 | 0.42005 | 0.42005 | 0.42005 | 0.42005 | 0.42005 | 0.42005 | 0.42005 | 0.42005 | [6 empty] | 35 |  | 4.2124 | 0.53664 | 0.53664 | 0 | 0 | 0
Deferral to 2024 |  |  | 22.5 | [8 empty] | 3.3754 | 3.3754 | 3.3754 | 3.3754 | 3.3754 | 3.3754 | 3.3754 | 3.3754 | 3.3754 | 3.3754 | 3.3754 | 3.3754 | 3.3754 | 3.3754 | 3.3754 | 3.3754 | 3.3754 | 3.3754 | 3.3754 | 3.3754 | 3.3754 | 3.3754 | 3.3754 | 3.3754 | 3.3754 | 3.3754 | 3.3754 | 3.3754 | 3.3754 | 3.3754 | 3.3754 | 3.3754 | 3.3754 | 3.3754 | 3.3754 | [6 empty] | 35 |  | 33.8497 | 5.7516 | 0.53664 | 0 | 0 | 0 | =Area I Portion
Amagansett Conversion 33 kV | 2025 |  | 8 | [9 empty] | 1.2361 | 1.2361 | 1.2361 | 1.2361 | 1.2361 | 1.2361 | 1.2361 | 1.2361 | 1.2361 | 1.2361 | 1.2361 | 1.2361 | 1.2361 | 1.2361 | 1.2361 | 1.2361 | 1.2361 | 1.2361 | 1.2361 | 1.2361 | 1.2361 | 1.2361 | 1.2361 | 1.2361 | 1.2361 | 1.2361 | 1.2361 | 1.2361 | 1.2361 | 1.2361 | 1.2361 | 1.2361 | 1.2361 | 1.2361 | 1.2361 | [5 empty] | 35 |  | 11.7503 | 2.4851 | 0 | 0 | 0 | 0
East Hampton Conversion 33 kV | 2025 |  | 3.2 | [9 empty] | 0.49445 | 0.49445 | 0.49445 | 0.49445 | 0.49445 | 0.49445 | 0.49445 | 0.49445 | 0.49445 | 0.49445 | 0.49445 | 0.49445 | 0.49445 | 0.49445 | 0.49445 | 0.49445 | 0.49445 | 0.49445 | 0.49445 | 0.49445 | 0.49445 | 0.49445 | 0.49445 | 0.49445 | 0.49445 | 0.49445 | 0.49445 | 0.49445 | 0.49445 | 0.49445 | 0.49445 | 0.49445 | 0.49445 | 0.49445 | 0.49445 | [5 empty] | 35 |  | 4.7001 | 0.99405 | 0 | 0 | 0 | 0
Buell Conversion 33 kV | 2025 |  | 3.7 | [9 empty] | 0.57171 | 0.57171 | 0.57171 | 0.57171 | 0.57171 | 0.57171 | 0.57171 | 0.57171 | 0.57171 | 0.57171 | 0.57171 | 0.57171 | 0.57171 | 0.57171 | 0.57171 | 0.57171 | 0.57171 | 0.57171 | 0.57171 | 0.57171 | 0.57171 | 0.57171 | 0.57171 | 0.57171 | 0.57171 | 0.57171 | 0.57171 | 0.57171 | 0.57171 | 0.57171 | 0.57171 | 0.57171 | 0.57171 | 0.57171 | 0.57171 | [5 empty] | 35 |  | 5.4345 | 1.1494 | 0 | 0 | 0 | 0
Hither Hills Conversion to 33 kV | 2025 |  | 4.8 | [9 empty] | 0.74168 | 0.74168 | 0.74168 | 0.74168 | 0.74168 | 0.74168 | 0.74168 | 0.74168 | 0.74168 | 0.74168 | 0.74168 | 0.74168 | 0.74168 | 0.74168 | 0.74168 | 0.74168 | 0.74168 | 0.74168 | 0.74168 | 0.74168 | 0.74168 | 0.74168 | 0.74168 | 0.74168 | 0.74168 | 0.74168 | 0.74168 | 0.74168 | 0.74168 | 0.74168 | 0.74168 | 0.74168 | 0.74168 | 0.74168 | 0.74168 | [5 empty] | 35 |  | 7.0502 | 1.2887 | 0 | 0 | 0 | 0
Culloden Pt Conversion to 33 kV | 2025 |  | 2.8 | [9 empty] | 0.43265 | 0.43265 | 0.43265 | 0.43265 | 0.43265 | 0.43265 | 0.43265 | 0.43265 | 0.43265 | 0.43265 | 0.43265 | 0.43265 | 0.43265 | 0.43265 | 0.43265 | 0.43265 | 0.43265 | 0.43265 | 0.43265 | 0.43265 | 0.43265 | 0.43265 | 0.43265 | 0.43265 | 0.43265 | 0.43265 | 0.43265 | 0.43265 | 0.43265 | 0.43265 | 0.43265 | 0.43265 | 0.43265 | 0.43265 | 0.43265 | [5 empty] | 35 |  | 4.1126 | 0.63646 | 0.63646 | 0 | 0 | 0
Deferral to 2025 |  |  | 22.5 | [9 empty] | 3.4766 | 3.4766 | 3.4766 | 3.4766 | 3.4766 | 3.4766 | 3.4766 | 3.4766 | 3.4766 | 3.4766 | 3.4766 | 3.4766 | 3.4766 | 3.4766 | 3.4766 | 3.4766 | 3.4766 | 3.4766 | 3.4766 | 3.4766 | 3.4766 | 3.4766 | 3.4766 | 3.4766 | 3.4766 | 3.4766 | 3.4766 | 3.4766 | 3.4766 | 3.4766 | 3.4766 | 3.4766 | 3.4766 | 3.4766 | 3.4766 | [5 empty] | 35 |  | 33.0476 | 6.5537 | 0.63646 | 0 | 0 | 0 | =Area I Portion
Amagansett Conversion 33 kV | 2026 |  | 8 | [10 empty] | 1.2732 | 1.2732 | 1.2732 | 1.2732 | 1.2732 | 1.2732 | 1.2732 | 1.2732 | 1.2732 | 1.2732 | 1.2732 | 1.2732 | 1.2732 | 1.2732 | 1.2732 | 1.2732 | 1.2732 | 1.2732 | 1.2732 | 1.2732 | 1.2732 | 1.2732 | 1.2732 | 1.2732 | 1.2732 | 1.2732 | 1.2732 | 1.2732 | 1.2732 | 1.2732 | 1.2732 | 1.2732 | 1.2732 | 1.2732 | 1.2732 |  |  |  |  | 35 |  | 11.4718 | 2.7636 | 0 | 0 | 0 | 0
East Hampton Conversion 33 kV | 2026 |  | 3.2 | [10 empty] | 0.50929 | 0.50929 | 0.50929 | 0.50929 | 0.50929 | 0.50929 | 0.50929 | 0.50929 | 0.50929 | 0.50929 | 0.50929 | 0.50929 | 0.50929 | 0.50929 | 0.50929 | 0.50929 | 0.50929 | 0.50929 | 0.50929 | 0.50929 | 0.50929 | 0.50929 | 0.50929 | 0.50929 | 0.50929 | 0.50929 | 0.50929 | 0.50929 | 0.50929 | 0.50929 | 0.50929 | 0.50929 | 0.50929 | 0.50929 | 0.50929 |  |  |  |  | 35 |  | 4.5887 | 1.1054 | 0 | 0 | 0 | 0
Buell Conversion 33 kV | 2026 |  | 3.7 | [10 empty] | 0.58886 | 0.58886 | 0.58886 | 0.58886 | 0.58886 | 0.58886 | 0.58886 | 0.58886 | 0.58886 | 0.58886 | 0.58886 | 0.58886 | 0.58886 | 0.58886 | 0.58886 | 0.58886 | 0.58886 | 0.58886 | 0.58886 | 0.58886 | 0.58886 | 0.58886 | 0.58886 | 0.58886 | 0.58886 | 0.58886 | 0.58886 | 0.58886 | 0.58886 | 0.58886 | 0.58886 | 0.58886 | 0.58886 | 0.58886 | 0.58886 |  |  |  |  | 35 |  | 5.3057 | 1.2782 | 0 | 0 | 0 | 0
Hither Hills Conversion to 33 kV | 2026 |  | 4.8 | [10 empty] | 0.76393 | 0.76393 | 0.76393 | 0.76393 | 0.76393 | 0.76393 | 0.76393 | 0.76393 | 0.76393 | 0.76393 | 0.76393 | 0.76393 | 0.76393 | 0.76393 | 0.76393 | 0.76393 | 0.76393 | 0.76393 | 0.76393 | 0.76393 | 0.76393 | 0.76393 | 0.76393 | 0.76393 | 0.76393 | 0.76393 | 0.76393 | 0.76393 | 0.76393 | 0.76393 | 0.76393 | 0.76393 | 0.76393 | 0.76393 | 0.76393 |  |  |  |  | 35 |  | 6.8831 | 1.4557 | 0 | 0 | 0 | 0
Culloden Pt Conversion to 33 kV | 2026 |  | 2.8 | [10 empty] | 0.44563 | 0.44563 | 0.44563 | 0.44563 | 0.44563 | 0.44563 | 0.44563 | 0.44563 | 0.44563 | 0.44563 | 0.44563 | 0.44563 | 0.44563 | 0.44563 | 0.44563 | 0.44563 | 0.44563 | 0.44563 | 0.44563 | 0.44563 | 0.44563 | 0.44563 | 0.44563 | 0.44563 | 0.44563 | 0.44563 | 0.44563 | 0.44563 | 0.44563 | 0.44563 | 0.44563 | 0.44563 | 0.44563 | 0.44563 | 0.44563 |  |  |  |  | 35 |  | 4.0151 | 0.73392 | 0.73392 | 0 | 0 | 0
Deferral to 2026 |  |  | 22.5 | [10 empty] | 3.5809 | 3.5809 | 3.5809 | 3.5809 | 3.5809 | 3.5809 | 3.5809 | 3.5809 | 3.5809 | 3.5809 | 3.5809 | 3.5809 | 3.5809 | 3.5809 | 3.5809 | 3.5809 | 3.5809 | 3.5809 | 3.5809 | 3.5809 | 3.5809 | 3.5809 | 3.5809 | 3.5809 | 3.5809 | 3.5809 | 3.5809 | 3.5809 | 3.5809 | 3.5809 | 3.5809 | 3.5809 | 3.5809 | 3.5809 | 3.5809 |  |  |  |  | 35 |  | 32.2645 | 7.3368 | 0.73392 | 0 | 0 | 0 | =Area I Portion
Amagansett Conversion 33 kV | 2027 |  | 8 | [11 empty] | 1.3114 | 1.3114 | 1.3114 | 1.3114 | 1.3114 | 1.3114 | 1.3114 | 1.3114 | 1.3114 | 1.3114 | 1.3114 | 1.3114 | 1.3114 | 1.3114 | 1.3114 | 1.3114 | 1.3114 | 1.3114 | 1.3114 | 1.3114 | 1.3114 | 1.3114 | 1.3114 | 1.3114 | 1.3114 | 1.3114 | 1.3114 | 1.3114 | 1.3114 | 1.3114 | 1.3114 | 1.3114 | 1.3114 | 1.3114 | 1.3114 |  |  |  | 35 |  | 11.2 | 3.0354 | 0 | 0 | 0 | 0
East Hampton Conversion 33 kV | 2027 |  | 3.2 | [11 empty] | 0.52457 | 0.52457 | 0.52457 | 0.52457 | 0.52457 | 0.52457 | 0.52457 | 0.52457 | 0.52457 | 0.52457 | 0.52457 | 0.52457 | 0.52457 | 0.52457 | 0.52457 | 0.52457 | 0.52457 | 0.52457 | 0.52457 | 0.52457 | 0.52457 | 0.52457 | 0.52457 | 0.52457 | 0.52457 | 0.52457 | 0.52457 | 0.52457 | 0.52457 | 0.52457 | 0.52457 | 0.52457 | 0.52457 | 0.52457 | 0.52457 |  |  |  | 35 |  | 4.48 | 1.2142 | 0 | 0 | 0 | 0
Buell Conversion 33 kV | 2027 |  | 3.7 | [11 empty] | 0.60653 | 0.60653 | 0.60653 | 0.60653 | 0.60653 | 0.60653 | 0.60653 | 0.60653 | 0.60653 | 0.60653 | 0.60653 | 0.60653 | 0.60653 | 0.60653 | 0.60653 | 0.60653 | 0.60653 | 0.60653 | 0.60653 | 0.60653 | 0.60653 | 0.60653 | 0.60653 | 0.60653 | 0.60653 | 0.60653 | 0.60653 | 0.60653 | 0.60653 | 0.60653 | 0.60653 | 0.60653 | 0.60653 | 0.60653 | 0.60653 |  |  |  | 35 |  | 5.18 | 1.4039 | 0 | 0 | 0 | 0
Hither Hills Conversion to 33 kV | 2027 |  | 4.8 | [11 empty] | 0.78685 | 0.78685 | 0.78685 | 0.78685 | 0.78685 | 0.78685 | 0.78685 | 0.78685 | 0.78685 | 0.78685 | 0.78685 | 0.78685 | 0.78685 | 0.78685 | 0.78685 | 0.78685 | 0.78685 | 0.78685 | 0.78685 | 0.78685 | 0.78685 | 0.78685 | 0.78685 | 0.78685 | 0.78685 | 0.78685 | 0.78685 | 0.78685 | 0.78685 | 0.78685 | 0.78685 | 0.78685 | 0.78685 | 0.78685 | 0.78685 |  |  |  | 35 |  | 6.72 | 1.6189 | 0 | 0 | 0 | 0
Culloden Pt Conversion to 33 kV | 2027 |  | 2.8 | [11 empty] | 0.45899 | 0.45899 | 0.45899 | 0.45899 | 0.45899 | 0.45899 | 0.45899 | 0.45899 | 0.45899 | 0.45899 | 0.45899 | 0.45899 | 0.45899 | 0.45899 | 0.45899 | 0.45899 | 0.45899 | 0.45899 | 0.45899 | 0.45899 | 0.45899 | 0.45899 | 0.45899 | 0.45899 | 0.45899 | 0.45899 | 0.45899 | 0.45899 | 0.45899 | 0.45899 | 0.45899 | 0.45899 | 0.45899 | 0.45899 | 0.45899 |  |  |  | 35 |  | 3.92 | 0.82906 | 0.82906 | 0 | 0 | 0
Deferral to 2027 |  |  | 22.5 | [11 empty] | 3.6884 | 3.6884 | 3.6884 | 3.6884 | 3.6884 | 3.6884 | 3.6884 | 3.6884 | 3.6884 | 3.6884 | 3.6884 | 3.6884 | 3.6884 | 3.6884 | 3.6884 | 3.6884 | 3.6884 | 3.6884 | 3.6884 | 3.6884 | 3.6884 | 3.6884 | 3.6884 | 3.6884 | 3.6884 | 3.6884 | 3.6884 | 3.6884 | 3.6884 | 3.6884 | 3.6884 | 3.6884 | 3.6884 | 3.6884 | 3.6884 |  |  |  | 35 |  | 31.4999 | 8.1014 | 0.82906 | 0 | 0 | 0 | =Area I Portion
Amagansett Conversion 33 kV | 2028 |  | 8 | [12 empty] | 1.3508 | 1.3508 | 1.3508 | 1.3508 | 1.3508 | 1.3508 | 1.3508 | 1.3508 | 1.3508 | 1.3508 | 1.3508 | 1.3508 | 1.3508 | 1.3508 | 1.3508 | 1.3508 | 1.3508 | 1.3508 | 1.3508 | 1.3508 | 1.3508 | 1.3508 | 1.3508 | 1.3508 | 1.3508 | 1.3508 | 1.3508 | 1.3508 | 1.3508 | 1.3508 | 1.3508 | 1.3508 | 1.3508 | 1.3508 | 1.3508 |  |  | 35 |  | 10.9346 | 3.3008 | 0 | 0 | 0 | 0
East Hampton Conversion 33 kV | 2028 |  | 3.2 | [12 empty] | 0.5403 | 0.5403 | 0.5403 | 0.5403 | 0.5403 | 0.5403 | 0.5403 | 0.5403 | 0.5403 | 0.5403 | 0.5403 | 0.5403 | 0.5403 | 0.5403 | 0.5403 | 0.5403 | 0.5403 | 0.5403 | 0.5403 | 0.5403 | 0.5403 | 0.5403 | 0.5403 | 0.5403 | 0.5403 | 0.5403 | 0.5403 | 0.5403 | 0.5403 | 0.5403 | 0.5403 | 0.5403 | 0.5403 | 0.5403 | 0.5403 |  |  | 35 |  | 4.3738 | 1.3203 | 0 | 0 | 0 | 0
Buell Conversion 33 kV | 2028 |  | 3.7 | [12 empty] | 0.62472 | 0.62472 | 0.62472 | 0.62472 | 0.62472 | 0.62472 | 0.62472 | 0.62472 | 0.62472 | 0.62472 | 0.62472 | 0.62472 | 0.62472 | 0.62472 | 0.62472 | 0.62472 | 0.62472 | 0.62472 | 0.62472 | 0.62472 | 0.62472 | 0.62472 | 0.62472 | 0.62472 | 0.62472 | 0.62472 | 0.62472 | 0.62472 | 0.62472 | 0.62472 | 0.62472 | 0.62472 | 0.62472 | 0.62472 | 0.62472 |  |  | 35 |  | 5.0572 | 1.5266 | 0 | 0 | 0 | 0
Hither Hills Conversion to 33 kV | 2028 |  | 4.8 | [12 empty] | 0.81045 | 0.81045 | 0.81045 | 0.81045 | 0.81045 | 0.81045 | 0.81045 | 0.81045 | 0.81045 | 0.81045 | 0.81045 | 0.81045 | 0.81045 | 0.81045 | 0.81045 | 0.81045 | 0.81045 | 0.81045 | 0.81045 | 0.81045 | 0.81045 | 0.81045 | 0.81045 | 0.81045 | 0.81045 | 0.81045 | 0.81045 | 0.81045 | 0.81045 | 0.81045 | 0.81045 | 0.81045 | 0.81045 | 0.81045 | 0.81045 |  |  | 35 |  | 6.5607 | 1.7781 | 0 | 0 | 0 | 0
Culloden Pt Conversion to 33 kV | 2028 |  | 2.8 | [12 empty] | 0.47276 | 0.47276 | 0.47276 | 0.47276 | 0.47276 | 0.47276 | 0.47276 | 0.47276 | 0.47276 | 0.47276 | 0.47276 | 0.47276 | 0.47276 | 0.47276 | 0.47276 | 0.47276 | 0.47276 | 0.47276 | 0.47276 | 0.47276 | 0.47276 | 0.47276 | 0.47276 | 0.47276 | 0.47276 | 0.47276 | 0.47276 | 0.47276 | 0.47276 | 0.47276 | 0.47276 | 0.47276 | 0.47276 | 0.47276 | 0.47276 |  |  | 35 |  | 3.8271 | 0.92195 | 0.92195 | 0 | 0 | 0
Deferral to 2028 |  |  | 22.5 | [12 empty] | 3.799 | 3.799 | 3.799 | 3.799 | 3.799 | 3.799 | 3.799 | 3.799 | 3.799 | 3.799 | 3.799 | 3.799 | 3.799 | 3.799 | 3.799 | 3.799 | 3.799 | 3.799 | 3.799 | 3.799 | 3.799 | 3.799 | 3.799 | 3.799 | 3.799 | 3.799 | 3.799 | 3.799 | 3.799 | 3.799 | 3.799 | 3.799 | 3.799 | 3.799 | 3.799 |  |  | 35 |  | 30.7535 | 8.8478 | 0.92195 | 0 | 0 | 0 | =Area I Portion
Amagansett Conversion 33 kV | 2029 |  | 8 | [13 empty] | 1.3913 | 1.3913 | 1.3913 | 1.3913 | 1.3913 | 1.3913 | 1.3913 | 1.3913 | 1.3913 | 1.3913 | 1.3913 | 1.3913 | 1.3913 | 1.3913 | 1.3913 | 1.3913 | 1.3913 | 1.3913 | 1.3913 | 1.3913 | 1.3913 | 1.3913 | 1.3913 | 1.3913 | 1.3913 | 1.3913 | 1.3913 | 1.3913 | 1.3913 | 1.3913 | 1.3913 | 1.3913 | 1.3913 | 1.3913 | 1.3913 |  | 35 |  | 10.6755 | 3.5599 | 0 | 0 | 0 | 0
East Hampton Conversion 33 kV | 2029 |  | 3.2 | [13 empty] | 0.55651 | 0.55651 | 0.55651 | 0.55651 | 0.55651 | 0.55651 | 0.55651 | 0.55651 | 0.55651 | 0.55651 | 0.55651 | 0.55651 | 0.55651 | 0.55651 | 0.55651 | 0.55651 | 0.55651 | 0.55651 | 0.55651 | 0.55651 | 0.55651 | 0.55651 | 0.55651 | 0.55651 | 0.55651 | 0.55651 | 0.55651 | 0.55651 | 0.55651 | 0.55651 | 0.55651 | 0.55651 | 0.55651 | 0.55651 | 0.55651 |  | 35 |  | 4.2702 | 1.424 | 0 | 0 | 0 | 0
Buell Conversion 33 kV | 2029 |  | 3.7 | [13 empty] | 0.64347 | 0.64347 | 0.64347 | 0.64347 | 0.64347 | 0.64347 | 0.64347 | 0.64347 | 0.64347 | 0.64347 | 0.64347 | 0.64347 | 0.64347 | 0.64347 | 0.64347 | 0.64347 | 0.64347 | 0.64347 | 0.64347 | 0.64347 | 0.64347 | 0.64347 | 0.64347 | 0.64347 | 0.64347 | 0.64347 | 0.64347 | 0.64347 | 0.64347 | 0.64347 | 0.64347 | 0.64347 | 0.64347 | 0.64347 | 0.64347 |  | 35 |  | 4.9374 | 1.6465 | 0 | 0 | 0 | 0
Hither Hills Conversion to 33 kV | 2029 |  | 4.8 | [13 empty] | 0.83477 | 0.83477 | 0.83477 | 0.83477 | 0.83477 | 0.83477 | 0.83477 | 0.83477 | 0.83477 | 0.83477 | 0.83477 | 0.83477 | 0.83477 | 0.83477 | 0.83477 | 0.83477 | 0.83477 | 0.83477 | 0.83477 | 0.83477 | 0.83477 | 0.83477 | 0.83477 | 0.83477 | 0.83477 | 0.83477 | 0.83477 | 0.83477 | 0.83477 | 0.83477 | 0.83477 | 0.83477 | 0.83477 | 0.83477 | 0.83477 |  | 35 |  | 6.4053 | 1.9336 | 0 | 0 | 0 | 0
Culloden Pt Conversion to 33 kV | 2029 |  | 2.8 | [13 empty] | 0.48695 | 0.48695 | 0.48695 | 0.48695 | 0.48695 | 0.48695 | 0.48695 | 0.48695 | 0.48695 | 0.48695 | 0.48695 | 0.48695 | 0.48695 | 0.48695 | 0.48695 | 0.48695 | 0.48695 | 0.48695 | 0.48695 | 0.48695 | 0.48695 | 0.48695 | 0.48695 | 0.48695 | 0.48695 | 0.48695 | 0.48695 | 0.48695 | 0.48695 | 0.48695 | 0.48695 | 0.48695 | 0.48695 | 0.48695 | 0.48695 |  | 35 |  | 3.7364 | 1.0126 | 1.0126 | 0 | 0 | 0
Deferral to 2029 |  |  | 22.5 | [13 empty] | 3.913 | 3.913 | 3.913 | 3.913 | 3.913 | 3.913 | 3.913 | 3.913 | 3.913 | 3.913 | 3.913 | 3.913 | 3.913 | 3.913 | 3.913 | 3.913 | 3.913 | 3.913 | 3.913 | 3.913 | 3.913 | 3.913 | 3.913 | 3.913 | 3.913 | 3.913 | 3.913 | 3.913 | 3.913 | 3.913 | 3.913 | 3.913 | 3.913 | 3.913 | 3.913 |  | 35 |  | 30.0247 | 9.5766 | 1.0126 | 0 | 0 | 0 | =Area I Portion
Amagansett Conversion 33 kV | 2030 |  | 8 | [14 empty] | 1.433 | 1.433 | 1.433 | 1.433 | 1.433 | 1.433 | 1.433 | 1.433 | 1.433 | 1.433 | 1.433 | 1.433 | 1.433 | 1.433 | 1.433 | 1.433 | 1.433 | 1.433 | 1.433 | 1.433 | 1.433 | 1.433 | 1.433 | 1.433 | 1.433 | 1.433 | 1.433 | 1.433 | 1.433 | 1.433 | 1.433 | 1.433 | 1.433 | 1.433 | 1.433 | 35 |  | 10.4225 | 3.8129 | 0 | 0 | 0 | 0
East Hampton Conversion 33 kV | 2030 |  | 3.2 | [14 empty] | 0.57321 | 0.57321 | 0.57321 | 0.57321 | 0.57321 | 0.57321 | 0.57321 | 0.57321 | 0.57321 | 0.57321 | 0.57321 | 0.57321 | 0.57321 | 0.57321 | 0.57321 | 0.57321 | 0.57321 | 0.57321 | 0.57321 | 0.57321 | 0.57321 | 0.57321 | 0.57321 | 0.57321 | 0.57321 | 0.57321 | 0.57321 | 0.57321 | 0.57321 | 0.57321 | 0.57321 | 0.57321 | 0.57321 | 0.57321 | 0.57321 | 35 |  | 4.169 | 1.5252 | 0 | 0 | 0 | 0
Buell Conversion 33 kV | 2030 |  | 3.7 | [14 empty] | 0.66277 | 0.66277 | 0.66277 | 0.66277 | 0.66277 | 0.66277 | 0.66277 | 0.66277 | 0.66277 | 0.66277 | 0.66277 | 0.66277 | 0.66277 | 0.66277 | 0.66277 | 0.66277 | 0.66277 | 0.66277 | 0.66277 | 0.66277 | 0.66277 | 0.66277 | 0.66277 | 0.66277 | 0.66277 | 0.66277 | 0.66277 | 0.66277 | 0.66277 | 0.66277 | 0.66277 | 0.66277 | 0.66277 | 0.66277 | 0.66277 | 35 |  | 4.8204 | 1.7635 | 0 | 0 | 0 | 0
Hither Hills Conversion to 33 kV | 2030 |  | 4.8 | [14 empty] | 0.85981 | 0.85981 | 0.85981 | 0.85981 | 0.85981 | 0.85981 | 0.85981 | 0.85981 | 0.85981 | 0.85981 | 0.85981 | 0.85981 | 0.85981 | 0.85981 | 0.85981 | 0.85981 | 0.85981 | 0.85981 | 0.85981 | 0.85981 | 0.85981 | 0.85981 | 0.85981 | 0.85981 | 0.85981 | 0.85981 | 0.85981 | 0.85981 | 0.85981 | 0.85981 | 0.85981 | 0.85981 | 0.85981 | 0.85981 | 0.85981 | 35 |  | 6.2535 | 2.0853 | 0 | 0 | 0 | 0
Culloden Pt Conversion to 33 kV | 2030 |  | 2.8 | [14 empty] | 0.50156 | 0.50156 | 0.50156 | 0.50156 | 0.50156 | 0.50156 | 0.50156 | 0.50156 | 0.50156 | 0.50156 | 0.50156 | 0.50156 | 0.50156 | 0.50156 | 0.50156 | 0.50156 | 0.50156 | 0.50156 | 0.50156 | 0.50156 | 0.50156 | 0.50156 | 0.50156 | 0.50156 | 0.50156 | 0.50156 | 0.50156 | 0.50156 | 0.50156 | 0.50156 | 0.50156 | 0.50156 | 0.50156 | 0.50156 | 0.50156 | 35 |  | 3.6479 | 1.1012 | 1.1012 | 1.1012 | 179931.7034 | 1846099.2773
Deferral to 2030 |  |  | 22.5 | [14 empty] | 4.0304 | 4.0304 | 4.0304 | 4.0304 | 4.0304 | 4.0304 | 4.0304 | 4.0304 | 4.0304 | 4.0304 | 4.0304 | 4.0304 | 4.0304 | 4.0304 | 4.0304 | 4.0304 | 4.0304 | 4.0304 | 4.0304 | 4.0304 | 4.0304 | 4.0304 | 4.0304 | 4.0304 | 4.0304 | 4.0304 | 4.0304 | 4.0304 | 4.0304 | 4.0304 | 4.0304 | 4.0304 | 4.0304 | 4.0304 | 4.0304 | 35 |  | 29.3132 | 10.2881 | 1.1012 | 1.1012 | 179931.7034 | 1846099.2773 | =Area I Portion
[60 empty] | 21191813.7458 | =Area I+II+III Portions
Annual Avoided Costs for Deferral to 2022:
Amagansett Conversion 33 kV | 2022 |  |  | 0 | 0.97582 | 0.97582 | 0.97582 | 0.97582 | 0.97582 | -0.15542 | -0.15542 | -0.15542 | -0.15542 | -0.15542 | -0.15542 | -0.15542 | -0.15542 | -0.15542 | -0.15542 | -0.15542 | -0.15542 | -0.15542 | -0.15542 | -0.15542 | -0.15542 | -0.15542 | -0.15542 | -0.15542 | -0.15542 | -0.15542 | -0.15542 | -0.15542 | -0.15542 | -0.15542 | -0.15542 | -0.15542 | -0.15542 | -0.15542 | -0.15542 | -1.1312 | -1.1312 | -1.1312 | -1.1312 | -1.1312 | [8 empty] | 35 |  |  | 1.6086
East Hampton Conversion 33 kV | 2022 |  |  | 0 | 0.39033 | 0.39033 | 0.39033 | 0.39033 | 0.39033 | -0.062169 | -0.062169 | -0.062169 | -0.062169 | -0.062169 | -0.062169 | -0.062169 | -0.062169 | -0.062169 | -0.062169 | -0.062169 | -0.062169 | -0.062169 | -0.062169 | -0.062169 | -0.062169 | -0.062169 | -0.062169 | -0.062169 | -0.062169 | -0.062169 | -0.062169 | -0.062169 | -0.062169 | -0.062169 | -0.062169 | -0.062169 | -0.062169 | -0.062169 | -0.062169 | -0.45249 | -0.45249 | -0.45249 | -0.45249 | -0.45249 | [8 empty] | 35 |  |  | 0.64344
Buell Conversion 33 kV | 2022 |  |  | 0 | 0.45131 | 0.45131 | 0.45131 | 0.45131 | 0.45131 | -0.071883 | -0.071883 | -0.071883 | -0.071883 | -0.071883 | -0.071883 | -0.071883 | -0.071883 | -0.071883 | -0.071883 | -0.071883 | -0.071883 | -0.071883 | -0.071883 | -0.071883 | -0.071883 | -0.071883 | -0.071883 | -0.071883 | -0.071883 | -0.071883 | -0.071883 | -0.071883 | -0.071883 | -0.071883 | -0.071883 | -0.071883 | -0.071883 | -0.071883 | -0.071883 | -0.5232 | -0.5232 | -0.5232 | -0.5232 | -0.5232 | [8 empty] | 35 |  |  | 0.74397
Hither Hills Conversion to 33 kV | 2022 |  |  | 0 | 0 | 0.60305 | 0.60305 | 0.60305 | 0.60305 | -0.075689 | -0.075689 | -0.075689 | -0.075689 | -0.075689 | -0.075689 | -0.075689 | -0.075689 | -0.075689 | -0.075689 | -0.075689 | -0.075689 | -0.075689 | -0.075689 | -0.075689 | -0.075689 | -0.075689 | -0.075689 | -0.075689 | -0.075689 | -0.075689 | -0.075689 | -0.075689 | -0.075689 | -0.075689 | -0.075689 | -0.075689 | -0.075689 | -0.075689 | -0.075689 | -0.075689 | -0.67874 | -0.67874 | -0.67874 | -0.67874 | [8 empty] | 35 |  |  | 0.76276
Culloden Pt Conversion to 33 kV | 2022 |  |  | 0 | 0 | 0 | 0.36233 | 0.36233 | 0.36233 | -0.033598 | -0.033598 | -0.033598 | -0.033598 | -0.033598 | -0.033598 | -0.033598 | -0.033598 | -0.033598 | -0.033598 | -0.033598 | -0.033598 | -0.033598 | -0.033598 | -0.033598 | -0.033598 | -0.033598 | -0.033598 | -0.033598 | -0.033598 | -0.033598 | -0.033598 | -0.033598 | -0.033598 | -0.033598 | -0.033598 | -0.033598 | -0.033598 | -0.033598 | -0.033598 | -0.033598 | -0.033598 | -0.39593 | -0.39593 | -0.39593 | [8 empty] | 35 |  |  | 0.32967
Annual Avoided Costs for Deferral to 2023:
Amagansett Conversion 33 kV | 2023 |  |  | 0 | 0.97582 | 0.97582 | 0.97582 | 0.97582 | 0.97582 | 0.97582 | -0.18936 | -0.18936 | -0.18936 | -0.18936 | -0.18936 | -0.18936 | -0.18936 | -0.18936 | -0.18936 | -0.18936 | -0.18936 | -0.18936 | -0.18936 | -0.18936 | -0.18936 | -0.18936 | -0.18936 | -0.18936 | -0.18936 | -0.18936 | -0.18936 | -0.18936 | -0.18936 | -0.18936 | -0.18936 | -0.18936 | -0.18936 | -0.18936 | -0.18936 | -1.1652 | -1.1652 | -1.1652 | -1.1652 | -1.1652 | -1.1652 | [7 empty] | 35 |  |  | 1.9078
East Hampton Conversion 33 kV | 2023 |  |  | 0 | 0.39033 | 0.39033 | 0.39033 | 0.39033 | 0.39033 | 0.39033 | -0.075744 | -0.075744 | -0.075744 | -0.075744 | -0.075744 | -0.075744 | -0.075744 | -0.075744 | -0.075744 | -0.075744 | -0.075744 | -0.075744 | -0.075744 | -0.075744 | -0.075744 | -0.075744 | -0.075744 | -0.075744 | -0.075744 | -0.075744 | -0.075744 | -0.075744 | -0.075744 | -0.075744 | -0.075744 | -0.075744 | -0.075744 | -0.075744 | -0.075744 | -0.46607 | -0.46607 | -0.46607 | -0.46607 | -0.46607 | -0.46607 | [7 empty] | 35 |  |  | 0.76312
Buell Conversion 33 kV | 2023 |  |  | 0 | 0.45131 | 0.45131 | 0.45131 | 0.45131 | 0.45131 | 0.45131 | -0.087579 | -0.087579 | -0.087579 | -0.087579 | -0.087579 | -0.087579 | -0.087579 | -0.087579 | -0.087579 | -0.087579 | -0.087579 | -0.087579 | -0.087579 | -0.087579 | -0.087579 | -0.087579 | -0.087579 | -0.087579 | -0.087579 | -0.087579 | -0.087579 | -0.087579 | -0.087579 | -0.087579 | -0.087579 | -0.087579 | -0.087579 | -0.087579 | -0.087579 | -0.53889 | -0.53889 | -0.53889 | -0.53889 | -0.53889 | -0.53889 | [7 empty] | 35 |  |  | 0.88236
Hither Hills Conversion to 33 kV | 2023 |  |  | 0 | 0 | 0.60305 | 0.60305 | 0.60305 | 0.60305 | 0.60305 | -0.096051 | -0.096051 | -0.096051 | -0.096051 | -0.096051 | -0.096051 | -0.096051 | -0.096051 | -0.096051 | -0.096051 | -0.096051 | -0.096051 | -0.096051 | -0.096051 | -0.096051 | -0.096051 | -0.096051 | -0.096051 | -0.096051 | -0.096051 | -0.096051 | -0.096051 | -0.096051 | -0.096051 | -0.096051 | -0.096051 | -0.096051 | -0.096051 | -0.096051 | -0.096051 | -0.6991 | -0.6991 | -0.6991 | -0.6991 | -0.6991 | [7 empty] | 35 |  |  | 0.94228
Culloden Pt Conversion to 33 kV | 2023 |  |  | 0 | 0 | 0 | 0.36233 | 0.36233 | 0.36233 | 0.36233 | -0.045476 | -0.045476 | -0.045476 | -0.045476 | -0.045476 | -0.045476 | -0.045476 | -0.045476 | -0.045476 | -0.045476 | -0.045476 | -0.045476 | -0.045476 | -0.045476 | -0.045476 | -0.045476 | -0.045476 | -0.045476 | -0.045476 | -0.045476 | -0.045476 | -0.045476 | -0.045476 | -0.045476 | -0.045476 | -0.045476 | -0.045476 | -0.045476 | -0.045476 | -0.045476 | -0.045476 | -0.40781 | -0.40781 | -0.40781 | -0.40781 | [7 empty] | 35 |  |  | 0.4344
Annual Avoided Costs for Deferral to 2024:
Amagansett Conversion 33 kV | 2024 |  |  | 0 | 0.97582 | 0.97582 | 0.97582 | 0.97582 | 0.97582 | 0.97582 | 0.97582 | -0.22431 | -0.22431 | -0.22431 | -0.22431 | -0.22431 | -0.22431 | -0.22431 | -0.22431 | -0.22431 | -0.22431 | -0.22431 | -0.22431 | -0.22431 | -0.22431 | -0.22431 | -0.22431 | -0.22431 | -0.22431 | -0.22431 | -0.22431 | -0.22431 | -0.22431 | -0.22431 | -0.22431 | -0.22431 | -0.22431 | -0.22431 | -0.22431 | -1.2001 | -1.2001 | -1.2001 | -1.2001 | -1.2001 | -1.2001 | -1.2001 | [6 empty] | 35 |  |  | 2.1999
East Hampton Conversion 33 kV | 2024 |  |  | 0 | 0.39033 | 0.39033 | 0.39033 | 0.39033 | 0.39033 | 0.39033 | 0.39033 | -0.089726 | -0.089726 | -0.089726 | -0.089726 | -0.089726 | -0.089726 | -0.089726 | -0.089726 | -0.089726 | -0.089726 | -0.089726 | -0.089726 | -0.089726 | -0.089726 | -0.089726 | -0.089726 | -0.089726 | -0.089726 | -0.089726 | -0.089726 | -0.089726 | -0.089726 | -0.089726 | -0.089726 | -0.089726 | -0.089726 | -0.089726 | -0.089726 | -0.48005 | -0.48005 | -0.48005 | -0.48005 | -0.48005 | -0.48005 | -0.48005 | [6 empty] | 35 |  |  | 0.87997
Buell Conversion 33 kV | 2024 |  |  | 0 | 0.45131 | 0.45131 | 0.45131 | 0.45131 | 0.45131 | 0.45131 | 0.45131 | -0.10375 | -0.10375 | -0.10375 | -0.10375 | -0.10375 | -0.10375 | -0.10375 | -0.10375 | -0.10375 | -0.10375 | -0.10375 | -0.10375 | -0.10375 | -0.10375 | -0.10375 | -0.10375 | -0.10375 | -0.10375 | -0.10375 | -0.10375 | -0.10375 | -0.10375 | -0.10375 | -0.10375 | -0.10375 | -0.10375 | -0.10375 | -0.10375 | -0.55506 | -0.55506 | -0.55506 | -0.55506 | -0.55506 | -0.55506 | -0.55506 | [6 empty] | 35 |  |  | 1.0175
Hither Hills Conversion to 33 kV | 2024 |  |  | 0 | 0 | 0.60305 | 0.60305 | 0.60305 | 0.60305 | 0.60305 | 0.60305 | -0.11702 | -0.11702 | -0.11702 | -0.11702 | -0.11702 | -0.11702 | -0.11702 | -0.11702 | -0.11702 | -0.11702 | -0.11702 | -0.11702 | -0.11702 | -0.11702 | -0.11702 | -0.11702 | -0.11702 | -0.11702 | -0.11702 | -0.11702 | -0.11702 | -0.11702 | -0.11702 | -0.11702 | -0.11702 | -0.11702 | -0.11702 | -0.11702 | -0.11702 | -0.72008 | -0.72008 | -0.72008 | -0.72008 | -0.72008 | -0.72008 | [6 empty] | 35 |  |  | 1.1176
Culloden Pt Conversion to 33 kV | 2024 |  |  | 0 | 0 | 0 | 0.36233 | 0.36233 | 0.36233 | 0.36233 | 0.36233 | -0.057711 | -0.057711 | -0.057711 | -0.057711 | -0.057711 | -0.057711 | -0.057711 | -0.057711 | -0.057711 | -0.057711 | -0.057711 | -0.057711 | -0.057711 | -0.057711 | -0.057711 | -0.057711 | -0.057711 | -0.057711 | -0.057711 | -0.057711 | -0.057711 | -0.057711 | -0.057711 | -0.057711 | -0.057711 | -0.057711 | -0.057711 | -0.057711 | -0.057711 | -0.057711 | -0.42005 | -0.42005 | -0.42005 | -0.42005 | -0.42005 | [6 empty] | 35 |  |  | 0.53664
Annual Avoided Costs for Deferral to 2025:
Amagansett Conversion 33 kV | 2025 |  |  | 0 | 0.97582 | 0.97582 | 0.97582 | 0.97582 | 0.97582 | 0.97582 | 0.97582 | 0.97582 | -0.26032 | -0.26032 | -0.26032 | -0.26032 | -0.26032 | -0.26032 | -0.26032 | -0.26032 | -0.26032 | -0.26032 | -0.26032 | -0.26032 | -0.26032 | -0.26032 | -0.26032 | -0.26032 | -0.26032 | -0.26032 | -0.26032 | -0.26032 | -0.26032 | -0.26032 | -0.26032 | -0.26032 | -0.26032 | -0.26032 | -0.26032 | -1.2361 | -1.2361 | -1.2361 | -1.2361 | -1.2361 | -1.2361 | -1.2361 | -1.2361 | [5 empty] | 35 |  |  | 2.4851
East Hampton Conversion 33 kV | 2025 |  |  | 0 | 0.39033 | 0.39033 | 0.39033 | 0.39033 | 0.39033 | 0.39033 | 0.39033 | 0.39033 | -0.10413 | -0.10413 | -0.10413 | -0.10413 | -0.10413 | -0.10413 | -0.10413 | -0.10413 | -0.10413 | -0.10413 | -0.10413 | -0.10413 | -0.10413 | -0.10413 | -0.10413 | -0.10413 | -0.10413 | -0.10413 | -0.10413 | -0.10413 | -0.10413 | -0.10413 | -0.10413 | -0.10413 | -0.10413 | -0.10413 | -0.10413 | -0.49445 | -0.49445 | -0.49445 | -0.49445 | -0.49445 | -0.49445 | -0.49445 | -0.49445 | [5 empty] | 35 |  |  | 0.99405
Buell Conversion 33 kV | 2025 |  |  | 0 | 0.45131 | 0.45131 | 0.45131 | 0.45131 | 0.45131 | 0.45131 | 0.45131 | 0.45131 | -0.1204 | -0.1204 | -0.1204 | -0.1204 | -0.1204 | -0.1204 | -0.1204 | -0.1204 | -0.1204 | -0.1204 | -0.1204 | -0.1204 | -0.1204 | -0.1204 | -0.1204 | -0.1204 | -0.1204 | -0.1204 | -0.1204 | -0.1204 | -0.1204 | -0.1204 | -0.1204 | -0.1204 | -0.1204 | -0.1204 | -0.1204 | -0.57171 | -0.57171 | -0.57171 | -0.57171 | -0.57171 | -0.57171 | -0.57171 | -0.57171 | [5 empty] | 35 |  |  | 1.1494
Hither Hills Conversion to 33 kV | 2025 |  |  | 0 | 0 | 0.60305 | 0.60305 | 0.60305 | 0.60305 | 0.60305 | 0.60305 | 0.60305 | -0.13863 | -0.13863 | -0.13863 | -0.13863 | -0.13863 | -0.13863 | -0.13863 | -0.13863 | -0.13863 | -0.13863 | -0.13863 | -0.13863 | -0.13863 | -0.13863 | -0.13863 | -0.13863 | -0.13863 | -0.13863 | -0.13863 | -0.13863 | -0.13863 | -0.13863 | -0.13863 | -0.13863 | -0.13863 | -0.13863 | -0.13863 | -0.13863 | -0.74168 | -0.74168 | -0.74168 | -0.74168 | -0.74168 | -0.74168 | -0.74168 | [5 empty] | 35 |  |  | 1.2887
Culloden Pt Conversion to 33 kV | 2025 |  |  | 0 | 0 | 0 | 0.36233 | 0.36233 | 0.36233 | 0.36233 | 0.36233 | 0.36233 | -0.070312 | -0.070312 | -0.070312 | -0.070312 | -0.070312 | -0.070312 | -0.070312 | -0.070312 | -0.070312 | -0.070312 | -0.070312 | -0.070312 | -0.070312 | -0.070312 | -0.070312 | -0.070312 | -0.070312 | -0.070312 | -0.070312 | -0.070312 | -0.070312 | -0.070312 | -0.070312 | -0.070312 | -0.070312 | -0.070312 | -0.070312 | -0.070312 | -0.070312 | -0.43265 | -0.43265 | -0.43265 | -0.43265 | -0.43265 | -0.43265 | [5 empty] | 35 |  |  | 0.63646
Annual Avoided Costs for Deferral to 2026:
Amagansett Conversion 33 kV | 2026 |  |  | 0 | 0.97582 | 0.97582 | 0.97582 | 0.97582 | 0.97582 | 0.97582 | 0.97582 | 0.97582 | 0.97582 | -0.2974 | -0.2974 | -0.2974 | -0.2974 | -0.2974 | -0.2974 | -0.2974 | -0.2974 | -0.2974 | -0.2974 | -0.2974 | -0.2974 | -0.2974 | -0.2974 | -0.2974 | -0.2974 | -0.2974 | -0.2974 | -0.2974 | -0.2974 | -0.2974 | -0.2974 | -0.2974 | -0.2974 | -0.2974 | -0.2974 | -1.2732 | -1.2732 | -1.2732 | -1.2732 | -1.2732 | -1.2732 | -1.2732 | -1.2732 | -1.2732 |  |  |  |  | 35 |  |  | 2.7636
East Hampton Conversion 33 kV | 2026 |  |  | 0 | 0.39033 | 0.39033 | 0.39033 | 0.39033 | 0.39033 | 0.39033 | 0.39033 | 0.39033 | 0.39033 | -0.11896 | -0.11896 | -0.11896 | -0.11896 | -0.11896 | -0.11896 | -0.11896 | -0.11896 | -0.11896 | -0.11896 | -0.11896 | -0.11896 | -0.11896 | -0.11896 | -0.11896 | -0.11896 | -0.11896 | -0.11896 | -0.11896 | -0.11896 | -0.11896 | -0.11896 | -0.11896 | -0.11896 | -0.11896 | -0.11896 | -0.50929 | -0.50929 | -0.50929 | -0.50929 | -0.50929 | -0.50929 | -0.50929 | -0.50929 | -0.50929 |  |  |  |  | 35 |  |  | 1.1054
Buell Conversion 33 kV | 2026 |  |  | 0 | 0.45131 | 0.45131 | 0.45131 | 0.45131 | 0.45131 | 0.45131 | 0.45131 | 0.45131 | 0.45131 | -0.13755 | -0.13755 | -0.13755 | -0.13755 | -0.13755 | -0.13755 | -0.13755 | -0.13755 | -0.13755 | -0.13755 | -0.13755 | -0.13755 | -0.13755 | -0.13755 | -0.13755 | -0.13755 | -0.13755 | -0.13755 | -0.13755 | -0.13755 | -0.13755 | -0.13755 | -0.13755 | -0.13755 | -0.13755 | -0.13755 | -0.58886 | -0.58886 | -0.58886 | -0.58886 | -0.58886 | -0.58886 | -0.58886 | -0.58886 | -0.58886 |  |  |  |  | 35 |  |  | 1.2782
Hither Hills Conversion to 33 kV | 2026 |  |  | 0 | 0 | 0.60305 | 0.60305 | 0.60305 | 0.60305 | 0.60305 | 0.60305 | 0.60305 | 0.60305 | -0.16088 | -0.16088 | -0.16088 | -0.16088 | -0.16088 | -0.16088 | -0.16088 | -0.16088 | -0.16088 | -0.16088 | -0.16088 | -0.16088 | -0.16088 | -0.16088 | -0.16088 | -0.16088 | -0.16088 | -0.16088 | -0.16088 | -0.16088 | -0.16088 | -0.16088 | -0.16088 | -0.16088 | -0.16088 | -0.16088 | -0.16088 | -0.76393 | -0.76393 | -0.76393 | -0.76393 | -0.76393 | -0.76393 | -0.76393 | -0.76393 |  |  |  |  | 35 |  |  | 1.4557
Culloden Pt Conversion to 33 kV | 2026 |  |  | 0 | 0 | 0 | 0.36233 | 0.36233 | 0.36233 | 0.36233 | 0.36233 | 0.36233 | 0.36233 | -0.083291 | -0.083291 | -0.083291 | -0.083291 | -0.083291 | -0.083291 | -0.083291 | -0.083291 | -0.083291 | -0.083291 | -0.083291 | -0.083291 | -0.083291 | -0.083291 | -0.083291 | -0.083291 | -0.083291 | -0.083291 | -0.083291 | -0.083291 | -0.083291 | -0.083291 | -0.083291 | -0.083291 | -0.083291 | -0.083291 | -0.083291 | -0.083291 | -0.44563 | -0.44563 | -0.44563 | -0.44563 | -0.44563 | -0.44563 | -0.44563 |  |  |  |  | 35 |  |  | 0.73392
Annual Avoided Costs for Deferral to 2027:
Amagansett Conversion 33 kV | 2027 |  |  | 0 | 0.97582 | 0.97582 | 0.97582 | 0.97582 | 0.97582 | 0.97582 | 0.97582 | 0.97582 | 0.97582 | 0.97582 | -0.3356 | -0.3356 | -0.3356 | -0.3356 | -0.3356 | -0.3356 | -0.3356 | -0.3356 | -0.3356 | -0.3356 | -0.3356 | -0.3356 | -0.3356 | -0.3356 | -0.3356 | -0.3356 | -0.3356 | -0.3356 | -0.3356 | -0.3356 | -0.3356 | -0.3356 | -0.3356 | -0.3356 | -0.3356 | -1.3114 | -1.3114 | -1.3114 | -1.3114 | -1.3114 | -1.3114 | -1.3114 | -1.3114 | -1.3114 | -1.3114 |  |  |  | 35 |  |  | 3.0354
East Hampton Conversion 33 kV | 2027 |  |  | 0 | 0.39033 | 0.39033 | 0.39033 | 0.39033 | 0.39033 | 0.39033 | 0.39033 | 0.39033 | 0.39033 | 0.39033 | -0.13424 | -0.13424 | -0.13424 | -0.13424 | -0.13424 | -0.13424 | -0.13424 | -0.13424 | -0.13424 | -0.13424 | -0.13424 | -0.13424 | -0.13424 | -0.13424 | -0.13424 | -0.13424 | -0.13424 | -0.13424 | -0.13424 | -0.13424 | -0.13424 | -0.13424 | -0.13424 | -0.13424 | -0.13424 | -0.52457 | -0.52457 | -0.52457 | -0.52457 | -0.52457 | -0.52457 | -0.52457 | -0.52457 | -0.52457 | -0.52457 |  |  |  | 35 |  |  | 1.2142
Buell Conversion 33 kV | 2027 |  |  | 0 | 0.45131 | 0.45131 | 0.45131 | 0.45131 | 0.45131 | 0.45131 | 0.45131 | 0.45131 | 0.45131 | 0.45131 | -0.15521 | -0.15521 | -0.15521 | -0.15521 | -0.15521 | -0.15521 | -0.15521 | -0.15521 | -0.15521 | -0.15521 | -0.15521 | -0.15521 | -0.15521 | -0.15521 | -0.15521 | -0.15521 | -0.15521 | -0.15521 | -0.15521 | -0.15521 | -0.15521 | -0.15521 | -0.15521 | -0.15521 | -0.15521 | -0.60653 | -0.60653 | -0.60653 | -0.60653 | -0.60653 | -0.60653 | -0.60653 | -0.60653 | -0.60653 | -0.60653 |  |  |  | 35 |  |  | 1.4039
Hither Hills Conversion to 33 kV | 2027 |  |  | 0 | 0 | 0.60305 | 0.60305 | 0.60305 | 0.60305 | 0.60305 | 0.60305 | 0.60305 | 0.60305 | 0.60305 | -0.18379 | -0.18379 | -0.18379 | -0.18379 | -0.18379 | -0.18379 | -0.18379 | -0.18379 | -0.18379 | -0.18379 | -0.18379 | -0.18379 | -0.18379 | -0.18379 | -0.18379 | -0.18379 | -0.18379 | -0.18379 | -0.18379 | -0.18379 | -0.18379 | -0.18379 | -0.18379 | -0.18379 | -0.18379 | -0.18379 | -0.78685 | -0.78685 | -0.78685 | -0.78685 | -0.78685 | -0.78685 | -0.78685 | -0.78685 | -0.78685 |  |  |  | 35 |  |  | 1.6189
Culloden Pt Conversion to 33 kV | 2027 |  |  | 0 | 0 | 0 | 0.36233 | 0.36233 | 0.36233 | 0.36233 | 0.36233 | 0.36233 | 0.36233 | 0.36233 | -0.09666 | -0.09666 | -0.09666 | -0.09666 | -0.09666 | -0.09666 | -0.09666 | -0.09666 | -0.09666 | -0.09666 | -0.09666 | -0.09666 | -0.09666 | -0.09666 | -0.09666 | -0.09666 | -0.09666 | -0.09666 | -0.09666 | -0.09666 | -0.09666 | -0.09666 | -0.09666 | -0.09666 | -0.09666 | -0.09666 | -0.09666 | -0.45899 | -0.45899 | -0.45899 | -0.45899 | -0.45899 | -0.45899 | -0.45899 | -0.45899 |  |  |  | 35 |  |  | 0.82906
Annual Avoided Costs for Deferral to 2028:
Amagansett Conversion 33 kV | 2028 |  |  | 0 | 0.97582 | 0.97582 | 0.97582 | 0.97582 | 0.97582 | 0.97582 | 0.97582 | 0.97582 | 0.97582 | 0.97582 | 0.97582 | -0.37494 | -0.37494 | -0.37494 | -0.37494 | -0.37494 | -0.37494 | -0.37494 | -0.37494 | -0.37494 | -0.37494 | -0.37494 | -0.37494 | -0.37494 | -0.37494 | -0.37494 | -0.37494 | -0.37494 | -0.37494 | -0.37494 | -0.37494 | -0.37494 | -0.37494 | -0.37494 | -0.37494 | -1.3508 | -1.3508 | -1.3508 | -1.3508 | -1.3508 | -1.3508 | -1.3508 | -1.3508 | -1.3508 | -1.3508 | -1.3508 |  |  | 35 |  |  | 3.3008
East Hampton Conversion 33 kV | 2028 |  |  | 0 | 0.39033 | 0.39033 | 0.39033 | 0.39033 | 0.39033 | 0.39033 | 0.39033 | 0.39033 | 0.39033 | 0.39033 | 0.39033 | -0.14998 | -0.14998 | -0.14998 | -0.14998 | -0.14998 | -0.14998 | -0.14998 | -0.14998 | -0.14998 | -0.14998 | -0.14998 | -0.14998 | -0.14998 | -0.14998 | -0.14998 | -0.14998 | -0.14998 | -0.14998 | -0.14998 | -0.14998 | -0.14998 | -0.14998 | -0.14998 | -0.14998 | -0.5403 | -0.5403 | -0.5403 | -0.5403 | -0.5403 | -0.5403 | -0.5403 | -0.5403 | -0.5403 | -0.5403 | -0.5403 |  |  | 35 |  |  | 1.3203
Buell Conversion 33 kV | 2028 |  |  | 0 | 0.45131 | 0.45131 | 0.45131 | 0.45131 | 0.45131 | 0.45131 | 0.45131 | 0.45131 | 0.45131 | 0.45131 | 0.45131 | -0.17341 | -0.17341 | -0.17341 | -0.17341 | -0.17341 | -0.17341 | -0.17341 | -0.17341 | -0.17341 | -0.17341 | -0.17341 | -0.17341 | -0.17341 | -0.17341 | -0.17341 | -0.17341 | -0.17341 | -0.17341 | -0.17341 | -0.17341 | -0.17341 | -0.17341 | -0.17341 | -0.17341 | -0.62472 | -0.62472 | -0.62472 | -0.62472 | -0.62472 | -0.62472 | -0.62472 | -0.62472 | -0.62472 | -0.62472 | -0.62472 |  |  | 35 |  |  | 1.5266
Hither Hills Conversion to 33 kV | 2028 |  |  | 0 | 0 | 0.60305 | 0.60305 | 0.60305 | 0.60305 | 0.60305 | 0.60305 | 0.60305 | 0.60305 | 0.60305 | 0.60305 | -0.2074 | -0.2074 | -0.2074 | -0.2074 | -0.2074 | -0.2074 | -0.2074 | -0.2074 | -0.2074 | -0.2074 | -0.2074 | -0.2074 | -0.2074 | -0.2074 | -0.2074 | -0.2074 | -0.2074 | -0.2074 | -0.2074 | -0.2074 | -0.2074 | -0.2074 | -0.2074 | -0.2074 | -0.2074 | -0.81045 | -0.81045 | -0.81045 | -0.81045 | -0.81045 | -0.81045 | -0.81045 | -0.81045 | -0.81045 | -0.81045 |  |  | 35 |  |  | 1.7781
Culloden Pt Conversion to 33 kV | 2028 |  |  | 0 | 0 | 0 | 0.36233 | 0.36233 | 0.36233 | 0.36233 | 0.36233 | 0.36233 | 0.36233 | 0.36233 | 0.36233 | -0.11043 | -0.11043 | -0.11043 | -0.11043 | -0.11043 | -0.11043 | -0.11043 | -0.11043 | -0.11043 | -0.11043 | -0.11043 | -0.11043 | -0.11043 | -0.11043 | -0.11043 | -0.11043 | -0.11043 | -0.11043 | -0.11043 | -0.11043 | -0.11043 | -0.11043 | -0.11043 | -0.11043 | -0.11043 | -0.11043 | -0.47276 | -0.47276 | -0.47276 | -0.47276 | -0.47276 | -0.47276 | -0.47276 | -0.47276 | -0.47276 |  |  | 35 |  |  | 0.92195
Annual Avoided Costs for Deferral to 2029:
Amagansett Conversion 33 kV | 2029 |  |  | 0 | 0.97582 | 0.97582 | 0.97582 | 0.97582 | 0.97582 | 0.97582 | 0.97582 | 0.97582 | 0.97582 | 0.97582 | 0.97582 | 0.97582 | -0.41546 | -0.41546 | -0.41546 | -0.41546 | -0.41546 | -0.41546 | -0.41546 | -0.41546 | -0.41546 | -0.41546 | -0.41546 | -0.41546 | -0.41546 | -0.41546 | -0.41546 | -0.41546 | -0.41546 | -0.41546 | -0.41546 | -0.41546 | -0.41546 | -0.41546 | -0.41546 | -1.3913 | -1.3913 | -1.3913 | -1.3913 | -1.3913 | -1.3913 | -1.3913 | -1.3913 | -1.3913 | -1.3913 | -1.3913 | -1.3913 |  | 35 |  |  | 3.5599
East Hampton Conversion 33 kV | 2029 |  |  | 0 | 0.39033 | 0.39033 | 0.39033 | 0.39033 | 0.39033 | 0.39033 | 0.39033 | 0.39033 | 0.39033 | 0.39033 | 0.39033 | 0.39033 | -0.16619 | -0.16619 | -0.16619 | -0.16619 | -0.16619 | -0.16619 | -0.16619 | -0.16619 | -0.16619 | -0.16619 | -0.16619 | -0.16619 | -0.16619 | -0.16619 | -0.16619 | -0.16619 | -0.16619 | -0.16619 | -0.16619 | -0.16619 | -0.16619 | -0.16619 | -0.16619 | -0.55651 | -0.55651 | -0.55651 | -0.55651 | -0.55651 | -0.55651 | -0.55651 | -0.55651 | -0.55651 | -0.55651 | -0.55651 | -0.55651 |  | 35 |  |  | 1.424
Buell Conversion 33 kV | 2029 |  |  | 0 | 0.45131 | 0.45131 | 0.45131 | 0.45131 | 0.45131 | 0.45131 | 0.45131 | 0.45131 | 0.45131 | 0.45131 | 0.45131 | 0.45131 | -0.19215 | -0.19215 | -0.19215 | -0.19215 | -0.19215 | -0.19215 | -0.19215 | -0.19215 | -0.19215 | -0.19215 | -0.19215 | -0.19215 | -0.19215 | -0.19215 | -0.19215 | -0.19215 | -0.19215 | -0.19215 | -0.19215 | -0.19215 | -0.19215 | -0.19215 | -0.19215 | -0.64347 | -0.64347 | -0.64347 | -0.64347 | -0.64347 | -0.64347 | -0.64347 | -0.64347 | -0.64347 | -0.64347 | -0.64347 | -0.64347 |  | 35 |  |  | 1.6465
Hither Hills Conversion to 33 kV | 2029 |  |  | 0 | 0 | 0.60305 | 0.60305 | 0.60305 | 0.60305 | 0.60305 | 0.60305 | 0.60305 | 0.60305 | 0.60305 | 0.60305 | 0.60305 | -0.23171 | -0.23171 | -0.23171 | -0.23171 | -0.23171 | -0.23171 | -0.23171 | -0.23171 | -0.23171 | -0.23171 | -0.23171 | -0.23171 | -0.23171 | -0.23171 | -0.23171 | -0.23171 | -0.23171 | -0.23171 | -0.23171 | -0.23171 | -0.23171 | -0.23171 | -0.23171 | -0.23171 | -0.83477 | -0.83477 | -0.83477 | -0.83477 | -0.83477 | -0.83477 | -0.83477 | -0.83477 | -0.83477 | -0.83477 | -0.83477 |  | 35 |  |  | 1.9336
Culloden Pt Conversion to 33 kV | 2029 |  |  | 0 | 0 | 0 | 0.36233 | 0.36233 | 0.36233 | 0.36233 | 0.36233 | 0.36233 | 0.36233 | 0.36233 | 0.36233 | 0.36233 | -0.12461 | -0.12461 | -0.12461 | -0.12461 | -0.12461 | -0.12461 | -0.12461 | -0.12461 | -0.12461 | -0.12461 | -0.12461 | -0.12461 | -0.12461 | -0.12461 | -0.12461 | -0.12461 | -0.12461 | -0.12461 | -0.12461 | -0.12461 | -0.12461 | -0.12461 | -0.12461 | -0.12461 | -0.12461 | -0.48695 | -0.48695 | -0.48695 | -0.48695 | -0.48695 | -0.48695 | -0.48695 | -0.48695 | -0.48695 | -0.48695 |  | 35 |  |  | 1.0126
Annual Avoided Costs for Deferral to 2030:
Amagansett Conversion 33 kV | 2030 |  |  | 0 | 0.97582 | 0.97582 | 0.97582 | 0.97582 | 0.97582 | 0.97582 | 0.97582 | 0.97582 | 0.97582 | 0.97582 | 0.97582 | 0.97582 | 0.97582 | -0.4572 | -0.4572 | -0.4572 | -0.4572 | -0.4572 | -0.4572 | -0.4572 | -0.4572 | -0.4572 | -0.4572 | -0.4572 | -0.4572 | -0.4572 | -0.4572 | -0.4572 | -0.4572 | -0.4572 | -0.4572 | -0.4572 | -0.4572 | -0.4572 | -0.4572 | -1.433 | -1.433 | -1.433 | -1.433 | -1.433 | -1.433 | -1.433 | -1.433 | -1.433 | -1.433 | -1.433 | -1.433 | -1.433 | 35 |  |  | 3.8129
East Hampton Conversion 33 kV | 2030 |  |  | 0 | 0.39033 | 0.39033 | 0.39033 | 0.39033 | 0.39033 | 0.39033 | 0.39033 | 0.39033 | 0.39033 | 0.39033 | 0.39033 | 0.39033 | 0.39033 | -0.18288 | -0.18288 | -0.18288 | -0.18288 | -0.18288 | -0.18288 | -0.18288 | -0.18288 | -0.18288 | -0.18288 | -0.18288 | -0.18288 | -0.18288 | -0.18288 | -0.18288 | -0.18288 | -0.18288 | -0.18288 | -0.18288 | -0.18288 | -0.18288 | -0.18288 | -0.57321 | -0.57321 | -0.57321 | -0.57321 | -0.57321 | -0.57321 | -0.57321 | -0.57321 | -0.57321 | -0.57321 | -0.57321 | -0.57321 | -0.57321 | 35 |  |  | 1.5252
Buell Conversion 33 kV | 2030 |  |  | 0 | 0.45131 | 0.45131 | 0.45131 | 0.45131 | 0.45131 | 0.45131 | 0.45131 | 0.45131 | 0.45131 | 0.45131 | 0.45131 | 0.45131 | 0.45131 | -0.21146 | -0.21146 | -0.21146 | -0.21146 | -0.21146 | -0.21146 | -0.21146 | -0.21146 | -0.21146 | -0.21146 | -0.21146 | -0.21146 | -0.21146 | -0.21146 | -0.21146 | -0.21146 | -0.21146 | -0.21146 | -0.21146 | -0.21146 | -0.21146 | -0.21146 | -0.66277 | -0.66277 | -0.66277 | -0.66277 | -0.66277 | -0.66277 | -0.66277 | -0.66277 | -0.66277 | -0.66277 | -0.66277 | -0.66277 | -0.66277 | 35 |  |  | 1.7635
Hither Hills Conversion to 33 kV | 2030 |  |  | 0 | 0 | 0.60305 | 0.60305 | 0.60305 | 0.60305 | 0.60305 | 0.60305 | 0.60305 | 0.60305 | 0.60305 | 0.60305 | 0.60305 | 0.60305 | -0.25676 | -0.25676 | -0.25676 | -0.25676 | -0.25676 | -0.25676 | -0.25676 | -0.25676 | -0.25676 | -0.25676 | -0.25676 | -0.25676 | -0.25676 | -0.25676 | -0.25676 | -0.25676 | -0.25676 | -0.25676 | -0.25676 | -0.25676 | -0.25676 | -0.25676 | -0.25676 | -0.85981 | -0.85981 | -0.85981 | -0.85981 | -0.85981 | -0.85981 | -0.85981 | -0.85981 | -0.85981 | -0.85981 | -0.85981 | -0.85981 | 35 |  |  | 2.0853
Culloden Pt Conversion to 33 kV | 2030 |  |  | 0 | 0 | 0 | 0.36233 | 0.36233 | 0.36233 | 0.36233 | 0.36233 | 0.36233 | 0.36233 | 0.36233 | 0.36233 | 0.36233 | 0.36233 | -0.13922 | -0.13922 | -0.13922 | -0.13922 | -0.13922 | -0.13922 | -0.13922 | -0.13922 | -0.13922 | -0.13922 | -0.13922 | -0.13922 | -0.13922 | -0.13922 | -0.13922 | -0.13922 | -0.13922 | -0.13922 | -0.13922 | -0.13922 | -0.13922 | -0.13922 | -0.13922 | -0.13922 | -0.50156 | -0.50156 | -0.50156 | -0.50156 | -0.50156 | -0.50156 | -0.50156 | -0.50156 | -0.50156 | -0.50156 | -0.50156 | 35 |  |  | 1.1012
Area II Projects: | [53 empty] | 54.99
Riverhead Canal 2nd Line and Bank | 2020 |  | 136.8 | 0 | 0 | 0 | 0 | 18.2337 | 18.2337 | 18.2337 | 18.2337 | 18.2337 | 18.2337 | 18.2337 | 18.2337 | 18.2337 | 18.2337 | 18.2337 | 18.2337 | 18.2337 | 18.2337 | 18.2337 | 18.2337 | 18.2337 | 18.2337 | 18.2337 | 18.2337 | 18.2337 | 18.2337 | 18.2337 | 18.2337 | 18.2337 | 18.2337 | 18.2337 | 18.2337 | 18.2337 | 18.2337 | 18.2337 | 18.2337 | 18.2337 | 18.2337 | 18.2337 | [10 empty] | 35 |  | 226.5269
No Deferral |  |  | 136.8 |  | 0 | 0 | 0 | 18.2337 | 18.2337 | 18.2337 | 18.2337 | 18.2337 | 18.2337 | 18.2337 | 18.2337 | 18.2337 | 18.2337 | 18.2337 | 18.2337 | 18.2337 | 18.2337 | 18.2337 | 18.2337 | 18.2337 | 18.2337 | 18.2337 | 18.2337 | 18.2337 | 18.2337 | 18.2337 | 18.2337 | 18.2337 | 18.2337 | 18.2337 | 18.2337 | 18.2337 | 18.2337 | 18.2337 | 18.2337 | 18.2337 | 18.2337 | 18.2337 | [10 empty] | 35 |  | 226.5269
Riverhead Canal 2nd Line and Bank | 2022 |  | 136.8 | [6 empty] | 19.3442 | 19.3442 | 19.3442 | 19.3442 | 19.3442 | 19.3442 | 19.3442 | 19.3442 | 19.3442 | 19.3442 | 19.3442 | 19.3442 | 19.3442 | 19.3442 | 19.3442 | 19.3442 | 19.3442 | 19.3442 | 19.3442 | 19.3442 | 19.3442 | 19.3442 | 19.3442 | 19.3442 | 19.3442 | 19.3442 | 19.3442 | 19.3442 | 19.3442 | 19.3442 | 19.3442 | 19.3442 | 19.3442 | 19.3442 | 19.3442 | [8 empty] | 35 |  | 215.9182 | 10.6087 | 10.6087 | 0 | 0 | 0
Deferral to 2022 |  |  | 136.8 | [6 empty] | 19.3442 | 19.3442 | 19.3442 | 19.3442 | 19.3442 | 19.3442 | 19.3442 | 19.3442 | 19.3442 | 19.3442 | 19.3442 | 19.3442 | 19.3442 | 19.3442 | 19.3442 | 19.3442 | 19.3442 | 19.3442 | 19.3442 | 19.3442 | 19.3442 | 19.3442 | 19.3442 | 19.3442 | 19.3442 | 19.3442 | 19.3442 | 19.3442 | 19.3442 | 19.3442 | 19.3442 | 19.3442 | 19.3442 | 19.3442 | 19.3442 | [8 empty] | 35 |  | 215.9182 | 10.6087 | 10.6087 | 0 | 0 | 0 | =Area II Portion
Riverhead Canal 2nd Line and Bank | 2023 |  | 136.8 | [7 empty] | 19.9245 | 19.9245 | 19.9245 | 19.9245 | 19.9245 | 19.9245 | 19.9245 | 19.9245 | 19.9245 | 19.9245 | 19.9245 | 19.9245 | 19.9245 | 19.9245 | 19.9245 | 19.9245 | 19.9245 | 19.9245 | 19.9245 | 19.9245 | 19.9245 | 19.9245 | 19.9245 | 19.9245 | 19.9245 | 19.9245 | 19.9245 | 19.9245 | 19.9245 | 19.9245 | 19.9245 | 19.9245 | 19.9245 | 19.9245 | 19.9245 | [7 empty] | 35 |  | 210.8017 | 15.7252 | 15.7252 | 0 | 0 | 0
Deferral to 2023 |  |  | 136.8 | [7 empty] | 19.9245 | 19.9245 | 19.9245 | 19.9245 | 19.9245 | 19.9245 | 19.9245 | 19.9245 | 19.9245 | 19.9245 | 19.9245 | 19.9245 | 19.9245 | 19.9245 | 19.9245 | 19.9245 | 19.9245 | 19.9245 | 19.9245 | 19.9245 | 19.9245 | 19.9245 | 19.9245 | 19.9245 | 19.9245 | 19.9245 | 19.9245 | 19.9245 | 19.9245 | 19.9245 | 19.9245 | 19.9245 | 19.9245 | 19.9245 | 19.9245 | [7 empty] | 35 |  | 210.8017 | 15.7252 | 15.7252 | 0 | 0 | 0 | =Area II Portion
Riverhead Canal 2nd Line and Bank | 2024 |  | 136.8 | [8 empty] | 20.5222 | 20.5222 | 20.5222 | 20.5222 | 20.5222 | 20.5222 | 20.5222 | 20.5222 | 20.5222 | 20.5222 | 20.5222 | 20.5222 | 20.5222 | 20.5222 | 20.5222 | 20.5222 | 20.5222 | 20.5222 | 20.5222 | 20.5222 | 20.5222 | 20.5222 | 20.5222 | 20.5222 | 20.5222 | 20.5222 | 20.5222 | 20.5222 | 20.5222 | 20.5222 | 20.5222 | 20.5222 | 20.5222 | 20.5222 | 20.5222 | [6 empty] | 35 |  | 205.8064 | 20.7205 | 20.7205 | 0 | 0 | 0
Deferral to 2024 |  |  | 136.8 | [8 empty] | 20.5222 | 20.5222 | 20.5222 | 20.5222 | 20.5222 | 20.5222 | 20.5222 | 20.5222 | 20.5222 | 20.5222 | 20.5222 | 20.5222 | 20.5222 | 20.5222 | 20.5222 | 20.5222 | 20.5222 | 20.5222 | 20.5222 | 20.5222 | 20.5222 | 20.5222 | 20.5222 | 20.5222 | 20.5222 | 20.5222 | 20.5222 | 20.5222 | 20.5222 | 20.5222 | 20.5222 | 20.5222 | 20.5222 | 20.5222 | 20.5222 | [6 empty] | 35 |  | 205.8064 | 20.7205 | 20.7205 | 0 | 0 | 0 | =Area II Portion
Riverhead Canal 2nd Line and Bank | 2025 |  | 136.8 | [9 empty] | 21.1379 | 21.1379 | 21.1379 | 21.1379 | 21.1379 | 21.1379 | 21.1379 | 21.1379 | 21.1379 | 21.1379 | 21.1379 | 21.1379 | 21.1379 | 21.1379 | 21.1379 | 21.1379 | 21.1379 | 21.1379 | 21.1379 | 21.1379 | 21.1379 | 21.1379 | 21.1379 | 21.1379 | 21.1379 | 21.1379 | 21.1379 | 21.1379 | 21.1379 | 21.1379 | 21.1379 | 21.1379 | 21.1379 | 21.1379 | 21.1379 | [5 empty] | 35 |  | 200.9294 | 25.5974 | 25.5974 | 0 | 0 | 0
Deferral to 2025 |  |  | 136.8 | [9 empty] | 21.1379 | 21.1379 | 21.1379 | 21.1379 | 21.1379 | 21.1379 | 21.1379 | 21.1379 | 21.1379 | 21.1379 | 21.1379 | 21.1379 | 21.1379 | 21.1379 | 21.1379 | 21.1379 | 21.1379 | 21.1379 | 21.1379 | 21.1379 | 21.1379 | 21.1379 | 21.1379 | 21.1379 | 21.1379 | 21.1379 | 21.1379 | 21.1379 | 21.1379 | 21.1379 | 21.1379 | 21.1379 | 21.1379 | 21.1379 | 21.1379 | [5 empty] | 35 |  | 200.9294 | 25.5974 | 25.5974 | 0 | 0 | 0 | =Area II Portion
Riverhead Canal 2nd Line and Bank | 2026 |  | 136.8 | [10 empty] | 21.772 | 21.772 | 21.772 | 21.772 | 21.772 | 21.772 | 21.772 | 21.772 | 21.772 | 21.772 | 21.772 | 21.772 | 21.772 | 21.772 | 21.772 | 21.772 | 21.772 | 21.772 | 21.772 | 21.772 | 21.772 | 21.772 | 21.772 | 21.772 | 21.772 | 21.772 | 21.772 | 21.772 | 21.772 | 21.772 | 21.772 | 21.772 | 21.772 | 21.772 | 21.772 |  |  |  |  | 35 |  | 196.1681 | 30.3588 | 30.3588 | 0 | 0 | 0
Deferral to 2026 |  |  | 136.8 | [10 empty] | 21.772 | 21.772 | 21.772 | 21.772 | 21.772 | 21.772 | 21.772 | 21.772 | 21.772 | 21.772 | 21.772 | 21.772 | 21.772 | 21.772 | 21.772 | 21.772 | 21.772 | 21.772 | 21.772 | 21.772 | 21.772 | 21.772 | 21.772 | 21.772 | 21.772 | 21.772 | 21.772 | 21.772 | 21.772 | 21.772 | 21.772 | 21.772 | 21.772 | 21.772 | 21.772 |  |  |  |  | 35 |  | 196.1681 | 30.3588 | 30.3588 | 0 | 0 | 0 | =Area II Portion
Riverhead Canal 2nd Line and Bank | 2027 |  | 136.8 | [11 empty] | 22.4252 | 22.4252 | 22.4252 | 22.4252 | 22.4252 | 22.4252 | 22.4252 | 22.4252 | 22.4252 | 22.4252 | 22.4252 | 22.4252 | 22.4252 | 22.4252 | 22.4252 | 22.4252 | 22.4252 | 22.4252 | 22.4252 | 22.4252 | 22.4252 | 22.4252 | 22.4252 | 22.4252 | 22.4252 | 22.4252 | 22.4252 | 22.4252 | 22.4252 | 22.4252 | 22.4252 | 22.4252 | 22.4252 | 22.4252 | 22.4252 |  |  |  | 35 |  | 191.5195 | 35.0073 | 35.0073 | 0 | 0 | 0
Deferral to 2027 |  |  | 136.8 | [11 empty] | 22.4252 | 22.4252 | 22.4252 | 22.4252 | 22.4252 | 22.4252 | 22.4252 | 22.4252 | 22.4252 | 22.4252 | 22.4252 | 22.4252 | 22.4252 | 22.4252 | 22.4252 | 22.4252 | 22.4252 | 22.4252 | 22.4252 | 22.4252 | 22.4252 | 22.4252 | 22.4252 | 22.4252 | 22.4252 | 22.4252 | 22.4252 | 22.4252 | 22.4252 | 22.4252 | 22.4252 | 22.4252 | 22.4252 | 22.4252 | 22.4252 |  |  |  | 35 |  | 191.5195 | 35.0073 | 35.0073 | 0 | 0 | 0 | =Area II Portion
Riverhead Canal 2nd Line and Bank | 2028 |  | 136.8 | [12 empty] | 23.0979 | 23.0979 | 23.0979 | 23.0979 | 23.0979 | 23.0979 | 23.0979 | 23.0979 | 23.0979 | 23.0979 | 23.0979 | 23.0979 | 23.0979 | 23.0979 | 23.0979 | 23.0979 | 23.0979 | 23.0979 | 23.0979 | 23.0979 | 23.0979 | 23.0979 | 23.0979 | 23.0979 | 23.0979 | 23.0979 | 23.0979 | 23.0979 | 23.0979 | 23.0979 | 23.0979 | 23.0979 | 23.0979 | 23.0979 | 23.0979 |  |  | 35 |  | 186.9812 | 39.5457 | 39.5457 | 0 | 0 | 0
Deferral to 2028 |  |  | 136.8 | [12 empty] | 23.0979 | 23.0979 | 23.0979 | 23.0979 | 23.0979 | 23.0979 | 23.0979 | 23.0979 | 23.0979 | 23.0979 | 23.0979 | 23.0979 | 23.0979 | 23.0979 | 23.0979 | 23.0979 | 23.0979 | 23.0979 | 23.0979 | 23.0979 | 23.0979 | 23.0979 | 23.0979 | 23.0979 | 23.0979 | 23.0979 | 23.0979 | 23.0979 | 23.0979 | 23.0979 | 23.0979 | 23.0979 | 23.0979 | 23.0979 | 23.0979 |  |  | 35 |  | 186.9812 | 39.5457 | 39.5457 | 0 | 0 | 0 | =Area II Portion
Riverhead Canal 2nd Line and Bank | 2029 |  | 136.8 | [13 empty] | 23.7909 | 23.7909 | 23.7909 | 23.7909 | 23.7909 | 23.7909 | 23.7909 | 23.7909 | 23.7909 | 23.7909 | 23.7909 | 23.7909 | 23.7909 | 23.7909 | 23.7909 | 23.7909 | 23.7909 | 23.7909 | 23.7909 | 23.7909 | 23.7909 | 23.7909 | 23.7909 | 23.7909 | 23.7909 | 23.7909 | 23.7909 | 23.7909 | 23.7909 | 23.7909 | 23.7909 | 23.7909 | 23.7909 | 23.7909 | 23.7909 |  | 35 |  | 182.5503 | 43.9765 | 43.9765 | 43.9765 | 719629.2816 | 7383396.4289
Deferral to 2029 |  |  | 136.8 | [13 empty] | 23.7909 | 23.7909 | 23.7909 | 23.7909 | 23.7909 | 23.7909 | 23.7909 | 23.7909 | 23.7909 | 23.7909 | 23.7909 | 23.7909 | 23.7909 | 23.7909 | 23.7909 | 23.7909 | 23.7909 | 23.7909 | 23.7909 | 23.7909 | 23.7909 | 23.7909 | 23.7909 | 23.7909 | 23.7909 | 23.7909 | 23.7909 | 23.7909 | 23.7909 | 23.7909 | 23.7909 | 23.7909 | 23.7909 | 23.7909 | 23.7909 |  | 35 |  | 182.5503 | 43.9765 | 43.9765 | 43.9765 | 719629.2816 | 7383396.4289 | =Area II Portion
Riverhead Canal 2nd Line and Bank | 2030 |  | 136.8 | [14 empty] | 24.5046 | 24.5046 | 24.5046 | 24.5046 | 24.5046 | 24.5046 | 24.5046 | 24.5046 | 24.5046 | 24.5046 | 24.5046 | 24.5046 | 24.5046 | 24.5046 | 24.5046 | 24.5046 | 24.5046 | 24.5046 | 24.5046 | 24.5046 | 24.5046 | 24.5046 | 24.5046 | 24.5046 | 24.5046 | 24.5046 | 24.5046 | 24.5046 | 24.5046 | 24.5046 | 24.5046 | 24.5046 | 24.5046 | 24.5046 | 24.5046 | 35 |  | 178.2245 | 48.3024 | 48.3024 | 0 | 0 | 0
Deferral to 2030 |  |  | 136.8 | [14 empty] | 24.5046 | 24.5046 | 24.5046 | 24.5046 | 24.5046 | 24.5046 | 24.5046 | 24.5046 | 24.5046 | 24.5046 | 24.5046 | 24.5046 | 24.5046 | 24.5046 | 24.5046 | 24.5046 | 24.5046 | 24.5046 | 24.5046 | 24.5046 | 24.5046 | 24.5046 | 24.5046 | 24.5046 | 24.5046 | 24.5046 | 24.5046 | 24.5046 | 24.5046 | 24.5046 | 24.5046 | 24.5046 | 24.5046 | 24.5046 | 24.5046 | 35 |  | 178.2245 | 48.3024 | 48.3024 | 0 | 0 | 0 | =Area II Portion
[60 empty] | 19345714.4686 | =Area II+III Portions
Annual Avoided Costs for Deferral to 2022:
Riverhead Canal 2nd Line and Bank | 2022 |  |  | 0 | 0 | 0 | 0 | 18.2337 | 18.2337 | -1.1104 | -1.1104 | -1.1104 | -1.1104 | -1.1104 | -1.1104 | -1.1104 | -1.1104 | -1.1104 | -1.1104 | -1.1104 | -1.1104 | -1.1104 | -1.1104 | -1.1104 | -1.1104 | -1.1104 | -1.1104 | -1.1104 | -1.1104 | -1.1104 | -1.1104 | -1.1104 | -1.1104 | -1.1104 | -1.1104 | -1.1104 | -1.1104 | -1.1104 | -1.1104 | -1.1104 | -1.1104 | -1.1104 | -19.3442 | -19.3442 | [8 empty] | 35 |  |  | 10.6087
Annual Avoided Costs for Deferral to 2023:
Riverhead Canal 2nd Line and Bank | 2023 |  |  | 0 | 0 | 0 | 0 | 18.2337 | 18.2337 | 18.2337 | -1.6908 | -1.6908 | -1.6908 | -1.6908 | -1.6908 | -1.6908 | -1.6908 | -1.6908 | -1.6908 | -1.6908 | -1.6908 | -1.6908 | -1.6908 | -1.6908 | -1.6908 | -1.6908 | -1.6908 | -1.6908 | -1.6908 | -1.6908 | -1.6908 | -1.6908 | -1.6908 | -1.6908 | -1.6908 | -1.6908 | -1.6908 | -1.6908 | -1.6908 | -1.6908 | -1.6908 | -1.6908 | -19.9245 | -19.9245 | -19.9245 | [7 empty] | 35 |  |  | 15.7252
Annual Avoided Costs for Deferral to 2024:
Riverhead Canal 2nd Line and Bank | 2024 |  |  | 0 | 0 | 0 | 0 | 18.2337 | 18.2337 | 18.2337 | 18.2337 | -2.2885 | -2.2885 | -2.2885 | -2.2885 | -2.2885 | -2.2885 | -2.2885 | -2.2885 | -2.2885 | -2.2885 | -2.2885 | -2.2885 | -2.2885 | -2.2885 | -2.2885 | -2.2885 | -2.2885 | -2.2885 | -2.2885 | -2.2885 | -2.2885 | -2.2885 | -2.2885 | -2.2885 | -2.2885 | -2.2885 | -2.2885 | -2.2885 | -2.2885 | -2.2885 | -2.2885 | -20.5222 | -20.5222 | -20.5222 | -20.5222 | [6 empty] | 35 |  |  | 20.7205
Annual Avoided Costs for Deferral to 2025:
Riverhead Canal 2nd Line and Bank | 2025 |  |  | 0 | 0 | 0 | 0 | 18.2337 | 18.2337 | 18.2337 | 18.2337 | 18.2337 | -2.9042 | -2.9042 | -2.9042 | -2.9042 | -2.9042 | -2.9042 | -2.9042 | -2.9042 | -2.9042 | -2.9042 | -2.9042 | -2.9042 | -2.9042 | -2.9042 | -2.9042 | -2.9042 | -2.9042 | -2.9042 | -2.9042 | -2.9042 | -2.9042 | -2.9042 | -2.9042 | -2.9042 | -2.9042 | -2.9042 | -2.9042 | -2.9042 | -2.9042 | -2.9042 | -21.1379 | -21.1379 | -21.1379 | -21.1379 | -21.1379 | [5 empty] | 35 |  |  | 25.5974
Annual Avoided Costs for Deferral to 2026:
Riverhead Canal 2nd Line and Bank | 2026 |  |  | 0 | 0 | 0 | 0 | 18.2337 | 18.2337 | 18.2337 | 18.2337 | 18.2337 | 18.2337 | -3.5383 | -3.5383 | -3.5383 | -3.5383 | -3.5383 | -3.5383 | -3.5383 | -3.5383 | -3.5383 | -3.5383 | -3.5383 | -3.5383 | -3.5383 | -3.5383 | -3.5383 | -3.5383 | -3.5383 | -3.5383 | -3.5383 | -3.5383 | -3.5383 | -3.5383 | -3.5383 | -3.5383 | -3.5383 | -3.5383 | -3.5383 | -3.5383 | -3.5383 | -21.772 | -21.772 | -21.772 | -21.772 | -21.772 | -21.772 |  |  |  |  | 35 |  |  | 30.3588
Annual Avoided Costs for Deferral to 2027:
Riverhead Canal 2nd Line and Bank | 2027 |  |  | 0 | 0 | 0 | 0 | 18.2337 | 18.2337 | 18.2337 | 18.2337 | 18.2337 | 18.2337 | 18.2337 | -4.1915 | -4.1915 | -4.1915 | -4.1915 | -4.1915 | -4.1915 | -4.1915 | -4.1915 | -4.1915 | -4.1915 | -4.1915 | -4.1915 | -4.1915 | -4.1915 | -4.1915 | -4.1915 | -4.1915 | -4.1915 | -4.1915 | -4.1915 | -4.1915 | -4.1915 | -4.1915 | -4.1915 | -4.1915 | -4.1915 | -4.1915 | -4.1915 | -22.4252 | -22.4252 | -22.4252 | -22.4252 | -22.4252 | -22.4252 | -22.4252 |  |  |  | 35 |  |  | 35.0073
Annual Avoided Costs for Deferral to 2028:
Riverhead Canal 2nd Line and Bank | 2028 |  |  | 0 | 0 | 0 | 0 | 18.2337 | 18.2337 | 18.2337 | 18.2337 | 18.2337 | 18.2337 | 18.2337 | 18.2337 | -4.8642 | -4.8642 | -4.8642 | -4.8642 | -4.8642 | -4.8642 | -4.8642 | -4.8642 | -4.8642 | -4.8642 | -4.8642 | -4.8642 | -4.8642 | -4.8642 | -4.8642 | -4.8642 | -4.8642 | -4.8642 | -4.8642 | -4.8642 | -4.8642 | -4.8642 | -4.8642 | -4.8642 | -4.8642 | -4.8642 | -4.8642 | -23.0979 | -23.0979 | -23.0979 | -23.0979 | -23.0979 | -23.0979 | -23.0979 | -23.0979 |  |  | 35 |  |  | 39.5457
Annual Avoided Costs for Deferral to 2029:
Riverhead Canal 2nd Line and Bank | 2029 |  |  | 0 | 0 | 0 | 0 | 18.2337 | 18.2337 | 18.2337 | 18.2337 | 18.2337 | 18.2337 | 18.2337 | 18.2337 | 18.2337 | -5.5571 | -5.5571 | -5.5571 | -5.5571 | -5.5571 | -5.5571 | -5.5571 | -5.5571 | -5.5571 | -5.5571 | -5.5571 | -5.5571 | -5.5571 | -5.5571 | -5.5571 | -5.5571 | -5.5571 | -5.5571 | -5.5571 | -5.5571 | -5.5571 | -5.5571 | -5.5571 | -5.5571 | -5.5571 | -5.5571 | -23.7909 | -23.7909 | -23.7909 | -23.7909 | -23.7909 | -23.7909 | -23.7909 | -23.7909 | -23.7909 |  | 35 |  |  | 43.9765
Annual Avoided Costs for Deferral to 2030:
Riverhead Canal 2nd Line and Bank | 2030 |  |  | 0 | 0 | 0 | 0 | 18.2337 | 18.2337 | 18.2337 | 18.2337 | 18.2337 | 18.2337 | 18.2337 | 18.2337 | 18.2337 | 18.2337 | -6.2709 | -6.2709 | -6.2709 | -6.2709 | -6.2709 | -6.2709 | -6.2709 | -6.2709 | -6.2709 | -6.2709 | -6.2709 | -6.2709 | -6.2709 | -6.2709 | -6.2709 | -6.2709 | -6.2709 | -6.2709 | -6.2709 | -6.2709 | -6.2709 | -6.2709 | -6.2709 | -6.2709 | -6.2709 | -24.5046 | -24.5046 | -24.5046 | -24.5046 | -24.5046 | -24.5046 | -24.5046 | -24.5046 | -24.5046 | -24.5046 | 35 |  |  | 48.3024
0
Area III Projects: | [52 empty] | 0 | 14.8
New Canal - Southampton Cable | 2017 |  | 37.6 | 0 | 4.5863 | 4.5863 | 4.5863 | 4.5863 | 4.5863 | 4.5863 | 4.5863 | 4.5863 | 4.5863 | 4.5863 | 4.5863 | 4.5863 | 4.5863 | 4.5863 | 4.5863 | 4.5863 | 4.5863 | 4.5863 | 4.5863 | 4.5863 | 4.5863 | 4.5863 | 4.5863 | 4.5863 | 4.5863 | 4.5863 | 4.5863 | 4.5863 | 4.5863 | 4.5863 | 4.5863 | 4.5863 | 4.5863 | 4.5863 | 4.5863 | [13 empty] | 35 |  | 66.9063
Upgrade Wildwood - Riverhead to 138 kV | 2017 |  | 7.7 | 0 | 0.93922 | 0.93922 | 0.93922 | 0.93922 | 0.93922 | 0.93922 | 0.93922 | 0.93922 | 0.93922 | 0.93922 | 0.93922 | 0.93922 | 0.93922 | 0.93922 | 0.93922 | 0.93922 | 0.93922 | 0.93922 | 0.93922 | 0.93922 | 0.93922 | 0.93922 | 0.93922 | 0.93922 | 0.93922 | 0.93922 | 0.93922 | 0.93922 | 0.93922 | 0.93922 | 0.93922 | 0.93922 | 0.93922 | 0.93922 | 0.93922 | [13 empty] | 35 |  | 13.7016
Bridgehampton - Buell New 69 kV UG Cable | 2017 |  | 33.2 | 0 | 4.0496 | 4.0496 | 4.0496 | 4.0496 | 4.0496 | 4.0496 | 4.0496 | 4.0496 | 4.0496 | 4.0496 | 4.0496 | 4.0496 | 4.0496 | 4.0496 | 4.0496 | 4.0496 | 4.0496 | 4.0496 | 4.0496 | 4.0496 | 4.0496 | 4.0496 | 4.0496 | 4.0496 | 4.0496 | 4.0496 | 4.0496 | 4.0496 | 4.0496 | 4.0496 | 4.0496 | 4.0496 | 4.0496 | 4.0496 | 4.0496 | [13 empty] | 35 |  | 59.0769
Canal - Wainscott New 138 kV UG Cable | 2022 |  | 275.5 | 0 | 0 | 0 | 0 | 0 | 0 | 38.957 | 38.957 | 38.957 | 38.957 | 38.957 | 38.957 | 38.957 | 38.957 | 38.957 | 38.957 | 38.957 | 38.957 | 38.957 | 38.957 | 38.957 | 38.957 | 38.957 | 38.957 | 38.957 | 38.957 | 38.957 | 38.957 | 38.957 | 38.957 | 38.957 | 38.957 | 38.957 | 38.957 | 38.957 | 38.957 | 38.957 | 38.957 | 38.957 | 38.957 | 38.957 | [8 empty] | 35 |  | 434.8353
No Deferral |  |  | 354 |  | 9.5752 | 9.5752 | 9.5752 | 9.5752 | 9.5752 | 48.5322 | 48.5322 | 48.5322 | 48.5322 | 48.5322 | 48.5322 | 48.5322 | 48.5322 | 48.5322 | 48.5322 | 48.5322 | 48.5322 | 48.5322 | 48.5322 | 48.5322 | 48.5322 | 48.5322 | 48.5322 | 48.5322 | 48.5322 | 48.5322 | 48.5322 | 48.5322 | 48.5322 | 48.5322 | 48.5322 | 48.5322 | 48.5322 | 48.5322 | 48.5322 | 38.957 | 38.957 | 38.957 | 38.957 | 38.957 | [10 empty] | 574.52
New Canal - Southampton Cable | 2022 |  | 37.6 | [6 empty] | 5.3168 | 5.3168 | 5.3168 | 5.3168 | 5.3168 | 5.3168 | 5.3168 | 5.3168 | 5.3168 | 5.3168 | 5.3168 | 5.3168 | 5.3168 | 5.3168 | 5.3168 | 5.3168 | 5.3168 | 5.3168 | 5.3168 | 5.3168 | 5.3168 | 5.3168 | 5.3168 | 5.3168 | 5.3168 | 5.3168 | 5.3168 | 5.3168 | 5.3168 | 5.3168 | 5.3168 | 5.3168 | 5.3168 | 5.3168 | 5.3168 | [8 empty] | 35 |  | 59.3459 | 7.5604 | 0 | 0 | 0 | 0
Upgrade Wildwood - Riverhead to 138 kV | 2022 |  | 7.7 | [6 empty] | 1.0888 | 1.0888 | 1.0888 | 1.0888 | 1.0888 | 1.0888 | 1.0888 | 1.0888 | 1.0888 | 1.0888 | 1.0888 | 1.0888 | 1.0888 | 1.0888 | 1.0888 | 1.0888 | 1.0888 | 1.0888 | 1.0888 | 1.0888 | 1.0888 | 1.0888 | 1.0888 | 1.0888 | 1.0888 | 1.0888 | 1.0888 | 1.0888 | 1.0888 | 1.0888 | 1.0888 | 1.0888 | 1.0888 | 1.0888 | 1.0888 | [8 empty] | 35 |  | 12.1533 | 1.5483 | 0 | 0 | 0 | 0
Bridgehampton - Buell New 69 kV UG Cable | 2022 |  | 33.2 | [6 empty] | 4.6946 | 4.6946 | 4.6946 | 4.6946 | 4.6946 | 4.6946 | 4.6946 | 4.6946 | 4.6946 | 4.6946 | 4.6946 | 4.6946 | 4.6946 | 4.6946 | 4.6946 | 4.6946 | 4.6946 | 4.6946 | 4.6946 | 4.6946 | 4.6946 | 4.6946 | 4.6946 | 4.6946 | 4.6946 | 4.6946 | 4.6946 | 4.6946 | 4.6946 | 4.6946 | 4.6946 | 4.6946 | 4.6946 | 4.6946 | 4.6946 | [8 empty] | 35 |  | 52.4012 | 6.6757 | 0 | 0 | 0 | 0
Canal - Wainscott New 138 kV UG Cable | 2022 |  | 275.5 | [6 empty] | 38.957 | 38.957 | 38.957 | 38.957 | 38.957 | 38.957 | 38.957 | 38.957 | 38.957 | 38.957 | 38.957 | 38.957 | 38.957 | 38.957 | 38.957 | 38.957 | 38.957 | 38.957 | 38.957 | 38.957 | 38.957 | 38.957 | 38.957 | 38.957 | 38.957 | 38.957 | 38.957 | 38.957 | 38.957 | 38.957 | 38.957 | 38.957 | 38.957 | 38.957 | 38.957 | [8 empty] | 35 |  | 434.8353 | 0 | 0 | 0 | 0 | 0
Deferral to 2022 |  |  | 354 | [6 empty] | 50.0572 | 50.0572 | 50.0572 | 50.0572 | 50.0572 | 50.0572 | 50.0572 | 50.0572 | 50.0572 | 50.0572 | 50.0572 | 50.0572 | 50.0572 | 50.0572 | 50.0572 | 50.0572 | 50.0572 | 50.0572 | 50.0572 | 50.0572 | 50.0572 | 50.0572 | 50.0572 | 50.0572 | 50.0572 | 50.0572 | 50.0572 | 50.0572 | 50.0572 | 50.0572 | 50.0572 | 50.0572 | 50.0572 | 50.0572 | 50.0572 | [8 empty] | 35 |  | 558.7357 | 15.7843 | 0 | 0 | 0 | 0 | =Area III Portion
New Canal - Southampton Cable | 2023 |  | 37.6 | [7 empty] | 5.4763 | 5.4763 | 5.4763 | 5.4763 | 5.4763 | 5.4763 | 5.4763 | 5.4763 | 5.4763 | 5.4763 | 5.4763 | 5.4763 | 5.4763 | 5.4763 | 5.4763 | 5.4763 | 5.4763 | 5.4763 | 5.4763 | 5.4763 | 5.4763 | 5.4763 | 5.4763 | 5.4763 | 5.4763 | 5.4763 | 5.4763 | 5.4763 | 5.4763 | 5.4763 | 5.4763 | 5.4763 | 5.4763 | 5.4763 | 5.4763 | [7 empty] | 35 |  | 57.9396 | 8.9667 | 8.9667 | 0 | 0 | 0
Upgrade Wildwood - Riverhead to 138 kV | 2023 |  | 7.7 | [7 empty] | 1.1215 | 1.1215 | 1.1215 | 1.1215 | 1.1215 | 1.1215 | 1.1215 | 1.1215 | 1.1215 | 1.1215 | 1.1215 | 1.1215 | 1.1215 | 1.1215 | 1.1215 | 1.1215 | 1.1215 | 1.1215 | 1.1215 | 1.1215 | 1.1215 | 1.1215 | 1.1215 | 1.1215 | 1.1215 | 1.1215 | 1.1215 | 1.1215 | 1.1215 | 1.1215 | 1.1215 | 1.1215 | 1.1215 | 1.1215 | 1.1215 | [7 empty] | 35 |  | 11.8653 | 1.8363 | 1.8363 | 1.8363 | 24190.0059 | 248189.4602
Bridgehampton - Buell New 69 kV UG Cable | 2023 |  | 33.2 | [7 empty] | 4.8355 | 4.8355 | 4.8355 | 4.8355 | 4.8355 | 4.8355 | 4.8355 | 4.8355 | 4.8355 | 4.8355 | 4.8355 | 4.8355 | 4.8355 | 4.8355 | 4.8355 | 4.8355 | 4.8355 | 4.8355 | 4.8355 | 4.8355 | 4.8355 | 4.8355 | 4.8355 | 4.8355 | 4.8355 | 4.8355 | 4.8355 | 4.8355 | 4.8355 | 4.8355 | 4.8355 | 4.8355 | 4.8355 | 4.8355 | 4.8355 | [7 empty] | 35 |  | 51.1595 | 7.9174 | 7.9174 | 0 | 0 | 0
Canal - Wainscott New 138 kV UG Cable | 2023 |  | 275.5 | [7 empty] | 40.1257 | 40.1257 | 40.1257 | 40.1257 | 40.1257 | 40.1257 | 40.1257 | 40.1257 | 40.1257 | 40.1257 | 40.1257 | 40.1257 | 40.1257 | 40.1257 | 40.1257 | 40.1257 | 40.1257 | 40.1257 | 40.1257 | 40.1257 | 40.1257 | 40.1257 | 40.1257 | 40.1257 | 40.1257 | 40.1257 | 40.1257 | 40.1257 | 40.1257 | 40.1257 | 40.1257 | 40.1257 | 40.1257 | 40.1257 | 40.1257 | [7 empty] | 35 |  | 424.5311 | 10.3042 | 10.3042 | 0 | 0 | 0
Deferral to 2023 |  |  | 354 | [7 empty] | 51.559 | 51.559 | 51.559 | 51.559 | 51.559 | 51.559 | 51.559 | 51.559 | 51.559 | 51.559 | 51.559 | 51.559 | 51.559 | 51.559 | 51.559 | 51.559 | 51.559 | 51.559 | 51.559 | 51.559 | 51.559 | 51.559 | 51.559 | 51.559 | 51.559 | 51.559 | 51.559 | 51.559 | 51.559 | 51.559 | 51.559 | 51.559 | 51.559 | 51.559 | 51.559 | [7 empty] | 35 |  | 545.4955 | 29.0245 | 29.0245 | 1.8363 | 24190.0059 | 248189.4602 | =Area III Portion
New Canal - Southampton Cable | 2024 |  | 37.6 | [8 empty] | 5.6406 | 5.6406 | 5.6406 | 5.6406 | 5.6406 | 5.6406 | 5.6406 | 5.6406 | 5.6406 | 5.6406 | 5.6406 | 5.6406 | 5.6406 | 5.6406 | 5.6406 | 5.6406 | 5.6406 | 5.6406 | 5.6406 | 5.6406 | 5.6406 | 5.6406 | 5.6406 | 5.6406 | 5.6406 | 5.6406 | 5.6406 | 5.6406 | 5.6406 | 5.6406 | 5.6406 | 5.6406 | 5.6406 | 5.6406 | 5.6406 | [6 empty] | 35 |  | 56.5667 | 10.3397 | 10.3397 | 10.3397 | 136209.5339 | 1397509.8177
Upgrade Wildwood - Riverhead to 138 kV | 2024 |  | 7.7 | [8 empty] | 1.1551 | 1.1551 | 1.1551 | 1.1551 | 1.1551 | 1.1551 | 1.1551 | 1.1551 | 1.1551 | 1.1551 | 1.1551 | 1.1551 | 1.1551 | 1.1551 | 1.1551 | 1.1551 | 1.1551 | 1.1551 | 1.1551 | 1.1551 | 1.1551 | 1.1551 | 1.1551 | 1.1551 | 1.1551 | 1.1551 | 1.1551 | 1.1551 | 1.1551 | 1.1551 | 1.1551 | 1.1551 | 1.1551 | 1.1551 | 1.1551 | [6 empty] | 35 |  | 11.5841 | 2.1174 | 2.1174 | 0 | 0 | 0
Bridgehampton - Buell New 69 kV UG Cable | 2024 |  | 33.2 | [8 empty] | 4.9805 | 4.9805 | 4.9805 | 4.9805 | 4.9805 | 4.9805 | 4.9805 | 4.9805 | 4.9805 | 4.9805 | 4.9805 | 4.9805 | 4.9805 | 4.9805 | 4.9805 | 4.9805 | 4.9805 | 4.9805 | 4.9805 | 4.9805 | 4.9805 | 4.9805 | 4.9805 | 4.9805 | 4.9805 | 4.9805 | 4.9805 | 4.9805 | 4.9805 | 4.9805 | 4.9805 | 4.9805 | 4.9805 | 4.9805 | 4.9805 | [6 empty] | 35 |  | 49.9472 | 9.1297 | 9.1297 | 9.1297 | 120270.1203 | 1233971.4348
Canal - Wainscott New 138 kV UG Cable | 2024 |  | 275.5 | [8 empty] | 41.3295 | 41.3295 | 41.3295 | 41.3295 | 41.3295 | 41.3295 | 41.3295 | 41.3295 | 41.3295 | 41.3295 | 41.3295 | 41.3295 | 41.3295 | 41.3295 | 41.3295 | 41.3295 | 41.3295 | 41.3295 | 41.3295 | 41.3295 | 41.3295 | 41.3295 | 41.3295 | 41.3295 | 41.3295 | 41.3295 | 41.3295 | 41.3295 | 41.3295 | 41.3295 | 41.3295 | 41.3295 | 41.3295 | 41.3295 | 41.3295 | [6 empty] | 35 |  | 414.4711 | 20.3641 | 20.3641 | 0 | 0 | 0
Deferral to 2024 |  |  | 354 | [8 empty] | 53.1057 | 53.1057 | 53.1057 | 53.1057 | 53.1057 | 53.1057 | 53.1057 | 53.1057 | 53.1057 | 53.1057 | 53.1057 | 53.1057 | 53.1057 | 53.1057 | 53.1057 | 53.1057 | 53.1057 | 53.1057 | 53.1057 | 53.1057 | 53.1057 | 53.1057 | 53.1057 | 53.1057 | 53.1057 | 53.1057 | 53.1057 | 53.1057 | 53.1057 | 53.1057 | 53.1057 | 53.1057 | 53.1057 | 53.1057 | 53.1057 | [6 empty] | 35 |  | 532.5691 | 41.9509 | 41.9509 | 19.4694 | 256479.6542 | 2631481.2524 | =Area III Portion
New Canal - Southampton Cable | 2025 |  | 37.6 | [9 empty] | 5.8098 | 5.8098 | 5.8098 | 5.8098 | 5.8098 | 5.8098 | 5.8098 | 5.8098 | 5.8098 | 5.8098 | 5.8098 | 5.8098 | 5.8098 | 5.8098 | 5.8098 | 5.8098 | 5.8098 | 5.8098 | 5.8098 | 5.8098 | 5.8098 | 5.8098 | 5.8098 | 5.8098 | 5.8098 | 5.8098 | 5.8098 | 5.8098 | 5.8098 | 5.8098 | 5.8098 | 5.8098 | 5.8098 | 5.8098 | 5.8098 | [5 empty] | 35 |  | 55.2262 | 11.6801 | 11.6801 | 0 | 0 | 0
Upgrade Wildwood - Riverhead to 138 kV | 2025 |  | 7.7 | [9 empty] | 1.1898 | 1.1898 | 1.1898 | 1.1898 | 1.1898 | 1.1898 | 1.1898 | 1.1898 | 1.1898 | 1.1898 | 1.1898 | 1.1898 | 1.1898 | 1.1898 | 1.1898 | 1.1898 | 1.1898 | 1.1898 | 1.1898 | 1.1898 | 1.1898 | 1.1898 | 1.1898 | 1.1898 | 1.1898 | 1.1898 | 1.1898 | 1.1898 | 1.1898 | 1.1898 | 1.1898 | 1.1898 | 1.1898 | 1.1898 | 1.1898 | [5 empty] | 35 |  | 11.3096 | 2.3919 | 2.3919 | 0 | 0 | 0
Bridgehampton - Buell New 69 kV UG Cable | 2025 |  | 33.2 | [9 empty] | 5.13 | 5.13 | 5.13 | 5.13 | 5.13 | 5.13 | 5.13 | 5.13 | 5.13 | 5.13 | 5.13 | 5.13 | 5.13 | 5.13 | 5.13 | 5.13 | 5.13 | 5.13 | 5.13 | 5.13 | 5.13 | 5.13 | 5.13 | 5.13 | 5.13 | 5.13 | 5.13 | 5.13 | 5.13 | 5.13 | 5.13 | 5.13 | 5.13 | 5.13 | 5.13 | [5 empty] | 35 |  | 48.7636 | 10.3133 | 10.3133 | 0 | 0 | 0
Canal - Wainscott New 138 kV UG Cable | 2025 |  | 275.5 | [9 empty] | 42.5693 | 42.5693 | 42.5693 | 42.5693 | 42.5693 | 42.5693 | 42.5693 | 42.5693 | 42.5693 | 42.5693 | 42.5693 | 42.5693 | 42.5693 | 42.5693 | 42.5693 | 42.5693 | 42.5693 | 42.5693 | 42.5693 | 42.5693 | 42.5693 | 42.5693 | 42.5693 | 42.5693 | 42.5693 | 42.5693 | 42.5693 | 42.5693 | 42.5693 | 42.5693 | 42.5693 | 42.5693 | 42.5693 | 42.5693 | 42.5693 | [5 empty] | 35 |  | 404.6495 | 30.1857 | 30.1857 | 0 | 0 | 0
Deferral to 2025 |  |  | 354 | [9 empty] | 54.6989 | 54.6989 | 54.6989 | 54.6989 | 54.6989 | 54.6989 | 54.6989 | 54.6989 | 54.6989 | 54.6989 | 54.6989 | 54.6989 | 54.6989 | 54.6989 | 54.6989 | 54.6989 | 54.6989 | 54.6989 | 54.6989 | 54.6989 | 54.6989 | 54.6989 | 54.6989 | 54.6989 | 54.6989 | 54.6989 | 54.6989 | 54.6989 | 54.6989 | 54.6989 | 54.6989 | 54.6989 | 54.6989 | 54.6989 | 54.6989 | [5 empty] | 35 |  | 519.949 | 54.5711 | 54.5711 | 0 | 0 | 0 | =Area III Portion
New Canal - Southampton Cable | 2026 |  | 37.6 | [10 empty] | 5.9841 | 5.9841 | 5.9841 | 5.9841 | 5.9841 | 5.9841 | 5.9841 | 5.9841 | 5.9841 | 5.9841 | 5.9841 | 5.9841 | 5.9841 | 5.9841 | 5.9841 | 5.9841 | 5.9841 | 5.9841 | 5.9841 | 5.9841 | 5.9841 | 5.9841 | 5.9841 | 5.9841 | 5.9841 | 5.9841 | 5.9841 | 5.9841 | 5.9841 | 5.9841 | 5.9841 | 5.9841 | 5.9841 | 5.9841 | 5.9841 |  |  |  |  | 35 |  | 53.9175 | 12.9888 | 12.9888 | 0 | 0 | 0
Upgrade Wildwood - Riverhead to 138 kV | 2026 |  | 7.7 | [10 empty] | 1.2255 | 1.2255 | 1.2255 | 1.2255 | 1.2255 | 1.2255 | 1.2255 | 1.2255 | 1.2255 | 1.2255 | 1.2255 | 1.2255 | 1.2255 | 1.2255 | 1.2255 | 1.2255 | 1.2255 | 1.2255 | 1.2255 | 1.2255 | 1.2255 | 1.2255 | 1.2255 | 1.2255 | 1.2255 | 1.2255 | 1.2255 | 1.2255 | 1.2255 | 1.2255 | 1.2255 | 1.2255 | 1.2255 | 1.2255 | 1.2255 |  |  |  |  | 35 |  | 11.0416 | 2.6599 | 2.6599 | 0 | 0 | 0
Bridgehampton - Buell New 69 kV UG Cable | 2026 |  | 33.2 | [10 empty] | 5.2839 | 5.2839 | 5.2839 | 5.2839 | 5.2839 | 5.2839 | 5.2839 | 5.2839 | 5.2839 | 5.2839 | 5.2839 | 5.2839 | 5.2839 | 5.2839 | 5.2839 | 5.2839 | 5.2839 | 5.2839 | 5.2839 | 5.2839 | 5.2839 | 5.2839 | 5.2839 | 5.2839 | 5.2839 | 5.2839 | 5.2839 | 5.2839 | 5.2839 | 5.2839 | 5.2839 | 5.2839 | 5.2839 | 5.2839 | 5.2839 |  |  |  |  | 35 |  | 47.608 | 11.4688 | 11.4688 | 0 | 0 | 0
Canal - Wainscott New 138 kV UG Cable | 2026 |  | 275.5 | [10 empty] | 43.8464 | 43.8464 | 43.8464 | 43.8464 | 43.8464 | 43.8464 | 43.8464 | 43.8464 | 43.8464 | 43.8464 | 43.8464 | 43.8464 | 43.8464 | 43.8464 | 43.8464 | 43.8464 | 43.8464 | 43.8464 | 43.8464 | 43.8464 | 43.8464 | 43.8464 | 43.8464 | 43.8464 | 43.8464 | 43.8464 | 43.8464 | 43.8464 | 43.8464 | 43.8464 | 43.8464 | 43.8464 | 43.8464 | 43.8464 | 43.8464 |  |  |  |  | 35 |  | 395.0607 | 39.7746 | 39.7746 | 0 | 0 | 0
Deferral to 2026 |  |  | 354 | [10 empty] | 56.3399 | 56.3399 | 56.3399 | 56.3399 | 56.3399 | 56.3399 | 56.3399 | 56.3399 | 56.3399 | 56.3399 | 56.3399 | 56.3399 | 56.3399 | 56.3399 | 56.3399 | 56.3399 | 56.3399 | 56.3399 | 56.3399 | 56.3399 | 56.3399 | 56.3399 | 56.3399 | 56.3399 | 56.3399 | 56.3399 | 56.3399 | 56.3399 | 56.3399 | 56.3399 | 56.3399 | 56.3399 | 56.3399 | 56.3399 | 56.3399 |  |  |  |  | 35 |  | 507.6279 | 66.8921 | 66.8921 | 0 | 0 | 0 | =Area III Portion
New Canal - Southampton Cable | 2027 |  | 37.6 | [11 empty] | 6.1636 | 6.1636 | 6.1636 | 6.1636 | 6.1636 | 6.1636 | 6.1636 | 6.1636 | 6.1636 | 6.1636 | 6.1636 | 6.1636 | 6.1636 | 6.1636 | 6.1636 | 6.1636 | 6.1636 | 6.1636 | 6.1636 | 6.1636 | 6.1636 | 6.1636 | 6.1636 | 6.1636 | 6.1636 | 6.1636 | 6.1636 | 6.1636 | 6.1636 | 6.1636 | 6.1636 | 6.1636 | 6.1636 | 6.1636 | 6.1636 |  |  |  | 35 |  | 52.6399 | 14.2665 | 14.2665 | 0 | 0 | 0
Upgrade Wildwood - Riverhead to 138 kV | 2027 |  | 7.7 | [11 empty] | 1.2622 | 1.2622 | 1.2622 | 1.2622 | 1.2622 | 1.2622 | 1.2622 | 1.2622 | 1.2622 | 1.2622 | 1.2622 | 1.2622 | 1.2622 | 1.2622 | 1.2622 | 1.2622 | 1.2622 | 1.2622 | 1.2622 | 1.2622 | 1.2622 | 1.2622 | 1.2622 | 1.2622 | 1.2622 | 1.2622 | 1.2622 | 1.2622 | 1.2622 | 1.2622 | 1.2622 | 1.2622 | 1.2622 | 1.2622 | 1.2622 |  |  |  | 35 |  | 10.78 | 2.9216 | 2.9216 | 0 | 0 | 0
Bridgehampton - Buell New 69 kV UG Cable | 2027 |  | 33.2 | [11 empty] | 5.4424 | 5.4424 | 5.4424 | 5.4424 | 5.4424 | 5.4424 | 5.4424 | 5.4424 | 5.4424 | 5.4424 | 5.4424 | 5.4424 | 5.4424 | 5.4424 | 5.4424 | 5.4424 | 5.4424 | 5.4424 | 5.4424 | 5.4424 | 5.4424 | 5.4424 | 5.4424 | 5.4424 | 5.4424 | 5.4424 | 5.4424 | 5.4424 | 5.4424 | 5.4424 | 5.4424 | 5.4424 | 5.4424 | 5.4424 | 5.4424 |  |  |  | 35 |  | 46.4799 | 12.597 | 12.597 | 0 | 0 | 0
Canal - Wainscott New 138 kV UG Cable | 2027 |  | 275.5 | [11 empty] | 45.1618 | 45.1618 | 45.1618 | 45.1618 | 45.1618 | 45.1618 | 45.1618 | 45.1618 | 45.1618 | 45.1618 | 45.1618 | 45.1618 | 45.1618 | 45.1618 | 45.1618 | 45.1618 | 45.1618 | 45.1618 | 45.1618 | 45.1618 | 45.1618 | 45.1618 | 45.1618 | 45.1618 | 45.1618 | 45.1618 | 45.1618 | 45.1618 | 45.1618 | 45.1618 | 45.1618 | 45.1618 | 45.1618 | 45.1618 | 45.1618 |  |  |  | 35 |  | 385.6991 | 49.1362 | 49.1362 | 0 | 0 | 0
Deferral to 2027 |  |  | 354 | [11 empty] | 58.0301 | 58.0301 | 58.0301 | 58.0301 | 58.0301 | 58.0301 | 58.0301 | 58.0301 | 58.0301 | 58.0301 | 58.0301 | 58.0301 | 58.0301 | 58.0301 | 58.0301 | 58.0301 | 58.0301 | 58.0301 | 58.0301 | 58.0301 | 58.0301 | 58.0301 | 58.0301 | 58.0301 | 58.0301 | 58.0301 | 58.0301 | 58.0301 | 58.0301 | 58.0301 | 58.0301 | 58.0301 | 58.0301 | 58.0301 | 58.0301 |  |  |  | 35 |  | 495.5988 | 78.9212 | 78.9212 | 0 | 0 | 0 | =Area III Portion
New Canal - Southampton Cable | 2028 |  | 37.6 | [12 empty] | 6.3486 | 6.3486 | 6.3486 | 6.3486 | 6.3486 | 6.3486 | 6.3486 | 6.3486 | 6.3486 | 6.3486 | 6.3486 | 6.3486 | 6.3486 | 6.3486 | 6.3486 | 6.3486 | 6.3486 | 6.3486 | 6.3486 | 6.3486 | 6.3486 | 6.3486 | 6.3486 | 6.3486 | 6.3486 | 6.3486 | 6.3486 | 6.3486 | 6.3486 | 6.3486 | 6.3486 | 6.3486 | 6.3486 | 6.3486 | 6.3486 |  |  | 35 |  | 51.3925 | 15.5138 | 15.5138 | 0 | 0 | 0
Upgrade Wildwood - Riverhead to 138 kV | 2028 |  | 7.7 | [12 empty] | 1.3001 | 1.3001 | 1.3001 | 1.3001 | 1.3001 | 1.3001 | 1.3001 | 1.3001 | 1.3001 | 1.3001 | 1.3001 | 1.3001 | 1.3001 | 1.3001 | 1.3001 | 1.3001 | 1.3001 | 1.3001 | 1.3001 | 1.3001 | 1.3001 | 1.3001 | 1.3001 | 1.3001 | 1.3001 | 1.3001 | 1.3001 | 1.3001 | 1.3001 | 1.3001 | 1.3001 | 1.3001 | 1.3001 | 1.3001 | 1.3001 |  |  | 35 |  | 10.5245 | 3.177 | 3.177 | 0 | 0 | 0
Bridgehampton - Buell New 69 kV UG Cable | 2028 |  | 33.2 | [12 empty] | 5.6056 | 5.6056 | 5.6056 | 5.6056 | 5.6056 | 5.6056 | 5.6056 | 5.6056 | 5.6056 | 5.6056 | 5.6056 | 5.6056 | 5.6056 | 5.6056 | 5.6056 | 5.6056 | 5.6056 | 5.6056 | 5.6056 | 5.6056 | 5.6056 | 5.6056 | 5.6056 | 5.6056 | 5.6056 | 5.6056 | 5.6056 | 5.6056 | 5.6056 | 5.6056 | 5.6056 | 5.6056 | 5.6056 | 5.6056 | 5.6056 |  |  | 35 |  | 45.3785 | 13.6984 | 13.6984 | 0 | 0 | 0
Canal - Wainscott New 138 kV UG Cable | 2028 |  | 275.5 | [12 empty] | 46.5167 | 46.5167 | 46.5167 | 46.5167 | 46.5167 | 46.5167 | 46.5167 | 46.5167 | 46.5167 | 46.5167 | 46.5167 | 46.5167 | 46.5167 | 46.5167 | 46.5167 | 46.5167 | 46.5167 | 46.5167 | 46.5167 | 46.5167 | 46.5167 | 46.5167 | 46.5167 | 46.5167 | 46.5167 | 46.5167 | 46.5167 | 46.5167 | 46.5167 | 46.5167 | 46.5167 | 46.5167 | 46.5167 | 46.5167 | 46.5167 |  |  | 35 |  | 376.5593 | 58.276 | 58.276 | 0 | 0 | 0
Deferral to 2028 |  |  | 354 | [12 empty] | 59.771 | 59.771 | 59.771 | 59.771 | 59.771 | 59.771 | 59.771 | 59.771 | 59.771 | 59.771 | 59.771 | 59.771 | 59.771 | 59.771 | 59.771 | 59.771 | 59.771 | 59.771 | 59.771 | 59.771 | 59.771 | 59.771 | 59.771 | 59.771 | 59.771 | 59.771 | 59.771 | 59.771 | 59.771 | 59.771 | 59.771 | 59.771 | 59.771 | 59.771 | 59.771 |  |  | 35 |  | 483.8548 | 90.6653 | 90.6653 | 0 | 0 | 0 | =Area III Portion
New Canal - Southampton Cable | 2029 |  | 37.6 | [13 empty] | 6.539 | 6.539 | 6.539 | 6.539 | 6.539 | 6.539 | 6.539 | 6.539 | 6.539 | 6.539 | 6.539 | 6.539 | 6.539 | 6.539 | 6.539 | 6.539 | 6.539 | 6.539 | 6.539 | 6.539 | 6.539 | 6.539 | 6.539 | 6.539 | 6.539 | 6.539 | 6.539 | 6.539 | 6.539 | 6.539 | 6.539 | 6.539 | 6.539 | 6.539 | 6.539 |  | 35 |  | 50.1747 | 16.7317 | 16.7317 | 0 | 0 | 0
Upgrade Wildwood - Riverhead to 138 kV | 2029 |  | 7.7 | [13 empty] | 1.3391 | 1.3391 | 1.3391 | 1.3391 | 1.3391 | 1.3391 | 1.3391 | 1.3391 | 1.3391 | 1.3391 | 1.3391 | 1.3391 | 1.3391 | 1.3391 | 1.3391 | 1.3391 | 1.3391 | 1.3391 | 1.3391 | 1.3391 | 1.3391 | 1.3391 | 1.3391 | 1.3391 | 1.3391 | 1.3391 | 1.3391 | 1.3391 | 1.3391 | 1.3391 | 1.3391 | 1.3391 | 1.3391 | 1.3391 | 1.3391 |  | 35 |  | 10.2751 | 3.4264 | 3.4264 | 0 | 0 | 0
Bridgehampton - Buell New 69 kV UG Cable | 2029 |  | 33.2 | [13 empty] | 5.7738 | 5.7738 | 5.7738 | 5.7738 | 5.7738 | 5.7738 | 5.7738 | 5.7738 | 5.7738 | 5.7738 | 5.7738 | 5.7738 | 5.7738 | 5.7738 | 5.7738 | 5.7738 | 5.7738 | 5.7738 | 5.7738 | 5.7738 | 5.7738 | 5.7738 | 5.7738 | 5.7738 | 5.7738 | 5.7738 | 5.7738 | 5.7738 | 5.7738 | 5.7738 | 5.7738 | 5.7738 | 5.7738 | 5.7738 | 5.7738 |  | 35 |  | 44.3031 | 14.7737 | 14.7737 | 0 | 0 | 0
Canal - Wainscott New 138 kV UG Cable | 2029 |  | 275.5 | [13 empty] | 47.9122 | 47.9122 | 47.9122 | 47.9122 | 47.9122 | 47.9122 | 47.9122 | 47.9122 | 47.9122 | 47.9122 | 47.9122 | 47.9122 | 47.9122 | 47.9122 | 47.9122 | 47.9122 | 47.9122 | 47.9122 | 47.9122 | 47.9122 | 47.9122 | 47.9122 | 47.9122 | 47.9122 | 47.9122 | 47.9122 | 47.9122 | 47.9122 | 47.9122 | 47.9122 | 47.9122 | 47.9122 | 47.9122 | 47.9122 | 47.9122 |  | 35 |  | 367.6361 | 67.1992 | 67.1992 | 67.1992 | 885248.2775 | 9082647.3271
Deferral to 2029 |  |  | 354 | [13 empty] | 61.5641 | 61.5641 | 61.5641 | 61.5641 | 61.5641 | 61.5641 | 61.5641 | 61.5641 | 61.5641 | 61.5641 | 61.5641 | 61.5641 | 61.5641 | 61.5641 | 61.5641 | 61.5641 | 61.5641 | 61.5641 | 61.5641 | 61.5641 | 61.5641 | 61.5641 | 61.5641 | 61.5641 | 61.5641 | 61.5641 | 61.5641 | 61.5641 | 61.5641 | 61.5641 | 61.5641 | 61.5641 | 61.5641 | 61.5641 | 61.5641 |  | 35 |  | 472.389 | 102.131 | 102.131 | 67.1992 | 885248.2775 | 9082647.3271 | =Area III Portion
New Canal - Southampton Cable | 2030 |  | 37.6 | [14 empty] | 6.7352 | 6.7352 | 6.7352 | 6.7352 | 6.7352 | 6.7352 | 6.7352 | 6.7352 | 6.7352 | 6.7352 | 6.7352 | 6.7352 | 6.7352 | 6.7352 | 6.7352 | 6.7352 | 6.7352 | 6.7352 | 6.7352 | 6.7352 | 6.7352 | 6.7352 | 6.7352 | 6.7352 | 6.7352 | 6.7352 | 6.7352 | 6.7352 | 6.7352 | 6.7352 | 6.7352 | 6.7352 | 6.7352 | 6.7352 | 6.7352 | 35 |  | 48.9857 | 17.9206 | 17.9206 | 0 | 0 | 0
Upgrade Wildwood - Riverhead to 138 kV | 2030 |  | 7.7 | [14 empty] | 1.3793 | 1.3793 | 1.3793 | 1.3793 | 1.3793 | 1.3793 | 1.3793 | 1.3793 | 1.3793 | 1.3793 | 1.3793 | 1.3793 | 1.3793 | 1.3793 | 1.3793 | 1.3793 | 1.3793 | 1.3793 | 1.3793 | 1.3793 | 1.3793 | 1.3793 | 1.3793 | 1.3793 | 1.3793 | 1.3793 | 1.3793 | 1.3793 | 1.3793 | 1.3793 | 1.3793 | 1.3793 | 1.3793 | 1.3793 | 1.3793 | 35 |  | 10.0316 | 3.6699 | 3.6699 | 0 | 0 | 0
Bridgehampton - Buell New 69 kV UG Cable | 2030 |  | 33.2 | [14 empty] | 5.947 | 5.947 | 5.947 | 5.947 | 5.947 | 5.947 | 5.947 | 5.947 | 5.947 | 5.947 | 5.947 | 5.947 | 5.947 | 5.947 | 5.947 | 5.947 | 5.947 | 5.947 | 5.947 | 5.947 | 5.947 | 5.947 | 5.947 | 5.947 | 5.947 | 5.947 | 5.947 | 5.947 | 5.947 | 5.947 | 5.947 | 5.947 | 5.947 | 5.947 | 5.947 | 35 |  | 43.2533 | 15.8236 | 15.8236 | 0 | 0 | 0
Canal - Wainscott New 138 kV UG Cable | 2030 |  | 275.5 | [14 empty] | 49.3495 | 49.3495 | 49.3495 | 49.3495 | 49.3495 | 49.3495 | 49.3495 | 49.3495 | 49.3495 | 49.3495 | 49.3495 | 49.3495 | 49.3495 | 49.3495 | 49.3495 | 49.3495 | 49.3495 | 49.3495 | 49.3495 | 49.3495 | 49.3495 | 49.3495 | 49.3495 | 49.3495 | 49.3495 | 49.3495 | 49.3495 | 49.3495 | 49.3495 | 49.3495 | 49.3495 | 49.3495 | 49.3495 | 49.3495 | 49.3495 | 35 |  | 358.9243 | 75.911 | 75.911 | 0 | 0 | 0
Deferral to 2030 |  |  | 354 | [14 empty] | 63.411 | 63.411 | 63.411 | 63.411 | 63.411 | 63.411 | 63.411 | 63.411 | 63.411 | 63.411 | 63.411 | 63.411 | 63.411 | 63.411 | 63.411 | 63.411 | 63.411 | 63.411 | 63.411 | 63.411 | 63.411 | 63.411 | 63.411 | 63.411 | 63.411 | 63.411 | 63.411 | 63.411 | 63.411 | 63.411 | 63.411 | 63.411 | 63.411 | 63.411 | 63.411 | 35 |  | 461.1949 | 113.3251 | 113.3251 | 0 | 0 | 0 | =Area III Portion
[60 empty] | 11962318.0397 | =Area III Portion
Annual Avoided Costs for Deferral to 2022:
New Canal - Southampton Cable | 2022 |  |  | 0 | 4.5863 | 4.5863 | 4.5863 | 4.5863 | 4.5863 | -0.73048 | -0.73048 | -0.73048 | -0.73048 | -0.73048 | -0.73048 | -0.73048 | -0.73048 | -0.73048 | -0.73048 | -0.73048 | -0.73048 | -0.73048 | -0.73048 | -0.73048 | -0.73048 | -0.73048 | -0.73048 | -0.73048 | -0.73048 | -0.73048 | -0.73048 | -0.73048 | -0.73048 | -0.73048 | -0.73048 | -0.73048 | -0.73048 | -0.73048 | -0.73048 | -5.3168 | -5.3168 | -5.3168 | -5.3168 | -5.3168 | [8 empty] | 35 |  |  | 7.5604
Upgrade Wildwood - Riverhead to 138 kV | 2022 |  |  | 0 | 0.93922 | 0.93922 | 0.93922 | 0.93922 | 0.93922 | -0.14959 | -0.14959 | -0.14959 | -0.14959 | -0.14959 | -0.14959 | -0.14959 | -0.14959 | -0.14959 | -0.14959 | -0.14959 | -0.14959 | -0.14959 | -0.14959 | -0.14959 | -0.14959 | -0.14959 | -0.14959 | -0.14959 | -0.14959 | -0.14959 | -0.14959 | -0.14959 | -0.14959 | -0.14959 | -0.14959 | -0.14959 | -0.14959 | -0.14959 | -0.14959 | -1.0888 | -1.0888 | -1.0888 | -1.0888 | -1.0888 | [8 empty] | 35 |  |  | 1.5483
Bridgehampton - Buell New 69 kV UG Cable | 2022 |  |  | 0 | 4.0496 | 4.0496 | 4.0496 | 4.0496 | 4.0496 | -0.645 | -0.645 | -0.645 | -0.645 | -0.645 | -0.645 | -0.645 | -0.645 | -0.645 | -0.645 | -0.645 | -0.645 | -0.645 | -0.645 | -0.645 | -0.645 | -0.645 | -0.645 | -0.645 | -0.645 | -0.645 | -0.645 | -0.645 | -0.645 | -0.645 | -0.645 | -0.645 | -0.645 | -0.645 | -0.645 | -4.6946 | -4.6946 | -4.6946 | -4.6946 | -4.6946 | [8 empty] | 35 |  |  | 6.6757
Canal - Wainscott New 138 kV UG Cable | 2022 |  |  | 0 | 0 | 0 | 0 | 0 | 0 | 0 | 0 | 0 | 0 | 0 | 0 | 0 | 0 | 0 | 0 | 0 | 0 | 0 | 0 | 0 | 0 | 0 | 0 | 0 | 0 | 0 | 0 | 0 | 0 | 0 | 0 | 0 | 0 | 0 | 0 | 0 | 0 | 0 | 0 | 0 | [8 empty] | 0 |  |  | 0
Annual Avoided Costs for Deferral to 2023:
New Canal - Southampton Cable | 2023 |  |  | 0 | 4.5863 | 4.5863 | 4.5863 | 4.5863 | 4.5863 | 4.5863 | -0.88999 | -0.88999 | -0.88999 | -0.88999 | -0.88999 | -0.88999 | -0.88999 | -0.88999 | -0.88999 | -0.88999 | -0.88999 | -0.88999 | -0.88999 | -0.88999 | -0.88999 | -0.88999 | -0.88999 | -0.88999 | -0.88999 | -0.88999 | -0.88999 | -0.88999 | -0.88999 | -0.88999 | -0.88999 | -0.88999 | -0.88999 | -0.88999 | -0.88999 | -5.4763 | -5.4763 | -5.4763 | -5.4763 | -5.4763 | -5.4763 | [7 empty] | 35 |  |  | 8.9667
Upgrade Wildwood - Riverhead to 138 kV | 2023 |  |  | 0 | 0.93922 | 0.93922 | 0.93922 | 0.93922 | 0.93922 | 0.93922 | -0.18226 | -0.18226 | -0.18226 | -0.18226 | -0.18226 | -0.18226 | -0.18226 | -0.18226 | -0.18226 | -0.18226 | -0.18226 | -0.18226 | -0.18226 | -0.18226 | -0.18226 | -0.18226 | -0.18226 | -0.18226 | -0.18226 | -0.18226 | -0.18226 | -0.18226 | -0.18226 | -0.18226 | -0.18226 | -0.18226 | -0.18226 | -0.18226 | -0.18226 | -1.1215 | -1.1215 | -1.1215 | -1.1215 | -1.1215 | -1.1215 | [7 empty] | 35 |  |  | 1.8363
Bridgehampton - Buell New 69 kV UG Cable | 2023 |  |  | 0 | 4.0496 | 4.0496 | 4.0496 | 4.0496 | 4.0496 | 4.0496 | -0.78584 | -0.78584 | -0.78584 | -0.78584 | -0.78584 | -0.78584 | -0.78584 | -0.78584 | -0.78584 | -0.78584 | -0.78584 | -0.78584 | -0.78584 | -0.78584 | -0.78584 | -0.78584 | -0.78584 | -0.78584 | -0.78584 | -0.78584 | -0.78584 | -0.78584 | -0.78584 | -0.78584 | -0.78584 | -0.78584 | -0.78584 | -0.78584 | -0.78584 | -4.8355 | -4.8355 | -4.8355 | -4.8355 | -4.8355 | -4.8355 | [7 empty] | 35 |  |  | 7.9174
Canal - Wainscott New 138 kV UG Cable | 2023 |  |  | 0 | 0 | 0 | 0 | 0 | 0 | 38.957 | -1.1687 | -1.1687 | -1.1687 | -1.1687 | -1.1687 | -1.1687 | -1.1687 | -1.1687 | -1.1687 | -1.1687 | -1.1687 | -1.1687 | -1.1687 | -1.1687 | -1.1687 | -1.1687 | -1.1687 | -1.1687 | -1.1687 | -1.1687 | -1.1687 | -1.1687 | -1.1687 | -1.1687 | -1.1687 | -1.1687 | -1.1687 | -1.1687 | -1.1687 | -1.1687 | -1.1687 | -1.1687 | -1.1687 | -1.1687 | -40.1257 | [7 empty] | 35 |  |  | 10.3042
Annual Avoided Costs for Deferral to 2024:
New Canal - Southampton Cable | 2024 |  |  | 0 | 4.5863 | 4.5863 | 4.5863 | 4.5863 | 4.5863 | 4.5863 | 4.5863 | -1.0543 | -1.0543 | -1.0543 | -1.0543 | -1.0543 | -1.0543 | -1.0543 | -1.0543 | -1.0543 | -1.0543 | -1.0543 | -1.0543 | -1.0543 | -1.0543 | -1.0543 | -1.0543 | -1.0543 | -1.0543 | -1.0543 | -1.0543 | -1.0543 | -1.0543 | -1.0543 | -1.0543 | -1.0543 | -1.0543 | -1.0543 | -1.0543 | -5.6406 | -5.6406 | -5.6406 | -5.6406 | -5.6406 | -5.6406 | -5.6406 | [6 empty] | 35 |  |  | 10.3397
Upgrade Wildwood - Riverhead to 138 kV | 2024 |  |  | 0 | 0.93922 | 0.93922 | 0.93922 | 0.93922 | 0.93922 | 0.93922 | 0.93922 | -0.2159 | -0.2159 | -0.2159 | -0.2159 | -0.2159 | -0.2159 | -0.2159 | -0.2159 | -0.2159 | -0.2159 | -0.2159 | -0.2159 | -0.2159 | -0.2159 | -0.2159 | -0.2159 | -0.2159 | -0.2159 | -0.2159 | -0.2159 | -0.2159 | -0.2159 | -0.2159 | -0.2159 | -0.2159 | -0.2159 | -0.2159 | -0.2159 | -1.1551 | -1.1551 | -1.1551 | -1.1551 | -1.1551 | -1.1551 | -1.1551 | [6 empty] | 35 |  |  | 2.1174
Bridgehampton - Buell New 69 kV UG Cable | 2024 |  |  | 0 | 4.0496 | 4.0496 | 4.0496 | 4.0496 | 4.0496 | 4.0496 | 4.0496 | -0.9309 | -0.9309 | -0.9309 | -0.9309 | -0.9309 | -0.9309 | -0.9309 | -0.9309 | -0.9309 | -0.9309 | -0.9309 | -0.9309 | -0.9309 | -0.9309 | -0.9309 | -0.9309 | -0.9309 | -0.9309 | -0.9309 | -0.9309 | -0.9309 | -0.9309 | -0.9309 | -0.9309 | -0.9309 | -0.9309 | -0.9309 | -0.9309 | -4.9805 | -4.9805 | -4.9805 | -4.9805 | -4.9805 | -4.9805 | -4.9805 | [6 empty] | 35 |  |  | 9.1297
Canal - Wainscott New 138 kV UG Cable | 2024 |  |  | 0 | 0 | 0 | 0 | 0 | 0 | 38.957 | 38.957 | -2.3725 | -2.3725 | -2.3725 | -2.3725 | -2.3725 | -2.3725 | -2.3725 | -2.3725 | -2.3725 | -2.3725 | -2.3725 | -2.3725 | -2.3725 | -2.3725 | -2.3725 | -2.3725 | -2.3725 | -2.3725 | -2.3725 | -2.3725 | -2.3725 | -2.3725 | -2.3725 | -2.3725 | -2.3725 | -2.3725 | -2.3725 | -2.3725 | -2.3725 | -2.3725 | -2.3725 | -2.3725 | -2.3725 | -41.3295 | -41.3295 | [6 empty] | 35 |  |  | 20.3641
Annual Avoided Costs for Deferral to 2025:
New Canal - Southampton Cable | 2025 |  |  | 0 | 4.5863 | 4.5863 | 4.5863 | 4.5863 | 4.5863 | 4.5863 | 4.5863 | 4.5863 | -1.2235 | -1.2235 | -1.2235 | -1.2235 | -1.2235 | -1.2235 | -1.2235 | -1.2235 | -1.2235 | -1.2235 | -1.2235 | -1.2235 | -1.2235 | -1.2235 | -1.2235 | -1.2235 | -1.2235 | -1.2235 | -1.2235 | -1.2235 | -1.2235 | -1.2235 | -1.2235 | -1.2235 | -1.2235 | -1.2235 | -1.2235 | -5.8098 | -5.8098 | -5.8098 | -5.8098 | -5.8098 | -5.8098 | -5.8098 | -5.8098 | [5 empty] | 35 |  |  | 11.6801
Upgrade Wildwood - Riverhead to 138 kV | 2025 |  |  | 0 | 0.93922 | 0.93922 | 0.93922 | 0.93922 | 0.93922 | 0.93922 | 0.93922 | 0.93922 | -0.25056 | -0.25056 | -0.25056 | -0.25056 | -0.25056 | -0.25056 | -0.25056 | -0.25056 | -0.25056 | -0.25056 | -0.25056 | -0.25056 | -0.25056 | -0.25056 | -0.25056 | -0.25056 | -0.25056 | -0.25056 | -0.25056 | -0.25056 | -0.25056 | -0.25056 | -0.25056 | -0.25056 | -0.25056 | -0.25056 | -0.25056 | -1.1898 | -1.1898 | -1.1898 | -1.1898 | -1.1898 | -1.1898 | -1.1898 | -1.1898 | [5 empty] | 35 |  |  | 2.3919
Bridgehampton - Buell New 69 kV UG Cable | 2025 |  |  | 0 | 4.0496 | 4.0496 | 4.0496 | 4.0496 | 4.0496 | 4.0496 | 4.0496 | 4.0496 | -1.0803 | -1.0803 | -1.0803 | -1.0803 | -1.0803 | -1.0803 | -1.0803 | -1.0803 | -1.0803 | -1.0803 | -1.0803 | -1.0803 | -1.0803 | -1.0803 | -1.0803 | -1.0803 | -1.0803 | -1.0803 | -1.0803 | -1.0803 | -1.0803 | -1.0803 | -1.0803 | -1.0803 | -1.0803 | -1.0803 | -1.0803 | -5.13 | -5.13 | -5.13 | -5.13 | -5.13 | -5.13 | -5.13 | -5.13 | [5 empty] | 35 |  |  | 10.3133
Canal - Wainscott New 138 kV UG Cable | 2025 |  |  | 0 | 0 | 0 | 0 | 0 | 0 | 38.957 | 38.957 | 38.957 | -3.6124 | -3.6124 | -3.6124 | -3.6124 | -3.6124 | -3.6124 | -3.6124 | -3.6124 | -3.6124 | -3.6124 | -3.6124 | -3.6124 | -3.6124 | -3.6124 | -3.6124 | -3.6124 | -3.6124 | -3.6124 | -3.6124 | -3.6124 | -3.6124 | -3.6124 | -3.6124 | -3.6124 | -3.6124 | -3.6124 | -3.6124 | -3.6124 | -3.6124 | -3.6124 | -3.6124 | -3.6124 | -42.5693 | -42.5693 | -42.5693 | [5 empty] | 35 |  |  | 30.1857
Annual Avoided Costs for Deferral to 2026:
New Canal - Southampton Cable | 2026 |  |  | 0 | 4.5863 | 4.5863 | 4.5863 | 4.5863 | 4.5863 | 4.5863 | 4.5863 | 4.5863 | 4.5863 | -1.3978 | -1.3978 | -1.3978 | -1.3978 | -1.3978 | -1.3978 | -1.3978 | -1.3978 | -1.3978 | -1.3978 | -1.3978 | -1.3978 | -1.3978 | -1.3978 | -1.3978 | -1.3978 | -1.3978 | -1.3978 | -1.3978 | -1.3978 | -1.3978 | -1.3978 | -1.3978 | -1.3978 | -1.3978 | -1.3978 | -5.9841 | -5.9841 | -5.9841 | -5.9841 | -5.9841 | -5.9841 | -5.9841 | -5.9841 | -5.9841 |  |  |  |  | 35 |  |  | 12.9888
Upgrade Wildwood - Riverhead to 138 kV | 2026 |  |  | 0 | 0.93922 | 0.93922 | 0.93922 | 0.93922 | 0.93922 | 0.93922 | 0.93922 | 0.93922 | 0.93922 | -0.28625 | -0.28625 | -0.28625 | -0.28625 | -0.28625 | -0.28625 | -0.28625 | -0.28625 | -0.28625 | -0.28625 | -0.28625 | -0.28625 | -0.28625 | -0.28625 | -0.28625 | -0.28625 | -0.28625 | -0.28625 | -0.28625 | -0.28625 | -0.28625 | -0.28625 | -0.28625 | -0.28625 | -0.28625 | -0.28625 | -1.2255 | -1.2255 | -1.2255 | -1.2255 | -1.2255 | -1.2255 | -1.2255 | -1.2255 | -1.2255 |  |  |  |  | 35 |  |  | 2.6599
Bridgehampton - Buell New 69 kV UG Cable | 2026 |  |  | 0 | 4.0496 | 4.0496 | 4.0496 | 4.0496 | 4.0496 | 4.0496 | 4.0496 | 4.0496 | 4.0496 | -1.2342 | -1.2342 | -1.2342 | -1.2342 | -1.2342 | -1.2342 | -1.2342 | -1.2342 | -1.2342 | -1.2342 | -1.2342 | -1.2342 | -1.2342 | -1.2342 | -1.2342 | -1.2342 | -1.2342 | -1.2342 | -1.2342 | -1.2342 | -1.2342 | -1.2342 | -1.2342 | -1.2342 | -1.2342 | -1.2342 | -5.2839 | -5.2839 | -5.2839 | -5.2839 | -5.2839 | -5.2839 | -5.2839 | -5.2839 | -5.2839 |  |  |  |  | 35 |  |  | 11.4688
Canal - Wainscott New 138 kV UG Cable | 2026 |  |  | 0 | 0 | 0 | 0 | 0 | 0 | 38.957 | 38.957 | 38.957 | 38.957 | -4.8894 | -4.8894 | -4.8894 | -4.8894 | -4.8894 | -4.8894 | -4.8894 | -4.8894 | -4.8894 | -4.8894 | -4.8894 | -4.8894 | -4.8894 | -4.8894 | -4.8894 | -4.8894 | -4.8894 | -4.8894 | -4.8894 | -4.8894 | -4.8894 | -4.8894 | -4.8894 | -4.8894 | -4.8894 | -4.8894 | -4.8894 | -4.8894 | -4.8894 | -4.8894 | -4.8894 | -43.8464 | -43.8464 | -43.8464 | -43.8464 |  |  |  |  | 35 |  |  | 39.7746
Annual Avoided Costs for Deferral to 2027:
New Canal - Southampton Cable | 2027 |  |  | 0 | 4.5863 | 4.5863 | 4.5863 | 4.5863 | 4.5863 | 4.5863 | 4.5863 | 4.5863 | 4.5863 | 4.5863 | -1.5773 | -1.5773 | -1.5773 | -1.5773 | -1.5773 | -1.5773 | -1.5773 | -1.5773 | -1.5773 | -1.5773 | -1.5773 | -1.5773 | -1.5773 | -1.5773 | -1.5773 | -1.5773 | -1.5773 | -1.5773 | -1.5773 | -1.5773 | -1.5773 | -1.5773 | -1.5773 | -1.5773 | -1.5773 | -6.1636 | -6.1636 | -6.1636 | -6.1636 | -6.1636 | -6.1636 | -6.1636 | -6.1636 | -6.1636 | -6.1636 |  |  |  | 35 |  |  | 14.2665
Upgrade Wildwood - Riverhead to 138 kV | 2027 |  |  | 0 | 0.93922 | 0.93922 | 0.93922 | 0.93922 | 0.93922 | 0.93922 | 0.93922 | 0.93922 | 0.93922 | 0.93922 | -0.32301 | -0.32301 | -0.32301 | -0.32301 | -0.32301 | -0.32301 | -0.32301 | -0.32301 | -0.32301 | -0.32301 | -0.32301 | -0.32301 | -0.32301 | -0.32301 | -0.32301 | -0.32301 | -0.32301 | -0.32301 | -0.32301 | -0.32301 | -0.32301 | -0.32301 | -0.32301 | -0.32301 | -0.32301 | -1.2622 | -1.2622 | -1.2622 | -1.2622 | -1.2622 | -1.2622 | -1.2622 | -1.2622 | -1.2622 | -1.2622 |  |  |  | 35 |  |  | 2.9216
Bridgehampton - Buell New 69 kV UG Cable | 2027 |  |  | 0 | 4.0496 | 4.0496 | 4.0496 | 4.0496 | 4.0496 | 4.0496 | 4.0496 | 4.0496 | 4.0496 | 4.0496 | -1.3927 | -1.3927 | -1.3927 | -1.3927 | -1.3927 | -1.3927 | -1.3927 | -1.3927 | -1.3927 | -1.3927 | -1.3927 | -1.3927 | -1.3927 | -1.3927 | -1.3927 | -1.3927 | -1.3927 | -1.3927 | -1.3927 | -1.3927 | -1.3927 | -1.3927 | -1.3927 | -1.3927 | -1.3927 | -5.4424 | -5.4424 | -5.4424 | -5.4424 | -5.4424 | -5.4424 | -5.4424 | -5.4424 | -5.4424 | -5.4424 |  |  |  | 35 |  |  | 12.597
Canal - Wainscott New 138 kV UG Cable | 2027 |  |  | 0 | 0 | 0 | 0 | 0 | 0 | 38.957 | 38.957 | 38.957 | 38.957 | 38.957 | -6.2048 | -6.2048 | -6.2048 | -6.2048 | -6.2048 | -6.2048 | -6.2048 | -6.2048 | -6.2048 | -6.2048 | -6.2048 | -6.2048 | -6.2048 | -6.2048 | -6.2048 | -6.2048 | -6.2048 | -6.2048 | -6.2048 | -6.2048 | -6.2048 | -6.2048 | -6.2048 | -6.2048 | -6.2048 | -6.2048 | -6.2048 | -6.2048 | -6.2048 | -6.2048 | -45.1618 | -45.1618 | -45.1618 | -45.1618 | -45.1618 |  |  |  | 35 |  |  | 49.1362
Annual Avoided Costs for Deferral to 2028:
New Canal - Southampton Cable | 2028 |  |  | 0 | 4.5863 | 4.5863 | 4.5863 | 4.5863 | 4.5863 | 4.5863 | 4.5863 | 4.5863 | 4.5863 | 4.5863 | 4.5863 | -1.7622 | -1.7622 | -1.7622 | -1.7622 | -1.7622 | -1.7622 | -1.7622 | -1.7622 | -1.7622 | -1.7622 | -1.7622 | -1.7622 | -1.7622 | -1.7622 | -1.7622 | -1.7622 | -1.7622 | -1.7622 | -1.7622 | -1.7622 | -1.7622 | -1.7622 | -1.7622 | -1.7622 | -6.3486 | -6.3486 | -6.3486 | -6.3486 | -6.3486 | -6.3486 | -6.3486 | -6.3486 | -6.3486 | -6.3486 | -6.3486 |  |  | 35 |  |  | 15.5138
Upgrade Wildwood - Riverhead to 138 kV | 2028 |  |  | 0 | 0.93922 | 0.93922 | 0.93922 | 0.93922 | 0.93922 | 0.93922 | 0.93922 | 0.93922 | 0.93922 | 0.93922 | 0.93922 | -0.36088 | -0.36088 | -0.36088 | -0.36088 | -0.36088 | -0.36088 | -0.36088 | -0.36088 | -0.36088 | -0.36088 | -0.36088 | -0.36088 | -0.36088 | -0.36088 | -0.36088 | -0.36088 | -0.36088 | -0.36088 | -0.36088 | -0.36088 | -0.36088 | -0.36088 | -0.36088 | -0.36088 | -1.3001 | -1.3001 | -1.3001 | -1.3001 | -1.3001 | -1.3001 | -1.3001 | -1.3001 | -1.3001 | -1.3001 | -1.3001 |  |  | 35 |  |  | 3.177
Bridgehampton - Buell New 69 kV UG Cable | 2028 |  |  | 0 | 4.0496 | 4.0496 | 4.0496 | 4.0496 | 4.0496 | 4.0496 | 4.0496 | 4.0496 | 4.0496 | 4.0496 | 4.0496 | -1.556 | -1.556 | -1.556 | -1.556 | -1.556 | -1.556 | -1.556 | -1.556 | -1.556 | -1.556 | -1.556 | -1.556 | -1.556 | -1.556 | -1.556 | -1.556 | -1.556 | -1.556 | -1.556 | -1.556 | -1.556 | -1.556 | -1.556 | -1.556 | -5.6056 | -5.6056 | -5.6056 | -5.6056 | -5.6056 | -5.6056 | -5.6056 | -5.6056 | -5.6056 | -5.6056 | -5.6056 |  |  | 35 |  |  | 13.6984
Canal - Wainscott New 138 kV UG Cable | 2028 |  |  | 0 | 0 | 0 | 0 | 0 | 0 | 38.957 | 38.957 | 38.957 | 38.957 | 38.957 | 38.957 | -7.5597 | -7.5597 | -7.5597 | -7.5597 | -7.5597 | -7.5597 | -7.5597 | -7.5597 | -7.5597 | -7.5597 | -7.5597 | -7.5597 | -7.5597 | -7.5597 | -7.5597 | -7.5597 | -7.5597 | -7.5597 | -7.5597 | -7.5597 | -7.5597 | -7.5597 | -7.5597 | -7.5597 | -7.5597 | -7.5597 | -7.5597 | -7.5597 | -7.5597 | -46.5167 | -46.5167 | -46.5167 | -46.5167 | -46.5167 | -46.5167 |  |  | 35 |  |  | 58.276
Annual Avoided Costs for Deferral to 2029:
New Canal - Southampton Cable | 2029 |  |  | 0 | 4.5863 | 4.5863 | 4.5863 | 4.5863 | 4.5863 | 4.5863 | 4.5863 | 4.5863 | 4.5863 | 4.5863 | 4.5863 | 4.5863 | -1.9527 | -1.9527 | -1.9527 | -1.9527 | -1.9527 | -1.9527 | -1.9527 | -1.9527 | -1.9527 | -1.9527 | -1.9527 | -1.9527 | -1.9527 | -1.9527 | -1.9527 | -1.9527 | -1.9527 | -1.9527 | -1.9527 | -1.9527 | -1.9527 | -1.9527 | -1.9527 | -6.539 | -6.539 | -6.539 | -6.539 | -6.539 | -6.539 | -6.539 | -6.539 | -6.539 | -6.539 | -6.539 | -6.539 |  | 35 |  |  | 16.7317
Upgrade Wildwood - Riverhead to 138 kV | 2029 |  |  | 0 | 0.93922 | 0.93922 | 0.93922 | 0.93922 | 0.93922 | 0.93922 | 0.93922 | 0.93922 | 0.93922 | 0.93922 | 0.93922 | 0.93922 | -0.39988 | -0.39988 | -0.39988 | -0.39988 | -0.39988 | -0.39988 | -0.39988 | -0.39988 | -0.39988 | -0.39988 | -0.39988 | -0.39988 | -0.39988 | -0.39988 | -0.39988 | -0.39988 | -0.39988 | -0.39988 | -0.39988 | -0.39988 | -0.39988 | -0.39988 | -0.39988 | -1.3391 | -1.3391 | -1.3391 | -1.3391 | -1.3391 | -1.3391 | -1.3391 | -1.3391 | -1.3391 | -1.3391 | -1.3391 | -1.3391 |  | 35 |  |  | 3.4264
Bridgehampton - Buell New 69 kV UG Cable | 2029 |  |  | 0 | 4.0496 | 4.0496 | 4.0496 | 4.0496 | 4.0496 | 4.0496 | 4.0496 | 4.0496 | 4.0496 | 4.0496 | 4.0496 | 4.0496 | -1.7242 | -1.7242 | -1.7242 | -1.7242 | -1.7242 | -1.7242 | -1.7242 | -1.7242 | -1.7242 | -1.7242 | -1.7242 | -1.7242 | -1.7242 | -1.7242 | -1.7242 | -1.7242 | -1.7242 | -1.7242 | -1.7242 | -1.7242 | -1.7242 | -1.7242 | -1.7242 | -5.7738 | -5.7738 | -5.7738 | -5.7738 | -5.7738 | -5.7738 | -5.7738 | -5.7738 | -5.7738 | -5.7738 | -5.7738 | -5.7738 |  | 35 |  |  | 14.7737
Canal - Wainscott New 138 kV UG Cable | 2029 |  |  | 0 | 0 | 0 | 0 | 0 | 0 | 38.957 | 38.957 | 38.957 | 38.957 | 38.957 | 38.957 | 38.957 | -8.9552 | -8.9552 | -8.9552 | -8.9552 | -8.9552 | -8.9552 | -8.9552 | -8.9552 | -8.9552 | -8.9552 | -8.9552 | -8.9552 | -8.9552 | -8.9552 | -8.9552 | -8.9552 | -8.9552 | -8.9552 | -8.9552 | -8.9552 | -8.9552 | -8.9552 | -8.9552 | -8.9552 | -8.9552 | -8.9552 | -8.9552 | -8.9552 | -47.9122 | -47.9122 | -47.9122 | -47.9122 | -47.9122 | -47.9122 | -47.9122 |  | 35 |  |  | 67.1992
Annual Avoided Costs for Deferral to 2030:
New Canal - Southampton Cable | 2030 |  |  | 0 | 4.5863 | 4.5863 | 4.5863 | 4.5863 | 4.5863 | 4.5863 | 4.5863 | 4.5863 | 4.5863 | 4.5863 | 4.5863 | 4.5863 | 4.5863 | -2.1489 | -2.1489 | -2.1489 | -2.1489 | -2.1489 | -2.1489 | -2.1489 | -2.1489 | -2.1489 | -2.1489 | -2.1489 | -2.1489 | -2.1489 | -2.1489 | -2.1489 | -2.1489 | -2.1489 | -2.1489 | -2.1489 | -2.1489 | -2.1489 | -2.1489 | -6.7352 | -6.7352 | -6.7352 | -6.7352 | -6.7352 | -6.7352 | -6.7352 | -6.7352 | -6.7352 | -6.7352 | -6.7352 | -6.7352 | -6.7352 | 35 |  |  | 17.9206
Upgrade Wildwood - Riverhead to 138 kV | 2030 |  |  | 0 | 0.93922 | 0.93922 | 0.93922 | 0.93922 | 0.93922 | 0.93922 | 0.93922 | 0.93922 | 0.93922 | 0.93922 | 0.93922 | 0.93922 | 0.93922 | -0.44006 | -0.44006 | -0.44006 | -0.44006 | -0.44006 | -0.44006 | -0.44006 | -0.44006 | -0.44006 | -0.44006 | -0.44006 | -0.44006 | -0.44006 | -0.44006 | -0.44006 | -0.44006 | -0.44006 | -0.44006 | -0.44006 | -0.44006 | -0.44006 | -0.44006 | -1.3793 | -1.3793 | -1.3793 | -1.3793 | -1.3793 | -1.3793 | -1.3793 | -1.3793 | -1.3793 | -1.3793 | -1.3793 | -1.3793 | -1.3793 | 35 |  |  | 3.6699
Bridgehampton - Buell New 69 kV UG Cable | 2030 |  |  | 0 | 4.0496 | 4.0496 | 4.0496 | 4.0496 | 4.0496 | 4.0496 | 4.0496 | 4.0496 | 4.0496 | 4.0496 | 4.0496 | 4.0496 | 4.0496 | -1.8974 | -1.8974 | -1.8974 | -1.8974 | -1.8974 | -1.8974 | -1.8974 | -1.8974 | -1.8974 | -1.8974 | -1.8974 | -1.8974 | -1.8974 | -1.8974 | -1.8974 | -1.8974 | -1.8974 | -1.8974 | -1.8974 | -1.8974 | -1.8974 | -1.8974 | -5.947 | -5.947 | -5.947 | -5.947 | -5.947 | -5.947 | -5.947 | -5.947 | -5.947 | -5.947 | -5.947 | -5.947 | -5.947 | 35 |  |  | 15.8236
Canal - Wainscott New 138 kV UG Cable | 2030 |  |  | 0 | 0 | 0 | 0 | 0 | 0 | 38.957 | 38.957 | 38.957 | 38.957 | 38.957 | 38.957 | 38.957 | 38.957 | -10.3926 | -10.3926 | -10.3926 | -10.3926 | -10.3926 | -10.3926 | -10.3926 | -10.3926 | -10.3926 | -10.3926 | -10.3926 | -10.3926 | -10.3926 | -10.3926 | -10.3926 | -10.3926 | -10.3926 | -10.3926 | -10.3926 | -10.3926 | -10.3926 | -10.3926 | -10.3926 | -10.3926 | -10.3926 | -10.3926 | -10.3926 | -49.3495 | -49.3495 | -49.3495 | -49.3495 | -49.3495 | -49.3495 | -49.3495 | -49.3495 | 35 |  |  | 75.911
Actual Avoided Cost for Portfolio Projects in Area as % of Transmission Projects in Area
Total - All Areas (No Deferrals,$Millions) |  |  | 513.3 |  | 11.3926 | 11.9957 | 12.358 | 30.5918 | 30.5918 | 69.5487 | 69.5487 | 69.5487 | 69.5487 | 69.5487 | 69.5487 | 69.5487 | 69.5487 | 69.5487 | 69.5487 | 69.5487 | 69.5487 | 69.5487 | 69.5487 | 69.5487 | 69.5487 | 69.5487 | 69.5487 | 69.5487 | 69.5487 | 69.5487 | 69.5487 | 69.5487 | 69.5487 | 69.5487 | 69.5487 | 69.5487 | 69.5487 | 69.5487 | 69.5487 | 58.1561 | 57.553 | 57.1907 | 38.957 | 38.957 | 0 | 0 | 0 | 0 | 0 | 0 | 0 | 0 |  | 75.91 | 840.6482 | 30.4814 | = max. total avoided cost in portfolio |  | 94.61%
[56 empty] | 4.0884 | = Area I projects differential |  | 137.3%
[56 empty] | 10.6087 | = Area II projects differential |  | 235.8%
[56 empty] | 15.7843 | = Area III projects differential |  | 19.5%
Area I Projects:
[56 empty] | 3.8129 | Amagansett Conversion 33 kV
[56 empty] | 1.5252 | East Hampton Conversion 33 kV
[56 empty] | 1.7635 | Buell Conversion 33 kV
[56 empty] | 2.0853 | Hither Hills Conversion to 33 kV
[56 empty] | 1.1012 | Culloden Pt Conversion to 33 kV
Area II Projects:
[56 empty] | 43.9765 | Riverhead Canal 2nd Line and Bank
Area III Projects:
[56 empty] | 10.3397 | New Canal - Southampton Cable
[56 empty] | 1.8363 | Upgrade Wildwood - Riverhead to 138 kV
[56 empty] | 9.1297 | Bridgehampton - Buell New 69 kV UG Cable
[56 empty] | 67.1992 | Canal - Wainscott New 138 kV UG Cable
[56 empty] | 142.7694 | = max. total avoided cost in portfolio with deferrals past deferral baseline years
Annual Avoided Costs for Deferrals: (see note*)
| Deferral Year |  |  | 2016 | 2017 | 2018 | 2019 | 2020 | 2021 | 2022 | 2023 | 2024 | 2025 | 2026 | 2027 | 2028 | 2029 | 2030 | 2031 | 2032 | 2033 | 2034 | 2035 | 2036 | 2037 | 2038 | 2039 | 2040 | 2041 | 2042 | 2043 | 2044 | 2045 | 2046 | 2047 | 2048 | 2049 | 2050 | 2051 | 2052 | 2053 | 2054 | 2055 | 2056 | 2057 | 2058 | 2059 | 2060 | 2061 | 2062 | 2063 | 2064 |  |  |  |  | Output: NPV of Transmission Avoided Costs for Portfolio
Area I Projects:
Amagansett Conversion 33 kV | 2030 |  |  | 0 | 1.3399 | 1.3399 | 1.3399 | 1.3399 | 1.3399 | 1.3399 | 1.3399 | 1.3399 | 1.3399 | 1.3399 | 1.3399 | 1.3399 | 1.3399 | -0.6278 | -0.6278 | -0.6278 | -0.6278 | -0.6278 | -0.6278 | -0.6278 | -0.6278 | -0.6278 | -0.6278 | -0.6278 | -0.6278 | -0.6278 | -0.6278 | -0.6278 | -0.6278 | -0.6278 | -0.6278 | -0.6278 | -0.6278 | -0.6278 | -0.6278 | -1.9677 | -1.9677 | -1.9677 | -1.9677 | -1.9677 | -1.9677 | -1.9677 | -1.9677 | -1.9677 | -1.9677 | -1.9677 | -1.9677 | -1.9677 | 35 |  | 5.2356 |  | -5235613.0478
East Hampton Conversion 33 kV | 2030 |  |  | 0 | 0.53597 | 0.53597 | 0.53597 | 0.53597 | 0.53597 | 0.53597 | 0.53597 | 0.53597 | 0.53597 | 0.53597 | 0.53597 | 0.53597 | 0.53597 | -0.25112 | -0.25112 | -0.25112 | -0.25112 | -0.25112 | -0.25112 | -0.25112 | -0.25112 | -0.25112 | -0.25112 | -0.25112 | -0.25112 | -0.25112 | -0.25112 | -0.25112 | -0.25112 | -0.25112 | -0.25112 | -0.25112 | -0.25112 | -0.25112 | -0.25112 | -0.78709 | -0.78709 | -0.78709 | -0.78709 | -0.78709 | -0.78709 | -0.78709 | -0.78709 | -0.78709 | -0.78709 | -0.78709 | -0.78709 | -0.78709 | 35 |  | 2.0942 |  | -2094245.2191
Buell Conversion 33 kV | 2030 |  |  | 0 | 0.61971 | 0.61971 | 0.61971 | 0.61971 | 0.61971 | 0.61971 | 0.61971 | 0.61971 | 0.61971 | 0.61971 | 0.61971 | 0.61971 | 0.61971 | -0.29036 | -0.29036 | -0.29036 | -0.29036 | -0.29036 | -0.29036 | -0.29036 | -0.29036 | -0.29036 | -0.29036 | -0.29036 | -0.29036 | -0.29036 | -0.29036 | -0.29036 | -0.29036 | -0.29036 | -0.29036 | -0.29036 | -0.29036 | -0.29036 | -0.29036 | -0.91007 | -0.91007 | -0.91007 | -0.91007 | -0.91007 | -0.91007 | -0.91007 | -0.91007 | -0.91007 | -0.91007 | -0.91007 | -0.91007 | -0.91007 | 35 |  | 2.4215 |  | -2421471.0346
Hither Hills Conversion to 33 kV | 2030 |  |  | 0 | 0 | 0.82807 | 0.82807 | 0.82807 | 0.82807 | 0.82807 | 0.82807 | 0.82807 | 0.82807 | 0.82807 | 0.82807 | 0.82807 | 0.82807 | -0.35256 | -0.35256 | -0.35256 | -0.35256 | -0.35256 | -0.35256 | -0.35256 | -0.35256 | -0.35256 | -0.35256 | -0.35256 | -0.35256 | -0.35256 | -0.35256 | -0.35256 | -0.35256 | -0.35256 | -0.35256 | -0.35256 | -0.35256 | -0.35256 | -0.35256 | -0.35256 | -1.1806 | -1.1806 | -1.1806 | -1.1806 | -1.1806 | -1.1806 | -1.1806 | -1.1806 | -1.1806 | -1.1806 | -1.1806 | -1.1806 | 35 |  | 2.8634 |  | -2863447.8122
Culloden Pt Conversion to 33 kV | 2030 |  |  | 0 | 0 | 0 | 0.49753 | 0.49753 | 0.49753 | 0.49753 | 0.49753 | 0.49753 | 0.49753 | 0.49753 | 0.49753 | 0.49753 | 0.49753 | -0.19117 | -0.19117 | -0.19117 | -0.19117 | -0.19117 | -0.19117 | -0.19117 | -0.19117 | -0.19117 | -0.19117 | -0.19117 | -0.19117 | -0.19117 | -0.19117 | -0.19117 | -0.19117 | -0.19117 | -0.19117 | -0.19117 | -0.19117 | -0.19117 | -0.19117 | -0.19117 | -0.19117 | -0.6887 | -0.6887 | -0.6887 | -0.6887 | -0.6887 | -0.6887 | -0.6887 | -0.6887 | -0.6887 | -0.6887 | -0.6887 | 35 |  | 1.5121 |  | -1512066.2539
Area II Projects:
Riverhead Canal 2nd Line and Bank | 2029 |  |  | 0 | 0 | 0 | 0 | 42.9908 | 42.9908 | 42.9908 | 42.9908 | 42.9908 | 42.9908 | 42.9908 | 42.9908 | 42.9908 | -13.1024 | -13.1024 | -13.1024 | -13.1024 | -13.1024 | -13.1024 | -13.1024 | -13.1024 | -13.1024 | -13.1024 | -13.1024 | -13.1024 | -13.1024 | -13.1024 | -13.1024 | -13.1024 | -13.1024 | -13.1024 | -13.1024 | -13.1024 | -13.1024 | -13.1024 | -13.1024 | -13.1024 | -13.1024 | -13.1024 | -56.0932 | -56.0932 | -56.0932 | -56.0932 | -56.0932 | -56.0932 | -56.0932 | -56.0932 | -56.0932 | 0 | 35 |  | 103.6862 |  | -103686241.5816
Area III Projects:
New Canal - Southampton Cable | 2024 |  |  | 0 | 0.89419 | 0.89419 | 0.89419 | 0.89419 | 0.89419 | 0.89419 | 0.89419 | -0.20555 | -0.20555 | -0.20555 | -0.20555 | -0.20555 | -0.20555 | -0.20555 | -0.20555 | -0.20555 | -0.20555 | -0.20555 | -0.20555 | -0.20555 | -0.20555 | -0.20555 | -0.20555 | -0.20555 | -0.20555 | -0.20555 | -0.20555 | -0.20555 | -0.20555 | -0.20555 | -0.20555 | -0.20555 | -0.20555 | -0.20555 | -0.20555 | -1.0997 | -1.0997 | -1.0997 | -1.0997 | -1.0997 | -1.0997 | -1.0997 | 0 | 0 | 0 | 0 | 0 | 0 | 35 |  | 2.0159 |  | -2015901.1015
Upgrade Wildwood - Riverhead to 138 kV | 2023 |  |  | 0 | 0.18312 | 0.18312 | 0.18312 | 0.18312 | 0.18312 | 0.18312 | -0.035534 | -0.035534 | -0.035534 | -0.035534 | -0.035534 | -0.035534 | -0.035534 | -0.035534 | -0.035534 | -0.035534 | -0.035534 | -0.035534 | -0.035534 | -0.035534 | -0.035534 | -0.035534 | -0.035534 | -0.035534 | -0.035534 | -0.035534 | -0.035534 | -0.035534 | -0.035534 | -0.035534 | -0.035534 | -0.035534 | -0.035534 | -0.035534 | -0.035534 | -0.21865 | -0.21865 | -0.21865 | -0.21865 | -0.21865 | -0.21865 | 0 | 0 | 0 | 0 | 0 | 0 | 0 | 35 |  | 0.35801 |  | -358012.0868
Bridgehampton - Buell New 69 kV UG Cable | 2024 |  |  | 0 | 0.78955 | 0.78955 | 0.78955 | 0.78955 | 0.78955 | 0.78955 | 0.78955 | -0.1815 | -0.1815 | -0.1815 | -0.1815 | -0.1815 | -0.1815 | -0.1815 | -0.1815 | -0.1815 | -0.1815 | -0.1815 | -0.1815 | -0.1815 | -0.1815 | -0.1815 | -0.1815 | -0.1815 | -0.1815 | -0.1815 | -0.1815 | -0.1815 | -0.1815 | -0.1815 | -0.1815 | -0.1815 | -0.1815 | -0.1815 | -0.1815 | -0.97104 | -0.97104 | -0.97104 | -0.97104 | -0.97104 | -0.97104 | -0.97104 | 0 | 0 | 0 | 0 | 0 | 0 | 35 |  | 1.78 |  | -1779997.7811
Canal - Wainscott New 138 kV UG Cable | 2029 |  |  | 0 | 0 | 0 | 0 | 0 | 0 | 7.5954 | 7.5954 | 7.5954 | 7.5954 | 7.5954 | 7.5954 | 7.5954 | -1.746 | -1.746 | -1.746 | -1.746 | -1.746 | -1.746 | -1.746 | -1.746 | -1.746 | -1.746 | -1.746 | -1.746 | -1.746 | -1.746 | -1.746 | -1.746 | -1.746 | -1.746 | -1.746 | -1.746 | -1.746 | -1.746 | -1.746 | -1.746 | -1.746 | -1.746 | -1.746 | -1.746 | -9.3413 | -9.3413 | -9.3413 | -9.3413 | -9.3413 | -9.3413 | -9.3413 | 0 | 35 |  | 13.1017 |  | -13101674.5069
Total - All Areas (Avoided Costs, $Millions) |  |  |  | 0 | 4.3625 | 5.1905 | 5.6881 | 48.6788 | 48.6788 | 56.2742 | 56.0555 | 53.9848 | 53.9848 | 53.9848 | 53.9848 | 53.9848 | -11.4498 | -16.984 | -16.984 | -16.984 | -16.984 | -16.984 | -16.984 | -16.984 | -16.984 | -16.984 | -16.984 | -16.984 | -16.984 | -16.984 | -16.984 | -16.984 | -16.984 | -16.984 | -16.984 | -16.984 | -16.984 | -16.984 | -16.984 | -21.3465 | -22.1745 | -22.6721 | -65.6628 | -65.6628 | -73.2582 | -73.0395 | -70.9688 | -70.9688 | -70.9688 | -70.9688 | -70.9688 | -5.5342 |  |  | 135.0687 |  | 135068670.4257 | check
$/kW-yr |  |  |  | 0 | 57.4688 | 68.3774 | 74.9316 | 641.2705 | 641.2705 | 741.3279 | 738.4475 | 711.1681 | 711.1681 | 711.1681 | 711.1681 | 711.1681 | -150.8337 | -223.7386 | -223.7386 | -223.7386 | -223.7386 | -223.7386 | -223.7386 | -223.7386 | -223.7386 | -223.7386 | -223.7386 | -223.7386 | -223.7386 | -223.7386 | -223.7386 | -223.7386 | -223.7386 | -223.7386 | -223.7386 | -223.7386 | -223.7386 | -223.7386 | -223.7386 | -281.2074 | -292.116 | -298.6702 | -865.0091 | -865.0091 | -965.0665 | -962.1861 | -934.9066 | -934.9066 | -934.9066 | -934.9066 | -934.9066 | -72.9049 |  |  |  |  | 0
Discount Factor (Relative to 1/1/2016) = |  |  |  | 0.94787 | 0.89845 | 0.85161 | 0.80722 | 0.76513 | 0.72525 | 0.68744 | 0.6516 | 0.61763 | 0.58543 | 0.55491 | 0.52598 | 0.49856 | 0.47257 | 0.44793 | 0.42458 | 0.40245 | 0.38147 | 0.36158 | 0.34273 | 0.32486 | 0.30793 | 0.29187 | 0.27666 | 0.26223 | 0.24856 | 0.2356 | 0.22332 | 0.21168 | 0.20064 | 0.19018 | 0.18027 | 0.17087 | 0.16196 | 0.15352 | 0.14552 | 0.13793 | 0.13074 | 0.12392 | 0.11746 | 0.11134 | 0.10554 | 0.10003 | 0.094818 | 0.089875 | 0.08519 | 0.080748 | 0.076539 | 0.072549
* Note: A positive (+) avoided cost in a given year represents a cost savings relative to not having a transmission project deferral.

## Ph III-Portfolio 7
Version |  | Based on PSEGLI file: "East End Utility 2_0_Economics_2014_10_13_r28_Sargent_Lundy.xlsx"
Annual Revenue Requirements (Millions of $s)
1) Reference (Transmission only) Case
Project | I/S Year | Investor | Capital (2015$s) | 2016 | 2017 | 2018 | 2019 | 2020 | 2021 | 2022 | 2023 | 2024 | 2025 | 2026 | 2027 | 2028 | 2029 | 2030 | 2031 | 2032 | 2033 | 2034 | 2035 | 2036 | 2037 | 2038 | 2039 | 2040 | 2041 | 2042 | 2043 | 2044 | 2045 | 2046 | 2047 | 2048 | 2049 | 2050 | 2051 | 2052 | 2053 | 2054 | 2055 | 2056 | 2057 | 2058 | 2059 | 2060 | 2061 | 2062 | 2063 | 2064 |  |  | NPV |  |  |  |  | Project Inputs for Portfolio:
Transmission Reinforcement I | 2017 | PSEGLI | 93.4 | 0 | 11.3926 | 11.3926 | 11.3926 | 11.3926 | 11.3926 | 11.3926 | 11.3926 | 11.3926 | 11.3926 | 11.3926 | 11.3926 | 11.3926 | 11.3926 | 11.3926 | 11.3926 | 11.3926 | 11.3926 | 11.3926 | 11.3926 | 11.3926 | 11.3926 | 11.3926 | 11.3926 | 11.3926 | 11.3926 | 11.3926 | 11.3926 | 11.3926 | 11.3926 | 11.3926 | 11.3926 | 11.3926 | 11.3926 | 11.3926 | 11.3926 | [13 empty] | 35 |  | 166.1982 |  |  |  | Proposal Number = | DWW-101 | LIE-101 | LIE-402 | AES-102 | AEG-101 | AEG-101 | AEG-101
Transmission Reinforcement II | 2018 | PSEGLI | 4.8 | 0 | 0 | 0.60305 | 0.60305 | 0.60305 | 0.60305 | 0.60305 | 0.60305 | 0.60305 | 0.60305 | 0.60305 | 0.60305 | 0.60305 | 0.60305 | 0.60305 | 0.60305 | 0.60305 | 0.60305 | 0.60305 | 0.60305 | 0.60305 | 0.60305 | 0.60305 | 0.60305 | 0.60305 | 0.60305 | 0.60305 | 0.60305 | 0.60305 | 0.60305 | 0.60305 | 0.60305 | 0.60305 | 0.60305 | 0.60305 | 0.60305 | 0.60305 | [12 empty] | 35 |  | 8.3388 |  |  |  | Proposer Name = | a | b | c | d | e | f | g | h | i | j
Transmission Reinforcement III | 2019 | PSEGLI | 2.8 | 0 | 0 | 0 | 0.36233 | 0.36233 | 0.36233 | 0.36233 | 0.36233 | 0.36233 | 0.36233 | 0.36233 | 0.36233 | 0.36233 | 0.36233 | 0.36233 | 0.36233 | 0.36233 | 0.36233 | 0.36233 | 0.36233 | 0.36233 | 0.36233 | 0.36233 | 0.36233 | 0.36233 | 0.36233 | 0.36233 | 0.36233 | 0.36233 | 0.36233 | 0.36233 | 0.36233 | 0.36233 | 0.36233 | 0.36233 | 0.36233 | 0.36233 | 0.36233 | [11 empty] | 35 |  | 4.7491 |  |  |  | Proposal/Project =
Transmission Reinforcement IV | 2020 | PSEGLI | 136.8 | 0 | 0 | 0 | 0 | 18.2337 | 18.2337 | 18.2337 | 18.2337 | 18.2337 | 18.2337 | 18.2337 | 18.2337 | 18.2337 | 18.2337 | 18.2337 | 18.2337 | 18.2337 | 18.2337 | 18.2337 | 18.2337 | 18.2337 | 18.2337 | 18.2337 | 18.2337 | 18.2337 | 18.2337 | 18.2337 | 18.2337 | 18.2337 | 18.2337 | 18.2337 | 18.2337 | 18.2337 | 18.2337 | 18.2337 | 18.2337 | 18.2337 | 18.2337 | 18.2337 | [10 empty] | 35 |  | 226.5269 |  |  |  | Option Number =
Transmission Reinforcement V | 2022 | PSEGLI | 275.5 | 0 | 0 | 0 | 0 | 0 | 0 | 38.957 | 38.957 | 38.957 | 38.957 | 38.957 | 38.957 | 38.957 | 38.957 | 38.957 | 38.957 | 38.957 | 38.957 | 38.957 | 38.957 | 38.957 | 38.957 | 38.957 | 38.957 | 38.957 | 38.957 | 38.957 | 38.957 | 38.957 | 38.957 | 38.957 | 38.957 | 38.957 | 38.957 | 38.957 | 38.957 | 38.957 | 38.957 | 38.957 | 38.957 | 38.957 | [8 empty] | 35 |  | 434.8353 |  |  |  | Location =
Technology =
Total |  |  | 513.3 | 0 | 11.3926 | 11.9957 | 12.358 | 30.5918 | 30.5918 | 69.5487 | 69.5487 | 69.5487 | 69.5487 | 69.5487 | 69.5487 | 69.5487 | 69.5487 | 69.5487 | 69.5487 | 69.5487 | 69.5487 | 69.5487 | 69.5487 | 69.5487 | 69.5487 | 69.5487 | 69.5487 | 69.5487 | 69.5487 | 69.5487 | 69.5487 | 69.5487 | 69.5487 | 69.5487 | 69.5487 | 69.5487 | 69.5487 | 69.5487 | 69.5487 | 58.1561 | 57.553 | 57.1907 | 38.957 | 38.957 | 0 | 0 | 0 | 0 | 0 | 0 | 0 | 0 |  |  | 840.6482 |  |  |  | Interconnection Points =
2016 NPV @ 5.5%, thru 2035 |  |  |  | 559.7216 | [54 empty] | Other =
2016 NPV @ 5.5%, thru 2056 |  |  |  | 840.6482 | [50 empty] | Select Project Number = |  | 1 | Output: NPV of Transmission Avoided Costs for Portfolio | Output: NPV of Transmission Avoided Costs for Selected Project | 1 | 2 | 3 | 4 | 5 | 6 | 7 | 8 | 9 | 10 | Portion in Area 1 | Portion in Area 2 | Portion in Area 3 | Totals | check
[57 empty] | Selected Project Inputs | 14972586.3661 | 0 | [10 empty] | 4017967.9979 | 9004664.5339 | 1949953.8343 | 14972586.3661 | Avoided Costs
[56 empty] | Project kW = | 9000 | 36750 | 9000 | 9000 | 5130 | 9230 | 5130 | 990 | 2730 | 4540 | 0 | 0 | 0 | 6120 | 26090 | 4540 | 36750 | Gross kW in Portfolio
[56 empty] | Project Area (1, 2, or 3) = | 2 | All | 2 | 2 | 1 | 2 | 2 | 1 | 2 | 3 | 1 | 2 | 3
[56 empty] | Proportion of Peak Hours Covered = | 100% | - | 100% | 100% | 100% | 100% | 100% | 100% | 100% | 100% | 100% | 100% | 100%
[56 empty] | Project COD = | 2022 | - | 2022 | 2022 | 2018 | 2018 | 2017 | 2017 | 2017 | 2017 | 2017 | 2017 | 2017
[56 empty] | Effective kW = | 9000 | 36750 | 9000 | 9000 | 5130 | 9230 | 5130 | 990 | 2730 | 4540 | 0 | 0 | 0 | 6120 | 26090 | 4540 | 36750 | Effective kW in Portfolio
[70 empty] | 14000 | 28000 | 10000 | 52000 | Baseline kW Requirements
| I/S Year |  | Capital (2015$s) | 2016 | 2017 | 2018 | 2019 | 2020 | 2021 | 2022 | 2023 | 2024 | 2025 | 2026 | 2027 | 2028 | 2029 | 2030 | 2031 | 2032 | 2033 | 2034 | 2035 | 2036 | 2037 | 2038 | 2039 | 2040 | 2041 | 2042 | 2043 | 2044 | 2045 | 2046 | 2047 | 2048 | 2049 | 2050 | 2051 | 2052 | 2053 | 2054 | 2055 | 2056 | 2057 | 2058 | 2059 | 2060 | 2061 | 2062 | 2063 | 2064 |  | MW Required by 2022 | NPV Base $M | Differential NPV $M | Differential NPV $M (adjusted for COD of Selected Project) | Differential NPV $M (adjusted for deferral beyond baseline deferral year**) | Differntial NPV $/MW | NPV of Transmission Avoided Costs for Selected Project | COD | Tab No. | Area 1 Capacity (MW) | Area 2 Capacity (MW) | Area 3 Capacity (MW)* | Total Capacity (MW) |  |  |  | -7880 | -1910 | -5460 | -15250 | Portfolio Increase Over Baseline Requirements
[61 empty] | 2022 | DWW-101 | 0 | 9 | 0 | 9
Area I Projects: | [53 empty] | 6.12 | [6 empty] | 2018 | LIE-101 | 5.13 | 0 | 0 | 5.13 |  |  |  | Years of Deferral Beyond Project Baseline Deferral Year** |  |  | Normal COD | Deferred COD | Deferred COD with Limit | Baseline Deferral Year | Deferral Year Limit
Amagansett Conversion 33 kV | 2017 |  | 8 | 0 | 0.97582 | 0.97582 | 0.97582 | 0.97582 | 0.97582 | 0.97582 | 0.97582 | 0.97582 | 0.97582 | 0.97582 | 0.97582 | 0.97582 | 0.97582 | 0.97582 | 0.97582 | 0.97582 | 0.97582 | 0.97582 | 0.97582 | 0.97582 | 0.97582 | 0.97582 | 0.97582 | 0.97582 | 0.97582 | 0.97582 | 0.97582 | 0.97582 | 0.97582 | 0.97582 | 0.97582 | 0.97582 | 0.97582 | 0.97582 | 0.97582 | [13 empty] | 35 |  | 14.2354 | [5 empty] | 2018 | LIE-402 | 0 | 9.234 | 0 | 9.234 |  |  | Area I Projects:
East Hampton Conversion 33 kV | 2017 |  | 3.2 | 0 | 0.39033 | 0.39033 | 0.39033 | 0.39033 | 0.39033 | 0.39033 | 0.39033 | 0.39033 | 0.39033 | 0.39033 | 0.39033 | 0.39033 | 0.39033 | 0.39033 | 0.39033 | 0.39033 | 0.39033 | 0.39033 | 0.39033 | 0.39033 | 0.39033 | 0.39033 | 0.39033 | 0.39033 | 0.39033 | 0.39033 | 0.39033 | 0.39033 | 0.39033 | 0.39033 | 0.39033 | 0.39033 | 0.39033 | 0.39033 | 0.39033 | [13 empty] | 35 |  | 5.6942 | [5 empty] | 2018 | AES-102 | 0 | 5.13 | 0 | 5.13 |  |  | Amagansett Conversion 33 kV | 0 |  |  | 2017 | 2022 | 2022 | 2022 | 2022 | 2030 | 2030 | 2022 | 2022
Buell Conversion 33 kV | 2017 |  | 3.7 | 0 | 0.45131 | 0.45131 | 0.45131 | 0.45131 | 0.45131 | 0.45131 | 0.45131 | 0.45131 | 0.45131 | 0.45131 | 0.45131 | 0.45131 | 0.45131 | 0.45131 | 0.45131 | 0.45131 | 0.45131 | 0.45131 | 0.45131 | 0.45131 | 0.45131 | 0.45131 | 0.45131 | 0.45131 | 0.45131 | 0.45131 | 0.45131 | 0.45131 | 0.45131 | 0.45131 | 0.45131 | 0.45131 | 0.45131 | 0.45131 | 0.45131 | [13 empty] | 35 |  | 6.5839 | [5 empty] | 2017 | AEG-101 | 0.99156 | 2.7268 | 4.5446 | 8.263 |  |  | East Hampton Conversion 33 kV | 0 |  |  | 2017 | 2022 | 2022 | 2022 | 2022 | 2030 | 2030 | 2022 | 2022
Hither Hills Conversion to 33 kV | 2018 |  | 4.8 | 0 | 0 | 0.60305 | 0.60305 | 0.60305 | 0.60305 | 0.60305 | 0.60305 | 0.60305 | 0.60305 | 0.60305 | 0.60305 | 0.60305 | 0.60305 | 0.60305 | 0.60305 | 0.60305 | 0.60305 | 0.60305 | 0.60305 | 0.60305 | 0.60305 | 0.60305 | 0.60305 | 0.60305 | 0.60305 | 0.60305 | 0.60305 | 0.60305 | 0.60305 | 0.60305 | 0.60305 | 0.60305 | 0.60305 | 0.60305 | 0.60305 | 0.60305 | [12 empty] | 35 |  | 8.3388 | [13 empty] | Buell Conversion 33 kV | 0 |  |  | 2017 | 2022 | 2022 | 2022 | 2022 | 2030 | 2030 | 2022 | 2022
Culloden Pt Conversion to 33 kV | 2019 |  | 2.8 | 0 | 0 | 0 | 0.36233 | 0.36233 | 0.36233 | 0.36233 | 0.36233 | 0.36233 | 0.36233 | 0.36233 | 0.36233 | 0.36233 | 0.36233 | 0.36233 | 0.36233 | 0.36233 | 0.36233 | 0.36233 | 0.36233 | 0.36233 | 0.36233 | 0.36233 | 0.36233 | 0.36233 | 0.36233 | 0.36233 | 0.36233 | 0.36233 | 0.36233 | 0.36233 | 0.36233 | 0.36233 | 0.36233 | 0.36233 | 0.36233 | 0.36233 | 0.36233 | [11 empty] | 35 |  | 4.7491 | [13 empty] | Hither Hills Conversion to 33 kV | 0 |  |  | 2018 | 2022 | 2022 | 2022 | 2022 | 2030 | 2030 | 2022 | 2022
No Deferral |  |  | 22.5 |  | 1.8175 | 2.4205 | 2.7828 | 2.7828 | 2.7828 | 2.7828 | 2.7828 | 2.7828 | 2.7828 | 2.7828 | 2.7828 | 2.7828 | 2.7828 | 2.7828 | 2.7828 | 2.7828 | 2.7828 | 2.7828 | 2.7828 | 2.7828 | 2.7828 | 2.7828 | 2.7828 | 2.7828 | 2.7828 | 2.7828 | 2.7828 | 2.7828 | 2.7828 | 2.7828 | 2.7828 | 2.7828 | 2.7828 | 2.7828 | 2.7828 | 0.96539 | 0.36233 | 0 | 0 | 0 | [10 empty] | 39.6013 | [13 empty] | Culloden Pt Conversion to 33 kV | 0 |  |  | 2019 | 2022 | 2022 | 2022 | 2022 | 2030 | 2030 | 2022 | 2022
Area II Projects:
Amagansett Conversion 33 kV | 2022 |  | 8 | [6 empty] | 1.1312 | 1.1312 | 1.1312 | 1.1312 | 1.1312 | 1.1312 | 1.1312 | 1.1312 | 1.1312 | 1.1312 | 1.1312 | 1.1312 | 1.1312 | 1.1312 | 1.1312 | 1.1312 | 1.1312 | 1.1312 | 1.1312 | 1.1312 | 1.1312 | 1.1312 | 1.1312 | 1.1312 | 1.1312 | 1.1312 | 1.1312 | 1.1312 | 1.1312 | 1.1312 | 1.1312 | 1.1312 | 1.1312 | 1.1312 | 1.1312 | [8 empty] | 35 |  | 12.6268 | 1.6086 | 0 | 0 | 0 | 0 | [8 empty] | Riverhead Canal 2nd Line and Bank |  | 0 |  | 2020 | 2022 | 2022 | 2022 | 2022 | 2026 | 2030 | 2022 | 2022
East Hampton Conversion 33 kV | 2022 |  | 3.2 | [6 empty] | 0.45249 | 0.45249 | 0.45249 | 0.45249 | 0.45249 | 0.45249 | 0.45249 | 0.45249 | 0.45249 | 0.45249 | 0.45249 | 0.45249 | 0.45249 | 0.45249 | 0.45249 | 0.45249 | 0.45249 | 0.45249 | 0.45249 | 0.45249 | 0.45249 | 0.45249 | 0.45249 | 0.45249 | 0.45249 | 0.45249 | 0.45249 | 0.45249 | 0.45249 | 0.45249 | 0.45249 | 0.45249 | 0.45249 | 0.45249 | 0.45249 | [8 empty] | 35 |  | 5.0507 | 0.64344 | 0 | 0 | 0 | 0 | [8 empty] | Area III Projects:
Buell Conversion 33 kV | 2022 |  | 3.7 | [6 empty] | 0.5232 | 0.5232 | 0.5232 | 0.5232 | 0.5232 | 0.5232 | 0.5232 | 0.5232 | 0.5232 | 0.5232 | 0.5232 | 0.5232 | 0.5232 | 0.5232 | 0.5232 | 0.5232 | 0.5232 | 0.5232 | 0.5232 | 0.5232 | 0.5232 | 0.5232 | 0.5232 | 0.5232 | 0.5232 | 0.5232 | 0.5232 | 0.5232 | 0.5232 | 0.5232 | 0.5232 | 0.5232 | 0.5232 | 0.5232 | 0.5232 | [8 empty] | 35 |  | 5.8399 | 0.74397 | 0 | 0 | 0 | 0 | [8 empty] | New Canal - Southampton Cable |  |  | 0 | 2017 | 2022 | 2022 | 2022 | 2022 | 2023 | 2030 | 2022 | 2022
Hither Hills Conversion to 33 kV | 2022 |  | 4.8 | [6 empty] | 0.67874 | 0.67874 | 0.67874 | 0.67874 | 0.67874 | 0.67874 | 0.67874 | 0.67874 | 0.67874 | 0.67874 | 0.67874 | 0.67874 | 0.67874 | 0.67874 | 0.67874 | 0.67874 | 0.67874 | 0.67874 | 0.67874 | 0.67874 | 0.67874 | 0.67874 | 0.67874 | 0.67874 | 0.67874 | 0.67874 | 0.67874 | 0.67874 | 0.67874 | 0.67874 | 0.67874 | 0.67874 | 0.67874 | 0.67874 | 0.67874 | [8 empty] | 35 |  | 7.5761 | 0.76276 | 0 | 0 | 0 | 0 | [8 empty] | Upgrade Wildwood - Riverhead to 138 kV |  |  | 0 | 2017 | 2022 | 2022 | 2022 | 2022 | 2022 | 2030 | 2022 | 2022
Culloden Pt Conversion to 33 kV | 2022 |  | 2.8 | [6 empty] | 0.39593 | 0.39593 | 0.39593 | 0.39593 | 0.39593 | 0.39593 | 0.39593 | 0.39593 | 0.39593 | 0.39593 | 0.39593 | 0.39593 | 0.39593 | 0.39593 | 0.39593 | 0.39593 | 0.39593 | 0.39593 | 0.39593 | 0.39593 | 0.39593 | 0.39593 | 0.39593 | 0.39593 | 0.39593 | 0.39593 | 0.39593 | 0.39593 | 0.39593 | 0.39593 | 0.39593 | 0.39593 | 0.39593 | 0.39593 | 0.39593 | [8 empty] | 35 |  | 4.4194 | 0.32967 | 0 | 0 | 0 | 0 | [8 empty] | Bridgehampton - Buell New 69 kV UG Cable |  |  | 0 | 2017 | 2022 | 2022 | 2022 | 2022 | 2023 | 2030 | 2022 | 2022
Deferral to 2022 |  |  | 22.5 | [6 empty] | 3.1816 | 3.1816 | 3.1816 | 3.1816 | 3.1816 | 3.1816 | 3.1816 | 3.1816 | 3.1816 | 3.1816 | 3.1816 | 3.1816 | 3.1816 | 3.1816 | 3.1816 | 3.1816 | 3.1816 | 3.1816 | 3.1816 | 3.1816 | 3.1816 | 3.1816 | 3.1816 | 3.1816 | 3.1816 | 3.1816 | 3.1816 | 3.1816 | 3.1816 | 3.1816 | 3.1816 | 3.1816 | 3.1816 | 3.1816 | 3.1816 | [8 empty] | 35 |  | 35.5129 | 4.0884 | 0 | 0 | 0 | 0 | [8 empty] | Canal - Wainscott New 138 kV UG Cable |  |  | 0 | 2022 | 2022 | 2022 | 2022 | 2022 | 2028 | 2030 | 2022 | 2022
Amagansett Conversion 33 kV | 2023 |  | 8 | [7 empty] | 1.1652 | 1.1652 | 1.1652 | 1.1652 | 1.1652 | 1.1652 | 1.1652 | 1.1652 | 1.1652 | 1.1652 | 1.1652 | 1.1652 | 1.1652 | 1.1652 | 1.1652 | 1.1652 | 1.1652 | 1.1652 | 1.1652 | 1.1652 | 1.1652 | 1.1652 | 1.1652 | 1.1652 | 1.1652 | 1.1652 | 1.1652 | 1.1652 | 1.1652 | 1.1652 | 1.1652 | 1.1652 | 1.1652 | 1.1652 | 1.1652 | [7 empty] | 35 |  | 12.3276 | 1.9078 | 0 | 0 | 0 | 0 | [9 empty] | ** Baseline Deferral Year is the deferral year if 63 MW (allocated to Areas 1, 2, and 3) is achieved.
East Hampton Conversion 33 kV | 2023 |  | 3.2 | [7 empty] | 0.46607 | 0.46607 | 0.46607 | 0.46607 | 0.46607 | 0.46607 | 0.46607 | 0.46607 | 0.46607 | 0.46607 | 0.46607 | 0.46607 | 0.46607 | 0.46607 | 0.46607 | 0.46607 | 0.46607 | 0.46607 | 0.46607 | 0.46607 | 0.46607 | 0.46607 | 0.46607 | 0.46607 | 0.46607 | 0.46607 | 0.46607 | 0.46607 | 0.46607 | 0.46607 | 0.46607 | 0.46607 | 0.46607 | 0.46607 | 0.46607 | [7 empty] | 35 |  | 4.931 | 0.76312 | 0 | 0 | 0 | 0 | [9 empty] | Note: Analysis is based on the assumption that portfolio is constructed such that 63 MW is achieved.
Buell Conversion 33 kV | 2023 |  | 3.7 | [7 empty] | 0.53889 | 0.53889 | 0.53889 | 0.53889 | 0.53889 | 0.53889 | 0.53889 | 0.53889 | 0.53889 | 0.53889 | 0.53889 | 0.53889 | 0.53889 | 0.53889 | 0.53889 | 0.53889 | 0.53889 | 0.53889 | 0.53889 | 0.53889 | 0.53889 | 0.53889 | 0.53889 | 0.53889 | 0.53889 | 0.53889 | 0.53889 | 0.53889 | 0.53889 | 0.53889 | 0.53889 | 0.53889 | 0.53889 | 0.53889 | 0.53889 | [7 empty] | 35 |  | 5.7015 | 0.88236 | 0 | 0 | 0 | 0
Hither Hills Conversion to 33 kV | 2023 |  | 4.8 | [7 empty] | 0.6991 | 0.6991 | 0.6991 | 0.6991 | 0.6991 | 0.6991 | 0.6991 | 0.6991 | 0.6991 | 0.6991 | 0.6991 | 0.6991 | 0.6991 | 0.6991 | 0.6991 | 0.6991 | 0.6991 | 0.6991 | 0.6991 | 0.6991 | 0.6991 | 0.6991 | 0.6991 | 0.6991 | 0.6991 | 0.6991 | 0.6991 | 0.6991 | 0.6991 | 0.6991 | 0.6991 | 0.6991 | 0.6991 | 0.6991 | 0.6991 | [7 empty] | 35 |  | 7.3965 | 0.94228 | 0 | 0 | 0 | 0
Culloden Pt Conversion to 33 kV | 2023 |  | 2.8 | [7 empty] | 0.40781 | 0.40781 | 0.40781 | 0.40781 | 0.40781 | 0.40781 | 0.40781 | 0.40781 | 0.40781 | 0.40781 | 0.40781 | 0.40781 | 0.40781 | 0.40781 | 0.40781 | 0.40781 | 0.40781 | 0.40781 | 0.40781 | 0.40781 | 0.40781 | 0.40781 | 0.40781 | 0.40781 | 0.40781 | 0.40781 | 0.40781 | 0.40781 | 0.40781 | 0.40781 | 0.40781 | 0.40781 | 0.40781 | 0.40781 | 0.40781 | [7 empty] | 35 |  | 4.3147 | 0.4344 | 0 | 0 | 0 | 0
Deferral to 2023 |  |  | 22.5 | [7 empty] | 3.2771 | 3.2771 | 3.2771 | 3.2771 | 3.2771 | 3.2771 | 3.2771 | 3.2771 | 3.2771 | 3.2771 | 3.2771 | 3.2771 | 3.2771 | 3.2771 | 3.2771 | 3.2771 | 3.2771 | 3.2771 | 3.2771 | 3.2771 | 3.2771 | 3.2771 | 3.2771 | 3.2771 | 3.2771 | 3.2771 | 3.2771 | 3.2771 | 3.2771 | 3.2771 | 3.2771 | 3.2771 | 3.2771 | 3.2771 | 3.2771 | [7 empty] | 35 |  | 34.6713 | 4.93 | 0 | 0 | 0 | 0 | =Area I Portion
Amagansett Conversion 33 kV | 2024 |  | 8 | [8 empty] | 1.2001 | 1.2001 | 1.2001 | 1.2001 | 1.2001 | 1.2001 | 1.2001 | 1.2001 | 1.2001 | 1.2001 | 1.2001 | 1.2001 | 1.2001 | 1.2001 | 1.2001 | 1.2001 | 1.2001 | 1.2001 | 1.2001 | 1.2001 | 1.2001 | 1.2001 | 1.2001 | 1.2001 | 1.2001 | 1.2001 | 1.2001 | 1.2001 | 1.2001 | 1.2001 | 1.2001 | 1.2001 | 1.2001 | 1.2001 | 1.2001 | [6 empty] | 35 |  | 12.0355 | 2.1999 | 0 | 0 | 0 | 0
East Hampton Conversion 33 kV | 2024 |  | 3.2 | [8 empty] | 0.48005 | 0.48005 | 0.48005 | 0.48005 | 0.48005 | 0.48005 | 0.48005 | 0.48005 | 0.48005 | 0.48005 | 0.48005 | 0.48005 | 0.48005 | 0.48005 | 0.48005 | 0.48005 | 0.48005 | 0.48005 | 0.48005 | 0.48005 | 0.48005 | 0.48005 | 0.48005 | 0.48005 | 0.48005 | 0.48005 | 0.48005 | 0.48005 | 0.48005 | 0.48005 | 0.48005 | 0.48005 | 0.48005 | 0.48005 | 0.48005 | [6 empty] | 35 |  | 4.8142 | 0.87997 | 0 | 0 | 0 | 0
Buell Conversion 33 kV | 2024 |  | 3.7 | [8 empty] | 0.55506 | 0.55506 | 0.55506 | 0.55506 | 0.55506 | 0.55506 | 0.55506 | 0.55506 | 0.55506 | 0.55506 | 0.55506 | 0.55506 | 0.55506 | 0.55506 | 0.55506 | 0.55506 | 0.55506 | 0.55506 | 0.55506 | 0.55506 | 0.55506 | 0.55506 | 0.55506 | 0.55506 | 0.55506 | 0.55506 | 0.55506 | 0.55506 | 0.55506 | 0.55506 | 0.55506 | 0.55506 | 0.55506 | 0.55506 | 0.55506 | [6 empty] | 35 |  | 5.5664 | 1.0175 | 0 | 0 | 0 | 0
Hither Hills Conversion to 33 kV | 2024 |  | 4.8 | [8 empty] | 0.72008 | 0.72008 | 0.72008 | 0.72008 | 0.72008 | 0.72008 | 0.72008 | 0.72008 | 0.72008 | 0.72008 | 0.72008 | 0.72008 | 0.72008 | 0.72008 | 0.72008 | 0.72008 | 0.72008 | 0.72008 | 0.72008 | 0.72008 | 0.72008 | 0.72008 | 0.72008 | 0.72008 | 0.72008 | 0.72008 | 0.72008 | 0.72008 | 0.72008 | 0.72008 | 0.72008 | 0.72008 | 0.72008 | 0.72008 | 0.72008 | [6 empty] | 35 |  | 7.2213 | 1.1176 | 0 | 0 | 0 | 0
Culloden Pt Conversion to 33 kV | 2024 |  | 2.8 | [8 empty] | 0.42005 | 0.42005 | 0.42005 | 0.42005 | 0.42005 | 0.42005 | 0.42005 | 0.42005 | 0.42005 | 0.42005 | 0.42005 | 0.42005 | 0.42005 | 0.42005 | 0.42005 | 0.42005 | 0.42005 | 0.42005 | 0.42005 | 0.42005 | 0.42005 | 0.42005 | 0.42005 | 0.42005 | 0.42005 | 0.42005 | 0.42005 | 0.42005 | 0.42005 | 0.42005 | 0.42005 | 0.42005 | 0.42005 | 0.42005 | 0.42005 | [6 empty] | 35 |  | 4.2124 | 0.53664 | 0 | 0 | 0 | 0
Deferral to 2024 |  |  | 22.5 | [8 empty] | 3.3754 | 3.3754 | 3.3754 | 3.3754 | 3.3754 | 3.3754 | 3.3754 | 3.3754 | 3.3754 | 3.3754 | 3.3754 | 3.3754 | 3.3754 | 3.3754 | 3.3754 | 3.3754 | 3.3754 | 3.3754 | 3.3754 | 3.3754 | 3.3754 | 3.3754 | 3.3754 | 3.3754 | 3.3754 | 3.3754 | 3.3754 | 3.3754 | 3.3754 | 3.3754 | 3.3754 | 3.3754 | 3.3754 | 3.3754 | 3.3754 | [6 empty] | 35 |  | 33.8497 | 5.7516 | 0 | 0 | 0 | 0 | =Area I Portion
Amagansett Conversion 33 kV | 2025 |  | 8 | [9 empty] | 1.2361 | 1.2361 | 1.2361 | 1.2361 | 1.2361 | 1.2361 | 1.2361 | 1.2361 | 1.2361 | 1.2361 | 1.2361 | 1.2361 | 1.2361 | 1.2361 | 1.2361 | 1.2361 | 1.2361 | 1.2361 | 1.2361 | 1.2361 | 1.2361 | 1.2361 | 1.2361 | 1.2361 | 1.2361 | 1.2361 | 1.2361 | 1.2361 | 1.2361 | 1.2361 | 1.2361 | 1.2361 | 1.2361 | 1.2361 | 1.2361 | [5 empty] | 35 |  | 11.7503 | 2.4851 | 0 | 0 | 0 | 0
East Hampton Conversion 33 kV | 2025 |  | 3.2 | [9 empty] | 0.49445 | 0.49445 | 0.49445 | 0.49445 | 0.49445 | 0.49445 | 0.49445 | 0.49445 | 0.49445 | 0.49445 | 0.49445 | 0.49445 | 0.49445 | 0.49445 | 0.49445 | 0.49445 | 0.49445 | 0.49445 | 0.49445 | 0.49445 | 0.49445 | 0.49445 | 0.49445 | 0.49445 | 0.49445 | 0.49445 | 0.49445 | 0.49445 | 0.49445 | 0.49445 | 0.49445 | 0.49445 | 0.49445 | 0.49445 | 0.49445 | [5 empty] | 35 |  | 4.7001 | 0.99405 | 0 | 0 | 0 | 0
Buell Conversion 33 kV | 2025 |  | 3.7 | [9 empty] | 0.57171 | 0.57171 | 0.57171 | 0.57171 | 0.57171 | 0.57171 | 0.57171 | 0.57171 | 0.57171 | 0.57171 | 0.57171 | 0.57171 | 0.57171 | 0.57171 | 0.57171 | 0.57171 | 0.57171 | 0.57171 | 0.57171 | 0.57171 | 0.57171 | 0.57171 | 0.57171 | 0.57171 | 0.57171 | 0.57171 | 0.57171 | 0.57171 | 0.57171 | 0.57171 | 0.57171 | 0.57171 | 0.57171 | 0.57171 | 0.57171 | [5 empty] | 35 |  | 5.4345 | 1.1494 | 0 | 0 | 0 | 0
Hither Hills Conversion to 33 kV | 2025 |  | 4.8 | [9 empty] | 0.74168 | 0.74168 | 0.74168 | 0.74168 | 0.74168 | 0.74168 | 0.74168 | 0.74168 | 0.74168 | 0.74168 | 0.74168 | 0.74168 | 0.74168 | 0.74168 | 0.74168 | 0.74168 | 0.74168 | 0.74168 | 0.74168 | 0.74168 | 0.74168 | 0.74168 | 0.74168 | 0.74168 | 0.74168 | 0.74168 | 0.74168 | 0.74168 | 0.74168 | 0.74168 | 0.74168 | 0.74168 | 0.74168 | 0.74168 | 0.74168 | [5 empty] | 35 |  | 7.0502 | 1.2887 | 0 | 0 | 0 | 0
Culloden Pt Conversion to 33 kV | 2025 |  | 2.8 | [9 empty] | 0.43265 | 0.43265 | 0.43265 | 0.43265 | 0.43265 | 0.43265 | 0.43265 | 0.43265 | 0.43265 | 0.43265 | 0.43265 | 0.43265 | 0.43265 | 0.43265 | 0.43265 | 0.43265 | 0.43265 | 0.43265 | 0.43265 | 0.43265 | 0.43265 | 0.43265 | 0.43265 | 0.43265 | 0.43265 | 0.43265 | 0.43265 | 0.43265 | 0.43265 | 0.43265 | 0.43265 | 0.43265 | 0.43265 | 0.43265 | 0.43265 | [5 empty] | 35 |  | 4.1126 | 0.63646 | 0 | 0 | 0 | 0
Deferral to 2025 |  |  | 22.5 | [9 empty] | 3.4766 | 3.4766 | 3.4766 | 3.4766 | 3.4766 | 3.4766 | 3.4766 | 3.4766 | 3.4766 | 3.4766 | 3.4766 | 3.4766 | 3.4766 | 3.4766 | 3.4766 | 3.4766 | 3.4766 | 3.4766 | 3.4766 | 3.4766 | 3.4766 | 3.4766 | 3.4766 | 3.4766 | 3.4766 | 3.4766 | 3.4766 | 3.4766 | 3.4766 | 3.4766 | 3.4766 | 3.4766 | 3.4766 | 3.4766 | 3.4766 | [5 empty] | 35 |  | 33.0476 | 6.5537 | 0 | 0 | 0 | 0 | =Area I Portion
Amagansett Conversion 33 kV | 2026 |  | 8 | [10 empty] | 1.2732 | 1.2732 | 1.2732 | 1.2732 | 1.2732 | 1.2732 | 1.2732 | 1.2732 | 1.2732 | 1.2732 | 1.2732 | 1.2732 | 1.2732 | 1.2732 | 1.2732 | 1.2732 | 1.2732 | 1.2732 | 1.2732 | 1.2732 | 1.2732 | 1.2732 | 1.2732 | 1.2732 | 1.2732 | 1.2732 | 1.2732 | 1.2732 | 1.2732 | 1.2732 | 1.2732 | 1.2732 | 1.2732 | 1.2732 | 1.2732 |  |  |  |  | 35 |  | 11.4718 | 2.7636 | 0 | 0 | 0 | 0
East Hampton Conversion 33 kV | 2026 |  | 3.2 | [10 empty] | 0.50929 | 0.50929 | 0.50929 | 0.50929 | 0.50929 | 0.50929 | 0.50929 | 0.50929 | 0.50929 | 0.50929 | 0.50929 | 0.50929 | 0.50929 | 0.50929 | 0.50929 | 0.50929 | 0.50929 | 0.50929 | 0.50929 | 0.50929 | 0.50929 | 0.50929 | 0.50929 | 0.50929 | 0.50929 | 0.50929 | 0.50929 | 0.50929 | 0.50929 | 0.50929 | 0.50929 | 0.50929 | 0.50929 | 0.50929 | 0.50929 |  |  |  |  | 35 |  | 4.5887 | 1.1054 | 0 | 0 | 0 | 0
Buell Conversion 33 kV | 2026 |  | 3.7 | [10 empty] | 0.58886 | 0.58886 | 0.58886 | 0.58886 | 0.58886 | 0.58886 | 0.58886 | 0.58886 | 0.58886 | 0.58886 | 0.58886 | 0.58886 | 0.58886 | 0.58886 | 0.58886 | 0.58886 | 0.58886 | 0.58886 | 0.58886 | 0.58886 | 0.58886 | 0.58886 | 0.58886 | 0.58886 | 0.58886 | 0.58886 | 0.58886 | 0.58886 | 0.58886 | 0.58886 | 0.58886 | 0.58886 | 0.58886 | 0.58886 | 0.58886 |  |  |  |  | 35 |  | 5.3057 | 1.2782 | 0 | 0 | 0 | 0
Hither Hills Conversion to 33 kV | 2026 |  | 4.8 | [10 empty] | 0.76393 | 0.76393 | 0.76393 | 0.76393 | 0.76393 | 0.76393 | 0.76393 | 0.76393 | 0.76393 | 0.76393 | 0.76393 | 0.76393 | 0.76393 | 0.76393 | 0.76393 | 0.76393 | 0.76393 | 0.76393 | 0.76393 | 0.76393 | 0.76393 | 0.76393 | 0.76393 | 0.76393 | 0.76393 | 0.76393 | 0.76393 | 0.76393 | 0.76393 | 0.76393 | 0.76393 | 0.76393 | 0.76393 | 0.76393 | 0.76393 |  |  |  |  | 35 |  | 6.8831 | 1.4557 | 0 | 0 | 0 | 0
Culloden Pt Conversion to 33 kV | 2026 |  | 2.8 | [10 empty] | 0.44563 | 0.44563 | 0.44563 | 0.44563 | 0.44563 | 0.44563 | 0.44563 | 0.44563 | 0.44563 | 0.44563 | 0.44563 | 0.44563 | 0.44563 | 0.44563 | 0.44563 | 0.44563 | 0.44563 | 0.44563 | 0.44563 | 0.44563 | 0.44563 | 0.44563 | 0.44563 | 0.44563 | 0.44563 | 0.44563 | 0.44563 | 0.44563 | 0.44563 | 0.44563 | 0.44563 | 0.44563 | 0.44563 | 0.44563 | 0.44563 |  |  |  |  | 35 |  | 4.0151 | 0.73392 | 0 | 0 | 0 | 0
Deferral to 2026 |  |  | 22.5 | [10 empty] | 3.5809 | 3.5809 | 3.5809 | 3.5809 | 3.5809 | 3.5809 | 3.5809 | 3.5809 | 3.5809 | 3.5809 | 3.5809 | 3.5809 | 3.5809 | 3.5809 | 3.5809 | 3.5809 | 3.5809 | 3.5809 | 3.5809 | 3.5809 | 3.5809 | 3.5809 | 3.5809 | 3.5809 | 3.5809 | 3.5809 | 3.5809 | 3.5809 | 3.5809 | 3.5809 | 3.5809 | 3.5809 | 3.5809 | 3.5809 | 3.5809 |  |  |  |  | 35 |  | 32.2645 | 7.3368 | 0 | 0 | 0 | 0 | =Area I Portion
Amagansett Conversion 33 kV | 2027 |  | 8 | [11 empty] | 1.3114 | 1.3114 | 1.3114 | 1.3114 | 1.3114 | 1.3114 | 1.3114 | 1.3114 | 1.3114 | 1.3114 | 1.3114 | 1.3114 | 1.3114 | 1.3114 | 1.3114 | 1.3114 | 1.3114 | 1.3114 | 1.3114 | 1.3114 | 1.3114 | 1.3114 | 1.3114 | 1.3114 | 1.3114 | 1.3114 | 1.3114 | 1.3114 | 1.3114 | 1.3114 | 1.3114 | 1.3114 | 1.3114 | 1.3114 | 1.3114 |  |  |  | 35 |  | 11.2 | 3.0354 | 0 | 0 | 0 | 0
East Hampton Conversion 33 kV | 2027 |  | 3.2 | [11 empty] | 0.52457 | 0.52457 | 0.52457 | 0.52457 | 0.52457 | 0.52457 | 0.52457 | 0.52457 | 0.52457 | 0.52457 | 0.52457 | 0.52457 | 0.52457 | 0.52457 | 0.52457 | 0.52457 | 0.52457 | 0.52457 | 0.52457 | 0.52457 | 0.52457 | 0.52457 | 0.52457 | 0.52457 | 0.52457 | 0.52457 | 0.52457 | 0.52457 | 0.52457 | 0.52457 | 0.52457 | 0.52457 | 0.52457 | 0.52457 | 0.52457 |  |  |  | 35 |  | 4.48 | 1.2142 | 0 | 0 | 0 | 0
Buell Conversion 33 kV | 2027 |  | 3.7 | [11 empty] | 0.60653 | 0.60653 | 0.60653 | 0.60653 | 0.60653 | 0.60653 | 0.60653 | 0.60653 | 0.60653 | 0.60653 | 0.60653 | 0.60653 | 0.60653 | 0.60653 | 0.60653 | 0.60653 | 0.60653 | 0.60653 | 0.60653 | 0.60653 | 0.60653 | 0.60653 | 0.60653 | 0.60653 | 0.60653 | 0.60653 | 0.60653 | 0.60653 | 0.60653 | 0.60653 | 0.60653 | 0.60653 | 0.60653 | 0.60653 | 0.60653 |  |  |  | 35 |  | 5.18 | 1.4039 | 0 | 0 | 0 | 0
Hither Hills Conversion to 33 kV | 2027 |  | 4.8 | [11 empty] | 0.78685 | 0.78685 | 0.78685 | 0.78685 | 0.78685 | 0.78685 | 0.78685 | 0.78685 | 0.78685 | 0.78685 | 0.78685 | 0.78685 | 0.78685 | 0.78685 | 0.78685 | 0.78685 | 0.78685 | 0.78685 | 0.78685 | 0.78685 | 0.78685 | 0.78685 | 0.78685 | 0.78685 | 0.78685 | 0.78685 | 0.78685 | 0.78685 | 0.78685 | 0.78685 | 0.78685 | 0.78685 | 0.78685 | 0.78685 | 0.78685 |  |  |  | 35 |  | 6.72 | 1.6189 | 0 | 0 | 0 | 0
Culloden Pt Conversion to 33 kV | 2027 |  | 2.8 | [11 empty] | 0.45899 | 0.45899 | 0.45899 | 0.45899 | 0.45899 | 0.45899 | 0.45899 | 0.45899 | 0.45899 | 0.45899 | 0.45899 | 0.45899 | 0.45899 | 0.45899 | 0.45899 | 0.45899 | 0.45899 | 0.45899 | 0.45899 | 0.45899 | 0.45899 | 0.45899 | 0.45899 | 0.45899 | 0.45899 | 0.45899 | 0.45899 | 0.45899 | 0.45899 | 0.45899 | 0.45899 | 0.45899 | 0.45899 | 0.45899 | 0.45899 |  |  |  | 35 |  | 3.92 | 0.82906 | 0 | 0 | 0 | 0
Deferral to 2027 |  |  | 22.5 | [11 empty] | 3.6884 | 3.6884 | 3.6884 | 3.6884 | 3.6884 | 3.6884 | 3.6884 | 3.6884 | 3.6884 | 3.6884 | 3.6884 | 3.6884 | 3.6884 | 3.6884 | 3.6884 | 3.6884 | 3.6884 | 3.6884 | 3.6884 | 3.6884 | 3.6884 | 3.6884 | 3.6884 | 3.6884 | 3.6884 | 3.6884 | 3.6884 | 3.6884 | 3.6884 | 3.6884 | 3.6884 | 3.6884 | 3.6884 | 3.6884 | 3.6884 |  |  |  | 35 |  | 31.4999 | 8.1014 | 0 | 0 | 0 | 0 | =Area I Portion
Amagansett Conversion 33 kV | 2028 |  | 8 | [12 empty] | 1.3508 | 1.3508 | 1.3508 | 1.3508 | 1.3508 | 1.3508 | 1.3508 | 1.3508 | 1.3508 | 1.3508 | 1.3508 | 1.3508 | 1.3508 | 1.3508 | 1.3508 | 1.3508 | 1.3508 | 1.3508 | 1.3508 | 1.3508 | 1.3508 | 1.3508 | 1.3508 | 1.3508 | 1.3508 | 1.3508 | 1.3508 | 1.3508 | 1.3508 | 1.3508 | 1.3508 | 1.3508 | 1.3508 | 1.3508 | 1.3508 |  |  | 35 |  | 10.9346 | 3.3008 | 0 | 0 | 0 | 0
East Hampton Conversion 33 kV | 2028 |  | 3.2 | [12 empty] | 0.5403 | 0.5403 | 0.5403 | 0.5403 | 0.5403 | 0.5403 | 0.5403 | 0.5403 | 0.5403 | 0.5403 | 0.5403 | 0.5403 | 0.5403 | 0.5403 | 0.5403 | 0.5403 | 0.5403 | 0.5403 | 0.5403 | 0.5403 | 0.5403 | 0.5403 | 0.5403 | 0.5403 | 0.5403 | 0.5403 | 0.5403 | 0.5403 | 0.5403 | 0.5403 | 0.5403 | 0.5403 | 0.5403 | 0.5403 | 0.5403 |  |  | 35 |  | 4.3738 | 1.3203 | 0 | 0 | 0 | 0
Buell Conversion 33 kV | 2028 |  | 3.7 | [12 empty] | 0.62472 | 0.62472 | 0.62472 | 0.62472 | 0.62472 | 0.62472 | 0.62472 | 0.62472 | 0.62472 | 0.62472 | 0.62472 | 0.62472 | 0.62472 | 0.62472 | 0.62472 | 0.62472 | 0.62472 | 0.62472 | 0.62472 | 0.62472 | 0.62472 | 0.62472 | 0.62472 | 0.62472 | 0.62472 | 0.62472 | 0.62472 | 0.62472 | 0.62472 | 0.62472 | 0.62472 | 0.62472 | 0.62472 | 0.62472 | 0.62472 |  |  | 35 |  | 5.0572 | 1.5266 | 0 | 0 | 0 | 0
Hither Hills Conversion to 33 kV | 2028 |  | 4.8 | [12 empty] | 0.81045 | 0.81045 | 0.81045 | 0.81045 | 0.81045 | 0.81045 | 0.81045 | 0.81045 | 0.81045 | 0.81045 | 0.81045 | 0.81045 | 0.81045 | 0.81045 | 0.81045 | 0.81045 | 0.81045 | 0.81045 | 0.81045 | 0.81045 | 0.81045 | 0.81045 | 0.81045 | 0.81045 | 0.81045 | 0.81045 | 0.81045 | 0.81045 | 0.81045 | 0.81045 | 0.81045 | 0.81045 | 0.81045 | 0.81045 | 0.81045 |  |  | 35 |  | 6.5607 | 1.7781 | 0 | 0 | 0 | 0
Culloden Pt Conversion to 33 kV | 2028 |  | 2.8 | [12 empty] | 0.47276 | 0.47276 | 0.47276 | 0.47276 | 0.47276 | 0.47276 | 0.47276 | 0.47276 | 0.47276 | 0.47276 | 0.47276 | 0.47276 | 0.47276 | 0.47276 | 0.47276 | 0.47276 | 0.47276 | 0.47276 | 0.47276 | 0.47276 | 0.47276 | 0.47276 | 0.47276 | 0.47276 | 0.47276 | 0.47276 | 0.47276 | 0.47276 | 0.47276 | 0.47276 | 0.47276 | 0.47276 | 0.47276 | 0.47276 | 0.47276 |  |  | 35 |  | 3.8271 | 0.92195 | 0 | 0 | 0 | 0
Deferral to 2028 |  |  | 22.5 | [12 empty] | 3.799 | 3.799 | 3.799 | 3.799 | 3.799 | 3.799 | 3.799 | 3.799 | 3.799 | 3.799 | 3.799 | 3.799 | 3.799 | 3.799 | 3.799 | 3.799 | 3.799 | 3.799 | 3.799 | 3.799 | 3.799 | 3.799 | 3.799 | 3.799 | 3.799 | 3.799 | 3.799 | 3.799 | 3.799 | 3.799 | 3.799 | 3.799 | 3.799 | 3.799 | 3.799 |  |  | 35 |  | 30.7535 | 8.8478 | 0 | 0 | 0 | 0 | =Area I Portion
Amagansett Conversion 33 kV | 2029 |  | 8 | [13 empty] | 1.3913 | 1.3913 | 1.3913 | 1.3913 | 1.3913 | 1.3913 | 1.3913 | 1.3913 | 1.3913 | 1.3913 | 1.3913 | 1.3913 | 1.3913 | 1.3913 | 1.3913 | 1.3913 | 1.3913 | 1.3913 | 1.3913 | 1.3913 | 1.3913 | 1.3913 | 1.3913 | 1.3913 | 1.3913 | 1.3913 | 1.3913 | 1.3913 | 1.3913 | 1.3913 | 1.3913 | 1.3913 | 1.3913 | 1.3913 | 1.3913 |  | 35 |  | 10.6755 | 3.5599 | 0 | 0 | 0 | 0
East Hampton Conversion 33 kV | 2029 |  | 3.2 | [13 empty] | 0.55651 | 0.55651 | 0.55651 | 0.55651 | 0.55651 | 0.55651 | 0.55651 | 0.55651 | 0.55651 | 0.55651 | 0.55651 | 0.55651 | 0.55651 | 0.55651 | 0.55651 | 0.55651 | 0.55651 | 0.55651 | 0.55651 | 0.55651 | 0.55651 | 0.55651 | 0.55651 | 0.55651 | 0.55651 | 0.55651 | 0.55651 | 0.55651 | 0.55651 | 0.55651 | 0.55651 | 0.55651 | 0.55651 | 0.55651 | 0.55651 |  | 35 |  | 4.2702 | 1.424 | 0 | 0 | 0 | 0
Buell Conversion 33 kV | 2029 |  | 3.7 | [13 empty] | 0.64347 | 0.64347 | 0.64347 | 0.64347 | 0.64347 | 0.64347 | 0.64347 | 0.64347 | 0.64347 | 0.64347 | 0.64347 | 0.64347 | 0.64347 | 0.64347 | 0.64347 | 0.64347 | 0.64347 | 0.64347 | 0.64347 | 0.64347 | 0.64347 | 0.64347 | 0.64347 | 0.64347 | 0.64347 | 0.64347 | 0.64347 | 0.64347 | 0.64347 | 0.64347 | 0.64347 | 0.64347 | 0.64347 | 0.64347 | 0.64347 |  | 35 |  | 4.9374 | 1.6465 | 0 | 0 | 0 | 0
Hither Hills Conversion to 33 kV | 2029 |  | 4.8 | [13 empty] | 0.83477 | 0.83477 | 0.83477 | 0.83477 | 0.83477 | 0.83477 | 0.83477 | 0.83477 | 0.83477 | 0.83477 | 0.83477 | 0.83477 | 0.83477 | 0.83477 | 0.83477 | 0.83477 | 0.83477 | 0.83477 | 0.83477 | 0.83477 | 0.83477 | 0.83477 | 0.83477 | 0.83477 | 0.83477 | 0.83477 | 0.83477 | 0.83477 | 0.83477 | 0.83477 | 0.83477 | 0.83477 | 0.83477 | 0.83477 | 0.83477 |  | 35 |  | 6.4053 | 1.9336 | 0 | 0 | 0 | 0
Culloden Pt Conversion to 33 kV | 2029 |  | 2.8 | [13 empty] | 0.48695 | 0.48695 | 0.48695 | 0.48695 | 0.48695 | 0.48695 | 0.48695 | 0.48695 | 0.48695 | 0.48695 | 0.48695 | 0.48695 | 0.48695 | 0.48695 | 0.48695 | 0.48695 | 0.48695 | 0.48695 | 0.48695 | 0.48695 | 0.48695 | 0.48695 | 0.48695 | 0.48695 | 0.48695 | 0.48695 | 0.48695 | 0.48695 | 0.48695 | 0.48695 | 0.48695 | 0.48695 | 0.48695 | 0.48695 | 0.48695 |  | 35 |  | 3.7364 | 1.0126 | 0 | 0 | 0 | 0
Deferral to 2029 |  |  | 22.5 | [13 empty] | 3.913 | 3.913 | 3.913 | 3.913 | 3.913 | 3.913 | 3.913 | 3.913 | 3.913 | 3.913 | 3.913 | 3.913 | 3.913 | 3.913 | 3.913 | 3.913 | 3.913 | 3.913 | 3.913 | 3.913 | 3.913 | 3.913 | 3.913 | 3.913 | 3.913 | 3.913 | 3.913 | 3.913 | 3.913 | 3.913 | 3.913 | 3.913 | 3.913 | 3.913 | 3.913 |  | 35 |  | 30.0247 | 9.5766 | 0 | 0 | 0 | 0 | =Area I Portion
Amagansett Conversion 33 kV | 2030 |  | 8 | [14 empty] | 1.433 | 1.433 | 1.433 | 1.433 | 1.433 | 1.433 | 1.433 | 1.433 | 1.433 | 1.433 | 1.433 | 1.433 | 1.433 | 1.433 | 1.433 | 1.433 | 1.433 | 1.433 | 1.433 | 1.433 | 1.433 | 1.433 | 1.433 | 1.433 | 1.433 | 1.433 | 1.433 | 1.433 | 1.433 | 1.433 | 1.433 | 1.433 | 1.433 | 1.433 | 1.433 | 35 |  | 10.4225 | 3.8129 | 0 | 0 | 0 | 0
East Hampton Conversion 33 kV | 2030 |  | 3.2 | [14 empty] | 0.57321 | 0.57321 | 0.57321 | 0.57321 | 0.57321 | 0.57321 | 0.57321 | 0.57321 | 0.57321 | 0.57321 | 0.57321 | 0.57321 | 0.57321 | 0.57321 | 0.57321 | 0.57321 | 0.57321 | 0.57321 | 0.57321 | 0.57321 | 0.57321 | 0.57321 | 0.57321 | 0.57321 | 0.57321 | 0.57321 | 0.57321 | 0.57321 | 0.57321 | 0.57321 | 0.57321 | 0.57321 | 0.57321 | 0.57321 | 0.57321 | 35 |  | 4.169 | 1.5252 | 0 | 0 | 0 | 0
Buell Conversion 33 kV | 2030 |  | 3.7 | [14 empty] | 0.66277 | 0.66277 | 0.66277 | 0.66277 | 0.66277 | 0.66277 | 0.66277 | 0.66277 | 0.66277 | 0.66277 | 0.66277 | 0.66277 | 0.66277 | 0.66277 | 0.66277 | 0.66277 | 0.66277 | 0.66277 | 0.66277 | 0.66277 | 0.66277 | 0.66277 | 0.66277 | 0.66277 | 0.66277 | 0.66277 | 0.66277 | 0.66277 | 0.66277 | 0.66277 | 0.66277 | 0.66277 | 0.66277 | 0.66277 | 0.66277 | 35 |  | 4.8204 | 1.7635 | 0 | 0 | 0 | 0
Hither Hills Conversion to 33 kV | 2030 |  | 4.8 | [14 empty] | 0.85981 | 0.85981 | 0.85981 | 0.85981 | 0.85981 | 0.85981 | 0.85981 | 0.85981 | 0.85981 | 0.85981 | 0.85981 | 0.85981 | 0.85981 | 0.85981 | 0.85981 | 0.85981 | 0.85981 | 0.85981 | 0.85981 | 0.85981 | 0.85981 | 0.85981 | 0.85981 | 0.85981 | 0.85981 | 0.85981 | 0.85981 | 0.85981 | 0.85981 | 0.85981 | 0.85981 | 0.85981 | 0.85981 | 0.85981 | 0.85981 | 35 |  | 6.2535 | 2.0853 | 0 | 0 | 0 | 0
Culloden Pt Conversion to 33 kV | 2030 |  | 2.8 | [14 empty] | 0.50156 | 0.50156 | 0.50156 | 0.50156 | 0.50156 | 0.50156 | 0.50156 | 0.50156 | 0.50156 | 0.50156 | 0.50156 | 0.50156 | 0.50156 | 0.50156 | 0.50156 | 0.50156 | 0.50156 | 0.50156 | 0.50156 | 0.50156 | 0.50156 | 0.50156 | 0.50156 | 0.50156 | 0.50156 | 0.50156 | 0.50156 | 0.50156 | 0.50156 | 0.50156 | 0.50156 | 0.50156 | 0.50156 | 0.50156 | 0.50156 | 35 |  | 3.6479 | 1.1012 | 0 | 0 | 0 | 0
Deferral to 2030 |  |  | 22.5 | [14 empty] | 4.0304 | 4.0304 | 4.0304 | 4.0304 | 4.0304 | 4.0304 | 4.0304 | 4.0304 | 4.0304 | 4.0304 | 4.0304 | 4.0304 | 4.0304 | 4.0304 | 4.0304 | 4.0304 | 4.0304 | 4.0304 | 4.0304 | 4.0304 | 4.0304 | 4.0304 | 4.0304 | 4.0304 | 4.0304 | 4.0304 | 4.0304 | 4.0304 | 4.0304 | 4.0304 | 4.0304 | 4.0304 | 4.0304 | 4.0304 | 4.0304 | 35 |  | 29.3132 | 10.2881 | 0 | 0 | 0 | 0 | =Area I Portion
[60 empty] | 0 | =Area I+II+III Portions
Annual Avoided Costs for Deferral to 2022:
Amagansett Conversion 33 kV | 2022 |  |  | 0 | 0.97582 | 0.97582 | 0.97582 | 0.97582 | 0.97582 | -0.15542 | -0.15542 | -0.15542 | -0.15542 | -0.15542 | -0.15542 | -0.15542 | -0.15542 | -0.15542 | -0.15542 | -0.15542 | -0.15542 | -0.15542 | -0.15542 | -0.15542 | -0.15542 | -0.15542 | -0.15542 | -0.15542 | -0.15542 | -0.15542 | -0.15542 | -0.15542 | -0.15542 | -0.15542 | -0.15542 | -0.15542 | -0.15542 | -0.15542 | -0.15542 | -1.1312 | -1.1312 | -1.1312 | -1.1312 | -1.1312 | [8 empty] | 35 |  |  | 1.6086
East Hampton Conversion 33 kV | 2022 |  |  | 0 | 0.39033 | 0.39033 | 0.39033 | 0.39033 | 0.39033 | -0.062169 | -0.062169 | -0.062169 | -0.062169 | -0.062169 | -0.062169 | -0.062169 | -0.062169 | -0.062169 | -0.062169 | -0.062169 | -0.062169 | -0.062169 | -0.062169 | -0.062169 | -0.062169 | -0.062169 | -0.062169 | -0.062169 | -0.062169 | -0.062169 | -0.062169 | -0.062169 | -0.062169 | -0.062169 | -0.062169 | -0.062169 | -0.062169 | -0.062169 | -0.062169 | -0.45249 | -0.45249 | -0.45249 | -0.45249 | -0.45249 | [8 empty] | 35 |  |  | 0.64344
Buell Conversion 33 kV | 2022 |  |  | 0 | 0.45131 | 0.45131 | 0.45131 | 0.45131 | 0.45131 | -0.071883 | -0.071883 | -0.071883 | -0.071883 | -0.071883 | -0.071883 | -0.071883 | -0.071883 | -0.071883 | -0.071883 | -0.071883 | -0.071883 | -0.071883 | -0.071883 | -0.071883 | -0.071883 | -0.071883 | -0.071883 | -0.071883 | -0.071883 | -0.071883 | -0.071883 | -0.071883 | -0.071883 | -0.071883 | -0.071883 | -0.071883 | -0.071883 | -0.071883 | -0.071883 | -0.5232 | -0.5232 | -0.5232 | -0.5232 | -0.5232 | [8 empty] | 35 |  |  | 0.74397
Hither Hills Conversion to 33 kV | 2022 |  |  | 0 | 0 | 0.60305 | 0.60305 | 0.60305 | 0.60305 | -0.075689 | -0.075689 | -0.075689 | -0.075689 | -0.075689 | -0.075689 | -0.075689 | -0.075689 | -0.075689 | -0.075689 | -0.075689 | -0.075689 | -0.075689 | -0.075689 | -0.075689 | -0.075689 | -0.075689 | -0.075689 | -0.075689 | -0.075689 | -0.075689 | -0.075689 | -0.075689 | -0.075689 | -0.075689 | -0.075689 | -0.075689 | -0.075689 | -0.075689 | -0.075689 | -0.075689 | -0.67874 | -0.67874 | -0.67874 | -0.67874 | [8 empty] | 35 |  |  | 0.76276
Culloden Pt Conversion to 33 kV | 2022 |  |  | 0 | 0 | 0 | 0.36233 | 0.36233 | 0.36233 | -0.033598 | -0.033598 | -0.033598 | -0.033598 | -0.033598 | -0.033598 | -0.033598 | -0.033598 | -0.033598 | -0.033598 | -0.033598 | -0.033598 | -0.033598 | -0.033598 | -0.033598 | -0.033598 | -0.033598 | -0.033598 | -0.033598 | -0.033598 | -0.033598 | -0.033598 | -0.033598 | -0.033598 | -0.033598 | -0.033598 | -0.033598 | -0.033598 | -0.033598 | -0.033598 | -0.033598 | -0.033598 | -0.39593 | -0.39593 | -0.39593 | [8 empty] | 35 |  |  | 0.32967
Annual Avoided Costs for Deferral to 2023:
Amagansett Conversion 33 kV | 2023 |  |  | 0 | 0.97582 | 0.97582 | 0.97582 | 0.97582 | 0.97582 | 0.97582 | -0.18936 | -0.18936 | -0.18936 | -0.18936 | -0.18936 | -0.18936 | -0.18936 | -0.18936 | -0.18936 | -0.18936 | -0.18936 | -0.18936 | -0.18936 | -0.18936 | -0.18936 | -0.18936 | -0.18936 | -0.18936 | -0.18936 | -0.18936 | -0.18936 | -0.18936 | -0.18936 | -0.18936 | -0.18936 | -0.18936 | -0.18936 | -0.18936 | -0.18936 | -1.1652 | -1.1652 | -1.1652 | -1.1652 | -1.1652 | -1.1652 | [7 empty] | 35 |  |  | 1.9078
East Hampton Conversion 33 kV | 2023 |  |  | 0 | 0.39033 | 0.39033 | 0.39033 | 0.39033 | 0.39033 | 0.39033 | -0.075744 | -0.075744 | -0.075744 | -0.075744 | -0.075744 | -0.075744 | -0.075744 | -0.075744 | -0.075744 | -0.075744 | -0.075744 | -0.075744 | -0.075744 | -0.075744 | -0.075744 | -0.075744 | -0.075744 | -0.075744 | -0.075744 | -0.075744 | -0.075744 | -0.075744 | -0.075744 | -0.075744 | -0.075744 | -0.075744 | -0.075744 | -0.075744 | -0.075744 | -0.46607 | -0.46607 | -0.46607 | -0.46607 | -0.46607 | -0.46607 | [7 empty] | 35 |  |  | 0.76312
Buell Conversion 33 kV | 2023 |  |  | 0 | 0.45131 | 0.45131 | 0.45131 | 0.45131 | 0.45131 | 0.45131 | -0.087579 | -0.087579 | -0.087579 | -0.087579 | -0.087579 | -0.087579 | -0.087579 | -0.087579 | -0.087579 | -0.087579 | -0.087579 | -0.087579 | -0.087579 | -0.087579 | -0.087579 | -0.087579 | -0.087579 | -0.087579 | -0.087579 | -0.087579 | -0.087579 | -0.087579 | -0.087579 | -0.087579 | -0.087579 | -0.087579 | -0.087579 | -0.087579 | -0.087579 | -0.53889 | -0.53889 | -0.53889 | -0.53889 | -0.53889 | -0.53889 | [7 empty] | 35 |  |  | 0.88236
Hither Hills Conversion to 33 kV | 2023 |  |  | 0 | 0 | 0.60305 | 0.60305 | 0.60305 | 0.60305 | 0.60305 | -0.096051 | -0.096051 | -0.096051 | -0.096051 | -0.096051 | -0.096051 | -0.096051 | -0.096051 | -0.096051 | -0.096051 | -0.096051 | -0.096051 | -0.096051 | -0.096051 | -0.096051 | -0.096051 | -0.096051 | -0.096051 | -0.096051 | -0.096051 | -0.096051 | -0.096051 | -0.096051 | -0.096051 | -0.096051 | -0.096051 | -0.096051 | -0.096051 | -0.096051 | -0.096051 | -0.6991 | -0.6991 | -0.6991 | -0.6991 | -0.6991 | [7 empty] | 35 |  |  | 0.94228
Culloden Pt Conversion to 33 kV | 2023 |  |  | 0 | 0 | 0 | 0.36233 | 0.36233 | 0.36233 | 0.36233 | -0.045476 | -0.045476 | -0.045476 | -0.045476 | -0.045476 | -0.045476 | -0.045476 | -0.045476 | -0.045476 | -0.045476 | -0.045476 | -0.045476 | -0.045476 | -0.045476 | -0.045476 | -0.045476 | -0.045476 | -0.045476 | -0.045476 | -0.045476 | -0.045476 | -0.045476 | -0.045476 | -0.045476 | -0.045476 | -0.045476 | -0.045476 | -0.045476 | -0.045476 | -0.045476 | -0.045476 | -0.40781 | -0.40781 | -0.40781 | -0.40781 | [7 empty] | 35 |  |  | 0.4344
Annual Avoided Costs for Deferral to 2024:
Amagansett Conversion 33 kV | 2024 |  |  | 0 | 0.97582 | 0.97582 | 0.97582 | 0.97582 | 0.97582 | 0.97582 | 0.97582 | -0.22431 | -0.22431 | -0.22431 | -0.22431 | -0.22431 | -0.22431 | -0.22431 | -0.22431 | -0.22431 | -0.22431 | -0.22431 | -0.22431 | -0.22431 | -0.22431 | -0.22431 | -0.22431 | -0.22431 | -0.22431 | -0.22431 | -0.22431 | -0.22431 | -0.22431 | -0.22431 | -0.22431 | -0.22431 | -0.22431 | -0.22431 | -0.22431 | -1.2001 | -1.2001 | -1.2001 | -1.2001 | -1.2001 | -1.2001 | -1.2001 | [6 empty] | 35 |  |  | 2.1999
East Hampton Conversion 33 kV | 2024 |  |  | 0 | 0.39033 | 0.39033 | 0.39033 | 0.39033 | 0.39033 | 0.39033 | 0.39033 | -0.089726 | -0.089726 | -0.089726 | -0.089726 | -0.089726 | -0.089726 | -0.089726 | -0.089726 | -0.089726 | -0.089726 | -0.089726 | -0.089726 | -0.089726 | -0.089726 | -0.089726 | -0.089726 | -0.089726 | -0.089726 | -0.089726 | -0.089726 | -0.089726 | -0.089726 | -0.089726 | -0.089726 | -0.089726 | -0.089726 | -0.089726 | -0.089726 | -0.48005 | -0.48005 | -0.48005 | -0.48005 | -0.48005 | -0.48005 | -0.48005 | [6 empty] | 35 |  |  | 0.87997
Buell Conversion 33 kV | 2024 |  |  | 0 | 0.45131 | 0.45131 | 0.45131 | 0.45131 | 0.45131 | 0.45131 | 0.45131 | -0.10375 | -0.10375 | -0.10375 | -0.10375 | -0.10375 | -0.10375 | -0.10375 | -0.10375 | -0.10375 | -0.10375 | -0.10375 | -0.10375 | -0.10375 | -0.10375 | -0.10375 | -0.10375 | -0.10375 | -0.10375 | -0.10375 | -0.10375 | -0.10375 | -0.10375 | -0.10375 | -0.10375 | -0.10375 | -0.10375 | -0.10375 | -0.10375 | -0.55506 | -0.55506 | -0.55506 | -0.55506 | -0.55506 | -0.55506 | -0.55506 | [6 empty] | 35 |  |  | 1.0175
Hither Hills Conversion to 33 kV | 2024 |  |  | 0 | 0 | 0.60305 | 0.60305 | 0.60305 | 0.60305 | 0.60305 | 0.60305 | -0.11702 | -0.11702 | -0.11702 | -0.11702 | -0.11702 | -0.11702 | -0.11702 | -0.11702 | -0.11702 | -0.11702 | -0.11702 | -0.11702 | -0.11702 | -0.11702 | -0.11702 | -0.11702 | -0.11702 | -0.11702 | -0.11702 | -0.11702 | -0.11702 | -0.11702 | -0.11702 | -0.11702 | -0.11702 | -0.11702 | -0.11702 | -0.11702 | -0.11702 | -0.72008 | -0.72008 | -0.72008 | -0.72008 | -0.72008 | -0.72008 | [6 empty] | 35 |  |  | 1.1176
Culloden Pt Conversion to 33 kV | 2024 |  |  | 0 | 0 | 0 | 0.36233 | 0.36233 | 0.36233 | 0.36233 | 0.36233 | -0.057711 | -0.057711 | -0.057711 | -0.057711 | -0.057711 | -0.057711 | -0.057711 | -0.057711 | -0.057711 | -0.057711 | -0.057711 | -0.057711 | -0.057711 | -0.057711 | -0.057711 | -0.057711 | -0.057711 | -0.057711 | -0.057711 | -0.057711 | -0.057711 | -0.057711 | -0.057711 | -0.057711 | -0.057711 | -0.057711 | -0.057711 | -0.057711 | -0.057711 | -0.057711 | -0.42005 | -0.42005 | -0.42005 | -0.42005 | -0.42005 | [6 empty] | 35 |  |  | 0.53664
Annual Avoided Costs for Deferral to 2025:
Amagansett Conversion 33 kV | 2025 |  |  | 0 | 0.97582 | 0.97582 | 0.97582 | 0.97582 | 0.97582 | 0.97582 | 0.97582 | 0.97582 | -0.26032 | -0.26032 | -0.26032 | -0.26032 | -0.26032 | -0.26032 | -0.26032 | -0.26032 | -0.26032 | -0.26032 | -0.26032 | -0.26032 | -0.26032 | -0.26032 | -0.26032 | -0.26032 | -0.26032 | -0.26032 | -0.26032 | -0.26032 | -0.26032 | -0.26032 | -0.26032 | -0.26032 | -0.26032 | -0.26032 | -0.26032 | -1.2361 | -1.2361 | -1.2361 | -1.2361 | -1.2361 | -1.2361 | -1.2361 | -1.2361 | [5 empty] | 35 |  |  | 2.4851
East Hampton Conversion 33 kV | 2025 |  |  | 0 | 0.39033 | 0.39033 | 0.39033 | 0.39033 | 0.39033 | 0.39033 | 0.39033 | 0.39033 | -0.10413 | -0.10413 | -0.10413 | -0.10413 | -0.10413 | -0.10413 | -0.10413 | -0.10413 | -0.10413 | -0.10413 | -0.10413 | -0.10413 | -0.10413 | -0.10413 | -0.10413 | -0.10413 | -0.10413 | -0.10413 | -0.10413 | -0.10413 | -0.10413 | -0.10413 | -0.10413 | -0.10413 | -0.10413 | -0.10413 | -0.10413 | -0.49445 | -0.49445 | -0.49445 | -0.49445 | -0.49445 | -0.49445 | -0.49445 | -0.49445 | [5 empty] | 35 |  |  | 0.99405
Buell Conversion 33 kV | 2025 |  |  | 0 | 0.45131 | 0.45131 | 0.45131 | 0.45131 | 0.45131 | 0.45131 | 0.45131 | 0.45131 | -0.1204 | -0.1204 | -0.1204 | -0.1204 | -0.1204 | -0.1204 | -0.1204 | -0.1204 | -0.1204 | -0.1204 | -0.1204 | -0.1204 | -0.1204 | -0.1204 | -0.1204 | -0.1204 | -0.1204 | -0.1204 | -0.1204 | -0.1204 | -0.1204 | -0.1204 | -0.1204 | -0.1204 | -0.1204 | -0.1204 | -0.1204 | -0.57171 | -0.57171 | -0.57171 | -0.57171 | -0.57171 | -0.57171 | -0.57171 | -0.57171 | [5 empty] | 35 |  |  | 1.1494
Hither Hills Conversion to 33 kV | 2025 |  |  | 0 | 0 | 0.60305 | 0.60305 | 0.60305 | 0.60305 | 0.60305 | 0.60305 | 0.60305 | -0.13863 | -0.13863 | -0.13863 | -0.13863 | -0.13863 | -0.13863 | -0.13863 | -0.13863 | -0.13863 | -0.13863 | -0.13863 | -0.13863 | -0.13863 | -0.13863 | -0.13863 | -0.13863 | -0.13863 | -0.13863 | -0.13863 | -0.13863 | -0.13863 | -0.13863 | -0.13863 | -0.13863 | -0.13863 | -0.13863 | -0.13863 | -0.13863 | -0.74168 | -0.74168 | -0.74168 | -0.74168 | -0.74168 | -0.74168 | -0.74168 | [5 empty] | 35 |  |  | 1.2887
Culloden Pt Conversion to 33 kV | 2025 |  |  | 0 | 0 | 0 | 0.36233 | 0.36233 | 0.36233 | 0.36233 | 0.36233 | 0.36233 | -0.070312 | -0.070312 | -0.070312 | -0.070312 | -0.070312 | -0.070312 | -0.070312 | -0.070312 | -0.070312 | -0.070312 | -0.070312 | -0.070312 | -0.070312 | -0.070312 | -0.070312 | -0.070312 | -0.070312 | -0.070312 | -0.070312 | -0.070312 | -0.070312 | -0.070312 | -0.070312 | -0.070312 | -0.070312 | -0.070312 | -0.070312 | -0.070312 | -0.070312 | -0.43265 | -0.43265 | -0.43265 | -0.43265 | -0.43265 | -0.43265 | [5 empty] | 35 |  |  | 0.63646
Annual Avoided Costs for Deferral to 2026:
Amagansett Conversion 33 kV | 2026 |  |  | 0 | 0.97582 | 0.97582 | 0.97582 | 0.97582 | 0.97582 | 0.97582 | 0.97582 | 0.97582 | 0.97582 | -0.2974 | -0.2974 | -0.2974 | -0.2974 | -0.2974 | -0.2974 | -0.2974 | -0.2974 | -0.2974 | -0.2974 | -0.2974 | -0.2974 | -0.2974 | -0.2974 | -0.2974 | -0.2974 | -0.2974 | -0.2974 | -0.2974 | -0.2974 | -0.2974 | -0.2974 | -0.2974 | -0.2974 | -0.2974 | -0.2974 | -1.2732 | -1.2732 | -1.2732 | -1.2732 | -1.2732 | -1.2732 | -1.2732 | -1.2732 | -1.2732 |  |  |  |  | 35 |  |  | 2.7636
East Hampton Conversion 33 kV | 2026 |  |  | 0 | 0.39033 | 0.39033 | 0.39033 | 0.39033 | 0.39033 | 0.39033 | 0.39033 | 0.39033 | 0.39033 | -0.11896 | -0.11896 | -0.11896 | -0.11896 | -0.11896 | -0.11896 | -0.11896 | -0.11896 | -0.11896 | -0.11896 | -0.11896 | -0.11896 | -0.11896 | -0.11896 | -0.11896 | -0.11896 | -0.11896 | -0.11896 | -0.11896 | -0.11896 | -0.11896 | -0.11896 | -0.11896 | -0.11896 | -0.11896 | -0.11896 | -0.50929 | -0.50929 | -0.50929 | -0.50929 | -0.50929 | -0.50929 | -0.50929 | -0.50929 | -0.50929 |  |  |  |  | 35 |  |  | 1.1054
Buell Conversion 33 kV | 2026 |  |  | 0 | 0.45131 | 0.45131 | 0.45131 | 0.45131 | 0.45131 | 0.45131 | 0.45131 | 0.45131 | 0.45131 | -0.13755 | -0.13755 | -0.13755 | -0.13755 | -0.13755 | -0.13755 | -0.13755 | -0.13755 | -0.13755 | -0.13755 | -0.13755 | -0.13755 | -0.13755 | -0.13755 | -0.13755 | -0.13755 | -0.13755 | -0.13755 | -0.13755 | -0.13755 | -0.13755 | -0.13755 | -0.13755 | -0.13755 | -0.13755 | -0.13755 | -0.58886 | -0.58886 | -0.58886 | -0.58886 | -0.58886 | -0.58886 | -0.58886 | -0.58886 | -0.58886 |  |  |  |  | 35 |  |  | 1.2782
Hither Hills Conversion to 33 kV | 2026 |  |  | 0 | 0 | 0.60305 | 0.60305 | 0.60305 | 0.60305 | 0.60305 | 0.60305 | 0.60305 | 0.60305 | -0.16088 | -0.16088 | -0.16088 | -0.16088 | -0.16088 | -0.16088 | -0.16088 | -0.16088 | -0.16088 | -0.16088 | -0.16088 | -0.16088 | -0.16088 | -0.16088 | -0.16088 | -0.16088 | -0.16088 | -0.16088 | -0.16088 | -0.16088 | -0.16088 | -0.16088 | -0.16088 | -0.16088 | -0.16088 | -0.16088 | -0.16088 | -0.76393 | -0.76393 | -0.76393 | -0.76393 | -0.76393 | -0.76393 | -0.76393 | -0.76393 |  |  |  |  | 35 |  |  | 1.4557
Culloden Pt Conversion to 33 kV | 2026 |  |  | 0 | 0 | 0 | 0.36233 | 0.36233 | 0.36233 | 0.36233 | 0.36233 | 0.36233 | 0.36233 | -0.083291 | -0.083291 | -0.083291 | -0.083291 | -0.083291 | -0.083291 | -0.083291 | -0.083291 | -0.083291 | -0.083291 | -0.083291 | -0.083291 | -0.083291 | -0.083291 | -0.083291 | -0.083291 | -0.083291 | -0.083291 | -0.083291 | -0.083291 | -0.083291 | -0.083291 | -0.083291 | -0.083291 | -0.083291 | -0.083291 | -0.083291 | -0.083291 | -0.44563 | -0.44563 | -0.44563 | -0.44563 | -0.44563 | -0.44563 | -0.44563 |  |  |  |  | 35 |  |  | 0.73392
Annual Avoided Costs for Deferral to 2027:
Amagansett Conversion 33 kV | 2027 |  |  | 0 | 0.97582 | 0.97582 | 0.97582 | 0.97582 | 0.97582 | 0.97582 | 0.97582 | 0.97582 | 0.97582 | 0.97582 | -0.3356 | -0.3356 | -0.3356 | -0.3356 | -0.3356 | -0.3356 | -0.3356 | -0.3356 | -0.3356 | -0.3356 | -0.3356 | -0.3356 | -0.3356 | -0.3356 | -0.3356 | -0.3356 | -0.3356 | -0.3356 | -0.3356 | -0.3356 | -0.3356 | -0.3356 | -0.3356 | -0.3356 | -0.3356 | -1.3114 | -1.3114 | -1.3114 | -1.3114 | -1.3114 | -1.3114 | -1.3114 | -1.3114 | -1.3114 | -1.3114 |  |  |  | 35 |  |  | 3.0354
East Hampton Conversion 33 kV | 2027 |  |  | 0 | 0.39033 | 0.39033 | 0.39033 | 0.39033 | 0.39033 | 0.39033 | 0.39033 | 0.39033 | 0.39033 | 0.39033 | -0.13424 | -0.13424 | -0.13424 | -0.13424 | -0.13424 | -0.13424 | -0.13424 | -0.13424 | -0.13424 | -0.13424 | -0.13424 | -0.13424 | -0.13424 | -0.13424 | -0.13424 | -0.13424 | -0.13424 | -0.13424 | -0.13424 | -0.13424 | -0.13424 | -0.13424 | -0.13424 | -0.13424 | -0.13424 | -0.52457 | -0.52457 | -0.52457 | -0.52457 | -0.52457 | -0.52457 | -0.52457 | -0.52457 | -0.52457 | -0.52457 |  |  |  | 35 |  |  | 1.2142
Buell Conversion 33 kV | 2027 |  |  | 0 | 0.45131 | 0.45131 | 0.45131 | 0.45131 | 0.45131 | 0.45131 | 0.45131 | 0.45131 | 0.45131 | 0.45131 | -0.15521 | -0.15521 | -0.15521 | -0.15521 | -0.15521 | -0.15521 | -0.15521 | -0.15521 | -0.15521 | -0.15521 | -0.15521 | -0.15521 | -0.15521 | -0.15521 | -0.15521 | -0.15521 | -0.15521 | -0.15521 | -0.15521 | -0.15521 | -0.15521 | -0.15521 | -0.15521 | -0.15521 | -0.15521 | -0.60653 | -0.60653 | -0.60653 | -0.60653 | -0.60653 | -0.60653 | -0.60653 | -0.60653 | -0.60653 | -0.60653 |  |  |  | 35 |  |  | 1.4039
Hither Hills Conversion to 33 kV | 2027 |  |  | 0 | 0 | 0.60305 | 0.60305 | 0.60305 | 0.60305 | 0.60305 | 0.60305 | 0.60305 | 0.60305 | 0.60305 | -0.18379 | -0.18379 | -0.18379 | -0.18379 | -0.18379 | -0.18379 | -0.18379 | -0.18379 | -0.18379 | -0.18379 | -0.18379 | -0.18379 | -0.18379 | -0.18379 | -0.18379 | -0.18379 | -0.18379 | -0.18379 | -0.18379 | -0.18379 | -0.18379 | -0.18379 | -0.18379 | -0.18379 | -0.18379 | -0.18379 | -0.78685 | -0.78685 | -0.78685 | -0.78685 | -0.78685 | -0.78685 | -0.78685 | -0.78685 | -0.78685 |  |  |  | 35 |  |  | 1.6189
Culloden Pt Conversion to 33 kV | 2027 |  |  | 0 | 0 | 0 | 0.36233 | 0.36233 | 0.36233 | 0.36233 | 0.36233 | 0.36233 | 0.36233 | 0.36233 | -0.09666 | -0.09666 | -0.09666 | -0.09666 | -0.09666 | -0.09666 | -0.09666 | -0.09666 | -0.09666 | -0.09666 | -0.09666 | -0.09666 | -0.09666 | -0.09666 | -0.09666 | -0.09666 | -0.09666 | -0.09666 | -0.09666 | -0.09666 | -0.09666 | -0.09666 | -0.09666 | -0.09666 | -0.09666 | -0.09666 | -0.09666 | -0.45899 | -0.45899 | -0.45899 | -0.45899 | -0.45899 | -0.45899 | -0.45899 | -0.45899 |  |  |  | 35 |  |  | 0.82906
Annual Avoided Costs for Deferral to 2028:
Amagansett Conversion 33 kV | 2028 |  |  | 0 | 0.97582 | 0.97582 | 0.97582 | 0.97582 | 0.97582 | 0.97582 | 0.97582 | 0.97582 | 0.97582 | 0.97582 | 0.97582 | -0.37494 | -0.37494 | -0.37494 | -0.37494 | -0.37494 | -0.37494 | -0.37494 | -0.37494 | -0.37494 | -0.37494 | -0.37494 | -0.37494 | -0.37494 | -0.37494 | -0.37494 | -0.37494 | -0.37494 | -0.37494 | -0.37494 | -0.37494 | -0.37494 | -0.37494 | -0.37494 | -0.37494 | -1.3508 | -1.3508 | -1.3508 | -1.3508 | -1.3508 | -1.3508 | -1.3508 | -1.3508 | -1.3508 | -1.3508 | -1.3508 |  |  | 35 |  |  | 3.3008
East Hampton Conversion 33 kV | 2028 |  |  | 0 | 0.39033 | 0.39033 | 0.39033 | 0.39033 | 0.39033 | 0.39033 | 0.39033 | 0.39033 | 0.39033 | 0.39033 | 0.39033 | -0.14998 | -0.14998 | -0.14998 | -0.14998 | -0.14998 | -0.14998 | -0.14998 | -0.14998 | -0.14998 | -0.14998 | -0.14998 | -0.14998 | -0.14998 | -0.14998 | -0.14998 | -0.14998 | -0.14998 | -0.14998 | -0.14998 | -0.14998 | -0.14998 | -0.14998 | -0.14998 | -0.14998 | -0.5403 | -0.5403 | -0.5403 | -0.5403 | -0.5403 | -0.5403 | -0.5403 | -0.5403 | -0.5403 | -0.5403 | -0.5403 |  |  | 35 |  |  | 1.3203
Buell Conversion 33 kV | 2028 |  |  | 0 | 0.45131 | 0.45131 | 0.45131 | 0.45131 | 0.45131 | 0.45131 | 0.45131 | 0.45131 | 0.45131 | 0.45131 | 0.45131 | -0.17341 | -0.17341 | -0.17341 | -0.17341 | -0.17341 | -0.17341 | -0.17341 | -0.17341 | -0.17341 | -0.17341 | -0.17341 | -0.17341 | -0.17341 | -0.17341 | -0.17341 | -0.17341 | -0.17341 | -0.17341 | -0.17341 | -0.17341 | -0.17341 | -0.17341 | -0.17341 | -0.17341 | -0.62472 | -0.62472 | -0.62472 | -0.62472 | -0.62472 | -0.62472 | -0.62472 | -0.62472 | -0.62472 | -0.62472 | -0.62472 |  |  | 35 |  |  | 1.5266
Hither Hills Conversion to 33 kV | 2028 |  |  | 0 | 0 | 0.60305 | 0.60305 | 0.60305 | 0.60305 | 0.60305 | 0.60305 | 0.60305 | 0.60305 | 0.60305 | 0.60305 | -0.2074 | -0.2074 | -0.2074 | -0.2074 | -0.2074 | -0.2074 | -0.2074 | -0.2074 | -0.2074 | -0.2074 | -0.2074 | -0.2074 | -0.2074 | -0.2074 | -0.2074 | -0.2074 | -0.2074 | -0.2074 | -0.2074 | -0.2074 | -0.2074 | -0.2074 | -0.2074 | -0.2074 | -0.2074 | -0.81045 | -0.81045 | -0.81045 | -0.81045 | -0.81045 | -0.81045 | -0.81045 | -0.81045 | -0.81045 | -0.81045 |  |  | 35 |  |  | 1.7781
Culloden Pt Conversion to 33 kV | 2028 |  |  | 0 | 0 | 0 | 0.36233 | 0.36233 | 0.36233 | 0.36233 | 0.36233 | 0.36233 | 0.36233 | 0.36233 | 0.36233 | -0.11043 | -0.11043 | -0.11043 | -0.11043 | -0.11043 | -0.11043 | -0.11043 | -0.11043 | -0.11043 | -0.11043 | -0.11043 | -0.11043 | -0.11043 | -0.11043 | -0.11043 | -0.11043 | -0.11043 | -0.11043 | -0.11043 | -0.11043 | -0.11043 | -0.11043 | -0.11043 | -0.11043 | -0.11043 | -0.11043 | -0.47276 | -0.47276 | -0.47276 | -0.47276 | -0.47276 | -0.47276 | -0.47276 | -0.47276 | -0.47276 |  |  | 35 |  |  | 0.92195
Annual Avoided Costs for Deferral to 2029:
Amagansett Conversion 33 kV | 2029 |  |  | 0 | 0.97582 | 0.97582 | 0.97582 | 0.97582 | 0.97582 | 0.97582 | 0.97582 | 0.97582 | 0.97582 | 0.97582 | 0.97582 | 0.97582 | -0.41546 | -0.41546 | -0.41546 | -0.41546 | -0.41546 | -0.41546 | -0.41546 | -0.41546 | -0.41546 | -0.41546 | -0.41546 | -0.41546 | -0.41546 | -0.41546 | -0.41546 | -0.41546 | -0.41546 | -0.41546 | -0.41546 | -0.41546 | -0.41546 | -0.41546 | -0.41546 | -1.3913 | -1.3913 | -1.3913 | -1.3913 | -1.3913 | -1.3913 | -1.3913 | -1.3913 | -1.3913 | -1.3913 | -1.3913 | -1.3913 |  | 35 |  |  | 3.5599
East Hampton Conversion 33 kV | 2029 |  |  | 0 | 0.39033 | 0.39033 | 0.39033 | 0.39033 | 0.39033 | 0.39033 | 0.39033 | 0.39033 | 0.39033 | 0.39033 | 0.39033 | 0.39033 | -0.16619 | -0.16619 | -0.16619 | -0.16619 | -0.16619 | -0.16619 | -0.16619 | -0.16619 | -0.16619 | -0.16619 | -0.16619 | -0.16619 | -0.16619 | -0.16619 | -0.16619 | -0.16619 | -0.16619 | -0.16619 | -0.16619 | -0.16619 | -0.16619 | -0.16619 | -0.16619 | -0.55651 | -0.55651 | -0.55651 | -0.55651 | -0.55651 | -0.55651 | -0.55651 | -0.55651 | -0.55651 | -0.55651 | -0.55651 | -0.55651 |  | 35 |  |  | 1.424
Buell Conversion 33 kV | 2029 |  |  | 0 | 0.45131 | 0.45131 | 0.45131 | 0.45131 | 0.45131 | 0.45131 | 0.45131 | 0.45131 | 0.45131 | 0.45131 | 0.45131 | 0.45131 | -0.19215 | -0.19215 | -0.19215 | -0.19215 | -0.19215 | -0.19215 | -0.19215 | -0.19215 | -0.19215 | -0.19215 | -0.19215 | -0.19215 | -0.19215 | -0.19215 | -0.19215 | -0.19215 | -0.19215 | -0.19215 | -0.19215 | -0.19215 | -0.19215 | -0.19215 | -0.19215 | -0.64347 | -0.64347 | -0.64347 | -0.64347 | -0.64347 | -0.64347 | -0.64347 | -0.64347 | -0.64347 | -0.64347 | -0.64347 | -0.64347 |  | 35 |  |  | 1.6465
Hither Hills Conversion to 33 kV | 2029 |  |  | 0 | 0 | 0.60305 | 0.60305 | 0.60305 | 0.60305 | 0.60305 | 0.60305 | 0.60305 | 0.60305 | 0.60305 | 0.60305 | 0.60305 | -0.23171 | -0.23171 | -0.23171 | -0.23171 | -0.23171 | -0.23171 | -0.23171 | -0.23171 | -0.23171 | -0.23171 | -0.23171 | -0.23171 | -0.23171 | -0.23171 | -0.23171 | -0.23171 | -0.23171 | -0.23171 | -0.23171 | -0.23171 | -0.23171 | -0.23171 | -0.23171 | -0.23171 | -0.83477 | -0.83477 | -0.83477 | -0.83477 | -0.83477 | -0.83477 | -0.83477 | -0.83477 | -0.83477 | -0.83477 | -0.83477 |  | 35 |  |  | 1.9336
Culloden Pt Conversion to 33 kV | 2029 |  |  | 0 | 0 | 0 | 0.36233 | 0.36233 | 0.36233 | 0.36233 | 0.36233 | 0.36233 | 0.36233 | 0.36233 | 0.36233 | 0.36233 | -0.12461 | -0.12461 | -0.12461 | -0.12461 | -0.12461 | -0.12461 | -0.12461 | -0.12461 | -0.12461 | -0.12461 | -0.12461 | -0.12461 | -0.12461 | -0.12461 | -0.12461 | -0.12461 | -0.12461 | -0.12461 | -0.12461 | -0.12461 | -0.12461 | -0.12461 | -0.12461 | -0.12461 | -0.12461 | -0.48695 | -0.48695 | -0.48695 | -0.48695 | -0.48695 | -0.48695 | -0.48695 | -0.48695 | -0.48695 | -0.48695 |  | 35 |  |  | 1.0126
Annual Avoided Costs for Deferral to 2030:
Amagansett Conversion 33 kV | 2030 |  |  | 0 | 0.97582 | 0.97582 | 0.97582 | 0.97582 | 0.97582 | 0.97582 | 0.97582 | 0.97582 | 0.97582 | 0.97582 | 0.97582 | 0.97582 | 0.97582 | -0.4572 | -0.4572 | -0.4572 | -0.4572 | -0.4572 | -0.4572 | -0.4572 | -0.4572 | -0.4572 | -0.4572 | -0.4572 | -0.4572 | -0.4572 | -0.4572 | -0.4572 | -0.4572 | -0.4572 | -0.4572 | -0.4572 | -0.4572 | -0.4572 | -0.4572 | -1.433 | -1.433 | -1.433 | -1.433 | -1.433 | -1.433 | -1.433 | -1.433 | -1.433 | -1.433 | -1.433 | -1.433 | -1.433 | 35 |  |  | 3.8129
East Hampton Conversion 33 kV | 2030 |  |  | 0 | 0.39033 | 0.39033 | 0.39033 | 0.39033 | 0.39033 | 0.39033 | 0.39033 | 0.39033 | 0.39033 | 0.39033 | 0.39033 | 0.39033 | 0.39033 | -0.18288 | -0.18288 | -0.18288 | -0.18288 | -0.18288 | -0.18288 | -0.18288 | -0.18288 | -0.18288 | -0.18288 | -0.18288 | -0.18288 | -0.18288 | -0.18288 | -0.18288 | -0.18288 | -0.18288 | -0.18288 | -0.18288 | -0.18288 | -0.18288 | -0.18288 | -0.57321 | -0.57321 | -0.57321 | -0.57321 | -0.57321 | -0.57321 | -0.57321 | -0.57321 | -0.57321 | -0.57321 | -0.57321 | -0.57321 | -0.57321 | 35 |  |  | 1.5252
Buell Conversion 33 kV | 2030 |  |  | 0 | 0.45131 | 0.45131 | 0.45131 | 0.45131 | 0.45131 | 0.45131 | 0.45131 | 0.45131 | 0.45131 | 0.45131 | 0.45131 | 0.45131 | 0.45131 | -0.21146 | -0.21146 | -0.21146 | -0.21146 | -0.21146 | -0.21146 | -0.21146 | -0.21146 | -0.21146 | -0.21146 | -0.21146 | -0.21146 | -0.21146 | -0.21146 | -0.21146 | -0.21146 | -0.21146 | -0.21146 | -0.21146 | -0.21146 | -0.21146 | -0.21146 | -0.66277 | -0.66277 | -0.66277 | -0.66277 | -0.66277 | -0.66277 | -0.66277 | -0.66277 | -0.66277 | -0.66277 | -0.66277 | -0.66277 | -0.66277 | 35 |  |  | 1.7635
Hither Hills Conversion to 33 kV | 2030 |  |  | 0 | 0 | 0.60305 | 0.60305 | 0.60305 | 0.60305 | 0.60305 | 0.60305 | 0.60305 | 0.60305 | 0.60305 | 0.60305 | 0.60305 | 0.60305 | -0.25676 | -0.25676 | -0.25676 | -0.25676 | -0.25676 | -0.25676 | -0.25676 | -0.25676 | -0.25676 | -0.25676 | -0.25676 | -0.25676 | -0.25676 | -0.25676 | -0.25676 | -0.25676 | -0.25676 | -0.25676 | -0.25676 | -0.25676 | -0.25676 | -0.25676 | -0.25676 | -0.85981 | -0.85981 | -0.85981 | -0.85981 | -0.85981 | -0.85981 | -0.85981 | -0.85981 | -0.85981 | -0.85981 | -0.85981 | -0.85981 | 35 |  |  | 2.0853
Culloden Pt Conversion to 33 kV | 2030 |  |  | 0 | 0 | 0 | 0.36233 | 0.36233 | 0.36233 | 0.36233 | 0.36233 | 0.36233 | 0.36233 | 0.36233 | 0.36233 | 0.36233 | 0.36233 | -0.13922 | -0.13922 | -0.13922 | -0.13922 | -0.13922 | -0.13922 | -0.13922 | -0.13922 | -0.13922 | -0.13922 | -0.13922 | -0.13922 | -0.13922 | -0.13922 | -0.13922 | -0.13922 | -0.13922 | -0.13922 | -0.13922 | -0.13922 | -0.13922 | -0.13922 | -0.13922 | -0.13922 | -0.50156 | -0.50156 | -0.50156 | -0.50156 | -0.50156 | -0.50156 | -0.50156 | -0.50156 | -0.50156 | -0.50156 | -0.50156 | 35 |  |  | 1.1012
Area II Projects: | [53 empty] | 26.09
Riverhead Canal 2nd Line and Bank | 2020 |  | 136.8 | 0 | 0 | 0 | 0 | 18.2337 | 18.2337 | 18.2337 | 18.2337 | 18.2337 | 18.2337 | 18.2337 | 18.2337 | 18.2337 | 18.2337 | 18.2337 | 18.2337 | 18.2337 | 18.2337 | 18.2337 | 18.2337 | 18.2337 | 18.2337 | 18.2337 | 18.2337 | 18.2337 | 18.2337 | 18.2337 | 18.2337 | 18.2337 | 18.2337 | 18.2337 | 18.2337 | 18.2337 | 18.2337 | 18.2337 | 18.2337 | 18.2337 | 18.2337 | 18.2337 | [10 empty] | 35 |  | 226.5269
No Deferral |  |  | 136.8 |  | 0 | 0 | 0 | 18.2337 | 18.2337 | 18.2337 | 18.2337 | 18.2337 | 18.2337 | 18.2337 | 18.2337 | 18.2337 | 18.2337 | 18.2337 | 18.2337 | 18.2337 | 18.2337 | 18.2337 | 18.2337 | 18.2337 | 18.2337 | 18.2337 | 18.2337 | 18.2337 | 18.2337 | 18.2337 | 18.2337 | 18.2337 | 18.2337 | 18.2337 | 18.2337 | 18.2337 | 18.2337 | 18.2337 | 18.2337 | 18.2337 | 18.2337 | 18.2337 | [10 empty] | 35 |  | 226.5269
Riverhead Canal 2nd Line and Bank | 2022 |  | 136.8 | [6 empty] | 19.3442 | 19.3442 | 19.3442 | 19.3442 | 19.3442 | 19.3442 | 19.3442 | 19.3442 | 19.3442 | 19.3442 | 19.3442 | 19.3442 | 19.3442 | 19.3442 | 19.3442 | 19.3442 | 19.3442 | 19.3442 | 19.3442 | 19.3442 | 19.3442 | 19.3442 | 19.3442 | 19.3442 | 19.3442 | 19.3442 | 19.3442 | 19.3442 | 19.3442 | 19.3442 | 19.3442 | 19.3442 | 19.3442 | 19.3442 | 19.3442 | [8 empty] | 35 |  | 215.9182 | 10.6087 | 0 | 0 | 0 | 0
Deferral to 2022 |  |  | 136.8 | [6 empty] | 19.3442 | 19.3442 | 19.3442 | 19.3442 | 19.3442 | 19.3442 | 19.3442 | 19.3442 | 19.3442 | 19.3442 | 19.3442 | 19.3442 | 19.3442 | 19.3442 | 19.3442 | 19.3442 | 19.3442 | 19.3442 | 19.3442 | 19.3442 | 19.3442 | 19.3442 | 19.3442 | 19.3442 | 19.3442 | 19.3442 | 19.3442 | 19.3442 | 19.3442 | 19.3442 | 19.3442 | 19.3442 | 19.3442 | 19.3442 | 19.3442 | [8 empty] | 35 |  | 215.9182 | 10.6087 | 0 | 0 | 0 | 0 | =Area II Portion
Riverhead Canal 2nd Line and Bank | 2023 |  | 136.8 | [7 empty] | 19.9245 | 19.9245 | 19.9245 | 19.9245 | 19.9245 | 19.9245 | 19.9245 | 19.9245 | 19.9245 | 19.9245 | 19.9245 | 19.9245 | 19.9245 | 19.9245 | 19.9245 | 19.9245 | 19.9245 | 19.9245 | 19.9245 | 19.9245 | 19.9245 | 19.9245 | 19.9245 | 19.9245 | 19.9245 | 19.9245 | 19.9245 | 19.9245 | 19.9245 | 19.9245 | 19.9245 | 19.9245 | 19.9245 | 19.9245 | 19.9245 | [7 empty] | 35 |  | 210.8017 | 15.7252 | 15.7252 | 0 | 0 | 0
Deferral to 2023 |  |  | 136.8 | [7 empty] | 19.9245 | 19.9245 | 19.9245 | 19.9245 | 19.9245 | 19.9245 | 19.9245 | 19.9245 | 19.9245 | 19.9245 | 19.9245 | 19.9245 | 19.9245 | 19.9245 | 19.9245 | 19.9245 | 19.9245 | 19.9245 | 19.9245 | 19.9245 | 19.9245 | 19.9245 | 19.9245 | 19.9245 | 19.9245 | 19.9245 | 19.9245 | 19.9245 | 19.9245 | 19.9245 | 19.9245 | 19.9245 | 19.9245 | 19.9245 | 19.9245 | [7 empty] | 35 |  | 210.8017 | 15.7252 | 15.7252 | 0 | 0 | 0 | =Area II Portion
Riverhead Canal 2nd Line and Bank | 2024 |  | 136.8 | [8 empty] | 20.5222 | 20.5222 | 20.5222 | 20.5222 | 20.5222 | 20.5222 | 20.5222 | 20.5222 | 20.5222 | 20.5222 | 20.5222 | 20.5222 | 20.5222 | 20.5222 | 20.5222 | 20.5222 | 20.5222 | 20.5222 | 20.5222 | 20.5222 | 20.5222 | 20.5222 | 20.5222 | 20.5222 | 20.5222 | 20.5222 | 20.5222 | 20.5222 | 20.5222 | 20.5222 | 20.5222 | 20.5222 | 20.5222 | 20.5222 | 20.5222 | [6 empty] | 35 |  | 205.8064 | 20.7205 | 20.7205 | 0 | 0 | 0
Deferral to 2024 |  |  | 136.8 | [8 empty] | 20.5222 | 20.5222 | 20.5222 | 20.5222 | 20.5222 | 20.5222 | 20.5222 | 20.5222 | 20.5222 | 20.5222 | 20.5222 | 20.5222 | 20.5222 | 20.5222 | 20.5222 | 20.5222 | 20.5222 | 20.5222 | 20.5222 | 20.5222 | 20.5222 | 20.5222 | 20.5222 | 20.5222 | 20.5222 | 20.5222 | 20.5222 | 20.5222 | 20.5222 | 20.5222 | 20.5222 | 20.5222 | 20.5222 | 20.5222 | 20.5222 | [6 empty] | 35 |  | 205.8064 | 20.7205 | 20.7205 | 0 | 0 | 0 | =Area II Portion
Riverhead Canal 2nd Line and Bank | 2025 |  | 136.8 | [9 empty] | 21.1379 | 21.1379 | 21.1379 | 21.1379 | 21.1379 | 21.1379 | 21.1379 | 21.1379 | 21.1379 | 21.1379 | 21.1379 | 21.1379 | 21.1379 | 21.1379 | 21.1379 | 21.1379 | 21.1379 | 21.1379 | 21.1379 | 21.1379 | 21.1379 | 21.1379 | 21.1379 | 21.1379 | 21.1379 | 21.1379 | 21.1379 | 21.1379 | 21.1379 | 21.1379 | 21.1379 | 21.1379 | 21.1379 | 21.1379 | 21.1379 | [5 empty] | 35 |  | 200.9294 | 25.5974 | 25.5974 | 0 | 0 | 0
Deferral to 2025 |  |  | 136.8 | [9 empty] | 21.1379 | 21.1379 | 21.1379 | 21.1379 | 21.1379 | 21.1379 | 21.1379 | 21.1379 | 21.1379 | 21.1379 | 21.1379 | 21.1379 | 21.1379 | 21.1379 | 21.1379 | 21.1379 | 21.1379 | 21.1379 | 21.1379 | 21.1379 | 21.1379 | 21.1379 | 21.1379 | 21.1379 | 21.1379 | 21.1379 | 21.1379 | 21.1379 | 21.1379 | 21.1379 | 21.1379 | 21.1379 | 21.1379 | 21.1379 | 21.1379 | [5 empty] | 35 |  | 200.9294 | 25.5974 | 25.5974 | 0 | 0 | 0 | =Area II Portion
Riverhead Canal 2nd Line and Bank | 2026 |  | 136.8 | [10 empty] | 21.772 | 21.772 | 21.772 | 21.772 | 21.772 | 21.772 | 21.772 | 21.772 | 21.772 | 21.772 | 21.772 | 21.772 | 21.772 | 21.772 | 21.772 | 21.772 | 21.772 | 21.772 | 21.772 | 21.772 | 21.772 | 21.772 | 21.772 | 21.772 | 21.772 | 21.772 | 21.772 | 21.772 | 21.772 | 21.772 | 21.772 | 21.772 | 21.772 | 21.772 | 21.772 |  |  |  |  | 35 |  | 196.1681 | 30.3588 | 30.3588 | 0 | 0 | 0
Deferral to 2026 |  |  | 136.8 | [10 empty] | 21.772 | 21.772 | 21.772 | 21.772 | 21.772 | 21.772 | 21.772 | 21.772 | 21.772 | 21.772 | 21.772 | 21.772 | 21.772 | 21.772 | 21.772 | 21.772 | 21.772 | 21.772 | 21.772 | 21.772 | 21.772 | 21.772 | 21.772 | 21.772 | 21.772 | 21.772 | 21.772 | 21.772 | 21.772 | 21.772 | 21.772 | 21.772 | 21.772 | 21.772 | 21.772 |  |  |  |  | 35 |  | 196.1681 | 30.3588 | 30.3588 | 0 | 0 | 0 | =Area II Portion
Riverhead Canal 2nd Line and Bank | 2027 |  | 136.8 | [11 empty] | 22.4252 | 22.4252 | 22.4252 | 22.4252 | 22.4252 | 22.4252 | 22.4252 | 22.4252 | 22.4252 | 22.4252 | 22.4252 | 22.4252 | 22.4252 | 22.4252 | 22.4252 | 22.4252 | 22.4252 | 22.4252 | 22.4252 | 22.4252 | 22.4252 | 22.4252 | 22.4252 | 22.4252 | 22.4252 | 22.4252 | 22.4252 | 22.4252 | 22.4252 | 22.4252 | 22.4252 | 22.4252 | 22.4252 | 22.4252 | 22.4252 |  |  |  | 35 |  | 191.5195 | 35.0073 | 35.0073 | 0 | 0 | 0
Deferral to 2027 |  |  | 136.8 | [11 empty] | 22.4252 | 22.4252 | 22.4252 | 22.4252 | 22.4252 | 22.4252 | 22.4252 | 22.4252 | 22.4252 | 22.4252 | 22.4252 | 22.4252 | 22.4252 | 22.4252 | 22.4252 | 22.4252 | 22.4252 | 22.4252 | 22.4252 | 22.4252 | 22.4252 | 22.4252 | 22.4252 | 22.4252 | 22.4252 | 22.4252 | 22.4252 | 22.4252 | 22.4252 | 22.4252 | 22.4252 | 22.4252 | 22.4252 | 22.4252 | 22.4252 |  |  |  | 35 |  | 191.5195 | 35.0073 | 35.0073 | 0 | 0 | 0 | =Area II Portion
Riverhead Canal 2nd Line and Bank | 2028 |  | 136.8 | [12 empty] | 23.0979 | 23.0979 | 23.0979 | 23.0979 | 23.0979 | 23.0979 | 23.0979 | 23.0979 | 23.0979 | 23.0979 | 23.0979 | 23.0979 | 23.0979 | 23.0979 | 23.0979 | 23.0979 | 23.0979 | 23.0979 | 23.0979 | 23.0979 | 23.0979 | 23.0979 | 23.0979 | 23.0979 | 23.0979 | 23.0979 | 23.0979 | 23.0979 | 23.0979 | 23.0979 | 23.0979 | 23.0979 | 23.0979 | 23.0979 | 23.0979 |  |  | 35 |  | 186.9812 | 39.5457 | 39.5457 | 0 | 0 | 0
Deferral to 2028 |  |  | 136.8 | [12 empty] | 23.0979 | 23.0979 | 23.0979 | 23.0979 | 23.0979 | 23.0979 | 23.0979 | 23.0979 | 23.0979 | 23.0979 | 23.0979 | 23.0979 | 23.0979 | 23.0979 | 23.0979 | 23.0979 | 23.0979 | 23.0979 | 23.0979 | 23.0979 | 23.0979 | 23.0979 | 23.0979 | 23.0979 | 23.0979 | 23.0979 | 23.0979 | 23.0979 | 23.0979 | 23.0979 | 23.0979 | 23.0979 | 23.0979 | 23.0979 | 23.0979 |  |  | 35 |  | 186.9812 | 39.5457 | 39.5457 | 0 | 0 | 0 | =Area II Portion
Riverhead Canal 2nd Line and Bank | 2029 |  | 136.8 | [13 empty] | 23.7909 | 23.7909 | 23.7909 | 23.7909 | 23.7909 | 23.7909 | 23.7909 | 23.7909 | 23.7909 | 23.7909 | 23.7909 | 23.7909 | 23.7909 | 23.7909 | 23.7909 | 23.7909 | 23.7909 | 23.7909 | 23.7909 | 23.7909 | 23.7909 | 23.7909 | 23.7909 | 23.7909 | 23.7909 | 23.7909 | 23.7909 | 23.7909 | 23.7909 | 23.7909 | 23.7909 | 23.7909 | 23.7909 | 23.7909 | 23.7909 |  | 35 |  | 182.5503 | 43.9765 | 43.9765 | 0 | 0 | 0
Deferral to 2029 |  |  | 136.8 | [13 empty] | 23.7909 | 23.7909 | 23.7909 | 23.7909 | 23.7909 | 23.7909 | 23.7909 | 23.7909 | 23.7909 | 23.7909 | 23.7909 | 23.7909 | 23.7909 | 23.7909 | 23.7909 | 23.7909 | 23.7909 | 23.7909 | 23.7909 | 23.7909 | 23.7909 | 23.7909 | 23.7909 | 23.7909 | 23.7909 | 23.7909 | 23.7909 | 23.7909 | 23.7909 | 23.7909 | 23.7909 | 23.7909 | 23.7909 | 23.7909 | 23.7909 |  | 35 |  | 182.5503 | 43.9765 | 43.9765 | 0 | 0 | 0 | =Area II Portion
Riverhead Canal 2nd Line and Bank | 2030 |  | 136.8 | [14 empty] | 24.5046 | 24.5046 | 24.5046 | 24.5046 | 24.5046 | 24.5046 | 24.5046 | 24.5046 | 24.5046 | 24.5046 | 24.5046 | 24.5046 | 24.5046 | 24.5046 | 24.5046 | 24.5046 | 24.5046 | 24.5046 | 24.5046 | 24.5046 | 24.5046 | 24.5046 | 24.5046 | 24.5046 | 24.5046 | 24.5046 | 24.5046 | 24.5046 | 24.5046 | 24.5046 | 24.5046 | 24.5046 | 24.5046 | 24.5046 | 24.5046 | 35 |  | 178.2245 | 48.3024 | 48.3024 | 0 | 0 | 0
Deferral to 2030 |  |  | 136.8 | [14 empty] | 24.5046 | 24.5046 | 24.5046 | 24.5046 | 24.5046 | 24.5046 | 24.5046 | 24.5046 | 24.5046 | 24.5046 | 24.5046 | 24.5046 | 24.5046 | 24.5046 | 24.5046 | 24.5046 | 24.5046 | 24.5046 | 24.5046 | 24.5046 | 24.5046 | 24.5046 | 24.5046 | 24.5046 | 24.5046 | 24.5046 | 24.5046 | 24.5046 | 24.5046 | 24.5046 | 24.5046 | 24.5046 | 24.5046 | 24.5046 | 24.5046 | 35 |  | 178.2245 | 48.3024 | 48.3024 | 0 | 0 | 0 | =Area II Portion
[60 empty] | 0 | =Area II+III Portions
Annual Avoided Costs for Deferral to 2022:
Riverhead Canal 2nd Line and Bank | 2022 |  |  | 0 | 0 | 0 | 0 | 18.2337 | 18.2337 | -1.1104 | -1.1104 | -1.1104 | -1.1104 | -1.1104 | -1.1104 | -1.1104 | -1.1104 | -1.1104 | -1.1104 | -1.1104 | -1.1104 | -1.1104 | -1.1104 | -1.1104 | -1.1104 | -1.1104 | -1.1104 | -1.1104 | -1.1104 | -1.1104 | -1.1104 | -1.1104 | -1.1104 | -1.1104 | -1.1104 | -1.1104 | -1.1104 | -1.1104 | -1.1104 | -1.1104 | -1.1104 | -1.1104 | -19.3442 | -19.3442 | [8 empty] | 35 |  |  | 10.6087
Annual Avoided Costs for Deferral to 2023:
Riverhead Canal 2nd Line and Bank | 2023 |  |  | 0 | 0 | 0 | 0 | 18.2337 | 18.2337 | 18.2337 | -1.6908 | -1.6908 | -1.6908 | -1.6908 | -1.6908 | -1.6908 | -1.6908 | -1.6908 | -1.6908 | -1.6908 | -1.6908 | -1.6908 | -1.6908 | -1.6908 | -1.6908 | -1.6908 | -1.6908 | -1.6908 | -1.6908 | -1.6908 | -1.6908 | -1.6908 | -1.6908 | -1.6908 | -1.6908 | -1.6908 | -1.6908 | -1.6908 | -1.6908 | -1.6908 | -1.6908 | -1.6908 | -19.9245 | -19.9245 | -19.9245 | [7 empty] | 35 |  |  | 15.7252
Annual Avoided Costs for Deferral to 2024:
Riverhead Canal 2nd Line and Bank | 2024 |  |  | 0 | 0 | 0 | 0 | 18.2337 | 18.2337 | 18.2337 | 18.2337 | -2.2885 | -2.2885 | -2.2885 | -2.2885 | -2.2885 | -2.2885 | -2.2885 | -2.2885 | -2.2885 | -2.2885 | -2.2885 | -2.2885 | -2.2885 | -2.2885 | -2.2885 | -2.2885 | -2.2885 | -2.2885 | -2.2885 | -2.2885 | -2.2885 | -2.2885 | -2.2885 | -2.2885 | -2.2885 | -2.2885 | -2.2885 | -2.2885 | -2.2885 | -2.2885 | -2.2885 | -20.5222 | -20.5222 | -20.5222 | -20.5222 | [6 empty] | 35 |  |  | 20.7205
Annual Avoided Costs for Deferral to 2025:
Riverhead Canal 2nd Line and Bank | 2025 |  |  | 0 | 0 | 0 | 0 | 18.2337 | 18.2337 | 18.2337 | 18.2337 | 18.2337 | -2.9042 | -2.9042 | -2.9042 | -2.9042 | -2.9042 | -2.9042 | -2.9042 | -2.9042 | -2.9042 | -2.9042 | -2.9042 | -2.9042 | -2.9042 | -2.9042 | -2.9042 | -2.9042 | -2.9042 | -2.9042 | -2.9042 | -2.9042 | -2.9042 | -2.9042 | -2.9042 | -2.9042 | -2.9042 | -2.9042 | -2.9042 | -2.9042 | -2.9042 | -2.9042 | -21.1379 | -21.1379 | -21.1379 | -21.1379 | -21.1379 | [5 empty] | 35 |  |  | 25.5974
Annual Avoided Costs for Deferral to 2026:
Riverhead Canal 2nd Line and Bank | 2026 |  |  | 0 | 0 | 0 | 0 | 18.2337 | 18.2337 | 18.2337 | 18.2337 | 18.2337 | 18.2337 | -3.5383 | -3.5383 | -3.5383 | -3.5383 | -3.5383 | -3.5383 | -3.5383 | -3.5383 | -3.5383 | -3.5383 | -3.5383 | -3.5383 | -3.5383 | -3.5383 | -3.5383 | -3.5383 | -3.5383 | -3.5383 | -3.5383 | -3.5383 | -3.5383 | -3.5383 | -3.5383 | -3.5383 | -3.5383 | -3.5383 | -3.5383 | -3.5383 | -3.5383 | -21.772 | -21.772 | -21.772 | -21.772 | -21.772 | -21.772 |  |  |  |  | 35 |  |  | 30.3588
Annual Avoided Costs for Deferral to 2027:
Riverhead Canal 2nd Line and Bank | 2027 |  |  | 0 | 0 | 0 | 0 | 18.2337 | 18.2337 | 18.2337 | 18.2337 | 18.2337 | 18.2337 | 18.2337 | -4.1915 | -4.1915 | -4.1915 | -4.1915 | -4.1915 | -4.1915 | -4.1915 | -4.1915 | -4.1915 | -4.1915 | -4.1915 | -4.1915 | -4.1915 | -4.1915 | -4.1915 | -4.1915 | -4.1915 | -4.1915 | -4.1915 | -4.1915 | -4.1915 | -4.1915 | -4.1915 | -4.1915 | -4.1915 | -4.1915 | -4.1915 | -4.1915 | -22.4252 | -22.4252 | -22.4252 | -22.4252 | -22.4252 | -22.4252 | -22.4252 |  |  |  | 35 |  |  | 35.0073
Annual Avoided Costs for Deferral to 2028:
Riverhead Canal 2nd Line and Bank | 2028 |  |  | 0 | 0 | 0 | 0 | 18.2337 | 18.2337 | 18.2337 | 18.2337 | 18.2337 | 18.2337 | 18.2337 | 18.2337 | -4.8642 | -4.8642 | -4.8642 | -4.8642 | -4.8642 | -4.8642 | -4.8642 | -4.8642 | -4.8642 | -4.8642 | -4.8642 | -4.8642 | -4.8642 | -4.8642 | -4.8642 | -4.8642 | -4.8642 | -4.8642 | -4.8642 | -4.8642 | -4.8642 | -4.8642 | -4.8642 | -4.8642 | -4.8642 | -4.8642 | -4.8642 | -23.0979 | -23.0979 | -23.0979 | -23.0979 | -23.0979 | -23.0979 | -23.0979 | -23.0979 |  |  | 35 |  |  | 39.5457
Annual Avoided Costs for Deferral to 2029:
Riverhead Canal 2nd Line and Bank | 2029 |  |  | 0 | 0 | 0 | 0 | 18.2337 | 18.2337 | 18.2337 | 18.2337 | 18.2337 | 18.2337 | 18.2337 | 18.2337 | 18.2337 | -5.5571 | -5.5571 | -5.5571 | -5.5571 | -5.5571 | -5.5571 | -5.5571 | -5.5571 | -5.5571 | -5.5571 | -5.5571 | -5.5571 | -5.5571 | -5.5571 | -5.5571 | -5.5571 | -5.5571 | -5.5571 | -5.5571 | -5.5571 | -5.5571 | -5.5571 | -5.5571 | -5.5571 | -5.5571 | -5.5571 | -23.7909 | -23.7909 | -23.7909 | -23.7909 | -23.7909 | -23.7909 | -23.7909 | -23.7909 | -23.7909 |  | 35 |  |  | 43.9765
Annual Avoided Costs for Deferral to 2030:
Riverhead Canal 2nd Line and Bank | 2030 |  |  | 0 | 0 | 0 | 0 | 18.2337 | 18.2337 | 18.2337 | 18.2337 | 18.2337 | 18.2337 | 18.2337 | 18.2337 | 18.2337 | 18.2337 | -6.2709 | -6.2709 | -6.2709 | -6.2709 | -6.2709 | -6.2709 | -6.2709 | -6.2709 | -6.2709 | -6.2709 | -6.2709 | -6.2709 | -6.2709 | -6.2709 | -6.2709 | -6.2709 | -6.2709 | -6.2709 | -6.2709 | -6.2709 | -6.2709 | -6.2709 | -6.2709 | -6.2709 | -6.2709 | -24.5046 | -24.5046 | -24.5046 | -24.5046 | -24.5046 | -24.5046 | -24.5046 | -24.5046 | -24.5046 | -24.5046 | 35 |  |  | 48.3024
0
Area III Projects: | [52 empty] | 0 | 4.54
New Canal - Southampton Cable | 2017 |  | 37.6 | 0 | 4.5863 | 4.5863 | 4.5863 | 4.5863 | 4.5863 | 4.5863 | 4.5863 | 4.5863 | 4.5863 | 4.5863 | 4.5863 | 4.5863 | 4.5863 | 4.5863 | 4.5863 | 4.5863 | 4.5863 | 4.5863 | 4.5863 | 4.5863 | 4.5863 | 4.5863 | 4.5863 | 4.5863 | 4.5863 | 4.5863 | 4.5863 | 4.5863 | 4.5863 | 4.5863 | 4.5863 | 4.5863 | 4.5863 | 4.5863 | 4.5863 | [13 empty] | 35 |  | 66.9063
Upgrade Wildwood - Riverhead to 138 kV | 2017 |  | 7.7 | 0 | 0.93922 | 0.93922 | 0.93922 | 0.93922 | 0.93922 | 0.93922 | 0.93922 | 0.93922 | 0.93922 | 0.93922 | 0.93922 | 0.93922 | 0.93922 | 0.93922 | 0.93922 | 0.93922 | 0.93922 | 0.93922 | 0.93922 | 0.93922 | 0.93922 | 0.93922 | 0.93922 | 0.93922 | 0.93922 | 0.93922 | 0.93922 | 0.93922 | 0.93922 | 0.93922 | 0.93922 | 0.93922 | 0.93922 | 0.93922 | 0.93922 | [13 empty] | 35 |  | 13.7016
Bridgehampton - Buell New 69 kV UG Cable | 2017 |  | 33.2 | 0 | 4.0496 | 4.0496 | 4.0496 | 4.0496 | 4.0496 | 4.0496 | 4.0496 | 4.0496 | 4.0496 | 4.0496 | 4.0496 | 4.0496 | 4.0496 | 4.0496 | 4.0496 | 4.0496 | 4.0496 | 4.0496 | 4.0496 | 4.0496 | 4.0496 | 4.0496 | 4.0496 | 4.0496 | 4.0496 | 4.0496 | 4.0496 | 4.0496 | 4.0496 | 4.0496 | 4.0496 | 4.0496 | 4.0496 | 4.0496 | 4.0496 | [13 empty] | 35 |  | 59.0769
Canal - Wainscott New 138 kV UG Cable | 2022 |  | 275.5 | 0 | 0 | 0 | 0 | 0 | 0 | 38.957 | 38.957 | 38.957 | 38.957 | 38.957 | 38.957 | 38.957 | 38.957 | 38.957 | 38.957 | 38.957 | 38.957 | 38.957 | 38.957 | 38.957 | 38.957 | 38.957 | 38.957 | 38.957 | 38.957 | 38.957 | 38.957 | 38.957 | 38.957 | 38.957 | 38.957 | 38.957 | 38.957 | 38.957 | 38.957 | 38.957 | 38.957 | 38.957 | 38.957 | 38.957 | [8 empty] | 35 |  | 434.8353
No Deferral |  |  | 354 |  | 9.5752 | 9.5752 | 9.5752 | 9.5752 | 9.5752 | 48.5322 | 48.5322 | 48.5322 | 48.5322 | 48.5322 | 48.5322 | 48.5322 | 48.5322 | 48.5322 | 48.5322 | 48.5322 | 48.5322 | 48.5322 | 48.5322 | 48.5322 | 48.5322 | 48.5322 | 48.5322 | 48.5322 | 48.5322 | 48.5322 | 48.5322 | 48.5322 | 48.5322 | 48.5322 | 48.5322 | 48.5322 | 48.5322 | 48.5322 | 48.5322 | 38.957 | 38.957 | 38.957 | 38.957 | 38.957 | [10 empty] | 574.52
New Canal - Southampton Cable | 2022 |  | 37.6 | [6 empty] | 5.3168 | 5.3168 | 5.3168 | 5.3168 | 5.3168 | 5.3168 | 5.3168 | 5.3168 | 5.3168 | 5.3168 | 5.3168 | 5.3168 | 5.3168 | 5.3168 | 5.3168 | 5.3168 | 5.3168 | 5.3168 | 5.3168 | 5.3168 | 5.3168 | 5.3168 | 5.3168 | 5.3168 | 5.3168 | 5.3168 | 5.3168 | 5.3168 | 5.3168 | 5.3168 | 5.3168 | 5.3168 | 5.3168 | 5.3168 | 5.3168 | [8 empty] | 35 |  | 59.3459 | 7.5604 | 0 | 0 | 0 | 0
Upgrade Wildwood - Riverhead to 138 kV | 2022 |  | 7.7 | [6 empty] | 1.0888 | 1.0888 | 1.0888 | 1.0888 | 1.0888 | 1.0888 | 1.0888 | 1.0888 | 1.0888 | 1.0888 | 1.0888 | 1.0888 | 1.0888 | 1.0888 | 1.0888 | 1.0888 | 1.0888 | 1.0888 | 1.0888 | 1.0888 | 1.0888 | 1.0888 | 1.0888 | 1.0888 | 1.0888 | 1.0888 | 1.0888 | 1.0888 | 1.0888 | 1.0888 | 1.0888 | 1.0888 | 1.0888 | 1.0888 | 1.0888 | [8 empty] | 35 |  | 12.1533 | 1.5483 | 0 | 0 | 0 | 0
Bridgehampton - Buell New 69 kV UG Cable | 2022 |  | 33.2 | [6 empty] | 4.6946 | 4.6946 | 4.6946 | 4.6946 | 4.6946 | 4.6946 | 4.6946 | 4.6946 | 4.6946 | 4.6946 | 4.6946 | 4.6946 | 4.6946 | 4.6946 | 4.6946 | 4.6946 | 4.6946 | 4.6946 | 4.6946 | 4.6946 | 4.6946 | 4.6946 | 4.6946 | 4.6946 | 4.6946 | 4.6946 | 4.6946 | 4.6946 | 4.6946 | 4.6946 | 4.6946 | 4.6946 | 4.6946 | 4.6946 | 4.6946 | [8 empty] | 35 |  | 52.4012 | 6.6757 | 0 | 0 | 0 | 0
Canal - Wainscott New 138 kV UG Cable | 2022 |  | 275.5 | [6 empty] | 38.957 | 38.957 | 38.957 | 38.957 | 38.957 | 38.957 | 38.957 | 38.957 | 38.957 | 38.957 | 38.957 | 38.957 | 38.957 | 38.957 | 38.957 | 38.957 | 38.957 | 38.957 | 38.957 | 38.957 | 38.957 | 38.957 | 38.957 | 38.957 | 38.957 | 38.957 | 38.957 | 38.957 | 38.957 | 38.957 | 38.957 | 38.957 | 38.957 | 38.957 | 38.957 | [8 empty] | 35 |  | 434.8353 | 0 | 0 | 0 | 0 | 0
Deferral to 2022 |  |  | 354 | [6 empty] | 50.0572 | 50.0572 | 50.0572 | 50.0572 | 50.0572 | 50.0572 | 50.0572 | 50.0572 | 50.0572 | 50.0572 | 50.0572 | 50.0572 | 50.0572 | 50.0572 | 50.0572 | 50.0572 | 50.0572 | 50.0572 | 50.0572 | 50.0572 | 50.0572 | 50.0572 | 50.0572 | 50.0572 | 50.0572 | 50.0572 | 50.0572 | 50.0572 | 50.0572 | 50.0572 | 50.0572 | 50.0572 | 50.0572 | 50.0572 | 50.0572 | [8 empty] | 35 |  | 558.7357 | 15.7843 | 0 | 0 | 0 | 0 | =Area III Portion
New Canal - Southampton Cable | 2023 |  | 37.6 | [7 empty] | 5.4763 | 5.4763 | 5.4763 | 5.4763 | 5.4763 | 5.4763 | 5.4763 | 5.4763 | 5.4763 | 5.4763 | 5.4763 | 5.4763 | 5.4763 | 5.4763 | 5.4763 | 5.4763 | 5.4763 | 5.4763 | 5.4763 | 5.4763 | 5.4763 | 5.4763 | 5.4763 | 5.4763 | 5.4763 | 5.4763 | 5.4763 | 5.4763 | 5.4763 | 5.4763 | 5.4763 | 5.4763 | 5.4763 | 5.4763 | 5.4763 | [7 empty] | 35 |  | 57.9396 | 8.9667 | 8.9667 | 0 | 0 | 0
Upgrade Wildwood - Riverhead to 138 kV | 2023 |  | 7.7 | [7 empty] | 1.1215 | 1.1215 | 1.1215 | 1.1215 | 1.1215 | 1.1215 | 1.1215 | 1.1215 | 1.1215 | 1.1215 | 1.1215 | 1.1215 | 1.1215 | 1.1215 | 1.1215 | 1.1215 | 1.1215 | 1.1215 | 1.1215 | 1.1215 | 1.1215 | 1.1215 | 1.1215 | 1.1215 | 1.1215 | 1.1215 | 1.1215 | 1.1215 | 1.1215 | 1.1215 | 1.1215 | 1.1215 | 1.1215 | 1.1215 | 1.1215 | [7 empty] | 35 |  | 11.8653 | 1.8363 | 1.8363 | 0 | 0 | 0
Bridgehampton - Buell New 69 kV UG Cable | 2023 |  | 33.2 | [7 empty] | 4.8355 | 4.8355 | 4.8355 | 4.8355 | 4.8355 | 4.8355 | 4.8355 | 4.8355 | 4.8355 | 4.8355 | 4.8355 | 4.8355 | 4.8355 | 4.8355 | 4.8355 | 4.8355 | 4.8355 | 4.8355 | 4.8355 | 4.8355 | 4.8355 | 4.8355 | 4.8355 | 4.8355 | 4.8355 | 4.8355 | 4.8355 | 4.8355 | 4.8355 | 4.8355 | 4.8355 | 4.8355 | 4.8355 | 4.8355 | 4.8355 | [7 empty] | 35 |  | 51.1595 | 7.9174 | 7.9174 | 0 | 0 | 0
Canal - Wainscott New 138 kV UG Cable | 2023 |  | 275.5 | [7 empty] | 40.1257 | 40.1257 | 40.1257 | 40.1257 | 40.1257 | 40.1257 | 40.1257 | 40.1257 | 40.1257 | 40.1257 | 40.1257 | 40.1257 | 40.1257 | 40.1257 | 40.1257 | 40.1257 | 40.1257 | 40.1257 | 40.1257 | 40.1257 | 40.1257 | 40.1257 | 40.1257 | 40.1257 | 40.1257 | 40.1257 | 40.1257 | 40.1257 | 40.1257 | 40.1257 | 40.1257 | 40.1257 | 40.1257 | 40.1257 | 40.1257 | [7 empty] | 35 |  | 424.5311 | 10.3042 | 10.3042 | 0 | 0 | 0
Deferral to 2023 |  |  | 354 | [7 empty] | 51.559 | 51.559 | 51.559 | 51.559 | 51.559 | 51.559 | 51.559 | 51.559 | 51.559 | 51.559 | 51.559 | 51.559 | 51.559 | 51.559 | 51.559 | 51.559 | 51.559 | 51.559 | 51.559 | 51.559 | 51.559 | 51.559 | 51.559 | 51.559 | 51.559 | 51.559 | 51.559 | 51.559 | 51.559 | 51.559 | 51.559 | 51.559 | 51.559 | 51.559 | 51.559 | [7 empty] | 35 |  | 545.4955 | 29.0245 | 29.0245 | 0 | 0 | 0 | =Area III Portion
New Canal - Southampton Cable | 2024 |  | 37.6 | [8 empty] | 5.6406 | 5.6406 | 5.6406 | 5.6406 | 5.6406 | 5.6406 | 5.6406 | 5.6406 | 5.6406 | 5.6406 | 5.6406 | 5.6406 | 5.6406 | 5.6406 | 5.6406 | 5.6406 | 5.6406 | 5.6406 | 5.6406 | 5.6406 | 5.6406 | 5.6406 | 5.6406 | 5.6406 | 5.6406 | 5.6406 | 5.6406 | 5.6406 | 5.6406 | 5.6406 | 5.6406 | 5.6406 | 5.6406 | 5.6406 | 5.6406 | [6 empty] | 35 |  | 56.5667 | 10.3397 | 10.3397 | 0 | 0 | 0
Upgrade Wildwood - Riverhead to 138 kV | 2024 |  | 7.7 | [8 empty] | 1.1551 | 1.1551 | 1.1551 | 1.1551 | 1.1551 | 1.1551 | 1.1551 | 1.1551 | 1.1551 | 1.1551 | 1.1551 | 1.1551 | 1.1551 | 1.1551 | 1.1551 | 1.1551 | 1.1551 | 1.1551 | 1.1551 | 1.1551 | 1.1551 | 1.1551 | 1.1551 | 1.1551 | 1.1551 | 1.1551 | 1.1551 | 1.1551 | 1.1551 | 1.1551 | 1.1551 | 1.1551 | 1.1551 | 1.1551 | 1.1551 | [6 empty] | 35 |  | 11.5841 | 2.1174 | 2.1174 | 0 | 0 | 0
Bridgehampton - Buell New 69 kV UG Cable | 2024 |  | 33.2 | [8 empty] | 4.9805 | 4.9805 | 4.9805 | 4.9805 | 4.9805 | 4.9805 | 4.9805 | 4.9805 | 4.9805 | 4.9805 | 4.9805 | 4.9805 | 4.9805 | 4.9805 | 4.9805 | 4.9805 | 4.9805 | 4.9805 | 4.9805 | 4.9805 | 4.9805 | 4.9805 | 4.9805 | 4.9805 | 4.9805 | 4.9805 | 4.9805 | 4.9805 | 4.9805 | 4.9805 | 4.9805 | 4.9805 | 4.9805 | 4.9805 | 4.9805 | [6 empty] | 35 |  | 49.9472 | 9.1297 | 9.1297 | 0 | 0 | 0
Canal - Wainscott New 138 kV UG Cable | 2024 |  | 275.5 | [8 empty] | 41.3295 | 41.3295 | 41.3295 | 41.3295 | 41.3295 | 41.3295 | 41.3295 | 41.3295 | 41.3295 | 41.3295 | 41.3295 | 41.3295 | 41.3295 | 41.3295 | 41.3295 | 41.3295 | 41.3295 | 41.3295 | 41.3295 | 41.3295 | 41.3295 | 41.3295 | 41.3295 | 41.3295 | 41.3295 | 41.3295 | 41.3295 | 41.3295 | 41.3295 | 41.3295 | 41.3295 | 41.3295 | 41.3295 | 41.3295 | 41.3295 | [6 empty] | 35 |  | 414.4711 | 20.3641 | 20.3641 | 0 | 0 | 0
Deferral to 2024 |  |  | 354 | [8 empty] | 53.1057 | 53.1057 | 53.1057 | 53.1057 | 53.1057 | 53.1057 | 53.1057 | 53.1057 | 53.1057 | 53.1057 | 53.1057 | 53.1057 | 53.1057 | 53.1057 | 53.1057 | 53.1057 | 53.1057 | 53.1057 | 53.1057 | 53.1057 | 53.1057 | 53.1057 | 53.1057 | 53.1057 | 53.1057 | 53.1057 | 53.1057 | 53.1057 | 53.1057 | 53.1057 | 53.1057 | 53.1057 | 53.1057 | 53.1057 | 53.1057 | [6 empty] | 35 |  | 532.5691 | 41.9509 | 41.9509 | 0 | 0 | 0 | =Area III Portion
New Canal - Southampton Cable | 2025 |  | 37.6 | [9 empty] | 5.8098 | 5.8098 | 5.8098 | 5.8098 | 5.8098 | 5.8098 | 5.8098 | 5.8098 | 5.8098 | 5.8098 | 5.8098 | 5.8098 | 5.8098 | 5.8098 | 5.8098 | 5.8098 | 5.8098 | 5.8098 | 5.8098 | 5.8098 | 5.8098 | 5.8098 | 5.8098 | 5.8098 | 5.8098 | 5.8098 | 5.8098 | 5.8098 | 5.8098 | 5.8098 | 5.8098 | 5.8098 | 5.8098 | 5.8098 | 5.8098 | [5 empty] | 35 |  | 55.2262 | 11.6801 | 11.6801 | 0 | 0 | 0
Upgrade Wildwood - Riverhead to 138 kV | 2025 |  | 7.7 | [9 empty] | 1.1898 | 1.1898 | 1.1898 | 1.1898 | 1.1898 | 1.1898 | 1.1898 | 1.1898 | 1.1898 | 1.1898 | 1.1898 | 1.1898 | 1.1898 | 1.1898 | 1.1898 | 1.1898 | 1.1898 | 1.1898 | 1.1898 | 1.1898 | 1.1898 | 1.1898 | 1.1898 | 1.1898 | 1.1898 | 1.1898 | 1.1898 | 1.1898 | 1.1898 | 1.1898 | 1.1898 | 1.1898 | 1.1898 | 1.1898 | 1.1898 | [5 empty] | 35 |  | 11.3096 | 2.3919 | 2.3919 | 0 | 0 | 0
Bridgehampton - Buell New 69 kV UG Cable | 2025 |  | 33.2 | [9 empty] | 5.13 | 5.13 | 5.13 | 5.13 | 5.13 | 5.13 | 5.13 | 5.13 | 5.13 | 5.13 | 5.13 | 5.13 | 5.13 | 5.13 | 5.13 | 5.13 | 5.13 | 5.13 | 5.13 | 5.13 | 5.13 | 5.13 | 5.13 | 5.13 | 5.13 | 5.13 | 5.13 | 5.13 | 5.13 | 5.13 | 5.13 | 5.13 | 5.13 | 5.13 | 5.13 | [5 empty] | 35 |  | 48.7636 | 10.3133 | 10.3133 | 0 | 0 | 0
Canal - Wainscott New 138 kV UG Cable | 2025 |  | 275.5 | [9 empty] | 42.5693 | 42.5693 | 42.5693 | 42.5693 | 42.5693 | 42.5693 | 42.5693 | 42.5693 | 42.5693 | 42.5693 | 42.5693 | 42.5693 | 42.5693 | 42.5693 | 42.5693 | 42.5693 | 42.5693 | 42.5693 | 42.5693 | 42.5693 | 42.5693 | 42.5693 | 42.5693 | 42.5693 | 42.5693 | 42.5693 | 42.5693 | 42.5693 | 42.5693 | 42.5693 | 42.5693 | 42.5693 | 42.5693 | 42.5693 | 42.5693 | [5 empty] | 35 |  | 404.6495 | 30.1857 | 30.1857 | 0 | 0 | 0
Deferral to 2025 |  |  | 354 | [9 empty] | 54.6989 | 54.6989 | 54.6989 | 54.6989 | 54.6989 | 54.6989 | 54.6989 | 54.6989 | 54.6989 | 54.6989 | 54.6989 | 54.6989 | 54.6989 | 54.6989 | 54.6989 | 54.6989 | 54.6989 | 54.6989 | 54.6989 | 54.6989 | 54.6989 | 54.6989 | 54.6989 | 54.6989 | 54.6989 | 54.6989 | 54.6989 | 54.6989 | 54.6989 | 54.6989 | 54.6989 | 54.6989 | 54.6989 | 54.6989 | 54.6989 | [5 empty] | 35 |  | 519.949 | 54.5711 | 54.5711 | 0 | 0 | 0 | =Area III Portion
New Canal - Southampton Cable | 2026 |  | 37.6 | [10 empty] | 5.9841 | 5.9841 | 5.9841 | 5.9841 | 5.9841 | 5.9841 | 5.9841 | 5.9841 | 5.9841 | 5.9841 | 5.9841 | 5.9841 | 5.9841 | 5.9841 | 5.9841 | 5.9841 | 5.9841 | 5.9841 | 5.9841 | 5.9841 | 5.9841 | 5.9841 | 5.9841 | 5.9841 | 5.9841 | 5.9841 | 5.9841 | 5.9841 | 5.9841 | 5.9841 | 5.9841 | 5.9841 | 5.9841 | 5.9841 | 5.9841 |  |  |  |  | 35 |  | 53.9175 | 12.9888 | 12.9888 | 0 | 0 | 0
Upgrade Wildwood - Riverhead to 138 kV | 2026 |  | 7.7 | [10 empty] | 1.2255 | 1.2255 | 1.2255 | 1.2255 | 1.2255 | 1.2255 | 1.2255 | 1.2255 | 1.2255 | 1.2255 | 1.2255 | 1.2255 | 1.2255 | 1.2255 | 1.2255 | 1.2255 | 1.2255 | 1.2255 | 1.2255 | 1.2255 | 1.2255 | 1.2255 | 1.2255 | 1.2255 | 1.2255 | 1.2255 | 1.2255 | 1.2255 | 1.2255 | 1.2255 | 1.2255 | 1.2255 | 1.2255 | 1.2255 | 1.2255 |  |  |  |  | 35 |  | 11.0416 | 2.6599 | 2.6599 | 0 | 0 | 0
Bridgehampton - Buell New 69 kV UG Cable | 2026 |  | 33.2 | [10 empty] | 5.2839 | 5.2839 | 5.2839 | 5.2839 | 5.2839 | 5.2839 | 5.2839 | 5.2839 | 5.2839 | 5.2839 | 5.2839 | 5.2839 | 5.2839 | 5.2839 | 5.2839 | 5.2839 | 5.2839 | 5.2839 | 5.2839 | 5.2839 | 5.2839 | 5.2839 | 5.2839 | 5.2839 | 5.2839 | 5.2839 | 5.2839 | 5.2839 | 5.2839 | 5.2839 | 5.2839 | 5.2839 | 5.2839 | 5.2839 | 5.2839 |  |  |  |  | 35 |  | 47.608 | 11.4688 | 11.4688 | 0 | 0 | 0
Canal - Wainscott New 138 kV UG Cable | 2026 |  | 275.5 | [10 empty] | 43.8464 | 43.8464 | 43.8464 | 43.8464 | 43.8464 | 43.8464 | 43.8464 | 43.8464 | 43.8464 | 43.8464 | 43.8464 | 43.8464 | 43.8464 | 43.8464 | 43.8464 | 43.8464 | 43.8464 | 43.8464 | 43.8464 | 43.8464 | 43.8464 | 43.8464 | 43.8464 | 43.8464 | 43.8464 | 43.8464 | 43.8464 | 43.8464 | 43.8464 | 43.8464 | 43.8464 | 43.8464 | 43.8464 | 43.8464 | 43.8464 |  |  |  |  | 35 |  | 395.0607 | 39.7746 | 39.7746 | 0 | 0 | 0
Deferral to 2026 |  |  | 354 | [10 empty] | 56.3399 | 56.3399 | 56.3399 | 56.3399 | 56.3399 | 56.3399 | 56.3399 | 56.3399 | 56.3399 | 56.3399 | 56.3399 | 56.3399 | 56.3399 | 56.3399 | 56.3399 | 56.3399 | 56.3399 | 56.3399 | 56.3399 | 56.3399 | 56.3399 | 56.3399 | 56.3399 | 56.3399 | 56.3399 | 56.3399 | 56.3399 | 56.3399 | 56.3399 | 56.3399 | 56.3399 | 56.3399 | 56.3399 | 56.3399 | 56.3399 |  |  |  |  | 35 |  | 507.6279 | 66.8921 | 66.8921 | 0 | 0 | 0 | =Area III Portion
New Canal - Southampton Cable | 2027 |  | 37.6 | [11 empty] | 6.1636 | 6.1636 | 6.1636 | 6.1636 | 6.1636 | 6.1636 | 6.1636 | 6.1636 | 6.1636 | 6.1636 | 6.1636 | 6.1636 | 6.1636 | 6.1636 | 6.1636 | 6.1636 | 6.1636 | 6.1636 | 6.1636 | 6.1636 | 6.1636 | 6.1636 | 6.1636 | 6.1636 | 6.1636 | 6.1636 | 6.1636 | 6.1636 | 6.1636 | 6.1636 | 6.1636 | 6.1636 | 6.1636 | 6.1636 | 6.1636 |  |  |  | 35 |  | 52.6399 | 14.2665 | 14.2665 | 0 | 0 | 0
Upgrade Wildwood - Riverhead to 138 kV | 2027 |  | 7.7 | [11 empty] | 1.2622 | 1.2622 | 1.2622 | 1.2622 | 1.2622 | 1.2622 | 1.2622 | 1.2622 | 1.2622 | 1.2622 | 1.2622 | 1.2622 | 1.2622 | 1.2622 | 1.2622 | 1.2622 | 1.2622 | 1.2622 | 1.2622 | 1.2622 | 1.2622 | 1.2622 | 1.2622 | 1.2622 | 1.2622 | 1.2622 | 1.2622 | 1.2622 | 1.2622 | 1.2622 | 1.2622 | 1.2622 | 1.2622 | 1.2622 | 1.2622 |  |  |  | 35 |  | 10.78 | 2.9216 | 2.9216 | 0 | 0 | 0
Bridgehampton - Buell New 69 kV UG Cable | 2027 |  | 33.2 | [11 empty] | 5.4424 | 5.4424 | 5.4424 | 5.4424 | 5.4424 | 5.4424 | 5.4424 | 5.4424 | 5.4424 | 5.4424 | 5.4424 | 5.4424 | 5.4424 | 5.4424 | 5.4424 | 5.4424 | 5.4424 | 5.4424 | 5.4424 | 5.4424 | 5.4424 | 5.4424 | 5.4424 | 5.4424 | 5.4424 | 5.4424 | 5.4424 | 5.4424 | 5.4424 | 5.4424 | 5.4424 | 5.4424 | 5.4424 | 5.4424 | 5.4424 |  |  |  | 35 |  | 46.4799 | 12.597 | 12.597 | 0 | 0 | 0
Canal - Wainscott New 138 kV UG Cable | 2027 |  | 275.5 | [11 empty] | 45.1618 | 45.1618 | 45.1618 | 45.1618 | 45.1618 | 45.1618 | 45.1618 | 45.1618 | 45.1618 | 45.1618 | 45.1618 | 45.1618 | 45.1618 | 45.1618 | 45.1618 | 45.1618 | 45.1618 | 45.1618 | 45.1618 | 45.1618 | 45.1618 | 45.1618 | 45.1618 | 45.1618 | 45.1618 | 45.1618 | 45.1618 | 45.1618 | 45.1618 | 45.1618 | 45.1618 | 45.1618 | 45.1618 | 45.1618 | 45.1618 |  |  |  | 35 |  | 385.6991 | 49.1362 | 49.1362 | 0 | 0 | 0
Deferral to 2027 |  |  | 354 | [11 empty] | 58.0301 | 58.0301 | 58.0301 | 58.0301 | 58.0301 | 58.0301 | 58.0301 | 58.0301 | 58.0301 | 58.0301 | 58.0301 | 58.0301 | 58.0301 | 58.0301 | 58.0301 | 58.0301 | 58.0301 | 58.0301 | 58.0301 | 58.0301 | 58.0301 | 58.0301 | 58.0301 | 58.0301 | 58.0301 | 58.0301 | 58.0301 | 58.0301 | 58.0301 | 58.0301 | 58.0301 | 58.0301 | 58.0301 | 58.0301 | 58.0301 |  |  |  | 35 |  | 495.5988 | 78.9212 | 78.9212 | 0 | 0 | 0 | =Area III Portion
New Canal - Southampton Cable | 2028 |  | 37.6 | [12 empty] | 6.3486 | 6.3486 | 6.3486 | 6.3486 | 6.3486 | 6.3486 | 6.3486 | 6.3486 | 6.3486 | 6.3486 | 6.3486 | 6.3486 | 6.3486 | 6.3486 | 6.3486 | 6.3486 | 6.3486 | 6.3486 | 6.3486 | 6.3486 | 6.3486 | 6.3486 | 6.3486 | 6.3486 | 6.3486 | 6.3486 | 6.3486 | 6.3486 | 6.3486 | 6.3486 | 6.3486 | 6.3486 | 6.3486 | 6.3486 | 6.3486 |  |  | 35 |  | 51.3925 | 15.5138 | 15.5138 | 0 | 0 | 0
Upgrade Wildwood - Riverhead to 138 kV | 2028 |  | 7.7 | [12 empty] | 1.3001 | 1.3001 | 1.3001 | 1.3001 | 1.3001 | 1.3001 | 1.3001 | 1.3001 | 1.3001 | 1.3001 | 1.3001 | 1.3001 | 1.3001 | 1.3001 | 1.3001 | 1.3001 | 1.3001 | 1.3001 | 1.3001 | 1.3001 | 1.3001 | 1.3001 | 1.3001 | 1.3001 | 1.3001 | 1.3001 | 1.3001 | 1.3001 | 1.3001 | 1.3001 | 1.3001 | 1.3001 | 1.3001 | 1.3001 | 1.3001 |  |  | 35 |  | 10.5245 | 3.177 | 3.177 | 0 | 0 | 0
Bridgehampton - Buell New 69 kV UG Cable | 2028 |  | 33.2 | [12 empty] | 5.6056 | 5.6056 | 5.6056 | 5.6056 | 5.6056 | 5.6056 | 5.6056 | 5.6056 | 5.6056 | 5.6056 | 5.6056 | 5.6056 | 5.6056 | 5.6056 | 5.6056 | 5.6056 | 5.6056 | 5.6056 | 5.6056 | 5.6056 | 5.6056 | 5.6056 | 5.6056 | 5.6056 | 5.6056 | 5.6056 | 5.6056 | 5.6056 | 5.6056 | 5.6056 | 5.6056 | 5.6056 | 5.6056 | 5.6056 | 5.6056 |  |  | 35 |  | 45.3785 | 13.6984 | 13.6984 | 0 | 0 | 0
Canal - Wainscott New 138 kV UG Cable | 2028 |  | 275.5 | [12 empty] | 46.5167 | 46.5167 | 46.5167 | 46.5167 | 46.5167 | 46.5167 | 46.5167 | 46.5167 | 46.5167 | 46.5167 | 46.5167 | 46.5167 | 46.5167 | 46.5167 | 46.5167 | 46.5167 | 46.5167 | 46.5167 | 46.5167 | 46.5167 | 46.5167 | 46.5167 | 46.5167 | 46.5167 | 46.5167 | 46.5167 | 46.5167 | 46.5167 | 46.5167 | 46.5167 | 46.5167 | 46.5167 | 46.5167 | 46.5167 | 46.5167 |  |  | 35 |  | 376.5593 | 58.276 | 58.276 | 0 | 0 | 0
Deferral to 2028 |  |  | 354 | [12 empty] | 59.771 | 59.771 | 59.771 | 59.771 | 59.771 | 59.771 | 59.771 | 59.771 | 59.771 | 59.771 | 59.771 | 59.771 | 59.771 | 59.771 | 59.771 | 59.771 | 59.771 | 59.771 | 59.771 | 59.771 | 59.771 | 59.771 | 59.771 | 59.771 | 59.771 | 59.771 | 59.771 | 59.771 | 59.771 | 59.771 | 59.771 | 59.771 | 59.771 | 59.771 | 59.771 |  |  | 35 |  | 483.8548 | 90.6653 | 90.6653 | 0 | 0 | 0 | =Area III Portion
New Canal - Southampton Cable | 2029 |  | 37.6 | [13 empty] | 6.539 | 6.539 | 6.539 | 6.539 | 6.539 | 6.539 | 6.539 | 6.539 | 6.539 | 6.539 | 6.539 | 6.539 | 6.539 | 6.539 | 6.539 | 6.539 | 6.539 | 6.539 | 6.539 | 6.539 | 6.539 | 6.539 | 6.539 | 6.539 | 6.539 | 6.539 | 6.539 | 6.539 | 6.539 | 6.539 | 6.539 | 6.539 | 6.539 | 6.539 | 6.539 |  | 35 |  | 50.1747 | 16.7317 | 16.7317 | 0 | 0 | 0
Upgrade Wildwood - Riverhead to 138 kV | 2029 |  | 7.7 | [13 empty] | 1.3391 | 1.3391 | 1.3391 | 1.3391 | 1.3391 | 1.3391 | 1.3391 | 1.3391 | 1.3391 | 1.3391 | 1.3391 | 1.3391 | 1.3391 | 1.3391 | 1.3391 | 1.3391 | 1.3391 | 1.3391 | 1.3391 | 1.3391 | 1.3391 | 1.3391 | 1.3391 | 1.3391 | 1.3391 | 1.3391 | 1.3391 | 1.3391 | 1.3391 | 1.3391 | 1.3391 | 1.3391 | 1.3391 | 1.3391 | 1.3391 |  | 35 |  | 10.2751 | 3.4264 | 3.4264 | 0 | 0 | 0
Bridgehampton - Buell New 69 kV UG Cable | 2029 |  | 33.2 | [13 empty] | 5.7738 | 5.7738 | 5.7738 | 5.7738 | 5.7738 | 5.7738 | 5.7738 | 5.7738 | 5.7738 | 5.7738 | 5.7738 | 5.7738 | 5.7738 | 5.7738 | 5.7738 | 5.7738 | 5.7738 | 5.7738 | 5.7738 | 5.7738 | 5.7738 | 5.7738 | 5.7738 | 5.7738 | 5.7738 | 5.7738 | 5.7738 | 5.7738 | 5.7738 | 5.7738 | 5.7738 | 5.7738 | 5.7738 | 5.7738 | 5.7738 |  | 35 |  | 44.3031 | 14.7737 | 14.7737 | 0 | 0 | 0
Canal - Wainscott New 138 kV UG Cable | 2029 |  | 275.5 | [13 empty] | 47.9122 | 47.9122 | 47.9122 | 47.9122 | 47.9122 | 47.9122 | 47.9122 | 47.9122 | 47.9122 | 47.9122 | 47.9122 | 47.9122 | 47.9122 | 47.9122 | 47.9122 | 47.9122 | 47.9122 | 47.9122 | 47.9122 | 47.9122 | 47.9122 | 47.9122 | 47.9122 | 47.9122 | 47.9122 | 47.9122 | 47.9122 | 47.9122 | 47.9122 | 47.9122 | 47.9122 | 47.9122 | 47.9122 | 47.9122 | 47.9122 |  | 35 |  | 367.6361 | 67.1992 | 67.1992 | 0 | 0 | 0
Deferral to 2029 |  |  | 354 | [13 empty] | 61.5641 | 61.5641 | 61.5641 | 61.5641 | 61.5641 | 61.5641 | 61.5641 | 61.5641 | 61.5641 | 61.5641 | 61.5641 | 61.5641 | 61.5641 | 61.5641 | 61.5641 | 61.5641 | 61.5641 | 61.5641 | 61.5641 | 61.5641 | 61.5641 | 61.5641 | 61.5641 | 61.5641 | 61.5641 | 61.5641 | 61.5641 | 61.5641 | 61.5641 | 61.5641 | 61.5641 | 61.5641 | 61.5641 | 61.5641 | 61.5641 |  | 35 |  | 472.389 | 102.131 | 102.131 | 0 | 0 | 0 | =Area III Portion
New Canal - Southampton Cable | 2030 |  | 37.6 | [14 empty] | 6.7352 | 6.7352 | 6.7352 | 6.7352 | 6.7352 | 6.7352 | 6.7352 | 6.7352 | 6.7352 | 6.7352 | 6.7352 | 6.7352 | 6.7352 | 6.7352 | 6.7352 | 6.7352 | 6.7352 | 6.7352 | 6.7352 | 6.7352 | 6.7352 | 6.7352 | 6.7352 | 6.7352 | 6.7352 | 6.7352 | 6.7352 | 6.7352 | 6.7352 | 6.7352 | 6.7352 | 6.7352 | 6.7352 | 6.7352 | 6.7352 | 35 |  | 48.9857 | 17.9206 | 17.9206 | 0 | 0 | 0
Upgrade Wildwood - Riverhead to 138 kV | 2030 |  | 7.7 | [14 empty] | 1.3793 | 1.3793 | 1.3793 | 1.3793 | 1.3793 | 1.3793 | 1.3793 | 1.3793 | 1.3793 | 1.3793 | 1.3793 | 1.3793 | 1.3793 | 1.3793 | 1.3793 | 1.3793 | 1.3793 | 1.3793 | 1.3793 | 1.3793 | 1.3793 | 1.3793 | 1.3793 | 1.3793 | 1.3793 | 1.3793 | 1.3793 | 1.3793 | 1.3793 | 1.3793 | 1.3793 | 1.3793 | 1.3793 | 1.3793 | 1.3793 | 35 |  | 10.0316 | 3.6699 | 3.6699 | 0 | 0 | 0
Bridgehampton - Buell New 69 kV UG Cable | 2030 |  | 33.2 | [14 empty] | 5.947 | 5.947 | 5.947 | 5.947 | 5.947 | 5.947 | 5.947 | 5.947 | 5.947 | 5.947 | 5.947 | 5.947 | 5.947 | 5.947 | 5.947 | 5.947 | 5.947 | 5.947 | 5.947 | 5.947 | 5.947 | 5.947 | 5.947 | 5.947 | 5.947 | 5.947 | 5.947 | 5.947 | 5.947 | 5.947 | 5.947 | 5.947 | 5.947 | 5.947 | 5.947 | 35 |  | 43.2533 | 15.8236 | 15.8236 | 0 | 0 | 0
Canal - Wainscott New 138 kV UG Cable | 2030 |  | 275.5 | [14 empty] | 49.3495 | 49.3495 | 49.3495 | 49.3495 | 49.3495 | 49.3495 | 49.3495 | 49.3495 | 49.3495 | 49.3495 | 49.3495 | 49.3495 | 49.3495 | 49.3495 | 49.3495 | 49.3495 | 49.3495 | 49.3495 | 49.3495 | 49.3495 | 49.3495 | 49.3495 | 49.3495 | 49.3495 | 49.3495 | 49.3495 | 49.3495 | 49.3495 | 49.3495 | 49.3495 | 49.3495 | 49.3495 | 49.3495 | 49.3495 | 49.3495 | 35 |  | 358.9243 | 75.911 | 75.911 | 0 | 0 | 0
Deferral to 2030 |  |  | 354 | [14 empty] | 63.411 | 63.411 | 63.411 | 63.411 | 63.411 | 63.411 | 63.411 | 63.411 | 63.411 | 63.411 | 63.411 | 63.411 | 63.411 | 63.411 | 63.411 | 63.411 | 63.411 | 63.411 | 63.411 | 63.411 | 63.411 | 63.411 | 63.411 | 63.411 | 63.411 | 63.411 | 63.411 | 63.411 | 63.411 | 63.411 | 63.411 | 63.411 | 63.411 | 63.411 | 63.411 | 35 |  | 461.1949 | 113.3251 | 113.3251 | 0 | 0 | 0 | =Area III Portion
[60 empty] | 0 | =Area III Portion
Annual Avoided Costs for Deferral to 2022:
New Canal - Southampton Cable | 2022 |  |  | 0 | 4.5863 | 4.5863 | 4.5863 | 4.5863 | 4.5863 | -0.73048 | -0.73048 | -0.73048 | -0.73048 | -0.73048 | -0.73048 | -0.73048 | -0.73048 | -0.73048 | -0.73048 | -0.73048 | -0.73048 | -0.73048 | -0.73048 | -0.73048 | -0.73048 | -0.73048 | -0.73048 | -0.73048 | -0.73048 | -0.73048 | -0.73048 | -0.73048 | -0.73048 | -0.73048 | -0.73048 | -0.73048 | -0.73048 | -0.73048 | -0.73048 | -5.3168 | -5.3168 | -5.3168 | -5.3168 | -5.3168 | [8 empty] | 35 |  |  | 7.5604
Upgrade Wildwood - Riverhead to 138 kV | 2022 |  |  | 0 | 0.93922 | 0.93922 | 0.93922 | 0.93922 | 0.93922 | -0.14959 | -0.14959 | -0.14959 | -0.14959 | -0.14959 | -0.14959 | -0.14959 | -0.14959 | -0.14959 | -0.14959 | -0.14959 | -0.14959 | -0.14959 | -0.14959 | -0.14959 | -0.14959 | -0.14959 | -0.14959 | -0.14959 | -0.14959 | -0.14959 | -0.14959 | -0.14959 | -0.14959 | -0.14959 | -0.14959 | -0.14959 | -0.14959 | -0.14959 | -0.14959 | -1.0888 | -1.0888 | -1.0888 | -1.0888 | -1.0888 | [8 empty] | 35 |  |  | 1.5483
Bridgehampton - Buell New 69 kV UG Cable | 2022 |  |  | 0 | 4.0496 | 4.0496 | 4.0496 | 4.0496 | 4.0496 | -0.645 | -0.645 | -0.645 | -0.645 | -0.645 | -0.645 | -0.645 | -0.645 | -0.645 | -0.645 | -0.645 | -0.645 | -0.645 | -0.645 | -0.645 | -0.645 | -0.645 | -0.645 | -0.645 | -0.645 | -0.645 | -0.645 | -0.645 | -0.645 | -0.645 | -0.645 | -0.645 | -0.645 | -0.645 | -0.645 | -4.6946 | -4.6946 | -4.6946 | -4.6946 | -4.6946 | [8 empty] | 35 |  |  | 6.6757
Canal - Wainscott New 138 kV UG Cable | 2022 |  |  | 0 | 0 | 0 | 0 | 0 | 0 | 0 | 0 | 0 | 0 | 0 | 0 | 0 | 0 | 0 | 0 | 0 | 0 | 0 | 0 | 0 | 0 | 0 | 0 | 0 | 0 | 0 | 0 | 0 | 0 | 0 | 0 | 0 | 0 | 0 | 0 | 0 | 0 | 0 | 0 | 0 | [8 empty] | 0 |  |  | 0
Annual Avoided Costs for Deferral to 2023:
New Canal - Southampton Cable | 2023 |  |  | 0 | 4.5863 | 4.5863 | 4.5863 | 4.5863 | 4.5863 | 4.5863 | -0.88999 | -0.88999 | -0.88999 | -0.88999 | -0.88999 | -0.88999 | -0.88999 | -0.88999 | -0.88999 | -0.88999 | -0.88999 | -0.88999 | -0.88999 | -0.88999 | -0.88999 | -0.88999 | -0.88999 | -0.88999 | -0.88999 | -0.88999 | -0.88999 | -0.88999 | -0.88999 | -0.88999 | -0.88999 | -0.88999 | -0.88999 | -0.88999 | -0.88999 | -5.4763 | -5.4763 | -5.4763 | -5.4763 | -5.4763 | -5.4763 | [7 empty] | 35 |  |  | 8.9667
Upgrade Wildwood - Riverhead to 138 kV | 2023 |  |  | 0 | 0.93922 | 0.93922 | 0.93922 | 0.93922 | 0.93922 | 0.93922 | -0.18226 | -0.18226 | -0.18226 | -0.18226 | -0.18226 | -0.18226 | -0.18226 | -0.18226 | -0.18226 | -0.18226 | -0.18226 | -0.18226 | -0.18226 | -0.18226 | -0.18226 | -0.18226 | -0.18226 | -0.18226 | -0.18226 | -0.18226 | -0.18226 | -0.18226 | -0.18226 | -0.18226 | -0.18226 | -0.18226 | -0.18226 | -0.18226 | -0.18226 | -1.1215 | -1.1215 | -1.1215 | -1.1215 | -1.1215 | -1.1215 | [7 empty] | 35 |  |  | 1.8363
Bridgehampton - Buell New 69 kV UG Cable | 2023 |  |  | 0 | 4.0496 | 4.0496 | 4.0496 | 4.0496 | 4.0496 | 4.0496 | -0.78584 | -0.78584 | -0.78584 | -0.78584 | -0.78584 | -0.78584 | -0.78584 | -0.78584 | -0.78584 | -0.78584 | -0.78584 | -0.78584 | -0.78584 | -0.78584 | -0.78584 | -0.78584 | -0.78584 | -0.78584 | -0.78584 | -0.78584 | -0.78584 | -0.78584 | -0.78584 | -0.78584 | -0.78584 | -0.78584 | -0.78584 | -0.78584 | -0.78584 | -4.8355 | -4.8355 | -4.8355 | -4.8355 | -4.8355 | -4.8355 | [7 empty] | 35 |  |  | 7.9174
Canal - Wainscott New 138 kV UG Cable | 2023 |  |  | 0 | 0 | 0 | 0 | 0 | 0 | 38.957 | -1.1687 | -1.1687 | -1.1687 | -1.1687 | -1.1687 | -1.1687 | -1.1687 | -1.1687 | -1.1687 | -1.1687 | -1.1687 | -1.1687 | -1.1687 | -1.1687 | -1.1687 | -1.1687 | -1.1687 | -1.1687 | -1.1687 | -1.1687 | -1.1687 | -1.1687 | -1.1687 | -1.1687 | -1.1687 | -1.1687 | -1.1687 | -1.1687 | -1.1687 | -1.1687 | -1.1687 | -1.1687 | -1.1687 | -1.1687 | -40.1257 | [7 empty] | 35 |  |  | 10.3042
Annual Avoided Costs for Deferral to 2024:
New Canal - Southampton Cable | 2024 |  |  | 0 | 4.5863 | 4.5863 | 4.5863 | 4.5863 | 4.5863 | 4.5863 | 4.5863 | -1.0543 | -1.0543 | -1.0543 | -1.0543 | -1.0543 | -1.0543 | -1.0543 | -1.0543 | -1.0543 | -1.0543 | -1.0543 | -1.0543 | -1.0543 | -1.0543 | -1.0543 | -1.0543 | -1.0543 | -1.0543 | -1.0543 | -1.0543 | -1.0543 | -1.0543 | -1.0543 | -1.0543 | -1.0543 | -1.0543 | -1.0543 | -1.0543 | -5.6406 | -5.6406 | -5.6406 | -5.6406 | -5.6406 | -5.6406 | -5.6406 | [6 empty] | 35 |  |  | 10.3397
Upgrade Wildwood - Riverhead to 138 kV | 2024 |  |  | 0 | 0.93922 | 0.93922 | 0.93922 | 0.93922 | 0.93922 | 0.93922 | 0.93922 | -0.2159 | -0.2159 | -0.2159 | -0.2159 | -0.2159 | -0.2159 | -0.2159 | -0.2159 | -0.2159 | -0.2159 | -0.2159 | -0.2159 | -0.2159 | -0.2159 | -0.2159 | -0.2159 | -0.2159 | -0.2159 | -0.2159 | -0.2159 | -0.2159 | -0.2159 | -0.2159 | -0.2159 | -0.2159 | -0.2159 | -0.2159 | -0.2159 | -1.1551 | -1.1551 | -1.1551 | -1.1551 | -1.1551 | -1.1551 | -1.1551 | [6 empty] | 35 |  |  | 2.1174
Bridgehampton - Buell New 69 kV UG Cable | 2024 |  |  | 0 | 4.0496 | 4.0496 | 4.0496 | 4.0496 | 4.0496 | 4.0496 | 4.0496 | -0.9309 | -0.9309 | -0.9309 | -0.9309 | -0.9309 | -0.9309 | -0.9309 | -0.9309 | -0.9309 | -0.9309 | -0.9309 | -0.9309 | -0.9309 | -0.9309 | -0.9309 | -0.9309 | -0.9309 | -0.9309 | -0.9309 | -0.9309 | -0.9309 | -0.9309 | -0.9309 | -0.9309 | -0.9309 | -0.9309 | -0.9309 | -0.9309 | -4.9805 | -4.9805 | -4.9805 | -4.9805 | -4.9805 | -4.9805 | -4.9805 | [6 empty] | 35 |  |  | 9.1297
Canal - Wainscott New 138 kV UG Cable | 2024 |  |  | 0 | 0 | 0 | 0 | 0 | 0 | 38.957 | 38.957 | -2.3725 | -2.3725 | -2.3725 | -2.3725 | -2.3725 | -2.3725 | -2.3725 | -2.3725 | -2.3725 | -2.3725 | -2.3725 | -2.3725 | -2.3725 | -2.3725 | -2.3725 | -2.3725 | -2.3725 | -2.3725 | -2.3725 | -2.3725 | -2.3725 | -2.3725 | -2.3725 | -2.3725 | -2.3725 | -2.3725 | -2.3725 | -2.3725 | -2.3725 | -2.3725 | -2.3725 | -2.3725 | -2.3725 | -41.3295 | -41.3295 | [6 empty] | 35 |  |  | 20.3641
Annual Avoided Costs for Deferral to 2025:
New Canal - Southampton Cable | 2025 |  |  | 0 | 4.5863 | 4.5863 | 4.5863 | 4.5863 | 4.5863 | 4.5863 | 4.5863 | 4.5863 | -1.2235 | -1.2235 | -1.2235 | -1.2235 | -1.2235 | -1.2235 | -1.2235 | -1.2235 | -1.2235 | -1.2235 | -1.2235 | -1.2235 | -1.2235 | -1.2235 | -1.2235 | -1.2235 | -1.2235 | -1.2235 | -1.2235 | -1.2235 | -1.2235 | -1.2235 | -1.2235 | -1.2235 | -1.2235 | -1.2235 | -1.2235 | -5.8098 | -5.8098 | -5.8098 | -5.8098 | -5.8098 | -5.8098 | -5.8098 | -5.8098 | [5 empty] | 35 |  |  | 11.6801
Upgrade Wildwood - Riverhead to 138 kV | 2025 |  |  | 0 | 0.93922 | 0.93922 | 0.93922 | 0.93922 | 0.93922 | 0.93922 | 0.93922 | 0.93922 | -0.25056 | -0.25056 | -0.25056 | -0.25056 | -0.25056 | -0.25056 | -0.25056 | -0.25056 | -0.25056 | -0.25056 | -0.25056 | -0.25056 | -0.25056 | -0.25056 | -0.25056 | -0.25056 | -0.25056 | -0.25056 | -0.25056 | -0.25056 | -0.25056 | -0.25056 | -0.25056 | -0.25056 | -0.25056 | -0.25056 | -0.25056 | -1.1898 | -1.1898 | -1.1898 | -1.1898 | -1.1898 | -1.1898 | -1.1898 | -1.1898 | [5 empty] | 35 |  |  | 2.3919
Bridgehampton - Buell New 69 kV UG Cable | 2025 |  |  | 0 | 4.0496 | 4.0496 | 4.0496 | 4.0496 | 4.0496 | 4.0496 | 4.0496 | 4.0496 | -1.0803 | -1.0803 | -1.0803 | -1.0803 | -1.0803 | -1.0803 | -1.0803 | -1.0803 | -1.0803 | -1.0803 | -1.0803 | -1.0803 | -1.0803 | -1.0803 | -1.0803 | -1.0803 | -1.0803 | -1.0803 | -1.0803 | -1.0803 | -1.0803 | -1.0803 | -1.0803 | -1.0803 | -1.0803 | -1.0803 | -1.0803 | -5.13 | -5.13 | -5.13 | -5.13 | -5.13 | -5.13 | -5.13 | -5.13 | [5 empty] | 35 |  |  | 10.3133
Canal - Wainscott New 138 kV UG Cable | 2025 |  |  | 0 | 0 | 0 | 0 | 0 | 0 | 38.957 | 38.957 | 38.957 | -3.6124 | -3.6124 | -3.6124 | -3.6124 | -3.6124 | -3.6124 | -3.6124 | -3.6124 | -3.6124 | -3.6124 | -3.6124 | -3.6124 | -3.6124 | -3.6124 | -3.6124 | -3.6124 | -3.6124 | -3.6124 | -3.6124 | -3.6124 | -3.6124 | -3.6124 | -3.6124 | -3.6124 | -3.6124 | -3.6124 | -3.6124 | -3.6124 | -3.6124 | -3.6124 | -3.6124 | -3.6124 | -42.5693 | -42.5693 | -42.5693 | [5 empty] | 35 |  |  | 30.1857
Annual Avoided Costs for Deferral to 2026:
New Canal - Southampton Cable | 2026 |  |  | 0 | 4.5863 | 4.5863 | 4.5863 | 4.5863 | 4.5863 | 4.5863 | 4.5863 | 4.5863 | 4.5863 | -1.3978 | -1.3978 | -1.3978 | -1.3978 | -1.3978 | -1.3978 | -1.3978 | -1.3978 | -1.3978 | -1.3978 | -1.3978 | -1.3978 | -1.3978 | -1.3978 | -1.3978 | -1.3978 | -1.3978 | -1.3978 | -1.3978 | -1.3978 | -1.3978 | -1.3978 | -1.3978 | -1.3978 | -1.3978 | -1.3978 | -5.9841 | -5.9841 | -5.9841 | -5.9841 | -5.9841 | -5.9841 | -5.9841 | -5.9841 | -5.9841 |  |  |  |  | 35 |  |  | 12.9888
Upgrade Wildwood - Riverhead to 138 kV | 2026 |  |  | 0 | 0.93922 | 0.93922 | 0.93922 | 0.93922 | 0.93922 | 0.93922 | 0.93922 | 0.93922 | 0.93922 | -0.28625 | -0.28625 | -0.28625 | -0.28625 | -0.28625 | -0.28625 | -0.28625 | -0.28625 | -0.28625 | -0.28625 | -0.28625 | -0.28625 | -0.28625 | -0.28625 | -0.28625 | -0.28625 | -0.28625 | -0.28625 | -0.28625 | -0.28625 | -0.28625 | -0.28625 | -0.28625 | -0.28625 | -0.28625 | -0.28625 | -1.2255 | -1.2255 | -1.2255 | -1.2255 | -1.2255 | -1.2255 | -1.2255 | -1.2255 | -1.2255 |  |  |  |  | 35 |  |  | 2.6599
Bridgehampton - Buell New 69 kV UG Cable | 2026 |  |  | 0 | 4.0496 | 4.0496 | 4.0496 | 4.0496 | 4.0496 | 4.0496 | 4.0496 | 4.0496 | 4.0496 | -1.2342 | -1.2342 | -1.2342 | -1.2342 | -1.2342 | -1.2342 | -1.2342 | -1.2342 | -1.2342 | -1.2342 | -1.2342 | -1.2342 | -1.2342 | -1.2342 | -1.2342 | -1.2342 | -1.2342 | -1.2342 | -1.2342 | -1.2342 | -1.2342 | -1.2342 | -1.2342 | -1.2342 | -1.2342 | -1.2342 | -5.2839 | -5.2839 | -5.2839 | -5.2839 | -5.2839 | -5.2839 | -5.2839 | -5.2839 | -5.2839 |  |  |  |  | 35 |  |  | 11.4688
Canal - Wainscott New 138 kV UG Cable | 2026 |  |  | 0 | 0 | 0 | 0 | 0 | 0 | 38.957 | 38.957 | 38.957 | 38.957 | -4.8894 | -4.8894 | -4.8894 | -4.8894 | -4.8894 | -4.8894 | -4.8894 | -4.8894 | -4.8894 | -4.8894 | -4.8894 | -4.8894 | -4.8894 | -4.8894 | -4.8894 | -4.8894 | -4.8894 | -4.8894 | -4.8894 | -4.8894 | -4.8894 | -4.8894 | -4.8894 | -4.8894 | -4.8894 | -4.8894 | -4.8894 | -4.8894 | -4.8894 | -4.8894 | -4.8894 | -43.8464 | -43.8464 | -43.8464 | -43.8464 |  |  |  |  | 35 |  |  | 39.7746
Annual Avoided Costs for Deferral to 2027:
New Canal - Southampton Cable | 2027 |  |  | 0 | 4.5863 | 4.5863 | 4.5863 | 4.5863 | 4.5863 | 4.5863 | 4.5863 | 4.5863 | 4.5863 | 4.5863 | -1.5773 | -1.5773 | -1.5773 | -1.5773 | -1.5773 | -1.5773 | -1.5773 | -1.5773 | -1.5773 | -1.5773 | -1.5773 | -1.5773 | -1.5773 | -1.5773 | -1.5773 | -1.5773 | -1.5773 | -1.5773 | -1.5773 | -1.5773 | -1.5773 | -1.5773 | -1.5773 | -1.5773 | -1.5773 | -6.1636 | -6.1636 | -6.1636 | -6.1636 | -6.1636 | -6.1636 | -6.1636 | -6.1636 | -6.1636 | -6.1636 |  |  |  | 35 |  |  | 14.2665
Upgrade Wildwood - Riverhead to 138 kV | 2027 |  |  | 0 | 0.93922 | 0.93922 | 0.93922 | 0.93922 | 0.93922 | 0.93922 | 0.93922 | 0.93922 | 0.93922 | 0.93922 | -0.32301 | -0.32301 | -0.32301 | -0.32301 | -0.32301 | -0.32301 | -0.32301 | -0.32301 | -0.32301 | -0.32301 | -0.32301 | -0.32301 | -0.32301 | -0.32301 | -0.32301 | -0.32301 | -0.32301 | -0.32301 | -0.32301 | -0.32301 | -0.32301 | -0.32301 | -0.32301 | -0.32301 | -0.32301 | -1.2622 | -1.2622 | -1.2622 | -1.2622 | -1.2622 | -1.2622 | -1.2622 | -1.2622 | -1.2622 | -1.2622 |  |  |  | 35 |  |  | 2.9216
Bridgehampton - Buell New 69 kV UG Cable | 2027 |  |  | 0 | 4.0496 | 4.0496 | 4.0496 | 4.0496 | 4.0496 | 4.0496 | 4.0496 | 4.0496 | 4.0496 | 4.0496 | -1.3927 | -1.3927 | -1.3927 | -1.3927 | -1.3927 | -1.3927 | -1.3927 | -1.3927 | -1.3927 | -1.3927 | -1.3927 | -1.3927 | -1.3927 | -1.3927 | -1.3927 | -1.3927 | -1.3927 | -1.3927 | -1.3927 | -1.3927 | -1.3927 | -1.3927 | -1.3927 | -1.3927 | -1.3927 | -5.4424 | -5.4424 | -5.4424 | -5.4424 | -5.4424 | -5.4424 | -5.4424 | -5.4424 | -5.4424 | -5.4424 |  |  |  | 35 |  |  | 12.597
Canal - Wainscott New 138 kV UG Cable | 2027 |  |  | 0 | 0 | 0 | 0 | 0 | 0 | 38.957 | 38.957 | 38.957 | 38.957 | 38.957 | -6.2048 | -6.2048 | -6.2048 | -6.2048 | -6.2048 | -6.2048 | -6.2048 | -6.2048 | -6.2048 | -6.2048 | -6.2048 | -6.2048 | -6.2048 | -6.2048 | -6.2048 | -6.2048 | -6.2048 | -6.2048 | -6.2048 | -6.2048 | -6.2048 | -6.2048 | -6.2048 | -6.2048 | -6.2048 | -6.2048 | -6.2048 | -6.2048 | -6.2048 | -6.2048 | -45.1618 | -45.1618 | -45.1618 | -45.1618 | -45.1618 |  |  |  | 35 |  |  | 49.1362
Annual Avoided Costs for Deferral to 2028:
New Canal - Southampton Cable | 2028 |  |  | 0 | 4.5863 | 4.5863 | 4.5863 | 4.5863 | 4.5863 | 4.5863 | 4.5863 | 4.5863 | 4.5863 | 4.5863 | 4.5863 | -1.7622 | -1.7622 | -1.7622 | -1.7622 | -1.7622 | -1.7622 | -1.7622 | -1.7622 | -1.7622 | -1.7622 | -1.7622 | -1.7622 | -1.7622 | -1.7622 | -1.7622 | -1.7622 | -1.7622 | -1.7622 | -1.7622 | -1.7622 | -1.7622 | -1.7622 | -1.7622 | -1.7622 | -6.3486 | -6.3486 | -6.3486 | -6.3486 | -6.3486 | -6.3486 | -6.3486 | -6.3486 | -6.3486 | -6.3486 | -6.3486 |  |  | 35 |  |  | 15.5138
Upgrade Wildwood - Riverhead to 138 kV | 2028 |  |  | 0 | 0.93922 | 0.93922 | 0.93922 | 0.93922 | 0.93922 | 0.93922 | 0.93922 | 0.93922 | 0.93922 | 0.93922 | 0.93922 | -0.36088 | -0.36088 | -0.36088 | -0.36088 | -0.36088 | -0.36088 | -0.36088 | -0.36088 | -0.36088 | -0.36088 | -0.36088 | -0.36088 | -0.36088 | -0.36088 | -0.36088 | -0.36088 | -0.36088 | -0.36088 | -0.36088 | -0.36088 | -0.36088 | -0.36088 | -0.36088 | -0.36088 | -1.3001 | -1.3001 | -1.3001 | -1.3001 | -1.3001 | -1.3001 | -1.3001 | -1.3001 | -1.3001 | -1.3001 | -1.3001 |  |  | 35 |  |  | 3.177
Bridgehampton - Buell New 69 kV UG Cable | 2028 |  |  | 0 | 4.0496 | 4.0496 | 4.0496 | 4.0496 | 4.0496 | 4.0496 | 4.0496 | 4.0496 | 4.0496 | 4.0496 | 4.0496 | -1.556 | -1.556 | -1.556 | -1.556 | -1.556 | -1.556 | -1.556 | -1.556 | -1.556 | -1.556 | -1.556 | -1.556 | -1.556 | -1.556 | -1.556 | -1.556 | -1.556 | -1.556 | -1.556 | -1.556 | -1.556 | -1.556 | -1.556 | -1.556 | -5.6056 | -5.6056 | -5.6056 | -5.6056 | -5.6056 | -5.6056 | -5.6056 | -5.6056 | -5.6056 | -5.6056 | -5.6056 |  |  | 35 |  |  | 13.6984
Canal - Wainscott New 138 kV UG Cable | 2028 |  |  | 0 | 0 | 0 | 0 | 0 | 0 | 38.957 | 38.957 | 38.957 | 38.957 | 38.957 | 38.957 | -7.5597 | -7.5597 | -7.5597 | -7.5597 | -7.5597 | -7.5597 | -7.5597 | -7.5597 | -7.5597 | -7.5597 | -7.5597 | -7.5597 | -7.5597 | -7.5597 | -7.5597 | -7.5597 | -7.5597 | -7.5597 | -7.5597 | -7.5597 | -7.5597 | -7.5597 | -7.5597 | -7.5597 | -7.5597 | -7.5597 | -7.5597 | -7.5597 | -7.5597 | -46.5167 | -46.5167 | -46.5167 | -46.5167 | -46.5167 | -46.5167 |  |  | 35 |  |  | 58.276
Annual Avoided Costs for Deferral to 2029:
New Canal - Southampton Cable | 2029 |  |  | 0 | 4.5863 | 4.5863 | 4.5863 | 4.5863 | 4.5863 | 4.5863 | 4.5863 | 4.5863 | 4.5863 | 4.5863 | 4.5863 | 4.5863 | -1.9527 | -1.9527 | -1.9527 | -1.9527 | -1.9527 | -1.9527 | -1.9527 | -1.9527 | -1.9527 | -1.9527 | -1.9527 | -1.9527 | -1.9527 | -1.9527 | -1.9527 | -1.9527 | -1.9527 | -1.9527 | -1.9527 | -1.9527 | -1.9527 | -1.9527 | -1.9527 | -6.539 | -6.539 | -6.539 | -6.539 | -6.539 | -6.539 | -6.539 | -6.539 | -6.539 | -6.539 | -6.539 | -6.539 |  | 35 |  |  | 16.7317
Upgrade Wildwood - Riverhead to 138 kV | 2029 |  |  | 0 | 0.93922 | 0.93922 | 0.93922 | 0.93922 | 0.93922 | 0.93922 | 0.93922 | 0.93922 | 0.93922 | 0.93922 | 0.93922 | 0.93922 | -0.39988 | -0.39988 | -0.39988 | -0.39988 | -0.39988 | -0.39988 | -0.39988 | -0.39988 | -0.39988 | -0.39988 | -0.39988 | -0.39988 | -0.39988 | -0.39988 | -0.39988 | -0.39988 | -0.39988 | -0.39988 | -0.39988 | -0.39988 | -0.39988 | -0.39988 | -0.39988 | -1.3391 | -1.3391 | -1.3391 | -1.3391 | -1.3391 | -1.3391 | -1.3391 | -1.3391 | -1.3391 | -1.3391 | -1.3391 | -1.3391 |  | 35 |  |  | 3.4264
Bridgehampton - Buell New 69 kV UG Cable | 2029 |  |  | 0 | 4.0496 | 4.0496 | 4.0496 | 4.0496 | 4.0496 | 4.0496 | 4.0496 | 4.0496 | 4.0496 | 4.0496 | 4.0496 | 4.0496 | -1.7242 | -1.7242 | -1.7242 | -1.7242 | -1.7242 | -1.7242 | -1.7242 | -1.7242 | -1.7242 | -1.7242 | -1.7242 | -1.7242 | -1.7242 | -1.7242 | -1.7242 | -1.7242 | -1.7242 | -1.7242 | -1.7242 | -1.7242 | -1.7242 | -1.7242 | -1.7242 | -5.7738 | -5.7738 | -5.7738 | -5.7738 | -5.7738 | -5.7738 | -5.7738 | -5.7738 | -5.7738 | -5.7738 | -5.7738 | -5.7738 |  | 35 |  |  | 14.7737
Canal - Wainscott New 138 kV UG Cable | 2029 |  |  | 0 | 0 | 0 | 0 | 0 | 0 | 38.957 | 38.957 | 38.957 | 38.957 | 38.957 | 38.957 | 38.957 | -8.9552 | -8.9552 | -8.9552 | -8.9552 | -8.9552 | -8.9552 | -8.9552 | -8.9552 | -8.9552 | -8.9552 | -8.9552 | -8.9552 | -8.9552 | -8.9552 | -8.9552 | -8.9552 | -8.9552 | -8.9552 | -8.9552 | -8.9552 | -8.9552 | -8.9552 | -8.9552 | -8.9552 | -8.9552 | -8.9552 | -8.9552 | -8.9552 | -47.9122 | -47.9122 | -47.9122 | -47.9122 | -47.9122 | -47.9122 | -47.9122 |  | 35 |  |  | 67.1992
Annual Avoided Costs for Deferral to 2030:
New Canal - Southampton Cable | 2030 |  |  | 0 | 4.5863 | 4.5863 | 4.5863 | 4.5863 | 4.5863 | 4.5863 | 4.5863 | 4.5863 | 4.5863 | 4.5863 | 4.5863 | 4.5863 | 4.5863 | -2.1489 | -2.1489 | -2.1489 | -2.1489 | -2.1489 | -2.1489 | -2.1489 | -2.1489 | -2.1489 | -2.1489 | -2.1489 | -2.1489 | -2.1489 | -2.1489 | -2.1489 | -2.1489 | -2.1489 | -2.1489 | -2.1489 | -2.1489 | -2.1489 | -2.1489 | -6.7352 | -6.7352 | -6.7352 | -6.7352 | -6.7352 | -6.7352 | -6.7352 | -6.7352 | -6.7352 | -6.7352 | -6.7352 | -6.7352 | -6.7352 | 35 |  |  | 17.9206
Upgrade Wildwood - Riverhead to 138 kV | 2030 |  |  | 0 | 0.93922 | 0.93922 | 0.93922 | 0.93922 | 0.93922 | 0.93922 | 0.93922 | 0.93922 | 0.93922 | 0.93922 | 0.93922 | 0.93922 | 0.93922 | -0.44006 | -0.44006 | -0.44006 | -0.44006 | -0.44006 | -0.44006 | -0.44006 | -0.44006 | -0.44006 | -0.44006 | -0.44006 | -0.44006 | -0.44006 | -0.44006 | -0.44006 | -0.44006 | -0.44006 | -0.44006 | -0.44006 | -0.44006 | -0.44006 | -0.44006 | -1.3793 | -1.3793 | -1.3793 | -1.3793 | -1.3793 | -1.3793 | -1.3793 | -1.3793 | -1.3793 | -1.3793 | -1.3793 | -1.3793 | -1.3793 | 35 |  |  | 3.6699
Bridgehampton - Buell New 69 kV UG Cable | 2030 |  |  | 0 | 4.0496 | 4.0496 | 4.0496 | 4.0496 | 4.0496 | 4.0496 | 4.0496 | 4.0496 | 4.0496 | 4.0496 | 4.0496 | 4.0496 | 4.0496 | -1.8974 | -1.8974 | -1.8974 | -1.8974 | -1.8974 | -1.8974 | -1.8974 | -1.8974 | -1.8974 | -1.8974 | -1.8974 | -1.8974 | -1.8974 | -1.8974 | -1.8974 | -1.8974 | -1.8974 | -1.8974 | -1.8974 | -1.8974 | -1.8974 | -1.8974 | -5.947 | -5.947 | -5.947 | -5.947 | -5.947 | -5.947 | -5.947 | -5.947 | -5.947 | -5.947 | -5.947 | -5.947 | -5.947 | 35 |  |  | 15.8236
Canal - Wainscott New 138 kV UG Cable | 2030 |  |  | 0 | 0 | 0 | 0 | 0 | 0 | 38.957 | 38.957 | 38.957 | 38.957 | 38.957 | 38.957 | 38.957 | 38.957 | -10.3926 | -10.3926 | -10.3926 | -10.3926 | -10.3926 | -10.3926 | -10.3926 | -10.3926 | -10.3926 | -10.3926 | -10.3926 | -10.3926 | -10.3926 | -10.3926 | -10.3926 | -10.3926 | -10.3926 | -10.3926 | -10.3926 | -10.3926 | -10.3926 | -10.3926 | -10.3926 | -10.3926 | -10.3926 | -10.3926 | -10.3926 | -49.3495 | -49.3495 | -49.3495 | -49.3495 | -49.3495 | -49.3495 | -49.3495 | -49.3495 | 35 |  |  | 75.911
Actual Avoided Cost for Portfolio Projects in Area as % of Transmission Projects in Area
Total - All Areas (No Deferrals,$Millions) |  |  | 513.3 |  | 11.3926 | 11.9957 | 12.358 | 30.5918 | 30.5918 | 69.5487 | 69.5487 | 69.5487 | 69.5487 | 69.5487 | 69.5487 | 69.5487 | 69.5487 | 69.5487 | 69.5487 | 69.5487 | 69.5487 | 69.5487 | 69.5487 | 69.5487 | 69.5487 | 69.5487 | 69.5487 | 69.5487 | 69.5487 | 69.5487 | 69.5487 | 69.5487 | 69.5487 | 69.5487 | 69.5487 | 69.5487 | 69.5487 | 69.5487 | 69.5487 | 58.1561 | 57.553 | 57.1907 | 38.957 | 38.957 | 0 | 0 | 0 | 0 | 0 | 0 | 0 | 0 |  | 36.75 | 840.6482 | 30.4814 | = max. total avoided cost in portfolio |  | 49.12%
[56 empty] | 4.0884 | = Area I projects differential |  | 98.28%
[56 empty] | 10.6087 | = Area II projects differential |  | 84.88%
[56 empty] | 15.7843 | = Area III projects differential |  | 12.35%
Area I Projects:
[56 empty] | 1.6086 | Amagansett Conversion 33 kV
[56 empty] | 0.64344 | East Hampton Conversion 33 kV
[56 empty] | 0.74397 | Buell Conversion 33 kV
[56 empty] | 0.76276 | Hither Hills Conversion to 33 kV
[56 empty] | 0.32967 | Culloden Pt Conversion to 33 kV
Area II Projects:
[56 empty] | 10.6087 | Riverhead Canal 2nd Line and Bank
Area III Projects:
[56 empty] | 7.5604 | New Canal - Southampton Cable
[56 empty] | 1.5483 | Upgrade Wildwood - Riverhead to 138 kV
[56 empty] | 6.6757 | Bridgehampton - Buell New 69 kV UG Cable
[56 empty] | 0 | Canal - Wainscott New 138 kV UG Cable
[56 empty] | 30.4814 | = max. total avoided cost in portfolio with deferrals past deferral baseline years
Annual Avoided Costs for Deferrals: (see note*)
| Deferral Year |  |  | 2016 | 2017 | 2018 | 2019 | 2020 | 2021 | 2022 | 2023 | 2024 | 2025 | 2026 | 2027 | 2028 | 2029 | 2030 | 2031 | 2032 | 2033 | 2034 | 2035 | 2036 | 2037 | 2038 | 2039 | 2040 | 2041 | 2042 | 2043 | 2044 | 2045 | 2046 | 2047 | 2048 | 2049 | 2050 | 2051 | 2052 | 2053 | 2054 | 2055 | 2056 | 2057 | 2058 | 2059 | 2060 | 2061 | 2062 | 2063 | 2064 |  |  |  |  | Output: NPV of Transmission Avoided Costs for Portfolio
Area I Projects:
Amagansett Conversion 33 kV | 2022 |  |  | 0 | 0.959 | 0.959 | 0.959 | 0.959 | 0.959 | -0.15274 | -0.15274 | -0.15274 | -0.15274 | -0.15274 | -0.15274 | -0.15274 | -0.15274 | -0.15274 | -0.15274 | -0.15274 | -0.15274 | -0.15274 | -0.15274 | -0.15274 | -0.15274 | -0.15274 | -0.15274 | -0.15274 | -0.15274 | -0.15274 | -0.15274 | -0.15274 | -0.15274 | -0.15274 | -0.15274 | -0.15274 | -0.15274 | -0.15274 | -0.15274 | -1.1117 | -1.1117 | -1.1117 | -1.1117 | -1.1117 | 0 | 0 | 0 | 0 | 0 | 0 | 0 | 0 | 35 |  | 1.5809 |  | -1580867.9275
East Hampton Conversion 33 kV | 2022 |  |  | 0 | 0.3836 | 0.3836 | 0.3836 | 0.3836 | 0.3836 | -0.061097 | -0.061097 | -0.061097 | -0.061097 | -0.061097 | -0.061097 | -0.061097 | -0.061097 | -0.061097 | -0.061097 | -0.061097 | -0.061097 | -0.061097 | -0.061097 | -0.061097 | -0.061097 | -0.061097 | -0.061097 | -0.061097 | -0.061097 | -0.061097 | -0.061097 | -0.061097 | -0.061097 | -0.061097 | -0.061097 | -0.061097 | -0.061097 | -0.061097 | -0.061097 | -0.4447 | -0.4447 | -0.4447 | -0.4447 | -0.4447 | 0 | 0 | 0 | 0 | 0 | 0 | 0 | 0 | 35 |  | 0.63235 |  | -632347.171
Buell Conversion 33 kV | 2022 |  |  | 0 | 0.44354 | 0.44354 | 0.44354 | 0.44354 | 0.44354 | -0.070644 | -0.070644 | -0.070644 | -0.070644 | -0.070644 | -0.070644 | -0.070644 | -0.070644 | -0.070644 | -0.070644 | -0.070644 | -0.070644 | -0.070644 | -0.070644 | -0.070644 | -0.070644 | -0.070644 | -0.070644 | -0.070644 | -0.070644 | -0.070644 | -0.070644 | -0.070644 | -0.070644 | -0.070644 | -0.070644 | -0.070644 | -0.070644 | -0.070644 | -0.070644 | -0.51418 | -0.51418 | -0.51418 | -0.51418 | -0.51418 | 0 | 0 | 0 | 0 | 0 | 0 | 0 | 0 | 35 |  | 0.73115 |  | -731151.4165
Hither Hills Conversion to 33 kV | 2022 |  |  | 0 | 0 | 0.59266 | 0.59266 | 0.59266 | 0.59266 | -0.074384 | -0.074384 | -0.074384 | -0.074384 | -0.074384 | -0.074384 | -0.074384 | -0.074384 | -0.074384 | -0.074384 | -0.074384 | -0.074384 | -0.074384 | -0.074384 | -0.074384 | -0.074384 | -0.074384 | -0.074384 | -0.074384 | -0.074384 | -0.074384 | -0.074384 | -0.074384 | -0.074384 | -0.074384 | -0.074384 | -0.074384 | -0.074384 | -0.074384 | -0.074384 | -0.074384 | -0.66704 | -0.66704 | -0.66704 | -0.66704 | 0 | 0 | 0 | 0 | 0 | 0 | 0 | 0 | 35 |  | 0.74961 |  | -749610.3258
Culloden Pt Conversion to 33 kV | 2022 |  |  | 0 | 0 | 0 | 0.35609 | 0.35609 | 0.35609 | -0.033019 | -0.033019 | -0.033019 | -0.033019 | -0.033019 | -0.033019 | -0.033019 | -0.033019 | -0.033019 | -0.033019 | -0.033019 | -0.033019 | -0.033019 | -0.033019 | -0.033019 | -0.033019 | -0.033019 | -0.033019 | -0.033019 | -0.033019 | -0.033019 | -0.033019 | -0.033019 | -0.033019 | -0.033019 | -0.033019 | -0.033019 | -0.033019 | -0.033019 | -0.033019 | -0.033019 | -0.033019 | -0.38911 | -0.38911 | -0.38911 | 0 | 0 | 0 | 0 | 0 | 0 | 0 | 0 | 35 |  | 0.32399 |  | -323991.1572
Area II Projects:
Riverhead Canal 2nd Line and Bank | 2022 |  |  | 0 | 0 | 0 | 0 | 15.4768 | 15.4768 | -0.94254 | -0.94254 | -0.94254 | -0.94254 | -0.94254 | -0.94254 | -0.94254 | -0.94254 | -0.94254 | -0.94254 | -0.94254 | -0.94254 | -0.94254 | -0.94254 | -0.94254 | -0.94254 | -0.94254 | -0.94254 | -0.94254 | -0.94254 | -0.94254 | -0.94254 | -0.94254 | -0.94254 | -0.94254 | -0.94254 | -0.94254 | -0.94254 | -0.94254 | -0.94254 | -0.94254 | -0.94254 | -0.94254 | -16.4194 | -16.4194 | 0 | 0 | 0 | 0 | 0 | 0 | 0 | 0 | 35 |  | 9.0047 |  | -9004664.5339
Area III Projects:
New Canal - Southampton Cable | 2022 |  |  | 0 | 0.56658 | 0.56658 | 0.56658 | 0.56658 | 0.56658 | -0.090242 | -0.090242 | -0.090242 | -0.090242 | -0.090242 | -0.090242 | -0.090242 | -0.090242 | -0.090242 | -0.090242 | -0.090242 | -0.090242 | -0.090242 | -0.090242 | -0.090242 | -0.090242 | -0.090242 | -0.090242 | -0.090242 | -0.090242 | -0.090242 | -0.090242 | -0.090242 | -0.090242 | -0.090242 | -0.090242 | -0.090242 | -0.090242 | -0.090242 | -0.090242 | -0.65683 | -0.65683 | -0.65683 | -0.65683 | -0.65683 | 0 | 0 | 0 | 0 | 0 | 0 | 0 | 0 | 35 |  | 0.93399 |  | -933990.6264
Upgrade Wildwood - Riverhead to 138 kV | 2022 |  |  | 0 | 0.11603 | 0.11603 | 0.11603 | 0.11603 | 0.11603 | -0.01848 | -0.01848 | -0.01848 | -0.01848 | -0.01848 | -0.01848 | -0.01848 | -0.01848 | -0.01848 | -0.01848 | -0.01848 | -0.01848 | -0.01848 | -0.01848 | -0.01848 | -0.01848 | -0.01848 | -0.01848 | -0.01848 | -0.01848 | -0.01848 | -0.01848 | -0.01848 | -0.01848 | -0.01848 | -0.01848 | -0.01848 | -0.01848 | -0.01848 | -0.01848 | -0.13451 | -0.13451 | -0.13451 | -0.13451 | -0.13451 | 0 | 0 | 0 | 0 | 0 | 0 | 0 | 0 | 35 |  | 0.19127 |  | -191269.357
Bridgehampton - Buell New 69 kV UG Cable | 2022 |  |  | 0 | 0.50028 | 0.50028 | 0.50028 | 0.50028 | 0.50028 | -0.079682 | -0.079682 | -0.079682 | -0.079682 | -0.079682 | -0.079682 | -0.079682 | -0.079682 | -0.079682 | -0.079682 | -0.079682 | -0.079682 | -0.079682 | -0.079682 | -0.079682 | -0.079682 | -0.079682 | -0.079682 | -0.079682 | -0.079682 | -0.079682 | -0.079682 | -0.079682 | -0.079682 | -0.079682 | -0.079682 | -0.079682 | -0.079682 | -0.079682 | -0.079682 | -0.57996 | -0.57996 | -0.57996 | -0.57996 | -0.57996 | 0 | 0 | 0 | 0 | 0 | 0 | 0 | 0 | 35 |  | 0.82469 |  | -824693.8509
Canal - Wainscott New 138 kV UG Cable | 2022 |  |  | 0 | 0 | 0 | 0 | 0 | 0 | 0 | 0 | 0 | 0 | 0 | 0 | 0 | 0 | 0 | 0 | 0 | 0 | 0 | 0 | 0 | 0 | 0 | 0 | 0 | 0 | 0 | 0 | 0 | 0 | 0 | 0 | 0 | 0 | 0 | 0 | 0 | 0 | 0 | 0 | 0 | 0 | 0 | 0 | 0 | 0 | 0 | 0 | 0 | 0 |  | 0 |  | 0
Total - All Areas (Avoided Costs, $Millions) |  |  |  | 0 | 2.969 | 3.5617 | 3.9178 | 19.3946 | 19.3946 | -1.5228 | -1.5228 | -1.5228 | -1.5228 | -1.5228 | -1.5228 | -1.5228 | -1.5228 | -1.5228 | -1.5228 | -1.5228 | -1.5228 | -1.5228 | -1.5228 | -1.5228 | -1.5228 | -1.5228 | -1.5228 | -1.5228 | -1.5228 | -1.5228 | -1.5228 | -1.5228 | -1.5228 | -1.5228 | -1.5228 | -1.5228 | -1.5228 | -1.5228 | -1.5228 | -4.4919 | -5.0845 | -5.4406 | -20.9174 | -20.9174 | 0 | 0 | 0 | 0 | 0 | 0 | 0 | 0 |  |  | 14.9726 |  | 14972586.3661 | check
$/kW-yr |  |  |  | 0 | 80.7898 | 96.9166 | 106.6061 | 527.7443 | 527.7443 | -41.4376 | -41.4376 | -41.4376 | -41.4376 | -41.4376 | -41.4376 | -41.4376 | -41.4376 | -41.4376 | -41.4376 | -41.4376 | -41.4376 | -41.4376 | -41.4376 | -41.4376 | -41.4376 | -41.4376 | -41.4376 | -41.4376 | -41.4376 | -41.4376 | -41.4376 | -41.4376 | -41.4376 | -41.4376 | -41.4376 | -41.4376 | -41.4376 | -41.4376 | -41.4376 | -122.2274 | -138.3542 | -148.0437 | -569.1819 | -569.1819 | 0 | 0 | 0 | 0 | 0 | 0 | 0 | 0 |  |  |  |  | 0
Discount Factor (Relative to 1/1/2016) = |  |  |  | 0.94787 | 0.89845 | 0.85161 | 0.80722 | 0.76513 | 0.72525 | 0.68744 | 0.6516 | 0.61763 | 0.58543 | 0.55491 | 0.52598 | 0.49856 | 0.47257 | 0.44793 | 0.42458 | 0.40245 | 0.38147 | 0.36158 | 0.34273 | 0.32486 | 0.30793 | 0.29187 | 0.27666 | 0.26223 | 0.24856 | 0.2356 | 0.22332 | 0.21168 | 0.20064 | 0.19018 | 0.18027 | 0.17087 | 0.16196 | 0.15352 | 0.14552 | 0.13793 | 0.13074 | 0.12392 | 0.11746 | 0.11134 | 0.10554 | 0.10003 | 0.094818 | 0.089875 | 0.08519 | 0.080748 | 0.076539 | 0.072549
* Note: A positive (+) avoided cost in a given year represents a cost savings relative to not having a transmission project deferral.

## Ph III-Portfolio 8
Version |  | Based on PSEGLI file: "East End Utility 2_0_Economics_2014_10_13_r28_Sargent_Lundy.xlsx"
Annual Revenue Requirements (Millions of $s)
1) Reference (Transmission only) Case
Project | I/S Year | Investor | Capital (2015$s) | 2016 | 2017 | 2018 | 2019 | 2020 | 2021 | 2022 | 2023 | 2024 | 2025 | 2026 | 2027 | 2028 | 2029 | 2030 | 2031 | 2032 | 2033 | 2034 | 2035 | 2036 | 2037 | 2038 | 2039 | 2040 | 2041 | 2042 | 2043 | 2044 | 2045 | 2046 | 2047 | 2048 | 2049 | 2050 | 2051 | 2052 | 2053 | 2054 | 2055 | 2056 | 2057 | 2058 | 2059 | 2060 | 2061 | 2062 | 2063 | 2064 |  |  | NPV |  |  |  |  | Project Inputs for Portfolio:
Transmission Reinforcement I | 2017 | PSEGLI | 93.4 | 0 | 11.3926 | 11.3926 | 11.3926 | 11.3926 | 11.3926 | 11.3926 | 11.3926 | 11.3926 | 11.3926 | 11.3926 | 11.3926 | 11.3926 | 11.3926 | 11.3926 | 11.3926 | 11.3926 | 11.3926 | 11.3926 | 11.3926 | 11.3926 | 11.3926 | 11.3926 | 11.3926 | 11.3926 | 11.3926 | 11.3926 | 11.3926 | 11.3926 | 11.3926 | 11.3926 | 11.3926 | 11.3926 | 11.3926 | 11.3926 | 11.3926 | [13 empty] | 35 |  | 166.1982 |  |  |  | Proposal Number = | DWW-101 | LIE-101 | LIE-403 | AEG-101 | AEG-101 | AEG-101
Transmission Reinforcement II | 2018 | PSEGLI | 4.8 | 0 | 0 | 0.60305 | 0.60305 | 0.60305 | 0.60305 | 0.60305 | 0.60305 | 0.60305 | 0.60305 | 0.60305 | 0.60305 | 0.60305 | 0.60305 | 0.60305 | 0.60305 | 0.60305 | 0.60305 | 0.60305 | 0.60305 | 0.60305 | 0.60305 | 0.60305 | 0.60305 | 0.60305 | 0.60305 | 0.60305 | 0.60305 | 0.60305 | 0.60305 | 0.60305 | 0.60305 | 0.60305 | 0.60305 | 0.60305 | 0.60305 | 0.60305 | [12 empty] | 35 |  | 8.3388 |  |  |  | Proposer Name = | a | b | c | d | e | f | g | h | i | j
Transmission Reinforcement III | 2019 | PSEGLI | 2.8 | 0 | 0 | 0 | 0.36233 | 0.36233 | 0.36233 | 0.36233 | 0.36233 | 0.36233 | 0.36233 | 0.36233 | 0.36233 | 0.36233 | 0.36233 | 0.36233 | 0.36233 | 0.36233 | 0.36233 | 0.36233 | 0.36233 | 0.36233 | 0.36233 | 0.36233 | 0.36233 | 0.36233 | 0.36233 | 0.36233 | 0.36233 | 0.36233 | 0.36233 | 0.36233 | 0.36233 | 0.36233 | 0.36233 | 0.36233 | 0.36233 | 0.36233 | 0.36233 | [11 empty] | 35 |  | 4.7491 |  |  |  | Proposal/Project =
Transmission Reinforcement IV | 2020 | PSEGLI | 136.8 | 0 | 0 | 0 | 0 | 18.2337 | 18.2337 | 18.2337 | 18.2337 | 18.2337 | 18.2337 | 18.2337 | 18.2337 | 18.2337 | 18.2337 | 18.2337 | 18.2337 | 18.2337 | 18.2337 | 18.2337 | 18.2337 | 18.2337 | 18.2337 | 18.2337 | 18.2337 | 18.2337 | 18.2337 | 18.2337 | 18.2337 | 18.2337 | 18.2337 | 18.2337 | 18.2337 | 18.2337 | 18.2337 | 18.2337 | 18.2337 | 18.2337 | 18.2337 | 18.2337 | [10 empty] | 35 |  | 226.5269 |  |  |  | Option Number =
Transmission Reinforcement V | 2022 | PSEGLI | 275.5 | 0 | 0 | 0 | 0 | 0 | 0 | 38.957 | 38.957 | 38.957 | 38.957 | 38.957 | 38.957 | 38.957 | 38.957 | 38.957 | 38.957 | 38.957 | 38.957 | 38.957 | 38.957 | 38.957 | 38.957 | 38.957 | 38.957 | 38.957 | 38.957 | 38.957 | 38.957 | 38.957 | 38.957 | 38.957 | 38.957 | 38.957 | 38.957 | 38.957 | 38.957 | 38.957 | 38.957 | 38.957 | 38.957 | 38.957 | [8 empty] | 35 |  | 434.8353 |  |  |  | Location =
Technology =
Total |  |  | 513.3 | 0 | 11.3926 | 11.9957 | 12.358 | 30.5918 | 30.5918 | 69.5487 | 69.5487 | 69.5487 | 69.5487 | 69.5487 | 69.5487 | 69.5487 | 69.5487 | 69.5487 | 69.5487 | 69.5487 | 69.5487 | 69.5487 | 69.5487 | 69.5487 | 69.5487 | 69.5487 | 69.5487 | 69.5487 | 69.5487 | 69.5487 | 69.5487 | 69.5487 | 69.5487 | 69.5487 | 69.5487 | 69.5487 | 69.5487 | 69.5487 | 69.5487 | 58.1561 | 57.553 | 57.1907 | 38.957 | 38.957 | 0 | 0 | 0 | 0 | 0 | 0 | 0 | 0 |  |  | 840.6482 |  |  |  | Interconnection Points =
2016 NPV @ 5.5%, thru 2035 |  |  |  | 559.7216 | [54 empty] | Other =
2016 NPV @ 5.5%, thru 2056 |  |  |  | 840.6482 | [50 empty] | Select Project Number = |  | 2 | Output: NPV of Transmission Avoided Costs for Portfolio | Output: NPV of Transmission Avoided Costs for Selected Project | 1 | 2 | 3 | 4 | 5 | 6 | 7 | 8 | 9 | 10 | Portion in Area 1 | Portion in Area 2 | Portion in Area 3 | Totals | error
[57 empty] | Selected Project Inputs | 46481899.6908 | 9916616.3371 | [10 empty] | 11923990.2906 | 27996260.7602 | 6561648.64 | 46481899.6908 | Avoided Costs
[56 empty] | Project kW = | 5130 | 27520 | 5130 | 9000 | 5130 | 5130 | 990 | 2730 | 4540 | 0 | 0 | 0 | 0 | 6120 | 16860 | 4540 | 27520 | Gross kW in Portfolio
[56 empty] | Project Area (1, 2, or 3) = | 1 | All | 1 | 2 | 1 | 2 | 1 | 2 | 3 | 1 | 2 | 3 | 3
[56 empty] | Proportion of Peak Hours Covered = | 100% | - | 100% | 100% | 100% | 100% | 100% | 100% | 100% | 100% | 100% | 100% | 100%
[56 empty] | Project COD = | 2019 | - | 2019 | 2022 | 2019 | 2018 | 2018 | 2018 | 2018 | 2017 | 2017 | 2017 | 2019
[56 empty] | Effective kW = | 5130 | 27520 | 5130 | 9000 | 5130 | 5130 | 990 | 2730 | 4540 | 0 | 0 | 0 | 0 | 6120 | 16860 | 4540 | 27520 | Effective kW in Portfolio
[59 empty] | Unadjusted COD = | 2022 | 2018 | 2017 | 2017 | 2017 | 2017 | 2017 | 2017 | 2017 | 2019 | 14000 | 28000 | 10000 | 52000 | Baseline kW Requirements
| I/S Year |  | Capital (2015$s) | 2016 | 2017 | 2018 | 2019 | 2020 | 2021 | 2022 | 2023 | 2024 | 2025 | 2026 | 2027 | 2028 | 2029 | 2030 | 2031 | 2032 | 2033 | 2034 | 2035 | 2036 | 2037 | 2038 | 2039 | 2040 | 2041 | 2042 | 2043 | 2044 | 2045 | 2046 | 2047 | 2048 | 2049 | 2050 | 2051 | 2052 | 2053 | 2054 | 2055 | 2056 | 2057 | 2058 | 2059 | 2060 | 2061 | 2062 | 2063 | 2064 |  | MW Required by 2022 | NPV Base $M | Differential NPV $M | Differential NPV $M (adjusted for COD of Selected Project) | Differential NPV $M (adjusted for deferral beyond baseline deferral year**) | Differntial NPV $/MW | NPV of Transmission Avoided Costs for Selected Project | COD | Tab No. | Area 1 Capacity (MW) | Area 2 Capacity (MW) | Area 3 Capacity (MW)* | Total Capacity (MW) |  |  |  | -7880 | -11140 | -5460 | -24480 | Portfolio Increase Over Baseline Requirements
[61 empty] | 2022 | DWW-101 | 0 | 9 | 0 | 9
Area I Projects: | [53 empty] | 6.12 | [6 empty] | 2018 | LIE-101 | 5.13 | 0 | 0 | 5.13 |  |  |  | Years of Deferral Beyond Project Baseline Deferral Year** |  |  | Normal COD | Deferred COD | Deferred COD with Limit | Baseline Deferral Year | Deferral Year Limit
Amagansett Conversion 33 kV | 2017 |  | 8 | 0 | 0.97582 | 0.97582 | 0.97582 | 0.97582 | 0.97582 | 0.97582 | 0.97582 | 0.97582 | 0.97582 | 0.97582 | 0.97582 | 0.97582 | 0.97582 | 0.97582 | 0.97582 | 0.97582 | 0.97582 | 0.97582 | 0.97582 | 0.97582 | 0.97582 | 0.97582 | 0.97582 | 0.97582 | 0.97582 | 0.97582 | 0.97582 | 0.97582 | 0.97582 | 0.97582 | 0.97582 | 0.97582 | 0.97582 | 0.97582 | 0.97582 | [13 empty] | 35 |  | 14.2354 | [5 empty] | 2018 | LIE-403 | 0 | 5.13 | 0 | 5.13 |  |  | Area I Projects:
East Hampton Conversion 33 kV | 2017 |  | 3.2 | 0 | 0.39033 | 0.39033 | 0.39033 | 0.39033 | 0.39033 | 0.39033 | 0.39033 | 0.39033 | 0.39033 | 0.39033 | 0.39033 | 0.39033 | 0.39033 | 0.39033 | 0.39033 | 0.39033 | 0.39033 | 0.39033 | 0.39033 | 0.39033 | 0.39033 | 0.39033 | 0.39033 | 0.39033 | 0.39033 | 0.39033 | 0.39033 | 0.39033 | 0.39033 | 0.39033 | 0.39033 | 0.39033 | 0.39033 | 0.39033 | 0.39033 | [13 empty] | 35 |  | 5.6942 | [5 empty] | 2017 | AEG-101 | 0.99156 | 2.7268 | 4.5446 | 8.263 |  |  | Amagansett Conversion 33 kV | 0 |  |  | 2017 | 2022 | 2020 | 2022 | 2022 | 2030 | 2030
Buell Conversion 33 kV | 2017 |  | 3.7 | 0 | 0.45131 | 0.45131 | 0.45131 | 0.45131 | 0.45131 | 0.45131 | 0.45131 | 0.45131 | 0.45131 | 0.45131 | 0.45131 | 0.45131 | 0.45131 | 0.45131 | 0.45131 | 0.45131 | 0.45131 | 0.45131 | 0.45131 | 0.45131 | 0.45131 | 0.45131 | 0.45131 | 0.45131 | 0.45131 | 0.45131 | 0.45131 | 0.45131 | 0.45131 | 0.45131 | 0.45131 | 0.45131 | 0.45131 | 0.45131 | 0.45131 | [13 empty] | 35 |  | 6.5839 | [13 empty] | East Hampton Conversion 33 kV | 0 |  |  | 2017 | 2022 | 2020 | 2022 | 2022 | 2030 | 2030
Hither Hills Conversion to 33 kV | 2018 |  | 4.8 | 0 | 0 | 0.60305 | 0.60305 | 0.60305 | 0.60305 | 0.60305 | 0.60305 | 0.60305 | 0.60305 | 0.60305 | 0.60305 | 0.60305 | 0.60305 | 0.60305 | 0.60305 | 0.60305 | 0.60305 | 0.60305 | 0.60305 | 0.60305 | 0.60305 | 0.60305 | 0.60305 | 0.60305 | 0.60305 | 0.60305 | 0.60305 | 0.60305 | 0.60305 | 0.60305 | 0.60305 | 0.60305 | 0.60305 | 0.60305 | 0.60305 | 0.60305 | [12 empty] | 35 |  | 8.3388 | [13 empty] | Buell Conversion 33 kV | 0 |  |  | 2017 | 2022 | 2020 | 2022 | 2022 | 2030 | 2030
Culloden Pt Conversion to 33 kV | 2019 |  | 2.8 | 0 | 0 | 0 | 0.36233 | 0.36233 | 0.36233 | 0.36233 | 0.36233 | 0.36233 | 0.36233 | 0.36233 | 0.36233 | 0.36233 | 0.36233 | 0.36233 | 0.36233 | 0.36233 | 0.36233 | 0.36233 | 0.36233 | 0.36233 | 0.36233 | 0.36233 | 0.36233 | 0.36233 | 0.36233 | 0.36233 | 0.36233 | 0.36233 | 0.36233 | 0.36233 | 0.36233 | 0.36233 | 0.36233 | 0.36233 | 0.36233 | 0.36233 | 0.36233 | [11 empty] | 35 |  | 4.7491 | [13 empty] | Hither Hills Conversion to 33 kV | 0 |  |  | 2018 | 2022 | 2021 | 2022 | 2022 | 2030 | 2030
No Deferral |  |  | 22.5 |  | 1.8175 | 2.4205 | 2.7828 | 2.7828 | 2.7828 | 2.7828 | 2.7828 | 2.7828 | 2.7828 | 2.7828 | 2.7828 | 2.7828 | 2.7828 | 2.7828 | 2.7828 | 2.7828 | 2.7828 | 2.7828 | 2.7828 | 2.7828 | 2.7828 | 2.7828 | 2.7828 | 2.7828 | 2.7828 | 2.7828 | 2.7828 | 2.7828 | 2.7828 | 2.7828 | 2.7828 | 2.7828 | 2.7828 | 2.7828 | 2.7828 | 0.96539 | 0.36233 | 0 | 0 | 0 | [10 empty] | 39.6013 | [13 empty] | Culloden Pt Conversion to 33 kV | 0 |  |  | 2019 | 2022 | 2022 | 2022 | 2022 | 2030 | 2030
Area II Projects:
Amagansett Conversion 33 kV | 2020 |  | 8 |  |  |  |  | 1.0663 | 1.0663 | 1.0663 | 1.0663 | 1.0663 | 1.0663 | 1.0663 | 1.0663 | 1.0663 | 1.0663 | 1.0663 | 1.0663 | 1.0663 | 1.0663 | 1.0663 | 1.0663 | 1.0663 | 1.0663 | 1.0663 | 1.0663 | 1.0663 | 1.0663 | 1.0663 | 1.0663 | 1.0663 | 1.0663 | 1.0663 | 1.0663 | 1.0663 | 1.0663 | 1.0663 | 1.0663 | 1.0663 | 1.0663 | 1.0663 | [10 empty] | 35 |  | 13.2472 | 0.9882 | 0 | 0 | 0 | 0 | [8 empty] | Riverhead Canal 2nd Line and Bank |  | 0 |  | 2020 | 2022 | 2022 | 2022 | 2022 | 2026 | 2030
East Hampton Conversion 33 kV | 2020 |  | 3.2 |  |  |  |  | 0.42652 | 0.42652 | 0.42652 | 0.42652 | 0.42652 | 0.42652 | 0.42652 | 0.42652 | 0.42652 | 0.42652 | 0.42652 | 0.42652 | 0.42652 | 0.42652 | 0.42652 | 0.42652 | 0.42652 | 0.42652 | 0.42652 | 0.42652 | 0.42652 | 0.42652 | 0.42652 | 0.42652 | 0.42652 | 0.42652 | 0.42652 | 0.42652 | 0.42652 | 0.42652 | 0.42652 | 0.42652 | 0.42652 | 0.42652 | 0.42652 | [10 empty] | 35 |  | 5.2989 | 0.39528 | 0 | 0 | 0 | 0 | [8 empty] | Area III Projects:
Buell Conversion 33 kV | 2022 |  | 3.7 |  |  |  |  | 0.5232 | 0.5232 | 0.5232 | 0.5232 | 0.5232 | 0.5232 | 0.5232 | 0.5232 | 0.5232 | 0.5232 | 0.5232 | 0.5232 | 0.5232 | 0.5232 | 0.5232 | 0.5232 | 0.5232 | 0.5232 | 0.5232 | 0.5232 | 0.5232 | 0.5232 | 0.5232 | 0.5232 | 0.5232 | 0.5232 | 0.5232 | 0.5232 | 0.5232 | 0.5232 | 0.5232 | 0.5232 | 0.5232 | 0.5232 | 0.5232 | [10 empty] | 35 |  | 6.4999 | 0.08392 | 0 | 0 | 0 | 0 | [8 empty] | New Canal - Southampton Cable |  |  | 0 | 2017 | 2022 | 2019 | 2022 | 2022 | 2023 | 2030
Hither Hills Conversion to 33 kV | 2022 |  | 4.8 |  |  |  |  | 0.67874 | 0.67874 | 0.67874 | 0.67874 | 0.67874 | 0.67874 | 0.67874 | 0.67874 | 0.67874 | 0.67874 | 0.67874 | 0.67874 | 0.67874 | 0.67874 | 0.67874 | 0.67874 | 0.67874 | 0.67874 | 0.67874 | 0.67874 | 0.67874 | 0.67874 | 0.67874 | 0.67874 | 0.67874 | 0.67874 | 0.67874 | 0.67874 | 0.67874 | 0.67874 | 0.67874 | 0.67874 | 0.67874 | 0.67874 | 0.67874 | [10 empty] | 35 |  | 8.4324 | -0.093529 | 0 | 0 | 0 | 0 | [8 empty] | Upgrade Wildwood - Riverhead to 138 kV |  |  | 0 | 2017 | 2022 | 2019 | 2022 | 2022 | 2022 | 2030
Culloden Pt Conversion to 33 kV | 2022 |  | 2.8 |  |  |  |  | 0.39593 | 0.39593 | 0.39593 | 0.39593 | 0.39593 | 0.39593 | 0.39593 | 0.39593 | 0.39593 | 0.39593 | 0.39593 | 0.39593 | 0.39593 | 0.39593 | 0.39593 | 0.39593 | 0.39593 | 0.39593 | 0.39593 | 0.39593 | 0.39593 | 0.39593 | 0.39593 | 0.39593 | 0.39593 | 0.39593 | 0.39593 | 0.39593 | 0.39593 | 0.39593 | 0.39593 | 0.39593 | 0.39593 | 0.39593 | 0.39593 | [10 empty] | 35 |  | 4.9189 | -0.16983 | -0.16983 | -0.16983 | -27749.5078 | -142354.9752 | [8 empty] | Bridgehampton - Buell New 69 kV UG Cable |  |  | 0 | 2017 | 2022 | 2019 | 2022 | 2022 | 2023 | 2030
Deferral to 2020 |  |  | 22.5 |  |  |  |  | 3.0907 | 3.0907 | 3.0907 | 3.0907 | 3.0907 | 3.0907 | 3.0907 | 3.0907 | 3.0907 | 3.0907 | 3.0907 | 3.0907 | 3.0907 | 3.0907 | 3.0907 | 3.0907 | 3.0907 | 3.0907 | 3.0907 | 3.0907 | 3.0907 | 3.0907 | 3.0907 | 3.0907 | 3.0907 | 3.0907 | 3.0907 | 3.0907 | 3.0907 | 3.0907 | 3.0907 | 3.0907 | 3.0907 | 3.0907 | 3.0907 | [10 empty] | 35 |  | 38.3972 | 1.204 | -0.16983 | -0.16983 | -27749.5078 | -142354.9752 | [8 empty] | Canal - Wainscott New 138 kV UG Cable |  |  | 0 | 2022 | 2022 | 2026 | 2022 | 2022 | 2028 | 2030
Amagansett Conversion 33 kV | 2021 |  | 8 | [5 empty] | 1.0983 | 1.0983 | 1.0983 | 1.0983 | 1.0983 | 1.0983 | 1.0983 | 1.0983 | 1.0983 | 1.0983 | 1.0983 | 1.0983 | 1.0983 | 1.0983 | 1.0983 | 1.0983 | 1.0983 | 1.0983 | 1.0983 | 1.0983 | 1.0983 | 1.0983 | 1.0983 | 1.0983 | 1.0983 | 1.0983 | 1.0983 | 1.0983 | 1.0983 | 1.0983 | 1.0983 | 1.0983 | 1.0983 | 1.0983 | 1.0983 | [9 empty] | 35 |  | 12.9333 | 1.3021 | 0 | 0 | 0 | 0 | [9 empty] | ** Baseline Deferral Year is the deferral year if 63 MW (allocated to Areas 1, 2, and 3) is achieved.
East Hampton Conversion 33 kV | 2021 |  | 3.2 | [5 empty] | 0.43932 | 0.43932 | 0.43932 | 0.43932 | 0.43932 | 0.43932 | 0.43932 | 0.43932 | 0.43932 | 0.43932 | 0.43932 | 0.43932 | 0.43932 | 0.43932 | 0.43932 | 0.43932 | 0.43932 | 0.43932 | 0.43932 | 0.43932 | 0.43932 | 0.43932 | 0.43932 | 0.43932 | 0.43932 | 0.43932 | 0.43932 | 0.43932 | 0.43932 | 0.43932 | 0.43932 | 0.43932 | 0.43932 | 0.43932 | 0.43932 | [9 empty] | 35 |  | 5.1733 | 0.52085 | 0 | 0 | 0 | 0 | [9 empty] | Note: Analysis is based on the assumption that portfolio is constructed such that 63 MW is achieved.
Buell Conversion 33 kV | 2021 |  | 3.7 | [5 empty] | 0.50796 | 0.50796 | 0.50796 | 0.50796 | 0.50796 | 0.50796 | 0.50796 | 0.50796 | 0.50796 | 0.50796 | 0.50796 | 0.50796 | 0.50796 | 0.50796 | 0.50796 | 0.50796 | 0.50796 | 0.50796 | 0.50796 | 0.50796 | 0.50796 | 0.50796 | 0.50796 | 0.50796 | 0.50796 | 0.50796 | 0.50796 | 0.50796 | 0.50796 | 0.50796 | 0.50796 | 0.50796 | 0.50796 | 0.50796 | 0.50796 | [9 empty] | 35 |  | 5.9816 | 0.60223 | 0 | 0 | 0 | 0
Hither Hills Conversion to 33 kV | 2021 |  | 4.8 | [5 empty] | 0.65897 | 0.65897 | 0.65897 | 0.65897 | 0.65897 | 0.65897 | 0.65897 | 0.65897 | 0.65897 | 0.65897 | 0.65897 | 0.65897 | 0.65897 | 0.65897 | 0.65897 | 0.65897 | 0.65897 | 0.65897 | 0.65897 | 0.65897 | 0.65897 | 0.65897 | 0.65897 | 0.65897 | 0.65897 | 0.65897 | 0.65897 | 0.65897 | 0.65897 | 0.65897 | 0.65897 | 0.65897 | 0.65897 | 0.65897 | 0.65897 | [9 empty] | 35 |  | 7.76 | 0.57887 | 0 | 0 | 0 | 0
Culloden Pt Conversion to 33 kV | 2021 |  | 2.8 | [5 empty] | 0.3844 | 0.3844 | 0.3844 | 0.3844 | 0.3844 | 0.3844 | 0.3844 | 0.3844 | 0.3844 | 0.3844 | 0.3844 | 0.3844 | 0.3844 | 0.3844 | 0.3844 | 0.3844 | 0.3844 | 0.3844 | 0.3844 | 0.3844 | 0.3844 | 0.3844 | 0.3844 | 0.3844 | 0.3844 | 0.3844 | 0.3844 | 0.3844 | 0.3844 | 0.3844 | 0.3844 | 0.3844 | 0.3844 | 0.3844 | 0.3844 | [9 empty] | 35 |  | 4.5266 | 0.22241 | 0.22241 | 0 | 0 | 0
Deferral to 2021 |  |  | 22.5 | [5 empty] | 3.0889 | 3.0889 | 3.0889 | 3.0889 | 3.0889 | 3.0889 | 3.0889 | 3.0889 | 3.0889 | 3.0889 | 3.0889 | 3.0889 | 3.0889 | 3.0889 | 3.0889 | 3.0889 | 3.0889 | 3.0889 | 3.0889 | 3.0889 | 3.0889 | 3.0889 | 3.0889 | 3.0889 | 3.0889 | 3.0889 | 3.0889 | 3.0889 | 3.0889 | 3.0889 | 3.0889 | 3.0889 | 3.0889 | 3.0889 | 3.0889 | [9 empty] | 35 |  | 36.3748 | 3.2265 | 0.22241 | 0 | 0 | 0 | =Area I Portion
Amagansett Conversion 33 kV | 2022 |  | 8 | [6 empty] | 1.1312 | 1.1312 | 1.1312 | 1.1312 | 1.1312 | 1.1312 | 1.1312 | 1.1312 | 1.1312 | 1.1312 | 1.1312 | 1.1312 | 1.1312 | 1.1312 | 1.1312 | 1.1312 | 1.1312 | 1.1312 | 1.1312 | 1.1312 | 1.1312 | 1.1312 | 1.1312 | 1.1312 | 1.1312 | 1.1312 | 1.1312 | 1.1312 | 1.1312 | 1.1312 | 1.1312 | 1.1312 | 1.1312 | 1.1312 | 1.1312 | [8 empty] | 35 |  | 12.6268 | 1.6086 | 0 | 0 | 0 | 0
East Hampton Conversion 33 kV | 2022 |  | 3.2 | [6 empty] | 0.45249 | 0.45249 | 0.45249 | 0.45249 | 0.45249 | 0.45249 | 0.45249 | 0.45249 | 0.45249 | 0.45249 | 0.45249 | 0.45249 | 0.45249 | 0.45249 | 0.45249 | 0.45249 | 0.45249 | 0.45249 | 0.45249 | 0.45249 | 0.45249 | 0.45249 | 0.45249 | 0.45249 | 0.45249 | 0.45249 | 0.45249 | 0.45249 | 0.45249 | 0.45249 | 0.45249 | 0.45249 | 0.45249 | 0.45249 | 0.45249 | [8 empty] | 35 |  | 5.0507 | 0.64344 | 0 | 0 | 0 | 0
Buell Conversion 33 kV | 2022 |  | 3.7 | [6 empty] | 0.5232 | 0.5232 | 0.5232 | 0.5232 | 0.5232 | 0.5232 | 0.5232 | 0.5232 | 0.5232 | 0.5232 | 0.5232 | 0.5232 | 0.5232 | 0.5232 | 0.5232 | 0.5232 | 0.5232 | 0.5232 | 0.5232 | 0.5232 | 0.5232 | 0.5232 | 0.5232 | 0.5232 | 0.5232 | 0.5232 | 0.5232 | 0.5232 | 0.5232 | 0.5232 | 0.5232 | 0.5232 | 0.5232 | 0.5232 | 0.5232 | [8 empty] | 35 |  | 5.8399 | 0.74397 | 0 | 0 | 0 | 0
Hither Hills Conversion to 33 kV | 2022 |  | 4.8 | [6 empty] | 0.67874 | 0.67874 | 0.67874 | 0.67874 | 0.67874 | 0.67874 | 0.67874 | 0.67874 | 0.67874 | 0.67874 | 0.67874 | 0.67874 | 0.67874 | 0.67874 | 0.67874 | 0.67874 | 0.67874 | 0.67874 | 0.67874 | 0.67874 | 0.67874 | 0.67874 | 0.67874 | 0.67874 | 0.67874 | 0.67874 | 0.67874 | 0.67874 | 0.67874 | 0.67874 | 0.67874 | 0.67874 | 0.67874 | 0.67874 | 0.67874 | [8 empty] | 35 |  | 7.5761 | 0.76276 | 0 | 0 | 0 | 0
Culloden Pt Conversion to 33 kV | 2022 |  | 2.8 | [6 empty] | 0.39593 | 0.39593 | 0.39593 | 0.39593 | 0.39593 | 0.39593 | 0.39593 | 0.39593 | 0.39593 | 0.39593 | 0.39593 | 0.39593 | 0.39593 | 0.39593 | 0.39593 | 0.39593 | 0.39593 | 0.39593 | 0.39593 | 0.39593 | 0.39593 | 0.39593 | 0.39593 | 0.39593 | 0.39593 | 0.39593 | 0.39593 | 0.39593 | 0.39593 | 0.39593 | 0.39593 | 0.39593 | 0.39593 | 0.39593 | 0.39593 | [8 empty] | 35 |  | 4.4194 | 0.32967 | 0.32967 | 0.32967 | 53868.1792 | 276343.7595
Deferral to 2022 |  |  | 22.5 | [6 empty] | 3.1816 | 3.1816 | 3.1816 | 3.1816 | 3.1816 | 3.1816 | 3.1816 | 3.1816 | 3.1816 | 3.1816 | 3.1816 | 3.1816 | 3.1816 | 3.1816 | 3.1816 | 3.1816 | 3.1816 | 3.1816 | 3.1816 | 3.1816 | 3.1816 | 3.1816 | 3.1816 | 3.1816 | 3.1816 | 3.1816 | 3.1816 | 3.1816 | 3.1816 | 3.1816 | 3.1816 | 3.1816 | 3.1816 | 3.1816 | 3.1816 | [8 empty] | 35 |  | 35.5129 | 4.0884 | 0.32967 | 0.32967 | 53868.1792 | 276343.7595 | =Area I Portion
Amagansett Conversion 33 kV | 2025 |  | 8 | [9 empty] | 1.2361 | 1.2361 | 1.2361 | 1.2361 | 1.2361 | 1.2361 | 1.2361 | 1.2361 | 1.2361 | 1.2361 | 1.2361 | 1.2361 | 1.2361 | 1.2361 | 1.2361 | 1.2361 | 1.2361 | 1.2361 | 1.2361 | 1.2361 | 1.2361 | 1.2361 | 1.2361 | 1.2361 | 1.2361 | 1.2361 | 1.2361 | 1.2361 | 1.2361 | 1.2361 | 1.2361 | 1.2361 | 1.2361 | 1.2361 | 1.2361 | [5 empty] | 35 |  | 11.7503 | 2.4851 | 0 | 0 | 0 | 0
East Hampton Conversion 33 kV | 2025 |  | 3.2 | [9 empty] | 0.49445 | 0.49445 | 0.49445 | 0.49445 | 0.49445 | 0.49445 | 0.49445 | 0.49445 | 0.49445 | 0.49445 | 0.49445 | 0.49445 | 0.49445 | 0.49445 | 0.49445 | 0.49445 | 0.49445 | 0.49445 | 0.49445 | 0.49445 | 0.49445 | 0.49445 | 0.49445 | 0.49445 | 0.49445 | 0.49445 | 0.49445 | 0.49445 | 0.49445 | 0.49445 | 0.49445 | 0.49445 | 0.49445 | 0.49445 | 0.49445 | [5 empty] | 35 |  | 4.7001 | 0.99405 | 0 | 0 | 0 | 0
Buell Conversion 33 kV | 2025 |  | 3.7 | [9 empty] | 0.57171 | 0.57171 | 0.57171 | 0.57171 | 0.57171 | 0.57171 | 0.57171 | 0.57171 | 0.57171 | 0.57171 | 0.57171 | 0.57171 | 0.57171 | 0.57171 | 0.57171 | 0.57171 | 0.57171 | 0.57171 | 0.57171 | 0.57171 | 0.57171 | 0.57171 | 0.57171 | 0.57171 | 0.57171 | 0.57171 | 0.57171 | 0.57171 | 0.57171 | 0.57171 | 0.57171 | 0.57171 | 0.57171 | 0.57171 | 0.57171 | [5 empty] | 35 |  | 5.4345 | 1.1494 | 0 | 0 | 0 | 0
Hither Hills Conversion to 33 kV | 2025 |  | 4.8 | [9 empty] | 0.74168 | 0.74168 | 0.74168 | 0.74168 | 0.74168 | 0.74168 | 0.74168 | 0.74168 | 0.74168 | 0.74168 | 0.74168 | 0.74168 | 0.74168 | 0.74168 | 0.74168 | 0.74168 | 0.74168 | 0.74168 | 0.74168 | 0.74168 | 0.74168 | 0.74168 | 0.74168 | 0.74168 | 0.74168 | 0.74168 | 0.74168 | 0.74168 | 0.74168 | 0.74168 | 0.74168 | 0.74168 | 0.74168 | 0.74168 | 0.74168 | [5 empty] | 35 |  | 7.0502 | 1.2887 | 0 | 0 | 0 | 0
Culloden Pt Conversion to 33 kV | 2025 |  | 2.8 | [9 empty] | 0.43265 | 0.43265 | 0.43265 | 0.43265 | 0.43265 | 0.43265 | 0.43265 | 0.43265 | 0.43265 | 0.43265 | 0.43265 | 0.43265 | 0.43265 | 0.43265 | 0.43265 | 0.43265 | 0.43265 | 0.43265 | 0.43265 | 0.43265 | 0.43265 | 0.43265 | 0.43265 | 0.43265 | 0.43265 | 0.43265 | 0.43265 | 0.43265 | 0.43265 | 0.43265 | 0.43265 | 0.43265 | 0.43265 | 0.43265 | 0.43265 | [5 empty] | 35 |  | 4.1126 | 0.63646 | 0.63646 | 0 | 0 | 0
Deferral to 2025 |  |  | 22.5 | [9 empty] | 3.4766 | 3.4766 | 3.4766 | 3.4766 | 3.4766 | 3.4766 | 3.4766 | 3.4766 | 3.4766 | 3.4766 | 3.4766 | 3.4766 | 3.4766 | 3.4766 | 3.4766 | 3.4766 | 3.4766 | 3.4766 | 3.4766 | 3.4766 | 3.4766 | 3.4766 | 3.4766 | 3.4766 | 3.4766 | 3.4766 | 3.4766 | 3.4766 | 3.4766 | 3.4766 | 3.4766 | 3.4766 | 3.4766 | 3.4766 | 3.4766 | [5 empty] | 35 |  | 33.0476 | 6.5537 | 0.63646 | 0 | 0 | 0 | =Area I Portion
Amagansett Conversion 33 kV | 2026 |  | 8 | [10 empty] | 1.2732 | 1.2732 | 1.2732 | 1.2732 | 1.2732 | 1.2732 | 1.2732 | 1.2732 | 1.2732 | 1.2732 | 1.2732 | 1.2732 | 1.2732 | 1.2732 | 1.2732 | 1.2732 | 1.2732 | 1.2732 | 1.2732 | 1.2732 | 1.2732 | 1.2732 | 1.2732 | 1.2732 | 1.2732 | 1.2732 | 1.2732 | 1.2732 | 1.2732 | 1.2732 | 1.2732 | 1.2732 | 1.2732 | 1.2732 | 1.2732 |  |  |  |  | 35 |  | 11.4718 | 2.7636 | 0 | 0 | 0 | 0
East Hampton Conversion 33 kV | 2026 |  | 3.2 | [10 empty] | 0.50929 | 0.50929 | 0.50929 | 0.50929 | 0.50929 | 0.50929 | 0.50929 | 0.50929 | 0.50929 | 0.50929 | 0.50929 | 0.50929 | 0.50929 | 0.50929 | 0.50929 | 0.50929 | 0.50929 | 0.50929 | 0.50929 | 0.50929 | 0.50929 | 0.50929 | 0.50929 | 0.50929 | 0.50929 | 0.50929 | 0.50929 | 0.50929 | 0.50929 | 0.50929 | 0.50929 | 0.50929 | 0.50929 | 0.50929 | 0.50929 |  |  |  |  | 35 |  | 4.5887 | 1.1054 | 0 | 0 | 0 | 0
Buell Conversion 33 kV | 2026 |  | 3.7 | [10 empty] | 0.58886 | 0.58886 | 0.58886 | 0.58886 | 0.58886 | 0.58886 | 0.58886 | 0.58886 | 0.58886 | 0.58886 | 0.58886 | 0.58886 | 0.58886 | 0.58886 | 0.58886 | 0.58886 | 0.58886 | 0.58886 | 0.58886 | 0.58886 | 0.58886 | 0.58886 | 0.58886 | 0.58886 | 0.58886 | 0.58886 | 0.58886 | 0.58886 | 0.58886 | 0.58886 | 0.58886 | 0.58886 | 0.58886 | 0.58886 | 0.58886 |  |  |  |  | 35 |  | 5.3057 | 1.2782 | 0 | 0 | 0 | 0
Hither Hills Conversion to 33 kV | 2026 |  | 4.8 | [10 empty] | 0.76393 | 0.76393 | 0.76393 | 0.76393 | 0.76393 | 0.76393 | 0.76393 | 0.76393 | 0.76393 | 0.76393 | 0.76393 | 0.76393 | 0.76393 | 0.76393 | 0.76393 | 0.76393 | 0.76393 | 0.76393 | 0.76393 | 0.76393 | 0.76393 | 0.76393 | 0.76393 | 0.76393 | 0.76393 | 0.76393 | 0.76393 | 0.76393 | 0.76393 | 0.76393 | 0.76393 | 0.76393 | 0.76393 | 0.76393 | 0.76393 |  |  |  |  | 35 |  | 6.8831 | 1.4557 | 0 | 0 | 0 | 0
Culloden Pt Conversion to 33 kV | 2026 |  | 2.8 | [10 empty] | 0.44563 | 0.44563 | 0.44563 | 0.44563 | 0.44563 | 0.44563 | 0.44563 | 0.44563 | 0.44563 | 0.44563 | 0.44563 | 0.44563 | 0.44563 | 0.44563 | 0.44563 | 0.44563 | 0.44563 | 0.44563 | 0.44563 | 0.44563 | 0.44563 | 0.44563 | 0.44563 | 0.44563 | 0.44563 | 0.44563 | 0.44563 | 0.44563 | 0.44563 | 0.44563 | 0.44563 | 0.44563 | 0.44563 | 0.44563 | 0.44563 |  |  |  |  | 35 |  | 4.0151 | 0.73392 | 0.73392 | 0 | 0 | 0
Deferral to 2026 |  |  | 22.5 | [10 empty] | 3.5809 | 3.5809 | 3.5809 | 3.5809 | 3.5809 | 3.5809 | 3.5809 | 3.5809 | 3.5809 | 3.5809 | 3.5809 | 3.5809 | 3.5809 | 3.5809 | 3.5809 | 3.5809 | 3.5809 | 3.5809 | 3.5809 | 3.5809 | 3.5809 | 3.5809 | 3.5809 | 3.5809 | 3.5809 | 3.5809 | 3.5809 | 3.5809 | 3.5809 | 3.5809 | 3.5809 | 3.5809 | 3.5809 | 3.5809 | 3.5809 |  |  |  |  | 35 |  | 32.2645 | 7.3368 | 0.73392 | 0 | 0 | 0 | =Area I Portion
Amagansett Conversion 33 kV | 2027 |  | 8 | [11 empty] | 1.3114 | 1.3114 | 1.3114 | 1.3114 | 1.3114 | 1.3114 | 1.3114 | 1.3114 | 1.3114 | 1.3114 | 1.3114 | 1.3114 | 1.3114 | 1.3114 | 1.3114 | 1.3114 | 1.3114 | 1.3114 | 1.3114 | 1.3114 | 1.3114 | 1.3114 | 1.3114 | 1.3114 | 1.3114 | 1.3114 | 1.3114 | 1.3114 | 1.3114 | 1.3114 | 1.3114 | 1.3114 | 1.3114 | 1.3114 | 1.3114 |  |  |  | 35 |  | 11.2 | 3.0354 | 0 | 0 | 0 | 0
East Hampton Conversion 33 kV | 2027 |  | 3.2 | [11 empty] | 0.52457 | 0.52457 | 0.52457 | 0.52457 | 0.52457 | 0.52457 | 0.52457 | 0.52457 | 0.52457 | 0.52457 | 0.52457 | 0.52457 | 0.52457 | 0.52457 | 0.52457 | 0.52457 | 0.52457 | 0.52457 | 0.52457 | 0.52457 | 0.52457 | 0.52457 | 0.52457 | 0.52457 | 0.52457 | 0.52457 | 0.52457 | 0.52457 | 0.52457 | 0.52457 | 0.52457 | 0.52457 | 0.52457 | 0.52457 | 0.52457 |  |  |  | 35 |  | 4.48 | 1.2142 | 0 | 0 | 0 | 0
Buell Conversion 33 kV | 2027 |  | 3.7 | [11 empty] | 0.60653 | 0.60653 | 0.60653 | 0.60653 | 0.60653 | 0.60653 | 0.60653 | 0.60653 | 0.60653 | 0.60653 | 0.60653 | 0.60653 | 0.60653 | 0.60653 | 0.60653 | 0.60653 | 0.60653 | 0.60653 | 0.60653 | 0.60653 | 0.60653 | 0.60653 | 0.60653 | 0.60653 | 0.60653 | 0.60653 | 0.60653 | 0.60653 | 0.60653 | 0.60653 | 0.60653 | 0.60653 | 0.60653 | 0.60653 | 0.60653 |  |  |  | 35 |  | 5.18 | 1.4039 | 0 | 0 | 0 | 0
Hither Hills Conversion to 33 kV | 2027 |  | 4.8 | [11 empty] | 0.78685 | 0.78685 | 0.78685 | 0.78685 | 0.78685 | 0.78685 | 0.78685 | 0.78685 | 0.78685 | 0.78685 | 0.78685 | 0.78685 | 0.78685 | 0.78685 | 0.78685 | 0.78685 | 0.78685 | 0.78685 | 0.78685 | 0.78685 | 0.78685 | 0.78685 | 0.78685 | 0.78685 | 0.78685 | 0.78685 | 0.78685 | 0.78685 | 0.78685 | 0.78685 | 0.78685 | 0.78685 | 0.78685 | 0.78685 | 0.78685 |  |  |  | 35 |  | 6.72 | 1.6189 | 0 | 0 | 0 | 0
Culloden Pt Conversion to 33 kV | 2027 |  | 2.8 | [11 empty] | 0.45899 | 0.45899 | 0.45899 | 0.45899 | 0.45899 | 0.45899 | 0.45899 | 0.45899 | 0.45899 | 0.45899 | 0.45899 | 0.45899 | 0.45899 | 0.45899 | 0.45899 | 0.45899 | 0.45899 | 0.45899 | 0.45899 | 0.45899 | 0.45899 | 0.45899 | 0.45899 | 0.45899 | 0.45899 | 0.45899 | 0.45899 | 0.45899 | 0.45899 | 0.45899 | 0.45899 | 0.45899 | 0.45899 | 0.45899 | 0.45899 |  |  |  | 35 |  | 3.92 | 0.82906 | 0.82906 | 0 | 0 | 0
Deferral to 2027 |  |  | 22.5 | [11 empty] | 3.6884 | 3.6884 | 3.6884 | 3.6884 | 3.6884 | 3.6884 | 3.6884 | 3.6884 | 3.6884 | 3.6884 | 3.6884 | 3.6884 | 3.6884 | 3.6884 | 3.6884 | 3.6884 | 3.6884 | 3.6884 | 3.6884 | 3.6884 | 3.6884 | 3.6884 | 3.6884 | 3.6884 | 3.6884 | 3.6884 | 3.6884 | 3.6884 | 3.6884 | 3.6884 | 3.6884 | 3.6884 | 3.6884 | 3.6884 | 3.6884 |  |  |  | 35 |  | 31.4999 | 8.1014 | 0.82906 | 0 | 0 | 0 | =Area I Portion
Amagansett Conversion 33 kV | 2028 |  | 8 | [12 empty] | 1.3508 | 1.3508 | 1.3508 | 1.3508 | 1.3508 | 1.3508 | 1.3508 | 1.3508 | 1.3508 | 1.3508 | 1.3508 | 1.3508 | 1.3508 | 1.3508 | 1.3508 | 1.3508 | 1.3508 | 1.3508 | 1.3508 | 1.3508 | 1.3508 | 1.3508 | 1.3508 | 1.3508 | 1.3508 | 1.3508 | 1.3508 | 1.3508 | 1.3508 | 1.3508 | 1.3508 | 1.3508 | 1.3508 | 1.3508 | 1.3508 |  |  | 35 |  | 10.9346 | 3.3008 | 0 | 0 | 0 | 0
East Hampton Conversion 33 kV | 2028 |  | 3.2 | [12 empty] | 0.5403 | 0.5403 | 0.5403 | 0.5403 | 0.5403 | 0.5403 | 0.5403 | 0.5403 | 0.5403 | 0.5403 | 0.5403 | 0.5403 | 0.5403 | 0.5403 | 0.5403 | 0.5403 | 0.5403 | 0.5403 | 0.5403 | 0.5403 | 0.5403 | 0.5403 | 0.5403 | 0.5403 | 0.5403 | 0.5403 | 0.5403 | 0.5403 | 0.5403 | 0.5403 | 0.5403 | 0.5403 | 0.5403 | 0.5403 | 0.5403 |  |  | 35 |  | 4.3738 | 1.3203 | 0 | 0 | 0 | 0
Buell Conversion 33 kV | 2028 |  | 3.7 | [12 empty] | 0.62472 | 0.62472 | 0.62472 | 0.62472 | 0.62472 | 0.62472 | 0.62472 | 0.62472 | 0.62472 | 0.62472 | 0.62472 | 0.62472 | 0.62472 | 0.62472 | 0.62472 | 0.62472 | 0.62472 | 0.62472 | 0.62472 | 0.62472 | 0.62472 | 0.62472 | 0.62472 | 0.62472 | 0.62472 | 0.62472 | 0.62472 | 0.62472 | 0.62472 | 0.62472 | 0.62472 | 0.62472 | 0.62472 | 0.62472 | 0.62472 |  |  | 35 |  | 5.0572 | 1.5266 | 0 | 0 | 0 | 0
Hither Hills Conversion to 33 kV | 2028 |  | 4.8 | [12 empty] | 0.81045 | 0.81045 | 0.81045 | 0.81045 | 0.81045 | 0.81045 | 0.81045 | 0.81045 | 0.81045 | 0.81045 | 0.81045 | 0.81045 | 0.81045 | 0.81045 | 0.81045 | 0.81045 | 0.81045 | 0.81045 | 0.81045 | 0.81045 | 0.81045 | 0.81045 | 0.81045 | 0.81045 | 0.81045 | 0.81045 | 0.81045 | 0.81045 | 0.81045 | 0.81045 | 0.81045 | 0.81045 | 0.81045 | 0.81045 | 0.81045 |  |  | 35 |  | 6.5607 | 1.7781 | 0 | 0 | 0 | 0
Culloden Pt Conversion to 33 kV | 2028 |  | 2.8 | [12 empty] | 0.47276 | 0.47276 | 0.47276 | 0.47276 | 0.47276 | 0.47276 | 0.47276 | 0.47276 | 0.47276 | 0.47276 | 0.47276 | 0.47276 | 0.47276 | 0.47276 | 0.47276 | 0.47276 | 0.47276 | 0.47276 | 0.47276 | 0.47276 | 0.47276 | 0.47276 | 0.47276 | 0.47276 | 0.47276 | 0.47276 | 0.47276 | 0.47276 | 0.47276 | 0.47276 | 0.47276 | 0.47276 | 0.47276 | 0.47276 | 0.47276 |  |  | 35 |  | 3.8271 | 0.92195 | 0.92195 | 0 | 0 | 0
Deferral to 2028 |  |  | 22.5 | [12 empty] | 3.799 | 3.799 | 3.799 | 3.799 | 3.799 | 3.799 | 3.799 | 3.799 | 3.799 | 3.799 | 3.799 | 3.799 | 3.799 | 3.799 | 3.799 | 3.799 | 3.799 | 3.799 | 3.799 | 3.799 | 3.799 | 3.799 | 3.799 | 3.799 | 3.799 | 3.799 | 3.799 | 3.799 | 3.799 | 3.799 | 3.799 | 3.799 | 3.799 | 3.799 | 3.799 |  |  | 35 |  | 30.7535 | 8.8478 | 0.92195 | 0 | 0 | 0 | =Area I Portion
Amagansett Conversion 33 kV | 2029 |  | 8 | [13 empty] | 1.3913 | 1.3913 | 1.3913 | 1.3913 | 1.3913 | 1.3913 | 1.3913 | 1.3913 | 1.3913 | 1.3913 | 1.3913 | 1.3913 | 1.3913 | 1.3913 | 1.3913 | 1.3913 | 1.3913 | 1.3913 | 1.3913 | 1.3913 | 1.3913 | 1.3913 | 1.3913 | 1.3913 | 1.3913 | 1.3913 | 1.3913 | 1.3913 | 1.3913 | 1.3913 | 1.3913 | 1.3913 | 1.3913 | 1.3913 | 1.3913 |  | 35 |  | 10.6755 | 3.5599 | 0 | 0 | 0 | 0
East Hampton Conversion 33 kV | 2029 |  | 3.2 | [13 empty] | 0.55651 | 0.55651 | 0.55651 | 0.55651 | 0.55651 | 0.55651 | 0.55651 | 0.55651 | 0.55651 | 0.55651 | 0.55651 | 0.55651 | 0.55651 | 0.55651 | 0.55651 | 0.55651 | 0.55651 | 0.55651 | 0.55651 | 0.55651 | 0.55651 | 0.55651 | 0.55651 | 0.55651 | 0.55651 | 0.55651 | 0.55651 | 0.55651 | 0.55651 | 0.55651 | 0.55651 | 0.55651 | 0.55651 | 0.55651 | 0.55651 |  | 35 |  | 4.2702 | 1.424 | 0 | 0 | 0 | 0
Buell Conversion 33 kV | 2029 |  | 3.7 | [13 empty] | 0.64347 | 0.64347 | 0.64347 | 0.64347 | 0.64347 | 0.64347 | 0.64347 | 0.64347 | 0.64347 | 0.64347 | 0.64347 | 0.64347 | 0.64347 | 0.64347 | 0.64347 | 0.64347 | 0.64347 | 0.64347 | 0.64347 | 0.64347 | 0.64347 | 0.64347 | 0.64347 | 0.64347 | 0.64347 | 0.64347 | 0.64347 | 0.64347 | 0.64347 | 0.64347 | 0.64347 | 0.64347 | 0.64347 | 0.64347 | 0.64347 |  | 35 |  | 4.9374 | 1.6465 | 0 | 0 | 0 | 0
Hither Hills Conversion to 33 kV | 2029 |  | 4.8 | [13 empty] | 0.83477 | 0.83477 | 0.83477 | 0.83477 | 0.83477 | 0.83477 | 0.83477 | 0.83477 | 0.83477 | 0.83477 | 0.83477 | 0.83477 | 0.83477 | 0.83477 | 0.83477 | 0.83477 | 0.83477 | 0.83477 | 0.83477 | 0.83477 | 0.83477 | 0.83477 | 0.83477 | 0.83477 | 0.83477 | 0.83477 | 0.83477 | 0.83477 | 0.83477 | 0.83477 | 0.83477 | 0.83477 | 0.83477 | 0.83477 | 0.83477 |  | 35 |  | 6.4053 | 1.9336 | 0 | 0 | 0 | 0
Culloden Pt Conversion to 33 kV | 2029 |  | 2.8 | [13 empty] | 0.48695 | 0.48695 | 0.48695 | 0.48695 | 0.48695 | 0.48695 | 0.48695 | 0.48695 | 0.48695 | 0.48695 | 0.48695 | 0.48695 | 0.48695 | 0.48695 | 0.48695 | 0.48695 | 0.48695 | 0.48695 | 0.48695 | 0.48695 | 0.48695 | 0.48695 | 0.48695 | 0.48695 | 0.48695 | 0.48695 | 0.48695 | 0.48695 | 0.48695 | 0.48695 | 0.48695 | 0.48695 | 0.48695 | 0.48695 | 0.48695 |  | 35 |  | 3.7364 | 1.0126 | 1.0126 | 0 | 0 | 0
Deferral to 2029 |  |  | 22.5 | [13 empty] | 3.913 | 3.913 | 3.913 | 3.913 | 3.913 | 3.913 | 3.913 | 3.913 | 3.913 | 3.913 | 3.913 | 3.913 | 3.913 | 3.913 | 3.913 | 3.913 | 3.913 | 3.913 | 3.913 | 3.913 | 3.913 | 3.913 | 3.913 | 3.913 | 3.913 | 3.913 | 3.913 | 3.913 | 3.913 | 3.913 | 3.913 | 3.913 | 3.913 | 3.913 | 3.913 |  | 35 |  | 30.0247 | 9.5766 | 1.0126 | 0 | 0 | 0 | =Area I Portion
Amagansett Conversion 33 kV | 2030 |  | 8 | [14 empty] | 1.433 | 1.433 | 1.433 | 1.433 | 1.433 | 1.433 | 1.433 | 1.433 | 1.433 | 1.433 | 1.433 | 1.433 | 1.433 | 1.433 | 1.433 | 1.433 | 1.433 | 1.433 | 1.433 | 1.433 | 1.433 | 1.433 | 1.433 | 1.433 | 1.433 | 1.433 | 1.433 | 1.433 | 1.433 | 1.433 | 1.433 | 1.433 | 1.433 | 1.433 | 1.433 | 35 |  | 10.4225 | 3.8129 | 0 | 0 | 0 | 0
East Hampton Conversion 33 kV | 2030 |  | 3.2 | [14 empty] | 0.57321 | 0.57321 | 0.57321 | 0.57321 | 0.57321 | 0.57321 | 0.57321 | 0.57321 | 0.57321 | 0.57321 | 0.57321 | 0.57321 | 0.57321 | 0.57321 | 0.57321 | 0.57321 | 0.57321 | 0.57321 | 0.57321 | 0.57321 | 0.57321 | 0.57321 | 0.57321 | 0.57321 | 0.57321 | 0.57321 | 0.57321 | 0.57321 | 0.57321 | 0.57321 | 0.57321 | 0.57321 | 0.57321 | 0.57321 | 0.57321 | 35 |  | 4.169 | 1.5252 | 0 | 0 | 0 | 0
Buell Conversion 33 kV | 2030 |  | 3.7 | [14 empty] | 0.66277 | 0.66277 | 0.66277 | 0.66277 | 0.66277 | 0.66277 | 0.66277 | 0.66277 | 0.66277 | 0.66277 | 0.66277 | 0.66277 | 0.66277 | 0.66277 | 0.66277 | 0.66277 | 0.66277 | 0.66277 | 0.66277 | 0.66277 | 0.66277 | 0.66277 | 0.66277 | 0.66277 | 0.66277 | 0.66277 | 0.66277 | 0.66277 | 0.66277 | 0.66277 | 0.66277 | 0.66277 | 0.66277 | 0.66277 | 0.66277 | 35 |  | 4.8204 | 1.7635 | 0 | 0 | 0 | 0
Hither Hills Conversion to 33 kV | 2030 |  | 4.8 | [14 empty] | 0.85981 | 0.85981 | 0.85981 | 0.85981 | 0.85981 | 0.85981 | 0.85981 | 0.85981 | 0.85981 | 0.85981 | 0.85981 | 0.85981 | 0.85981 | 0.85981 | 0.85981 | 0.85981 | 0.85981 | 0.85981 | 0.85981 | 0.85981 | 0.85981 | 0.85981 | 0.85981 | 0.85981 | 0.85981 | 0.85981 | 0.85981 | 0.85981 | 0.85981 | 0.85981 | 0.85981 | 0.85981 | 0.85981 | 0.85981 | 0.85981 | 35 |  | 6.2535 | 2.0853 | 0 | 0 | 0 | 0
Culloden Pt Conversion to 33 kV | 2030 |  | 2.8 | [14 empty] | 0.50156 | 0.50156 | 0.50156 | 0.50156 | 0.50156 | 0.50156 | 0.50156 | 0.50156 | 0.50156 | 0.50156 | 0.50156 | 0.50156 | 0.50156 | 0.50156 | 0.50156 | 0.50156 | 0.50156 | 0.50156 | 0.50156 | 0.50156 | 0.50156 | 0.50156 | 0.50156 | 0.50156 | 0.50156 | 0.50156 | 0.50156 | 0.50156 | 0.50156 | 0.50156 | 0.50156 | 0.50156 | 0.50156 | 0.50156 | 0.50156 | 35 |  | 3.6479 | 1.1012 | 1.1012 | 0 | 0 | 0
Deferral to 2030 |  |  | 22.5 | [14 empty] | 4.0304 | 4.0304 | 4.0304 | 4.0304 | 4.0304 | 4.0304 | 4.0304 | 4.0304 | 4.0304 | 4.0304 | 4.0304 | 4.0304 | 4.0304 | 4.0304 | 4.0304 | 4.0304 | 4.0304 | 4.0304 | 4.0304 | 4.0304 | 4.0304 | 4.0304 | 4.0304 | 4.0304 | 4.0304 | 4.0304 | 4.0304 | 4.0304 | 4.0304 | 4.0304 | 4.0304 | 4.0304 | 4.0304 | 4.0304 | 4.0304 | 35 |  | 29.3132 | 10.2881 | 1.1012 | 0 | 0 | 0 | =Area I Portion
[60 empty] | 9916616.3371 | =Area I+II+III Portions
Annual Avoided Costs for Deferral to 2022:
Amagansett Conversion 33 kV | 2020 |  |  | 0 | 0.97582 | 0.97582 | 0.97582 | -0.090484 | -0.090484 | -0.090484 | -0.090484 | -0.090484 | -0.090484 | -0.090484 | -0.090484 | -0.090484 | -0.090484 | -0.090484 | -0.090484 | -0.090484 | -0.090484 | -0.090484 | -0.090484 | -0.090484 | -0.090484 | -0.090484 | -0.090484 | -0.090484 | -0.090484 | -0.090484 | -0.090484 | -0.090484 | -0.090484 | -0.090484 | -0.090484 | -0.090484 | -0.090484 | -0.090484 | -0.090484 | -1.0663 | -1.0663 | -1.0663 | 0 | 0 | [8 empty] | 35 |  |  | 0.9882
East Hampton Conversion 33 kV | 2020 |  |  | 0 | 0.39033 | 0.39033 | 0.39033 | -0.036194 | -0.036194 | -0.036194 | -0.036194 | -0.036194 | -0.036194 | -0.036194 | -0.036194 | -0.036194 | -0.036194 | -0.036194 | -0.036194 | -0.036194 | -0.036194 | -0.036194 | -0.036194 | -0.036194 | -0.036194 | -0.036194 | -0.036194 | -0.036194 | -0.036194 | -0.036194 | -0.036194 | -0.036194 | -0.036194 | -0.036194 | -0.036194 | -0.036194 | -0.036194 | -0.036194 | -0.036194 | -0.42652 | -0.42652 | -0.42652 | 0 | 0 | [8 empty] | 35 |  |  | 0.39528
Buell Conversion 33 kV | 2020 |  |  | 0 | 0.45131 | 0.45131 | 0.45131 | -0.071883 | -0.071883 | -0.071883 | -0.071883 | -0.071883 | -0.071883 | -0.071883 | -0.071883 | -0.071883 | -0.071883 | -0.071883 | -0.071883 | -0.071883 | -0.071883 | -0.071883 | -0.071883 | -0.071883 | -0.071883 | -0.071883 | -0.071883 | -0.071883 | -0.071883 | -0.071883 | -0.071883 | -0.071883 | -0.071883 | -0.071883 | -0.071883 | -0.071883 | -0.071883 | -0.071883 | -0.071883 | -0.5232 | -0.5232 | -0.5232 | 0 | 0 | [8 empty] | 35 |  |  | 0.08392
Hither Hills Conversion to 33 kV | 2020 |  |  | 0 | 0 | 0.60305 | 0.60305 | -0.075689 | -0.075689 | -0.075689 | -0.075689 | -0.075689 | -0.075689 | -0.075689 | -0.075689 | -0.075689 | -0.075689 | -0.075689 | -0.075689 | -0.075689 | -0.075689 | -0.075689 | -0.075689 | -0.075689 | -0.075689 | -0.075689 | -0.075689 | -0.075689 | -0.075689 | -0.075689 | -0.075689 | -0.075689 | -0.075689 | -0.075689 | -0.075689 | -0.075689 | -0.075689 | -0.075689 | -0.075689 | -0.075689 | -0.67874 | -0.67874 | 0 | 0 | [8 empty] | 35 |  |  | -0.093529
Culloden Pt Conversion to 33 kV | 2020 |  |  | 0 | 0 | 0 | 0.36233 | -0.033598 | -0.033598 | -0.033598 | -0.033598 | -0.033598 | -0.033598 | -0.033598 | -0.033598 | -0.033598 | -0.033598 | -0.033598 | -0.033598 | -0.033598 | -0.033598 | -0.033598 | -0.033598 | -0.033598 | -0.033598 | -0.033598 | -0.033598 | -0.033598 | -0.033598 | -0.033598 | -0.033598 | -0.033598 | -0.033598 | -0.033598 | -0.033598 | -0.033598 | -0.033598 | -0.033598 | -0.033598 | -0.033598 | -0.033598 | -0.39593 | 0 | 0 | [8 empty] | 35 |  |  | -0.16983
Annual Avoided Costs for Deferral to 2023:
Amagansett Conversion 33 kV | 2021 |  |  | 0 | 0.97582 | 0.97582 | 0.97582 | 0.97582 | -0.12247 | -0.12247 | -0.12247 | -0.12247 | -0.12247 | -0.12247 | -0.12247 | -0.12247 | -0.12247 | -0.12247 | -0.12247 | -0.12247 | -0.12247 | -0.12247 | -0.12247 | -0.12247 | -0.12247 | -0.12247 | -0.12247 | -0.12247 | -0.12247 | -0.12247 | -0.12247 | -0.12247 | -0.12247 | -0.12247 | -0.12247 | -0.12247 | -0.12247 | -0.12247 | -0.12247 | -1.0983 | -1.0983 | -1.0983 | -1.0983 | 0 | 0 | [7 empty] | 35 |  |  | 1.3021
East Hampton Conversion 33 kV | 2021 |  |  | 0 | 0.39033 | 0.39033 | 0.39033 | 0.39033 | -0.048989 | -0.048989 | -0.048989 | -0.048989 | -0.048989 | -0.048989 | -0.048989 | -0.048989 | -0.048989 | -0.048989 | -0.048989 | -0.048989 | -0.048989 | -0.048989 | -0.048989 | -0.048989 | -0.048989 | -0.048989 | -0.048989 | -0.048989 | -0.048989 | -0.048989 | -0.048989 | -0.048989 | -0.048989 | -0.048989 | -0.048989 | -0.048989 | -0.048989 | -0.048989 | -0.048989 | -0.43932 | -0.43932 | -0.43932 | -0.43932 | 0 | 0 | [7 empty] | 35 |  |  | 0.52085
Buell Conversion 33 kV | 2021 |  |  | 0 | 0.45131 | 0.45131 | 0.45131 | 0.45131 | -0.056644 | -0.056644 | -0.056644 | -0.056644 | -0.056644 | -0.056644 | -0.056644 | -0.056644 | -0.056644 | -0.056644 | -0.056644 | -0.056644 | -0.056644 | -0.056644 | -0.056644 | -0.056644 | -0.056644 | -0.056644 | -0.056644 | -0.056644 | -0.056644 | -0.056644 | -0.056644 | -0.056644 | -0.056644 | -0.056644 | -0.056644 | -0.056644 | -0.056644 | -0.056644 | -0.056644 | -0.50796 | -0.50796 | -0.50796 | -0.50796 | 0 | 0 | [7 empty] | 35 |  |  | 0.60223
Hither Hills Conversion to 33 kV | 2021 |  |  | 0 | 0 | 0.60305 | 0.60305 | 0.60305 | -0.055919 | -0.055919 | -0.055919 | -0.055919 | -0.055919 | -0.055919 | -0.055919 | -0.055919 | -0.055919 | -0.055919 | -0.055919 | -0.055919 | -0.055919 | -0.055919 | -0.055919 | -0.055919 | -0.055919 | -0.055919 | -0.055919 | -0.055919 | -0.055919 | -0.055919 | -0.055919 | -0.055919 | -0.055919 | -0.055919 | -0.055919 | -0.055919 | -0.055919 | -0.055919 | -0.055919 | -0.055919 | -0.65897 | -0.65897 | -0.65897 | 0 | 0 | [7 empty] | 35 |  |  | 0.57887
Culloden Pt Conversion to 33 kV | 2021 |  |  | 0 | 0 | 0 | 0.36233 | 0.36233 | -0.022066 | -0.022066 | -0.022066 | -0.022066 | -0.022066 | -0.022066 | -0.022066 | -0.022066 | -0.022066 | -0.022066 | -0.022066 | -0.022066 | -0.022066 | -0.022066 | -0.022066 | -0.022066 | -0.022066 | -0.022066 | -0.022066 | -0.022066 | -0.022066 | -0.022066 | -0.022066 | -0.022066 | -0.022066 | -0.022066 | -0.022066 | -0.022066 | -0.022066 | -0.022066 | -0.022066 | -0.022066 | -0.022066 | -0.3844 | -0.3844 | 0 | 0 | [7 empty] | 35 |  |  | 0.22241
Annual Avoided Costs for Deferral to 2024:
Amagansett Conversion 33 kV | 2022 |  |  | 0 | 0.97582 | 0.97582 | 0.97582 | 0.97582 | 0.97582 | -0.15542 | -0.15542 | -0.15542 | -0.15542 | -0.15542 | -0.15542 | -0.15542 | -0.15542 | -0.15542 | -0.15542 | -0.15542 | -0.15542 | -0.15542 | -0.15542 | -0.15542 | -0.15542 | -0.15542 | -0.15542 | -0.15542 | -0.15542 | -0.15542 | -0.15542 | -0.15542 | -0.15542 | -0.15542 | -0.15542 | -0.15542 | -0.15542 | -0.15542 | -0.15542 | -1.1312 | -1.1312 | -1.1312 | -1.1312 | -1.1312 | 0 | 0 | [6 empty] | 35 |  |  | 1.6086
East Hampton Conversion 33 kV | 2022 |  |  | 0 | 0.39033 | 0.39033 | 0.39033 | 0.39033 | 0.39033 | -0.062169 | -0.062169 | -0.062169 | -0.062169 | -0.062169 | -0.062169 | -0.062169 | -0.062169 | -0.062169 | -0.062169 | -0.062169 | -0.062169 | -0.062169 | -0.062169 | -0.062169 | -0.062169 | -0.062169 | -0.062169 | -0.062169 | -0.062169 | -0.062169 | -0.062169 | -0.062169 | -0.062169 | -0.062169 | -0.062169 | -0.062169 | -0.062169 | -0.062169 | -0.062169 | -0.45249 | -0.45249 | -0.45249 | -0.45249 | -0.45249 | 0 | 0 | [6 empty] | 35 |  |  | 0.64344
Buell Conversion 33 kV | 2022 |  |  | 0 | 0.45131 | 0.45131 | 0.45131 | 0.45131 | 0.45131 | -0.071883 | -0.071883 | -0.071883 | -0.071883 | -0.071883 | -0.071883 | -0.071883 | -0.071883 | -0.071883 | -0.071883 | -0.071883 | -0.071883 | -0.071883 | -0.071883 | -0.071883 | -0.071883 | -0.071883 | -0.071883 | -0.071883 | -0.071883 | -0.071883 | -0.071883 | -0.071883 | -0.071883 | -0.071883 | -0.071883 | -0.071883 | -0.071883 | -0.071883 | -0.071883 | -0.5232 | -0.5232 | -0.5232 | -0.5232 | -0.5232 | 0 | 0 | [6 empty] | 35 |  |  | 0.74397
Hither Hills Conversion to 33 kV | 2022 |  |  | 0 | 0 | 0.60305 | 0.60305 | 0.60305 | 0.60305 | -0.075689 | -0.075689 | -0.075689 | -0.075689 | -0.075689 | -0.075689 | -0.075689 | -0.075689 | -0.075689 | -0.075689 | -0.075689 | -0.075689 | -0.075689 | -0.075689 | -0.075689 | -0.075689 | -0.075689 | -0.075689 | -0.075689 | -0.075689 | -0.075689 | -0.075689 | -0.075689 | -0.075689 | -0.075689 | -0.075689 | -0.075689 | -0.075689 | -0.075689 | -0.075689 | -0.075689 | -0.67874 | -0.67874 | -0.67874 | -0.67874 | 0 | 0 | [6 empty] | 35 |  |  | 0.76276
Culloden Pt Conversion to 33 kV | 2022 |  |  | 0 | 0 | 0 | 0.36233 | 0.36233 | 0.36233 | -0.033598 | -0.033598 | -0.033598 | -0.033598 | -0.033598 | -0.033598 | -0.033598 | -0.033598 | -0.033598 | -0.033598 | -0.033598 | -0.033598 | -0.033598 | -0.033598 | -0.033598 | -0.033598 | -0.033598 | -0.033598 | -0.033598 | -0.033598 | -0.033598 | -0.033598 | -0.033598 | -0.033598 | -0.033598 | -0.033598 | -0.033598 | -0.033598 | -0.033598 | -0.033598 | -0.033598 | -0.033598 | -0.39593 | -0.39593 | -0.39593 | 0 | 0 | [6 empty] | 35 |  |  | 0.32967
Annual Avoided Costs for Deferral to 2025:
Amagansett Conversion 33 kV | 2025 |  |  | 0 | 0.97582 | 0.97582 | 0.97582 | 0.97582 | 0.97582 | 0.97582 | 0.97582 | 0.97582 | -0.26032 | -0.26032 | -0.26032 | -0.26032 | -0.26032 | -0.26032 | -0.26032 | -0.26032 | -0.26032 | -0.26032 | -0.26032 | -0.26032 | -0.26032 | -0.26032 | -0.26032 | -0.26032 | -0.26032 | -0.26032 | -0.26032 | -0.26032 | -0.26032 | -0.26032 | -0.26032 | -0.26032 | -0.26032 | -0.26032 | -0.26032 | -1.2361 | -1.2361 | -1.2361 | -1.2361 | -1.2361 | -1.2361 | -1.2361 | -1.2361 | [5 empty] | 35 |  |  | 2.4851
East Hampton Conversion 33 kV | 2025 |  |  | 0 | 0.39033 | 0.39033 | 0.39033 | 0.39033 | 0.39033 | 0.39033 | 0.39033 | 0.39033 | -0.10413 | -0.10413 | -0.10413 | -0.10413 | -0.10413 | -0.10413 | -0.10413 | -0.10413 | -0.10413 | -0.10413 | -0.10413 | -0.10413 | -0.10413 | -0.10413 | -0.10413 | -0.10413 | -0.10413 | -0.10413 | -0.10413 | -0.10413 | -0.10413 | -0.10413 | -0.10413 | -0.10413 | -0.10413 | -0.10413 | -0.10413 | -0.49445 | -0.49445 | -0.49445 | -0.49445 | -0.49445 | -0.49445 | -0.49445 | -0.49445 | [5 empty] | 35 |  |  | 0.99405
Buell Conversion 33 kV | 2025 |  |  | 0 | 0.45131 | 0.45131 | 0.45131 | 0.45131 | 0.45131 | 0.45131 | 0.45131 | 0.45131 | -0.1204 | -0.1204 | -0.1204 | -0.1204 | -0.1204 | -0.1204 | -0.1204 | -0.1204 | -0.1204 | -0.1204 | -0.1204 | -0.1204 | -0.1204 | -0.1204 | -0.1204 | -0.1204 | -0.1204 | -0.1204 | -0.1204 | -0.1204 | -0.1204 | -0.1204 | -0.1204 | -0.1204 | -0.1204 | -0.1204 | -0.1204 | -0.57171 | -0.57171 | -0.57171 | -0.57171 | -0.57171 | -0.57171 | -0.57171 | -0.57171 | [5 empty] | 35 |  |  | 1.1494
Hither Hills Conversion to 33 kV | 2025 |  |  | 0 | 0 | 0.60305 | 0.60305 | 0.60305 | 0.60305 | 0.60305 | 0.60305 | 0.60305 | -0.13863 | -0.13863 | -0.13863 | -0.13863 | -0.13863 | -0.13863 | -0.13863 | -0.13863 | -0.13863 | -0.13863 | -0.13863 | -0.13863 | -0.13863 | -0.13863 | -0.13863 | -0.13863 | -0.13863 | -0.13863 | -0.13863 | -0.13863 | -0.13863 | -0.13863 | -0.13863 | -0.13863 | -0.13863 | -0.13863 | -0.13863 | -0.13863 | -0.74168 | -0.74168 | -0.74168 | -0.74168 | -0.74168 | -0.74168 | -0.74168 | [5 empty] | 35 |  |  | 1.2887
Culloden Pt Conversion to 33 kV | 2025 |  |  | 0 | 0 | 0 | 0.36233 | 0.36233 | 0.36233 | 0.36233 | 0.36233 | 0.36233 | -0.070312 | -0.070312 | -0.070312 | -0.070312 | -0.070312 | -0.070312 | -0.070312 | -0.070312 | -0.070312 | -0.070312 | -0.070312 | -0.070312 | -0.070312 | -0.070312 | -0.070312 | -0.070312 | -0.070312 | -0.070312 | -0.070312 | -0.070312 | -0.070312 | -0.070312 | -0.070312 | -0.070312 | -0.070312 | -0.070312 | -0.070312 | -0.070312 | -0.070312 | -0.43265 | -0.43265 | -0.43265 | -0.43265 | -0.43265 | -0.43265 | [5 empty] | 35 |  |  | 0.63646
Annual Avoided Costs for Deferral to 2026:
Amagansett Conversion 33 kV | 2026 |  |  | 0 | 0.97582 | 0.97582 | 0.97582 | 0.97582 | 0.97582 | 0.97582 | 0.97582 | 0.97582 | 0.97582 | -0.2974 | -0.2974 | -0.2974 | -0.2974 | -0.2974 | -0.2974 | -0.2974 | -0.2974 | -0.2974 | -0.2974 | -0.2974 | -0.2974 | -0.2974 | -0.2974 | -0.2974 | -0.2974 | -0.2974 | -0.2974 | -0.2974 | -0.2974 | -0.2974 | -0.2974 | -0.2974 | -0.2974 | -0.2974 | -0.2974 | -1.2732 | -1.2732 | -1.2732 | -1.2732 | -1.2732 | -1.2732 | -1.2732 | -1.2732 | -1.2732 |  |  |  |  | 35 |  |  | 2.7636
East Hampton Conversion 33 kV | 2026 |  |  | 0 | 0.39033 | 0.39033 | 0.39033 | 0.39033 | 0.39033 | 0.39033 | 0.39033 | 0.39033 | 0.39033 | -0.11896 | -0.11896 | -0.11896 | -0.11896 | -0.11896 | -0.11896 | -0.11896 | -0.11896 | -0.11896 | -0.11896 | -0.11896 | -0.11896 | -0.11896 | -0.11896 | -0.11896 | -0.11896 | -0.11896 | -0.11896 | -0.11896 | -0.11896 | -0.11896 | -0.11896 | -0.11896 | -0.11896 | -0.11896 | -0.11896 | -0.50929 | -0.50929 | -0.50929 | -0.50929 | -0.50929 | -0.50929 | -0.50929 | -0.50929 | -0.50929 |  |  |  |  | 35 |  |  | 1.1054
Buell Conversion 33 kV | 2026 |  |  | 0 | 0.45131 | 0.45131 | 0.45131 | 0.45131 | 0.45131 | 0.45131 | 0.45131 | 0.45131 | 0.45131 | -0.13755 | -0.13755 | -0.13755 | -0.13755 | -0.13755 | -0.13755 | -0.13755 | -0.13755 | -0.13755 | -0.13755 | -0.13755 | -0.13755 | -0.13755 | -0.13755 | -0.13755 | -0.13755 | -0.13755 | -0.13755 | -0.13755 | -0.13755 | -0.13755 | -0.13755 | -0.13755 | -0.13755 | -0.13755 | -0.13755 | -0.58886 | -0.58886 | -0.58886 | -0.58886 | -0.58886 | -0.58886 | -0.58886 | -0.58886 | -0.58886 |  |  |  |  | 35 |  |  | 1.2782
Hither Hills Conversion to 33 kV | 2026 |  |  | 0 | 0 | 0.60305 | 0.60305 | 0.60305 | 0.60305 | 0.60305 | 0.60305 | 0.60305 | 0.60305 | -0.16088 | -0.16088 | -0.16088 | -0.16088 | -0.16088 | -0.16088 | -0.16088 | -0.16088 | -0.16088 | -0.16088 | -0.16088 | -0.16088 | -0.16088 | -0.16088 | -0.16088 | -0.16088 | -0.16088 | -0.16088 | -0.16088 | -0.16088 | -0.16088 | -0.16088 | -0.16088 | -0.16088 | -0.16088 | -0.16088 | -0.16088 | -0.76393 | -0.76393 | -0.76393 | -0.76393 | -0.76393 | -0.76393 | -0.76393 | -0.76393 |  |  |  |  | 35 |  |  | 1.4557
Culloden Pt Conversion to 33 kV | 2026 |  |  | 0 | 0 | 0 | 0.36233 | 0.36233 | 0.36233 | 0.36233 | 0.36233 | 0.36233 | 0.36233 | -0.083291 | -0.083291 | -0.083291 | -0.083291 | -0.083291 | -0.083291 | -0.083291 | -0.083291 | -0.083291 | -0.083291 | -0.083291 | -0.083291 | -0.083291 | -0.083291 | -0.083291 | -0.083291 | -0.083291 | -0.083291 | -0.083291 | -0.083291 | -0.083291 | -0.083291 | -0.083291 | -0.083291 | -0.083291 | -0.083291 | -0.083291 | -0.083291 | -0.44563 | -0.44563 | -0.44563 | -0.44563 | -0.44563 | -0.44563 | -0.44563 |  |  |  |  | 35 |  |  | 0.73392
Annual Avoided Costs for Deferral to 2027:
Amagansett Conversion 33 kV | 2027 |  |  | 0 | 0.97582 | 0.97582 | 0.97582 | 0.97582 | 0.97582 | 0.97582 | 0.97582 | 0.97582 | 0.97582 | 0.97582 | -0.3356 | -0.3356 | -0.3356 | -0.3356 | -0.3356 | -0.3356 | -0.3356 | -0.3356 | -0.3356 | -0.3356 | -0.3356 | -0.3356 | -0.3356 | -0.3356 | -0.3356 | -0.3356 | -0.3356 | -0.3356 | -0.3356 | -0.3356 | -0.3356 | -0.3356 | -0.3356 | -0.3356 | -0.3356 | -1.3114 | -1.3114 | -1.3114 | -1.3114 | -1.3114 | -1.3114 | -1.3114 | -1.3114 | -1.3114 | -1.3114 |  |  |  | 35 |  |  | 3.0354
East Hampton Conversion 33 kV | 2027 |  |  | 0 | 0.39033 | 0.39033 | 0.39033 | 0.39033 | 0.39033 | 0.39033 | 0.39033 | 0.39033 | 0.39033 | 0.39033 | -0.13424 | -0.13424 | -0.13424 | -0.13424 | -0.13424 | -0.13424 | -0.13424 | -0.13424 | -0.13424 | -0.13424 | -0.13424 | -0.13424 | -0.13424 | -0.13424 | -0.13424 | -0.13424 | -0.13424 | -0.13424 | -0.13424 | -0.13424 | -0.13424 | -0.13424 | -0.13424 | -0.13424 | -0.13424 | -0.52457 | -0.52457 | -0.52457 | -0.52457 | -0.52457 | -0.52457 | -0.52457 | -0.52457 | -0.52457 | -0.52457 |  |  |  | 35 |  |  | 1.2142
Buell Conversion 33 kV | 2027 |  |  | 0 | 0.45131 | 0.45131 | 0.45131 | 0.45131 | 0.45131 | 0.45131 | 0.45131 | 0.45131 | 0.45131 | 0.45131 | -0.15521 | -0.15521 | -0.15521 | -0.15521 | -0.15521 | -0.15521 | -0.15521 | -0.15521 | -0.15521 | -0.15521 | -0.15521 | -0.15521 | -0.15521 | -0.15521 | -0.15521 | -0.15521 | -0.15521 | -0.15521 | -0.15521 | -0.15521 | -0.15521 | -0.15521 | -0.15521 | -0.15521 | -0.15521 | -0.60653 | -0.60653 | -0.60653 | -0.60653 | -0.60653 | -0.60653 | -0.60653 | -0.60653 | -0.60653 | -0.60653 |  |  |  | 35 |  |  | 1.4039
Hither Hills Conversion to 33 kV | 2027 |  |  | 0 | 0 | 0.60305 | 0.60305 | 0.60305 | 0.60305 | 0.60305 | 0.60305 | 0.60305 | 0.60305 | 0.60305 | -0.18379 | -0.18379 | -0.18379 | -0.18379 | -0.18379 | -0.18379 | -0.18379 | -0.18379 | -0.18379 | -0.18379 | -0.18379 | -0.18379 | -0.18379 | -0.18379 | -0.18379 | -0.18379 | -0.18379 | -0.18379 | -0.18379 | -0.18379 | -0.18379 | -0.18379 | -0.18379 | -0.18379 | -0.18379 | -0.18379 | -0.78685 | -0.78685 | -0.78685 | -0.78685 | -0.78685 | -0.78685 | -0.78685 | -0.78685 | -0.78685 |  |  |  | 35 |  |  | 1.6189
Culloden Pt Conversion to 33 kV | 2027 |  |  | 0 | 0 | 0 | 0.36233 | 0.36233 | 0.36233 | 0.36233 | 0.36233 | 0.36233 | 0.36233 | 0.36233 | -0.09666 | -0.09666 | -0.09666 | -0.09666 | -0.09666 | -0.09666 | -0.09666 | -0.09666 | -0.09666 | -0.09666 | -0.09666 | -0.09666 | -0.09666 | -0.09666 | -0.09666 | -0.09666 | -0.09666 | -0.09666 | -0.09666 | -0.09666 | -0.09666 | -0.09666 | -0.09666 | -0.09666 | -0.09666 | -0.09666 | -0.09666 | -0.45899 | -0.45899 | -0.45899 | -0.45899 | -0.45899 | -0.45899 | -0.45899 | -0.45899 |  |  |  | 35 |  |  | 0.82906
Annual Avoided Costs for Deferral to 2028:
Amagansett Conversion 33 kV | 2028 |  |  | 0 | 0.97582 | 0.97582 | 0.97582 | 0.97582 | 0.97582 | 0.97582 | 0.97582 | 0.97582 | 0.97582 | 0.97582 | 0.97582 | -0.37494 | -0.37494 | -0.37494 | -0.37494 | -0.37494 | -0.37494 | -0.37494 | -0.37494 | -0.37494 | -0.37494 | -0.37494 | -0.37494 | -0.37494 | -0.37494 | -0.37494 | -0.37494 | -0.37494 | -0.37494 | -0.37494 | -0.37494 | -0.37494 | -0.37494 | -0.37494 | -0.37494 | -1.3508 | -1.3508 | -1.3508 | -1.3508 | -1.3508 | -1.3508 | -1.3508 | -1.3508 | -1.3508 | -1.3508 | -1.3508 |  |  | 35 |  |  | 3.3008
East Hampton Conversion 33 kV | 2028 |  |  | 0 | 0.39033 | 0.39033 | 0.39033 | 0.39033 | 0.39033 | 0.39033 | 0.39033 | 0.39033 | 0.39033 | 0.39033 | 0.39033 | -0.14998 | -0.14998 | -0.14998 | -0.14998 | -0.14998 | -0.14998 | -0.14998 | -0.14998 | -0.14998 | -0.14998 | -0.14998 | -0.14998 | -0.14998 | -0.14998 | -0.14998 | -0.14998 | -0.14998 | -0.14998 | -0.14998 | -0.14998 | -0.14998 | -0.14998 | -0.14998 | -0.14998 | -0.5403 | -0.5403 | -0.5403 | -0.5403 | -0.5403 | -0.5403 | -0.5403 | -0.5403 | -0.5403 | -0.5403 | -0.5403 |  |  | 35 |  |  | 1.3203
Buell Conversion 33 kV | 2028 |  |  | 0 | 0.45131 | 0.45131 | 0.45131 | 0.45131 | 0.45131 | 0.45131 | 0.45131 | 0.45131 | 0.45131 | 0.45131 | 0.45131 | -0.17341 | -0.17341 | -0.17341 | -0.17341 | -0.17341 | -0.17341 | -0.17341 | -0.17341 | -0.17341 | -0.17341 | -0.17341 | -0.17341 | -0.17341 | -0.17341 | -0.17341 | -0.17341 | -0.17341 | -0.17341 | -0.17341 | -0.17341 | -0.17341 | -0.17341 | -0.17341 | -0.17341 | -0.62472 | -0.62472 | -0.62472 | -0.62472 | -0.62472 | -0.62472 | -0.62472 | -0.62472 | -0.62472 | -0.62472 | -0.62472 |  |  | 35 |  |  | 1.5266
Hither Hills Conversion to 33 kV | 2028 |  |  | 0 | 0 | 0.60305 | 0.60305 | 0.60305 | 0.60305 | 0.60305 | 0.60305 | 0.60305 | 0.60305 | 0.60305 | 0.60305 | -0.2074 | -0.2074 | -0.2074 | -0.2074 | -0.2074 | -0.2074 | -0.2074 | -0.2074 | -0.2074 | -0.2074 | -0.2074 | -0.2074 | -0.2074 | -0.2074 | -0.2074 | -0.2074 | -0.2074 | -0.2074 | -0.2074 | -0.2074 | -0.2074 | -0.2074 | -0.2074 | -0.2074 | -0.2074 | -0.81045 | -0.81045 | -0.81045 | -0.81045 | -0.81045 | -0.81045 | -0.81045 | -0.81045 | -0.81045 | -0.81045 |  |  | 35 |  |  | 1.7781
Culloden Pt Conversion to 33 kV | 2028 |  |  | 0 | 0 | 0 | 0.36233 | 0.36233 | 0.36233 | 0.36233 | 0.36233 | 0.36233 | 0.36233 | 0.36233 | 0.36233 | -0.11043 | -0.11043 | -0.11043 | -0.11043 | -0.11043 | -0.11043 | -0.11043 | -0.11043 | -0.11043 | -0.11043 | -0.11043 | -0.11043 | -0.11043 | -0.11043 | -0.11043 | -0.11043 | -0.11043 | -0.11043 | -0.11043 | -0.11043 | -0.11043 | -0.11043 | -0.11043 | -0.11043 | -0.11043 | -0.11043 | -0.47276 | -0.47276 | -0.47276 | -0.47276 | -0.47276 | -0.47276 | -0.47276 | -0.47276 | -0.47276 |  |  | 35 |  |  | 0.92195
Annual Avoided Costs for Deferral to 2029:
Amagansett Conversion 33 kV | 2029 |  |  | 0 | 0.97582 | 0.97582 | 0.97582 | 0.97582 | 0.97582 | 0.97582 | 0.97582 | 0.97582 | 0.97582 | 0.97582 | 0.97582 | 0.97582 | -0.41546 | -0.41546 | -0.41546 | -0.41546 | -0.41546 | -0.41546 | -0.41546 | -0.41546 | -0.41546 | -0.41546 | -0.41546 | -0.41546 | -0.41546 | -0.41546 | -0.41546 | -0.41546 | -0.41546 | -0.41546 | -0.41546 | -0.41546 | -0.41546 | -0.41546 | -0.41546 | -1.3913 | -1.3913 | -1.3913 | -1.3913 | -1.3913 | -1.3913 | -1.3913 | -1.3913 | -1.3913 | -1.3913 | -1.3913 | -1.3913 |  | 35 |  |  | 3.5599
East Hampton Conversion 33 kV | 2029 |  |  | 0 | 0.39033 | 0.39033 | 0.39033 | 0.39033 | 0.39033 | 0.39033 | 0.39033 | 0.39033 | 0.39033 | 0.39033 | 0.39033 | 0.39033 | -0.16619 | -0.16619 | -0.16619 | -0.16619 | -0.16619 | -0.16619 | -0.16619 | -0.16619 | -0.16619 | -0.16619 | -0.16619 | -0.16619 | -0.16619 | -0.16619 | -0.16619 | -0.16619 | -0.16619 | -0.16619 | -0.16619 | -0.16619 | -0.16619 | -0.16619 | -0.16619 | -0.55651 | -0.55651 | -0.55651 | -0.55651 | -0.55651 | -0.55651 | -0.55651 | -0.55651 | -0.55651 | -0.55651 | -0.55651 | -0.55651 |  | 35 |  |  | 1.424
Buell Conversion 33 kV | 2029 |  |  | 0 | 0.45131 | 0.45131 | 0.45131 | 0.45131 | 0.45131 | 0.45131 | 0.45131 | 0.45131 | 0.45131 | 0.45131 | 0.45131 | 0.45131 | -0.19215 | -0.19215 | -0.19215 | -0.19215 | -0.19215 | -0.19215 | -0.19215 | -0.19215 | -0.19215 | -0.19215 | -0.19215 | -0.19215 | -0.19215 | -0.19215 | -0.19215 | -0.19215 | -0.19215 | -0.19215 | -0.19215 | -0.19215 | -0.19215 | -0.19215 | -0.19215 | -0.64347 | -0.64347 | -0.64347 | -0.64347 | -0.64347 | -0.64347 | -0.64347 | -0.64347 | -0.64347 | -0.64347 | -0.64347 | -0.64347 |  | 35 |  |  | 1.6465
Hither Hills Conversion to 33 kV | 2029 |  |  | 0 | 0 | 0.60305 | 0.60305 | 0.60305 | 0.60305 | 0.60305 | 0.60305 | 0.60305 | 0.60305 | 0.60305 | 0.60305 | 0.60305 | -0.23171 | -0.23171 | -0.23171 | -0.23171 | -0.23171 | -0.23171 | -0.23171 | -0.23171 | -0.23171 | -0.23171 | -0.23171 | -0.23171 | -0.23171 | -0.23171 | -0.23171 | -0.23171 | -0.23171 | -0.23171 | -0.23171 | -0.23171 | -0.23171 | -0.23171 | -0.23171 | -0.23171 | -0.83477 | -0.83477 | -0.83477 | -0.83477 | -0.83477 | -0.83477 | -0.83477 | -0.83477 | -0.83477 | -0.83477 | -0.83477 |  | 35 |  |  | 1.9336
Culloden Pt Conversion to 33 kV | 2029 |  |  | 0 | 0 | 0 | 0.36233 | 0.36233 | 0.36233 | 0.36233 | 0.36233 | 0.36233 | 0.36233 | 0.36233 | 0.36233 | 0.36233 | -0.12461 | -0.12461 | -0.12461 | -0.12461 | -0.12461 | -0.12461 | -0.12461 | -0.12461 | -0.12461 | -0.12461 | -0.12461 | -0.12461 | -0.12461 | -0.12461 | -0.12461 | -0.12461 | -0.12461 | -0.12461 | -0.12461 | -0.12461 | -0.12461 | -0.12461 | -0.12461 | -0.12461 | -0.12461 | -0.48695 | -0.48695 | -0.48695 | -0.48695 | -0.48695 | -0.48695 | -0.48695 | -0.48695 | -0.48695 | -0.48695 |  | 35 |  |  | 1.0126
Annual Avoided Costs for Deferral to 2030:
Amagansett Conversion 33 kV | 2030 |  |  | 0 | 0.97582 | 0.97582 | 0.97582 | 0.97582 | 0.97582 | 0.97582 | 0.97582 | 0.97582 | 0.97582 | 0.97582 | 0.97582 | 0.97582 | 0.97582 | -0.4572 | -0.4572 | -0.4572 | -0.4572 | -0.4572 | -0.4572 | -0.4572 | -0.4572 | -0.4572 | -0.4572 | -0.4572 | -0.4572 | -0.4572 | -0.4572 | -0.4572 | -0.4572 | -0.4572 | -0.4572 | -0.4572 | -0.4572 | -0.4572 | -0.4572 | -1.433 | -1.433 | -1.433 | -1.433 | -1.433 | -1.433 | -1.433 | -1.433 | -1.433 | -1.433 | -1.433 | -1.433 | -1.433 | 35 |  |  | 3.8129
East Hampton Conversion 33 kV | 2030 |  |  | 0 | 0.39033 | 0.39033 | 0.39033 | 0.39033 | 0.39033 | 0.39033 | 0.39033 | 0.39033 | 0.39033 | 0.39033 | 0.39033 | 0.39033 | 0.39033 | -0.18288 | -0.18288 | -0.18288 | -0.18288 | -0.18288 | -0.18288 | -0.18288 | -0.18288 | -0.18288 | -0.18288 | -0.18288 | -0.18288 | -0.18288 | -0.18288 | -0.18288 | -0.18288 | -0.18288 | -0.18288 | -0.18288 | -0.18288 | -0.18288 | -0.18288 | -0.57321 | -0.57321 | -0.57321 | -0.57321 | -0.57321 | -0.57321 | -0.57321 | -0.57321 | -0.57321 | -0.57321 | -0.57321 | -0.57321 | -0.57321 | 35 |  |  | 1.5252
Buell Conversion 33 kV | 2030 |  |  | 0 | 0.45131 | 0.45131 | 0.45131 | 0.45131 | 0.45131 | 0.45131 | 0.45131 | 0.45131 | 0.45131 | 0.45131 | 0.45131 | 0.45131 | 0.45131 | -0.21146 | -0.21146 | -0.21146 | -0.21146 | -0.21146 | -0.21146 | -0.21146 | -0.21146 | -0.21146 | -0.21146 | -0.21146 | -0.21146 | -0.21146 | -0.21146 | -0.21146 | -0.21146 | -0.21146 | -0.21146 | -0.21146 | -0.21146 | -0.21146 | -0.21146 | -0.66277 | -0.66277 | -0.66277 | -0.66277 | -0.66277 | -0.66277 | -0.66277 | -0.66277 | -0.66277 | -0.66277 | -0.66277 | -0.66277 | -0.66277 | 35 |  |  | 1.7635
Hither Hills Conversion to 33 kV | 2030 |  |  | 0 | 0 | 0.60305 | 0.60305 | 0.60305 | 0.60305 | 0.60305 | 0.60305 | 0.60305 | 0.60305 | 0.60305 | 0.60305 | 0.60305 | 0.60305 | -0.25676 | -0.25676 | -0.25676 | -0.25676 | -0.25676 | -0.25676 | -0.25676 | -0.25676 | -0.25676 | -0.25676 | -0.25676 | -0.25676 | -0.25676 | -0.25676 | -0.25676 | -0.25676 | -0.25676 | -0.25676 | -0.25676 | -0.25676 | -0.25676 | -0.25676 | -0.25676 | -0.85981 | -0.85981 | -0.85981 | -0.85981 | -0.85981 | -0.85981 | -0.85981 | -0.85981 | -0.85981 | -0.85981 | -0.85981 | -0.85981 | 35 |  |  | 2.0853
Culloden Pt Conversion to 33 kV | 2030 |  |  | 0 | 0 | 0 | 0.36233 | 0.36233 | 0.36233 | 0.36233 | 0.36233 | 0.36233 | 0.36233 | 0.36233 | 0.36233 | 0.36233 | 0.36233 | -0.13922 | -0.13922 | -0.13922 | -0.13922 | -0.13922 | -0.13922 | -0.13922 | -0.13922 | -0.13922 | -0.13922 | -0.13922 | -0.13922 | -0.13922 | -0.13922 | -0.13922 | -0.13922 | -0.13922 | -0.13922 | -0.13922 | -0.13922 | -0.13922 | -0.13922 | -0.13922 | -0.13922 | -0.50156 | -0.50156 | -0.50156 | -0.50156 | -0.50156 | -0.50156 | -0.50156 | -0.50156 | -0.50156 | -0.50156 | -0.50156 | 35 |  |  | 1.1012
Area II Projects: | [53 empty] | 16.86
Riverhead Canal 2nd Line and Bank | 2020 |  | 136.8 | 0 | 0 | 0 | 0 | 18.2337 | 18.2337 | 18.2337 | 18.2337 | 18.2337 | 18.2337 | 18.2337 | 18.2337 | 18.2337 | 18.2337 | 18.2337 | 18.2337 | 18.2337 | 18.2337 | 18.2337 | 18.2337 | 18.2337 | 18.2337 | 18.2337 | 18.2337 | 18.2337 | 18.2337 | 18.2337 | 18.2337 | 18.2337 | 18.2337 | 18.2337 | 18.2337 | 18.2337 | 18.2337 | 18.2337 | 18.2337 | 18.2337 | 18.2337 | 18.2337 | [10 empty] | 35 |  | 226.5269
No Deferral |  |  | 136.8 |  | 0 | 0 | 0 | 18.2337 | 18.2337 | 18.2337 | 18.2337 | 18.2337 | 18.2337 | 18.2337 | 18.2337 | 18.2337 | 18.2337 | 18.2337 | 18.2337 | 18.2337 | 18.2337 | 18.2337 | 18.2337 | 18.2337 | 18.2337 | 18.2337 | 18.2337 | 18.2337 | 18.2337 | 18.2337 | 18.2337 | 18.2337 | 18.2337 | 18.2337 | 18.2337 | 18.2337 | 18.2337 | 18.2337 | 18.2337 | 18.2337 | 18.2337 | 18.2337 | [10 empty] | 35 |  | 226.5269
Riverhead Canal 2nd Line and Bank | 2022 |  | 136.8 | [6 empty] | 19.3442 | 19.3442 | 19.3442 | 19.3442 | 19.3442 | 19.3442 | 19.3442 | 19.3442 | 19.3442 | 19.3442 | 19.3442 | 19.3442 | 19.3442 | 19.3442 | 19.3442 | 19.3442 | 19.3442 | 19.3442 | 19.3442 | 19.3442 | 19.3442 | 19.3442 | 19.3442 | 19.3442 | 19.3442 | 19.3442 | 19.3442 | 19.3442 | 19.3442 | 19.3442 | 19.3442 | 19.3442 | 19.3442 | 19.3442 | 19.3442 | [8 empty] | 35 |  | 215.9182 | 10.6087 | 10.6087 | 10.6087 | 461647.8848 | 2368253.649
Deferral to 2022 |  |  | 136.8 | [6 empty] | 19.3442 | 19.3442 | 19.3442 | 19.3442 | 19.3442 | 19.3442 | 19.3442 | 19.3442 | 19.3442 | 19.3442 | 19.3442 | 19.3442 | 19.3442 | 19.3442 | 19.3442 | 19.3442 | 19.3442 | 19.3442 | 19.3442 | 19.3442 | 19.3442 | 19.3442 | 19.3442 | 19.3442 | 19.3442 | 19.3442 | 19.3442 | 19.3442 | 19.3442 | 19.3442 | 19.3442 | 19.3442 | 19.3442 | 19.3442 | 19.3442 | [8 empty] | 35 |  | 215.9182 | 10.6087 | 10.6087 | 10.6087 | 461647.8848 | 2368253.649 | =Area II Portion
Riverhead Canal 2nd Line and Bank | 2023 |  | 136.8 | [7 empty] | 19.9245 | 19.9245 | 19.9245 | 19.9245 | 19.9245 | 19.9245 | 19.9245 | 19.9245 | 19.9245 | 19.9245 | 19.9245 | 19.9245 | 19.9245 | 19.9245 | 19.9245 | 19.9245 | 19.9245 | 19.9245 | 19.9245 | 19.9245 | 19.9245 | 19.9245 | 19.9245 | 19.9245 | 19.9245 | 19.9245 | 19.9245 | 19.9245 | 19.9245 | 19.9245 | 19.9245 | 19.9245 | 19.9245 | 19.9245 | 19.9245 | [7 empty] | 35 |  | 210.8017 | 15.7252 | 15.7252 | 0 | 0 | 0
Deferral to 2023 |  |  | 136.8 | [7 empty] | 19.9245 | 19.9245 | 19.9245 | 19.9245 | 19.9245 | 19.9245 | 19.9245 | 19.9245 | 19.9245 | 19.9245 | 19.9245 | 19.9245 | 19.9245 | 19.9245 | 19.9245 | 19.9245 | 19.9245 | 19.9245 | 19.9245 | 19.9245 | 19.9245 | 19.9245 | 19.9245 | 19.9245 | 19.9245 | 19.9245 | 19.9245 | 19.9245 | 19.9245 | 19.9245 | 19.9245 | 19.9245 | 19.9245 | 19.9245 | 19.9245 | [7 empty] | 35 |  | 210.8017 | 15.7252 | 15.7252 | 0 | 0 | 0 | =Area II Portion
Riverhead Canal 2nd Line and Bank | 2024 |  | 136.8 | [8 empty] | 20.5222 | 20.5222 | 20.5222 | 20.5222 | 20.5222 | 20.5222 | 20.5222 | 20.5222 | 20.5222 | 20.5222 | 20.5222 | 20.5222 | 20.5222 | 20.5222 | 20.5222 | 20.5222 | 20.5222 | 20.5222 | 20.5222 | 20.5222 | 20.5222 | 20.5222 | 20.5222 | 20.5222 | 20.5222 | 20.5222 | 20.5222 | 20.5222 | 20.5222 | 20.5222 | 20.5222 | 20.5222 | 20.5222 | 20.5222 | 20.5222 | [6 empty] | 35 |  | 205.8064 | 20.7205 | 20.7205 | 0 | 0 | 0
Deferral to 2024 |  |  | 136.8 | [8 empty] | 20.5222 | 20.5222 | 20.5222 | 20.5222 | 20.5222 | 20.5222 | 20.5222 | 20.5222 | 20.5222 | 20.5222 | 20.5222 | 20.5222 | 20.5222 | 20.5222 | 20.5222 | 20.5222 | 20.5222 | 20.5222 | 20.5222 | 20.5222 | 20.5222 | 20.5222 | 20.5222 | 20.5222 | 20.5222 | 20.5222 | 20.5222 | 20.5222 | 20.5222 | 20.5222 | 20.5222 | 20.5222 | 20.5222 | 20.5222 | 20.5222 | [6 empty] | 35 |  | 205.8064 | 20.7205 | 20.7205 | 0 | 0 | 0 | =Area II Portion
Riverhead Canal 2nd Line and Bank | 2025 |  | 136.8 | [9 empty] | 21.1379 | 21.1379 | 21.1379 | 21.1379 | 21.1379 | 21.1379 | 21.1379 | 21.1379 | 21.1379 | 21.1379 | 21.1379 | 21.1379 | 21.1379 | 21.1379 | 21.1379 | 21.1379 | 21.1379 | 21.1379 | 21.1379 | 21.1379 | 21.1379 | 21.1379 | 21.1379 | 21.1379 | 21.1379 | 21.1379 | 21.1379 | 21.1379 | 21.1379 | 21.1379 | 21.1379 | 21.1379 | 21.1379 | 21.1379 | 21.1379 | [5 empty] | 35 |  | 200.9294 | 25.5974 | 25.5974 | 0 | 0 | 0
Deferral to 2025 |  |  | 136.8 | [9 empty] | 21.1379 | 21.1379 | 21.1379 | 21.1379 | 21.1379 | 21.1379 | 21.1379 | 21.1379 | 21.1379 | 21.1379 | 21.1379 | 21.1379 | 21.1379 | 21.1379 | 21.1379 | 21.1379 | 21.1379 | 21.1379 | 21.1379 | 21.1379 | 21.1379 | 21.1379 | 21.1379 | 21.1379 | 21.1379 | 21.1379 | 21.1379 | 21.1379 | 21.1379 | 21.1379 | 21.1379 | 21.1379 | 21.1379 | 21.1379 | 21.1379 | [5 empty] | 35 |  | 200.9294 | 25.5974 | 25.5974 | 0 | 0 | 0 | =Area II Portion
Riverhead Canal 2nd Line and Bank | 2026 |  | 136.8 | [10 empty] | 21.772 | 21.772 | 21.772 | 21.772 | 21.772 | 21.772 | 21.772 | 21.772 | 21.772 | 21.772 | 21.772 | 21.772 | 21.772 | 21.772 | 21.772 | 21.772 | 21.772 | 21.772 | 21.772 | 21.772 | 21.772 | 21.772 | 21.772 | 21.772 | 21.772 | 21.772 | 21.772 | 21.772 | 21.772 | 21.772 | 21.772 | 21.772 | 21.772 | 21.772 | 21.772 |  |  |  |  | 35 |  | 196.1681 | 30.3588 | 30.3588 | 0 | 0 | 0
Deferral to 2026 |  |  | 136.8 | [10 empty] | 21.772 | 21.772 | 21.772 | 21.772 | 21.772 | 21.772 | 21.772 | 21.772 | 21.772 | 21.772 | 21.772 | 21.772 | 21.772 | 21.772 | 21.772 | 21.772 | 21.772 | 21.772 | 21.772 | 21.772 | 21.772 | 21.772 | 21.772 | 21.772 | 21.772 | 21.772 | 21.772 | 21.772 | 21.772 | 21.772 | 21.772 | 21.772 | 21.772 | 21.772 | 21.772 |  |  |  |  | 35 |  | 196.1681 | 30.3588 | 30.3588 | 0 | 0 | 0 | =Area II Portion
Riverhead Canal 2nd Line and Bank | 2027 |  | 136.8 | [11 empty] | 22.4252 | 22.4252 | 22.4252 | 22.4252 | 22.4252 | 22.4252 | 22.4252 | 22.4252 | 22.4252 | 22.4252 | 22.4252 | 22.4252 | 22.4252 | 22.4252 | 22.4252 | 22.4252 | 22.4252 | 22.4252 | 22.4252 | 22.4252 | 22.4252 | 22.4252 | 22.4252 | 22.4252 | 22.4252 | 22.4252 | 22.4252 | 22.4252 | 22.4252 | 22.4252 | 22.4252 | 22.4252 | 22.4252 | 22.4252 | 22.4252 |  |  |  | 35 |  | 191.5195 | 35.0073 | 35.0073 | 0 | 0 | 0
Deferral to 2027 |  |  | 136.8 | [11 empty] | 22.4252 | 22.4252 | 22.4252 | 22.4252 | 22.4252 | 22.4252 | 22.4252 | 22.4252 | 22.4252 | 22.4252 | 22.4252 | 22.4252 | 22.4252 | 22.4252 | 22.4252 | 22.4252 | 22.4252 | 22.4252 | 22.4252 | 22.4252 | 22.4252 | 22.4252 | 22.4252 | 22.4252 | 22.4252 | 22.4252 | 22.4252 | 22.4252 | 22.4252 | 22.4252 | 22.4252 | 22.4252 | 22.4252 | 22.4252 | 22.4252 |  |  |  | 35 |  | 191.5195 | 35.0073 | 35.0073 | 0 | 0 | 0 | =Area II Portion
Riverhead Canal 2nd Line and Bank | 2028 |  | 136.8 | [12 empty] | 23.0979 | 23.0979 | 23.0979 | 23.0979 | 23.0979 | 23.0979 | 23.0979 | 23.0979 | 23.0979 | 23.0979 | 23.0979 | 23.0979 | 23.0979 | 23.0979 | 23.0979 | 23.0979 | 23.0979 | 23.0979 | 23.0979 | 23.0979 | 23.0979 | 23.0979 | 23.0979 | 23.0979 | 23.0979 | 23.0979 | 23.0979 | 23.0979 | 23.0979 | 23.0979 | 23.0979 | 23.0979 | 23.0979 | 23.0979 | 23.0979 |  |  | 35 |  | 186.9812 | 39.5457 | 39.5457 | 0 | 0 | 0
Deferral to 2028 |  |  | 136.8 | [12 empty] | 23.0979 | 23.0979 | 23.0979 | 23.0979 | 23.0979 | 23.0979 | 23.0979 | 23.0979 | 23.0979 | 23.0979 | 23.0979 | 23.0979 | 23.0979 | 23.0979 | 23.0979 | 23.0979 | 23.0979 | 23.0979 | 23.0979 | 23.0979 | 23.0979 | 23.0979 | 23.0979 | 23.0979 | 23.0979 | 23.0979 | 23.0979 | 23.0979 | 23.0979 | 23.0979 | 23.0979 | 23.0979 | 23.0979 | 23.0979 | 23.0979 |  |  | 35 |  | 186.9812 | 39.5457 | 39.5457 | 0 | 0 | 0 | =Area II Portion
Riverhead Canal 2nd Line and Bank | 2029 |  | 136.8 | [13 empty] | 23.7909 | 23.7909 | 23.7909 | 23.7909 | 23.7909 | 23.7909 | 23.7909 | 23.7909 | 23.7909 | 23.7909 | 23.7909 | 23.7909 | 23.7909 | 23.7909 | 23.7909 | 23.7909 | 23.7909 | 23.7909 | 23.7909 | 23.7909 | 23.7909 | 23.7909 | 23.7909 | 23.7909 | 23.7909 | 23.7909 | 23.7909 | 23.7909 | 23.7909 | 23.7909 | 23.7909 | 23.7909 | 23.7909 | 23.7909 | 23.7909 |  | 35 |  | 182.5503 | 43.9765 | 43.9765 | 0 | 0 | 0
Deferral to 2029 |  |  | 136.8 | [13 empty] | 23.7909 | 23.7909 | 23.7909 | 23.7909 | 23.7909 | 23.7909 | 23.7909 | 23.7909 | 23.7909 | 23.7909 | 23.7909 | 23.7909 | 23.7909 | 23.7909 | 23.7909 | 23.7909 | 23.7909 | 23.7909 | 23.7909 | 23.7909 | 23.7909 | 23.7909 | 23.7909 | 23.7909 | 23.7909 | 23.7909 | 23.7909 | 23.7909 | 23.7909 | 23.7909 | 23.7909 | 23.7909 | 23.7909 | 23.7909 | 23.7909 |  | 35 |  | 182.5503 | 43.9765 | 43.9765 | 0 | 0 | 0 | =Area II Portion
Riverhead Canal 2nd Line and Bank | 2030 |  | 136.8 | [14 empty] | 24.5046 | 24.5046 | 24.5046 | 24.5046 | 24.5046 | 24.5046 | 24.5046 | 24.5046 | 24.5046 | 24.5046 | 24.5046 | 24.5046 | 24.5046 | 24.5046 | 24.5046 | 24.5046 | 24.5046 | 24.5046 | 24.5046 | 24.5046 | 24.5046 | 24.5046 | 24.5046 | 24.5046 | 24.5046 | 24.5046 | 24.5046 | 24.5046 | 24.5046 | 24.5046 | 24.5046 | 24.5046 | 24.5046 | 24.5046 | 24.5046 | 35 |  | 178.2245 | 48.3024 | 48.3024 | 0 | 0 | 0
Deferral to 2030 |  |  | 136.8 | [14 empty] | 24.5046 | 24.5046 | 24.5046 | 24.5046 | 24.5046 | 24.5046 | 24.5046 | 24.5046 | 24.5046 | 24.5046 | 24.5046 | 24.5046 | 24.5046 | 24.5046 | 24.5046 | 24.5046 | 24.5046 | 24.5046 | 24.5046 | 24.5046 | 24.5046 | 24.5046 | 24.5046 | 24.5046 | 24.5046 | 24.5046 | 24.5046 | 24.5046 | 24.5046 | 24.5046 | 24.5046 | 24.5046 | 24.5046 | 24.5046 | 24.5046 | 35 |  | 178.2245 | 48.3024 | 48.3024 | 0 | 0 | 0 | =Area II Portion
[60 empty] | 9782627.5528 | =Area II+III Portions
Annual Avoided Costs for Deferral to 2022:
Riverhead Canal 2nd Line and Bank | 2022 |  |  | 0 | 0 | 0 | 0 | 18.2337 | 18.2337 | -1.1104 | -1.1104 | -1.1104 | -1.1104 | -1.1104 | -1.1104 | -1.1104 | -1.1104 | -1.1104 | -1.1104 | -1.1104 | -1.1104 | -1.1104 | -1.1104 | -1.1104 | -1.1104 | -1.1104 | -1.1104 | -1.1104 | -1.1104 | -1.1104 | -1.1104 | -1.1104 | -1.1104 | -1.1104 | -1.1104 | -1.1104 | -1.1104 | -1.1104 | -1.1104 | -1.1104 | -1.1104 | -1.1104 | -19.3442 | -19.3442 | [8 empty] | 35 |  |  | 10.6087
Annual Avoided Costs for Deferral to 2023:
Riverhead Canal 2nd Line and Bank | 2023 |  |  | 0 | 0 | 0 | 0 | 18.2337 | 18.2337 | 18.2337 | -1.6908 | -1.6908 | -1.6908 | -1.6908 | -1.6908 | -1.6908 | -1.6908 | -1.6908 | -1.6908 | -1.6908 | -1.6908 | -1.6908 | -1.6908 | -1.6908 | -1.6908 | -1.6908 | -1.6908 | -1.6908 | -1.6908 | -1.6908 | -1.6908 | -1.6908 | -1.6908 | -1.6908 | -1.6908 | -1.6908 | -1.6908 | -1.6908 | -1.6908 | -1.6908 | -1.6908 | -1.6908 | -19.9245 | -19.9245 | -19.9245 | [7 empty] | 35 |  |  | 15.7252
Annual Avoided Costs for Deferral to 2024:
Riverhead Canal 2nd Line and Bank | 2024 |  |  | 0 | 0 | 0 | 0 | 18.2337 | 18.2337 | 18.2337 | 18.2337 | -2.2885 | -2.2885 | -2.2885 | -2.2885 | -2.2885 | -2.2885 | -2.2885 | -2.2885 | -2.2885 | -2.2885 | -2.2885 | -2.2885 | -2.2885 | -2.2885 | -2.2885 | -2.2885 | -2.2885 | -2.2885 | -2.2885 | -2.2885 | -2.2885 | -2.2885 | -2.2885 | -2.2885 | -2.2885 | -2.2885 | -2.2885 | -2.2885 | -2.2885 | -2.2885 | -2.2885 | -20.5222 | -20.5222 | -20.5222 | -20.5222 | [6 empty] | 35 |  |  | 20.7205
Annual Avoided Costs for Deferral to 2025:
Riverhead Canal 2nd Line and Bank | 2025 |  |  | 0 | 0 | 0 | 0 | 18.2337 | 18.2337 | 18.2337 | 18.2337 | 18.2337 | -2.9042 | -2.9042 | -2.9042 | -2.9042 | -2.9042 | -2.9042 | -2.9042 | -2.9042 | -2.9042 | -2.9042 | -2.9042 | -2.9042 | -2.9042 | -2.9042 | -2.9042 | -2.9042 | -2.9042 | -2.9042 | -2.9042 | -2.9042 | -2.9042 | -2.9042 | -2.9042 | -2.9042 | -2.9042 | -2.9042 | -2.9042 | -2.9042 | -2.9042 | -2.9042 | -21.1379 | -21.1379 | -21.1379 | -21.1379 | -21.1379 | [5 empty] | 35 |  |  | 25.5974
Annual Avoided Costs for Deferral to 2026:
Riverhead Canal 2nd Line and Bank | 2026 |  |  | 0 | 0 | 0 | 0 | 18.2337 | 18.2337 | 18.2337 | 18.2337 | 18.2337 | 18.2337 | -3.5383 | -3.5383 | -3.5383 | -3.5383 | -3.5383 | -3.5383 | -3.5383 | -3.5383 | -3.5383 | -3.5383 | -3.5383 | -3.5383 | -3.5383 | -3.5383 | -3.5383 | -3.5383 | -3.5383 | -3.5383 | -3.5383 | -3.5383 | -3.5383 | -3.5383 | -3.5383 | -3.5383 | -3.5383 | -3.5383 | -3.5383 | -3.5383 | -3.5383 | -21.772 | -21.772 | -21.772 | -21.772 | -21.772 | -21.772 |  |  |  |  | 35 |  |  | 30.3588
Annual Avoided Costs for Deferral to 2027:
Riverhead Canal 2nd Line and Bank | 2027 |  |  | 0 | 0 | 0 | 0 | 18.2337 | 18.2337 | 18.2337 | 18.2337 | 18.2337 | 18.2337 | 18.2337 | -4.1915 | -4.1915 | -4.1915 | -4.1915 | -4.1915 | -4.1915 | -4.1915 | -4.1915 | -4.1915 | -4.1915 | -4.1915 | -4.1915 | -4.1915 | -4.1915 | -4.1915 | -4.1915 | -4.1915 | -4.1915 | -4.1915 | -4.1915 | -4.1915 | -4.1915 | -4.1915 | -4.1915 | -4.1915 | -4.1915 | -4.1915 | -4.1915 | -22.4252 | -22.4252 | -22.4252 | -22.4252 | -22.4252 | -22.4252 | -22.4252 |  |  |  | 35 |  |  | 35.0073
Annual Avoided Costs for Deferral to 2028:
Riverhead Canal 2nd Line and Bank | 2028 |  |  | 0 | 0 | 0 | 0 | 18.2337 | 18.2337 | 18.2337 | 18.2337 | 18.2337 | 18.2337 | 18.2337 | 18.2337 | -4.8642 | -4.8642 | -4.8642 | -4.8642 | -4.8642 | -4.8642 | -4.8642 | -4.8642 | -4.8642 | -4.8642 | -4.8642 | -4.8642 | -4.8642 | -4.8642 | -4.8642 | -4.8642 | -4.8642 | -4.8642 | -4.8642 | -4.8642 | -4.8642 | -4.8642 | -4.8642 | -4.8642 | -4.8642 | -4.8642 | -4.8642 | -23.0979 | -23.0979 | -23.0979 | -23.0979 | -23.0979 | -23.0979 | -23.0979 | -23.0979 |  |  | 35 |  |  | 39.5457
Annual Avoided Costs for Deferral to 2029:
Riverhead Canal 2nd Line and Bank | 2029 |  |  | 0 | 0 | 0 | 0 | 18.2337 | 18.2337 | 18.2337 | 18.2337 | 18.2337 | 18.2337 | 18.2337 | 18.2337 | 18.2337 | -5.5571 | -5.5571 | -5.5571 | -5.5571 | -5.5571 | -5.5571 | -5.5571 | -5.5571 | -5.5571 | -5.5571 | -5.5571 | -5.5571 | -5.5571 | -5.5571 | -5.5571 | -5.5571 | -5.5571 | -5.5571 | -5.5571 | -5.5571 | -5.5571 | -5.5571 | -5.5571 | -5.5571 | -5.5571 | -5.5571 | -23.7909 | -23.7909 | -23.7909 | -23.7909 | -23.7909 | -23.7909 | -23.7909 | -23.7909 | -23.7909 |  | 35 |  |  | 43.9765
Annual Avoided Costs for Deferral to 2030:
Riverhead Canal 2nd Line and Bank | 2030 |  |  | 0 | 0 | 0 | 0 | 18.2337 | 18.2337 | 18.2337 | 18.2337 | 18.2337 | 18.2337 | 18.2337 | 18.2337 | 18.2337 | 18.2337 | -6.2709 | -6.2709 | -6.2709 | -6.2709 | -6.2709 | -6.2709 | -6.2709 | -6.2709 | -6.2709 | -6.2709 | -6.2709 | -6.2709 | -6.2709 | -6.2709 | -6.2709 | -6.2709 | -6.2709 | -6.2709 | -6.2709 | -6.2709 | -6.2709 | -6.2709 | -6.2709 | -6.2709 | -6.2709 | -24.5046 | -24.5046 | -24.5046 | -24.5046 | -24.5046 | -24.5046 | -24.5046 | -24.5046 | -24.5046 | -24.5046 | 35 |  |  | 48.3024
0
Area III Projects: | [52 empty] | 0 | 4.54
New Canal - Southampton Cable | 2017 |  | 37.6 | 0 | 4.5863 | 4.5863 | 4.5863 | 4.5863 | 4.5863 | 4.5863 | 4.5863 | 4.5863 | 4.5863 | 4.5863 | 4.5863 | 4.5863 | 4.5863 | 4.5863 | 4.5863 | 4.5863 | 4.5863 | 4.5863 | 4.5863 | 4.5863 | 4.5863 | 4.5863 | 4.5863 | 4.5863 | 4.5863 | 4.5863 | 4.5863 | 4.5863 | 4.5863 | 4.5863 | 4.5863 | 4.5863 | 4.5863 | 4.5863 | 4.5863 | [13 empty] | 35 |  | 66.9063
Upgrade Wildwood - Riverhead to 138 kV | 2017 |  | 7.7 | 0 | 0.93922 | 0.93922 | 0.93922 | 0.93922 | 0.93922 | 0.93922 | 0.93922 | 0.93922 | 0.93922 | 0.93922 | 0.93922 | 0.93922 | 0.93922 | 0.93922 | 0.93922 | 0.93922 | 0.93922 | 0.93922 | 0.93922 | 0.93922 | 0.93922 | 0.93922 | 0.93922 | 0.93922 | 0.93922 | 0.93922 | 0.93922 | 0.93922 | 0.93922 | 0.93922 | 0.93922 | 0.93922 | 0.93922 | 0.93922 | 0.93922 | [13 empty] | 35 |  | 13.7016
Bridgehampton - Buell New 69 kV UG Cable | 2017 |  | 33.2 | 0 | 4.0496 | 4.0496 | 4.0496 | 4.0496 | 4.0496 | 4.0496 | 4.0496 | 4.0496 | 4.0496 | 4.0496 | 4.0496 | 4.0496 | 4.0496 | 4.0496 | 4.0496 | 4.0496 | 4.0496 | 4.0496 | 4.0496 | 4.0496 | 4.0496 | 4.0496 | 4.0496 | 4.0496 | 4.0496 | 4.0496 | 4.0496 | 4.0496 | 4.0496 | 4.0496 | 4.0496 | 4.0496 | 4.0496 | 4.0496 | 4.0496 | [13 empty] | 35 |  | 59.0769
Canal - Wainscott New 138 kV UG Cable | 2022 |  | 275.5 | 0 | 0 | 0 | 0 | 0 | 0 | 38.957 | 38.957 | 38.957 | 38.957 | 38.957 | 38.957 | 38.957 | 38.957 | 38.957 | 38.957 | 38.957 | 38.957 | 38.957 | 38.957 | 38.957 | 38.957 | 38.957 | 38.957 | 38.957 | 38.957 | 38.957 | 38.957 | 38.957 | 38.957 | 38.957 | 38.957 | 38.957 | 38.957 | 38.957 | 38.957 | 38.957 | 38.957 | 38.957 | 38.957 | 38.957 | [8 empty] | 35 |  | 434.8353
No Deferral |  |  | 354 |  | 9.5752 | 9.5752 | 9.5752 | 9.5752 | 9.5752 | 48.5322 | 48.5322 | 48.5322 | 48.5322 | 48.5322 | 48.5322 | 48.5322 | 48.5322 | 48.5322 | 48.5322 | 48.5322 | 48.5322 | 48.5322 | 48.5322 | 48.5322 | 48.5322 | 48.5322 | 48.5322 | 48.5322 | 48.5322 | 48.5322 | 48.5322 | 48.5322 | 48.5322 | 48.5322 | 48.5322 | 48.5322 | 48.5322 | 48.5322 | 48.5322 | 38.957 | 38.957 | 38.957 | 38.957 | 38.957 | [10 empty] | 574.52
New Canal - Southampton Cable | 2019 |  | 37.6 |  |  |  | 4.8656 | 4.8656 | 4.8656 | 4.8656 | 4.8656 | 4.8656 | 4.8656 | 4.8656 | 4.8656 | 4.8656 | 4.8656 | 4.8656 | 4.8656 | 4.8656 | 4.8656 | 4.8656 | 4.8656 | 4.8656 | 4.8656 | 4.8656 | 4.8656 | 4.8656 | 4.8656 | 4.8656 | 4.8656 | 4.8656 | 4.8656 | 4.8656 | 4.8656 | 4.8656 | 4.8656 | 4.8656 | 4.8656 | 4.8656 | 4.8656 | [11 empty] | 35 |  | 63.773 | 3.1333 | 0 | 0 | 0 | 0
Upgrade Wildwood - Riverhead to 138 kV | 2019 |  | 7.7 |  |  |  | 0.99642 | 0.99642 | 0.99642 | 0.99642 | 0.99642 | 0.99642 | 0.99642 | 0.99642 | 0.99642 | 0.99642 | 0.99642 | 0.99642 | 0.99642 | 0.99642 | 0.99642 | 0.99642 | 0.99642 | 0.99642 | 0.99642 | 0.99642 | 0.99642 | 0.99642 | 0.99642 | 0.99642 | 0.99642 | 0.99642 | 0.99642 | 0.99642 | 0.99642 | 0.99642 | 0.99642 | 0.99642 | 0.99642 | 0.99642 | 0.99642 | [11 empty] | 35 |  | 13.0599 | 0.64167 | 0 | 0 | 0 | 0
Bridgehampton - Buell New 69 kV UG Cable | 2019 |  | 33.2 |  |  |  | 4.2963 | 4.2963 | 4.2963 | 4.2963 | 4.2963 | 4.2963 | 4.2963 | 4.2963 | 4.2963 | 4.2963 | 4.2963 | 4.2963 | 4.2963 | 4.2963 | 4.2963 | 4.2963 | 4.2963 | 4.2963 | 4.2963 | 4.2963 | 4.2963 | 4.2963 | 4.2963 | 4.2963 | 4.2963 | 4.2963 | 4.2963 | 4.2963 | 4.2963 | 4.2963 | 4.2963 | 4.2963 | 4.2963 | 4.2963 | 4.2963 | [11 empty] | 35 |  | 56.3102 | 2.7667 | 0 | 0 | 0 | 0
Canal - Wainscott New 138 kV UG Cable | 2019 |  | 275.5 |  |  |  | 35.6512 | 35.6512 | 35.6512 | 35.6512 | 35.6512 | 35.6512 | 35.6512 | 35.6512 | 35.6512 | 35.6512 | 35.6512 | 35.6512 | 35.6512 | 35.6512 | 35.6512 | 35.6512 | 35.6512 | 35.6512 | 35.6512 | 35.6512 | 35.6512 | 35.6512 | 35.6512 | 35.6512 | 35.6512 | 35.6512 | 35.6512 | 35.6512 | 35.6512 | 35.6512 | 35.6512 | 35.6512 | 35.6512 | 35.6512 | 35.6512 | [11 empty] | 35 |  | 467.2728 | -32.4375 | -32.4375 | 0 | 0 | 0
Deferral to 2019 |  |  | 354 |  |  |  | 45.8095 | 45.8095 | 45.8095 | 45.8095 | 45.8095 | 45.8095 | 45.8095 | 45.8095 | 45.8095 | 45.8095 | 45.8095 | 45.8095 | 45.8095 | 45.8095 | 45.8095 | 45.8095 | 45.8095 | 45.8095 | 45.8095 | 45.8095 | 45.8095 | 45.8095 | 45.8095 | 45.8095 | 45.8095 | 45.8095 | 45.8095 | 45.8095 | 45.8095 | 45.8095 | 45.8095 | 45.8095 | 45.8095 | 45.8095 | 45.8095 | [11 empty] | 35 |  | 600.4158 | -25.8958 | -32.4375 | 0 | 0 | 0 | =Area III Portion
New Canal - Southampton Cable | 2022 |  | 37.6 | [6 empty] | 5.3168 | 5.3168 | 5.3168 | 5.3168 | 5.3168 | 5.3168 | 5.3168 | 5.3168 | 5.3168 | 5.3168 | 5.3168 | 5.3168 | 5.3168 | 5.3168 | 5.3168 | 5.3168 | 5.3168 | 5.3168 | 5.3168 | 5.3168 | 5.3168 | 5.3168 | 5.3168 | 5.3168 | 5.3168 | 5.3168 | 5.3168 | 5.3168 | 5.3168 | 5.3168 | 5.3168 | 5.3168 | 5.3168 | 5.3168 | 5.3168 | [8 empty] | 35 |  | 59.3459 | 7.5604 | 7.5604 | 0 | 0 | 0
Upgrade Wildwood - Riverhead to 138 kV | 2022 |  | 7.7 | [6 empty] | 1.0888 | 1.0888 | 1.0888 | 1.0888 | 1.0888 | 1.0888 | 1.0888 | 1.0888 | 1.0888 | 1.0888 | 1.0888 | 1.0888 | 1.0888 | 1.0888 | 1.0888 | 1.0888 | 1.0888 | 1.0888 | 1.0888 | 1.0888 | 1.0888 | 1.0888 | 1.0888 | 1.0888 | 1.0888 | 1.0888 | 1.0888 | 1.0888 | 1.0888 | 1.0888 | 1.0888 | 1.0888 | 1.0888 | 1.0888 | 1.0888 | [8 empty] | 35 |  | 12.1533 | 1.5483 | 1.5483 | 0 | 0 | 0
Bridgehampton - Buell New 69 kV UG Cable | 2022 |  | 33.2 | [6 empty] | 4.6946 | 4.6946 | 4.6946 | 4.6946 | 4.6946 | 4.6946 | 4.6946 | 4.6946 | 4.6946 | 4.6946 | 4.6946 | 4.6946 | 4.6946 | 4.6946 | 4.6946 | 4.6946 | 4.6946 | 4.6946 | 4.6946 | 4.6946 | 4.6946 | 4.6946 | 4.6946 | 4.6946 | 4.6946 | 4.6946 | 4.6946 | 4.6946 | 4.6946 | 4.6946 | 4.6946 | 4.6946 | 4.6946 | 4.6946 | 4.6946 | [8 empty] | 35 |  | 52.4012 | 6.6757 | 6.6757 | 0 | 0 | 0
Canal - Wainscott New 138 kV UG Cable | 2022 |  | 275.5 | [6 empty] | 38.957 | 38.957 | 38.957 | 38.957 | 38.957 | 38.957 | 38.957 | 38.957 | 38.957 | 38.957 | 38.957 | 38.957 | 38.957 | 38.957 | 38.957 | 38.957 | 38.957 | 38.957 | 38.957 | 38.957 | 38.957 | 38.957 | 38.957 | 38.957 | 38.957 | 38.957 | 38.957 | 38.957 | 38.957 | 38.957 | 38.957 | 38.957 | 38.957 | 38.957 | 38.957 | [8 empty] | 35 |  | 434.8353 | 0 | 0 | 0 | 0 | 0
Deferral to 2022 |  |  | 354 | [6 empty] | 50.0572 | 50.0572 | 50.0572 | 50.0572 | 50.0572 | 50.0572 | 50.0572 | 50.0572 | 50.0572 | 50.0572 | 50.0572 | 50.0572 | 50.0572 | 50.0572 | 50.0572 | 50.0572 | 50.0572 | 50.0572 | 50.0572 | 50.0572 | 50.0572 | 50.0572 | 50.0572 | 50.0572 | 50.0572 | 50.0572 | 50.0572 | 50.0572 | 50.0572 | 50.0572 | 50.0572 | 50.0572 | 50.0572 | 50.0572 | 50.0572 | [8 empty] | 35 |  | 558.7357 | 15.7843 | 15.7843 | 0 | 0 | 0 | =Area III Portion
New Canal - Southampton Cable | 2024 |  | 37.6 | [8 empty] | 5.6406 | 5.6406 | 5.6406 | 5.6406 | 5.6406 | 5.6406 | 5.6406 | 5.6406 | 5.6406 | 5.6406 | 5.6406 | 5.6406 | 5.6406 | 5.6406 | 5.6406 | 5.6406 | 5.6406 | 5.6406 | 5.6406 | 5.6406 | 5.6406 | 5.6406 | 5.6406 | 5.6406 | 5.6406 | 5.6406 | 5.6406 | 5.6406 | 5.6406 | 5.6406 | 5.6406 | 5.6406 | 5.6406 | 5.6406 | 5.6406 | [6 empty] | 35 |  | 56.5667 | 10.3397 | 10.3397 | 0 | 0 | 0
Upgrade Wildwood - Riverhead to 138 kV | 2024 |  | 7.7 | [8 empty] | 1.1551 | 1.1551 | 1.1551 | 1.1551 | 1.1551 | 1.1551 | 1.1551 | 1.1551 | 1.1551 | 1.1551 | 1.1551 | 1.1551 | 1.1551 | 1.1551 | 1.1551 | 1.1551 | 1.1551 | 1.1551 | 1.1551 | 1.1551 | 1.1551 | 1.1551 | 1.1551 | 1.1551 | 1.1551 | 1.1551 | 1.1551 | 1.1551 | 1.1551 | 1.1551 | 1.1551 | 1.1551 | 1.1551 | 1.1551 | 1.1551 | [6 empty] | 35 |  | 11.5841 | 2.1174 | 2.1174 | 0 | 0 | 0
Bridgehampton - Buell New 69 kV UG Cable | 2024 |  | 33.2 | [8 empty] | 4.9805 | 4.9805 | 4.9805 | 4.9805 | 4.9805 | 4.9805 | 4.9805 | 4.9805 | 4.9805 | 4.9805 | 4.9805 | 4.9805 | 4.9805 | 4.9805 | 4.9805 | 4.9805 | 4.9805 | 4.9805 | 4.9805 | 4.9805 | 4.9805 | 4.9805 | 4.9805 | 4.9805 | 4.9805 | 4.9805 | 4.9805 | 4.9805 | 4.9805 | 4.9805 | 4.9805 | 4.9805 | 4.9805 | 4.9805 | 4.9805 | [6 empty] | 35 |  | 49.9472 | 9.1297 | 9.1297 | 0 | 0 | 0
Canal - Wainscott New 138 kV UG Cable | 2024 |  | 275.5 | [8 empty] | 41.3295 | 41.3295 | 41.3295 | 41.3295 | 41.3295 | 41.3295 | 41.3295 | 41.3295 | 41.3295 | 41.3295 | 41.3295 | 41.3295 | 41.3295 | 41.3295 | 41.3295 | 41.3295 | 41.3295 | 41.3295 | 41.3295 | 41.3295 | 41.3295 | 41.3295 | 41.3295 | 41.3295 | 41.3295 | 41.3295 | 41.3295 | 41.3295 | 41.3295 | 41.3295 | 41.3295 | 41.3295 | 41.3295 | 41.3295 | 41.3295 | [6 empty] | 35 |  | 414.4711 | 20.3641 | 20.3641 | 0 | 0 | 0
Deferral to 2024 |  |  | 354 | [8 empty] | 53.1057 | 53.1057 | 53.1057 | 53.1057 | 53.1057 | 53.1057 | 53.1057 | 53.1057 | 53.1057 | 53.1057 | 53.1057 | 53.1057 | 53.1057 | 53.1057 | 53.1057 | 53.1057 | 53.1057 | 53.1057 | 53.1057 | 53.1057 | 53.1057 | 53.1057 | 53.1057 | 53.1057 | 53.1057 | 53.1057 | 53.1057 | 53.1057 | 53.1057 | 53.1057 | 53.1057 | 53.1057 | 53.1057 | 53.1057 | 53.1057 | [6 empty] | 35 |  | 532.5691 | 41.9509 | 41.9509 | 0 | 0 | 0 | =Area III Portion
New Canal - Southampton Cable | 2025 |  | 37.6 | [9 empty] | 5.8098 | 5.8098 | 5.8098 | 5.8098 | 5.8098 | 5.8098 | 5.8098 | 5.8098 | 5.8098 | 5.8098 | 5.8098 | 5.8098 | 5.8098 | 5.8098 | 5.8098 | 5.8098 | 5.8098 | 5.8098 | 5.8098 | 5.8098 | 5.8098 | 5.8098 | 5.8098 | 5.8098 | 5.8098 | 5.8098 | 5.8098 | 5.8098 | 5.8098 | 5.8098 | 5.8098 | 5.8098 | 5.8098 | 5.8098 | 5.8098 | [5 empty] | 35 |  | 55.2262 | 11.6801 | 11.6801 | 0 | 0 | 0
Upgrade Wildwood - Riverhead to 138 kV | 2025 |  | 7.7 | [9 empty] | 1.1898 | 1.1898 | 1.1898 | 1.1898 | 1.1898 | 1.1898 | 1.1898 | 1.1898 | 1.1898 | 1.1898 | 1.1898 | 1.1898 | 1.1898 | 1.1898 | 1.1898 | 1.1898 | 1.1898 | 1.1898 | 1.1898 | 1.1898 | 1.1898 | 1.1898 | 1.1898 | 1.1898 | 1.1898 | 1.1898 | 1.1898 | 1.1898 | 1.1898 | 1.1898 | 1.1898 | 1.1898 | 1.1898 | 1.1898 | 1.1898 | [5 empty] | 35 |  | 11.3096 | 2.3919 | 2.3919 | 0 | 0 | 0
Bridgehampton - Buell New 69 kV UG Cable | 2025 |  | 33.2 | [9 empty] | 5.13 | 5.13 | 5.13 | 5.13 | 5.13 | 5.13 | 5.13 | 5.13 | 5.13 | 5.13 | 5.13 | 5.13 | 5.13 | 5.13 | 5.13 | 5.13 | 5.13 | 5.13 | 5.13 | 5.13 | 5.13 | 5.13 | 5.13 | 5.13 | 5.13 | 5.13 | 5.13 | 5.13 | 5.13 | 5.13 | 5.13 | 5.13 | 5.13 | 5.13 | 5.13 | [5 empty] | 35 |  | 48.7636 | 10.3133 | 10.3133 | 0 | 0 | 0
Canal - Wainscott New 138 kV UG Cable | 2025 |  | 275.5 | [9 empty] | 42.5693 | 42.5693 | 42.5693 | 42.5693 | 42.5693 | 42.5693 | 42.5693 | 42.5693 | 42.5693 | 42.5693 | 42.5693 | 42.5693 | 42.5693 | 42.5693 | 42.5693 | 42.5693 | 42.5693 | 42.5693 | 42.5693 | 42.5693 | 42.5693 | 42.5693 | 42.5693 | 42.5693 | 42.5693 | 42.5693 | 42.5693 | 42.5693 | 42.5693 | 42.5693 | 42.5693 | 42.5693 | 42.5693 | 42.5693 | 42.5693 | [5 empty] | 35 |  | 404.6495 | 30.1857 | 30.1857 | 0 | 0 | 0
Deferral to 2025 |  |  | 354 | [9 empty] | 54.6989 | 54.6989 | 54.6989 | 54.6989 | 54.6989 | 54.6989 | 54.6989 | 54.6989 | 54.6989 | 54.6989 | 54.6989 | 54.6989 | 54.6989 | 54.6989 | 54.6989 | 54.6989 | 54.6989 | 54.6989 | 54.6989 | 54.6989 | 54.6989 | 54.6989 | 54.6989 | 54.6989 | 54.6989 | 54.6989 | 54.6989 | 54.6989 | 54.6989 | 54.6989 | 54.6989 | 54.6989 | 54.6989 | 54.6989 | 54.6989 | [5 empty] | 35 |  | 519.949 | 54.5711 | 54.5711 | 0 | 0 | 0 | =Area III Portion
New Canal - Southampton Cable | 2026 |  | 37.6 | [10 empty] | 5.9841 | 5.9841 | 5.9841 | 5.9841 | 5.9841 | 5.9841 | 5.9841 | 5.9841 | 5.9841 | 5.9841 | 5.9841 | 5.9841 | 5.9841 | 5.9841 | 5.9841 | 5.9841 | 5.9841 | 5.9841 | 5.9841 | 5.9841 | 5.9841 | 5.9841 | 5.9841 | 5.9841 | 5.9841 | 5.9841 | 5.9841 | 5.9841 | 5.9841 | 5.9841 | 5.9841 | 5.9841 | 5.9841 | 5.9841 | 5.9841 |  |  |  |  | 35 |  | 53.9175 | 12.9888 | 12.9888 | 0 | 0 | 0
Upgrade Wildwood - Riverhead to 138 kV | 2026 |  | 7.7 | [10 empty] | 1.2255 | 1.2255 | 1.2255 | 1.2255 | 1.2255 | 1.2255 | 1.2255 | 1.2255 | 1.2255 | 1.2255 | 1.2255 | 1.2255 | 1.2255 | 1.2255 | 1.2255 | 1.2255 | 1.2255 | 1.2255 | 1.2255 | 1.2255 | 1.2255 | 1.2255 | 1.2255 | 1.2255 | 1.2255 | 1.2255 | 1.2255 | 1.2255 | 1.2255 | 1.2255 | 1.2255 | 1.2255 | 1.2255 | 1.2255 | 1.2255 |  |  |  |  | 35 |  | 11.0416 | 2.6599 | 2.6599 | 0 | 0 | 0
Bridgehampton - Buell New 69 kV UG Cable | 2026 |  | 33.2 | [10 empty] | 5.2839 | 5.2839 | 5.2839 | 5.2839 | 5.2839 | 5.2839 | 5.2839 | 5.2839 | 5.2839 | 5.2839 | 5.2839 | 5.2839 | 5.2839 | 5.2839 | 5.2839 | 5.2839 | 5.2839 | 5.2839 | 5.2839 | 5.2839 | 5.2839 | 5.2839 | 5.2839 | 5.2839 | 5.2839 | 5.2839 | 5.2839 | 5.2839 | 5.2839 | 5.2839 | 5.2839 | 5.2839 | 5.2839 | 5.2839 | 5.2839 |  |  |  |  | 35 |  | 47.608 | 11.4688 | 11.4688 | 0 | 0 | 0
Canal - Wainscott New 138 kV UG Cable | 2026 |  | 275.5 | [10 empty] | 43.8464 | 43.8464 | 43.8464 | 43.8464 | 43.8464 | 43.8464 | 43.8464 | 43.8464 | 43.8464 | 43.8464 | 43.8464 | 43.8464 | 43.8464 | 43.8464 | 43.8464 | 43.8464 | 43.8464 | 43.8464 | 43.8464 | 43.8464 | 43.8464 | 43.8464 | 43.8464 | 43.8464 | 43.8464 | 43.8464 | 43.8464 | 43.8464 | 43.8464 | 43.8464 | 43.8464 | 43.8464 | 43.8464 | 43.8464 | 43.8464 |  |  |  |  | 35 |  | 395.0607 | 39.7746 | 39.7746 | 39.7746 | 1445297.0573 | 7414373.9038
Deferral to 2026 |  |  | 354 | [10 empty] | 56.3399 | 56.3399 | 56.3399 | 56.3399 | 56.3399 | 56.3399 | 56.3399 | 56.3399 | 56.3399 | 56.3399 | 56.3399 | 56.3399 | 56.3399 | 56.3399 | 56.3399 | 56.3399 | 56.3399 | 56.3399 | 56.3399 | 56.3399 | 56.3399 | 56.3399 | 56.3399 | 56.3399 | 56.3399 | 56.3399 | 56.3399 | 56.3399 | 56.3399 | 56.3399 | 56.3399 | 56.3399 | 56.3399 | 56.3399 | 56.3399 |  |  |  |  | 35 |  | 507.6279 | 66.8921 | 66.8921 | 39.7746 | 1445297.0573 | 7414373.9038 | =Area III Portion
New Canal - Southampton Cable | 2027 |  | 37.6 | [11 empty] | 6.1636 | 6.1636 | 6.1636 | 6.1636 | 6.1636 | 6.1636 | 6.1636 | 6.1636 | 6.1636 | 6.1636 | 6.1636 | 6.1636 | 6.1636 | 6.1636 | 6.1636 | 6.1636 | 6.1636 | 6.1636 | 6.1636 | 6.1636 | 6.1636 | 6.1636 | 6.1636 | 6.1636 | 6.1636 | 6.1636 | 6.1636 | 6.1636 | 6.1636 | 6.1636 | 6.1636 | 6.1636 | 6.1636 | 6.1636 | 6.1636 |  |  |  | 35 |  | 52.6399 | 14.2665 | 14.2665 | 0 | 0 | 0
Upgrade Wildwood - Riverhead to 138 kV | 2027 |  | 7.7 | [11 empty] | 1.2622 | 1.2622 | 1.2622 | 1.2622 | 1.2622 | 1.2622 | 1.2622 | 1.2622 | 1.2622 | 1.2622 | 1.2622 | 1.2622 | 1.2622 | 1.2622 | 1.2622 | 1.2622 | 1.2622 | 1.2622 | 1.2622 | 1.2622 | 1.2622 | 1.2622 | 1.2622 | 1.2622 | 1.2622 | 1.2622 | 1.2622 | 1.2622 | 1.2622 | 1.2622 | 1.2622 | 1.2622 | 1.2622 | 1.2622 | 1.2622 |  |  |  | 35 |  | 10.78 | 2.9216 | 2.9216 | 0 | 0 | 0
Bridgehampton - Buell New 69 kV UG Cable | 2027 |  | 33.2 | [11 empty] | 5.4424 | 5.4424 | 5.4424 | 5.4424 | 5.4424 | 5.4424 | 5.4424 | 5.4424 | 5.4424 | 5.4424 | 5.4424 | 5.4424 | 5.4424 | 5.4424 | 5.4424 | 5.4424 | 5.4424 | 5.4424 | 5.4424 | 5.4424 | 5.4424 | 5.4424 | 5.4424 | 5.4424 | 5.4424 | 5.4424 | 5.4424 | 5.4424 | 5.4424 | 5.4424 | 5.4424 | 5.4424 | 5.4424 | 5.4424 | 5.4424 |  |  |  | 35 |  | 46.4799 | 12.597 | 12.597 | 0 | 0 | 0
Canal - Wainscott New 138 kV UG Cable | 2027 |  | 275.5 | [11 empty] | 45.1618 | 45.1618 | 45.1618 | 45.1618 | 45.1618 | 45.1618 | 45.1618 | 45.1618 | 45.1618 | 45.1618 | 45.1618 | 45.1618 | 45.1618 | 45.1618 | 45.1618 | 45.1618 | 45.1618 | 45.1618 | 45.1618 | 45.1618 | 45.1618 | 45.1618 | 45.1618 | 45.1618 | 45.1618 | 45.1618 | 45.1618 | 45.1618 | 45.1618 | 45.1618 | 45.1618 | 45.1618 | 45.1618 | 45.1618 | 45.1618 |  |  |  | 35 |  | 385.6991 | 49.1362 | 49.1362 | 0 | 0 | 0
Deferral to 2027 |  |  | 354 | [11 empty] | 58.0301 | 58.0301 | 58.0301 | 58.0301 | 58.0301 | 58.0301 | 58.0301 | 58.0301 | 58.0301 | 58.0301 | 58.0301 | 58.0301 | 58.0301 | 58.0301 | 58.0301 | 58.0301 | 58.0301 | 58.0301 | 58.0301 | 58.0301 | 58.0301 | 58.0301 | 58.0301 | 58.0301 | 58.0301 | 58.0301 | 58.0301 | 58.0301 | 58.0301 | 58.0301 | 58.0301 | 58.0301 | 58.0301 | 58.0301 | 58.0301 |  |  |  | 35 |  | 495.5988 | 78.9212 | 78.9212 | 0 | 0 | 0 | =Area III Portion
New Canal - Southampton Cable | 2028 |  | 37.6 | [12 empty] | 6.3486 | 6.3486 | 6.3486 | 6.3486 | 6.3486 | 6.3486 | 6.3486 | 6.3486 | 6.3486 | 6.3486 | 6.3486 | 6.3486 | 6.3486 | 6.3486 | 6.3486 | 6.3486 | 6.3486 | 6.3486 | 6.3486 | 6.3486 | 6.3486 | 6.3486 | 6.3486 | 6.3486 | 6.3486 | 6.3486 | 6.3486 | 6.3486 | 6.3486 | 6.3486 | 6.3486 | 6.3486 | 6.3486 | 6.3486 | 6.3486 |  |  | 35 |  | 51.3925 | 15.5138 | 15.5138 | 0 | 0 | 0
Upgrade Wildwood - Riverhead to 138 kV | 2028 |  | 7.7 | [12 empty] | 1.3001 | 1.3001 | 1.3001 | 1.3001 | 1.3001 | 1.3001 | 1.3001 | 1.3001 | 1.3001 | 1.3001 | 1.3001 | 1.3001 | 1.3001 | 1.3001 | 1.3001 | 1.3001 | 1.3001 | 1.3001 | 1.3001 | 1.3001 | 1.3001 | 1.3001 | 1.3001 | 1.3001 | 1.3001 | 1.3001 | 1.3001 | 1.3001 | 1.3001 | 1.3001 | 1.3001 | 1.3001 | 1.3001 | 1.3001 | 1.3001 |  |  | 35 |  | 10.5245 | 3.177 | 3.177 | 0 | 0 | 0
Bridgehampton - Buell New 69 kV UG Cable | 2028 |  | 33.2 | [12 empty] | 5.6056 | 5.6056 | 5.6056 | 5.6056 | 5.6056 | 5.6056 | 5.6056 | 5.6056 | 5.6056 | 5.6056 | 5.6056 | 5.6056 | 5.6056 | 5.6056 | 5.6056 | 5.6056 | 5.6056 | 5.6056 | 5.6056 | 5.6056 | 5.6056 | 5.6056 | 5.6056 | 5.6056 | 5.6056 | 5.6056 | 5.6056 | 5.6056 | 5.6056 | 5.6056 | 5.6056 | 5.6056 | 5.6056 | 5.6056 | 5.6056 |  |  | 35 |  | 45.3785 | 13.6984 | 13.6984 | 0 | 0 | 0
Canal - Wainscott New 138 kV UG Cable | 2028 |  | 275.5 | [12 empty] | 46.5167 | 46.5167 | 46.5167 | 46.5167 | 46.5167 | 46.5167 | 46.5167 | 46.5167 | 46.5167 | 46.5167 | 46.5167 | 46.5167 | 46.5167 | 46.5167 | 46.5167 | 46.5167 | 46.5167 | 46.5167 | 46.5167 | 46.5167 | 46.5167 | 46.5167 | 46.5167 | 46.5167 | 46.5167 | 46.5167 | 46.5167 | 46.5167 | 46.5167 | 46.5167 | 46.5167 | 46.5167 | 46.5167 | 46.5167 | 46.5167 |  |  | 35 |  | 376.5593 | 58.276 | 58.276 | 0 | 0 | 0
Deferral to 2028 |  |  | 354 | [12 empty] | 59.771 | 59.771 | 59.771 | 59.771 | 59.771 | 59.771 | 59.771 | 59.771 | 59.771 | 59.771 | 59.771 | 59.771 | 59.771 | 59.771 | 59.771 | 59.771 | 59.771 | 59.771 | 59.771 | 59.771 | 59.771 | 59.771 | 59.771 | 59.771 | 59.771 | 59.771 | 59.771 | 59.771 | 59.771 | 59.771 | 59.771 | 59.771 | 59.771 | 59.771 | 59.771 |  |  | 35 |  | 483.8548 | 90.6653 | 90.6653 | 0 | 0 | 0 | =Area III Portion
New Canal - Southampton Cable | 2029 |  | 37.6 | [13 empty] | 6.539 | 6.539 | 6.539 | 6.539 | 6.539 | 6.539 | 6.539 | 6.539 | 6.539 | 6.539 | 6.539 | 6.539 | 6.539 | 6.539 | 6.539 | 6.539 | 6.539 | 6.539 | 6.539 | 6.539 | 6.539 | 6.539 | 6.539 | 6.539 | 6.539 | 6.539 | 6.539 | 6.539 | 6.539 | 6.539 | 6.539 | 6.539 | 6.539 | 6.539 | 6.539 |  | 35 |  | 50.1747 | 16.7317 | 16.7317 | 0 | 0 | 0
Upgrade Wildwood - Riverhead to 138 kV | 2029 |  | 7.7 | [13 empty] | 1.3391 | 1.3391 | 1.3391 | 1.3391 | 1.3391 | 1.3391 | 1.3391 | 1.3391 | 1.3391 | 1.3391 | 1.3391 | 1.3391 | 1.3391 | 1.3391 | 1.3391 | 1.3391 | 1.3391 | 1.3391 | 1.3391 | 1.3391 | 1.3391 | 1.3391 | 1.3391 | 1.3391 | 1.3391 | 1.3391 | 1.3391 | 1.3391 | 1.3391 | 1.3391 | 1.3391 | 1.3391 | 1.3391 | 1.3391 | 1.3391 |  | 35 |  | 10.2751 | 3.4264 | 3.4264 | 0 | 0 | 0
Bridgehampton - Buell New 69 kV UG Cable | 2029 |  | 33.2 | [13 empty] | 5.7738 | 5.7738 | 5.7738 | 5.7738 | 5.7738 | 5.7738 | 5.7738 | 5.7738 | 5.7738 | 5.7738 | 5.7738 | 5.7738 | 5.7738 | 5.7738 | 5.7738 | 5.7738 | 5.7738 | 5.7738 | 5.7738 | 5.7738 | 5.7738 | 5.7738 | 5.7738 | 5.7738 | 5.7738 | 5.7738 | 5.7738 | 5.7738 | 5.7738 | 5.7738 | 5.7738 | 5.7738 | 5.7738 | 5.7738 | 5.7738 |  | 35 |  | 44.3031 | 14.7737 | 14.7737 | 0 | 0 | 0
Canal - Wainscott New 138 kV UG Cable | 2029 |  | 275.5 | [13 empty] | 47.9122 | 47.9122 | 47.9122 | 47.9122 | 47.9122 | 47.9122 | 47.9122 | 47.9122 | 47.9122 | 47.9122 | 47.9122 | 47.9122 | 47.9122 | 47.9122 | 47.9122 | 47.9122 | 47.9122 | 47.9122 | 47.9122 | 47.9122 | 47.9122 | 47.9122 | 47.9122 | 47.9122 | 47.9122 | 47.9122 | 47.9122 | 47.9122 | 47.9122 | 47.9122 | 47.9122 | 47.9122 | 47.9122 | 47.9122 | 47.9122 |  | 35 |  | 367.6361 | 67.1992 | 67.1992 | 0 | 0 | 0
Deferral to 2029 |  |  | 354 | [13 empty] | 61.5641 | 61.5641 | 61.5641 | 61.5641 | 61.5641 | 61.5641 | 61.5641 | 61.5641 | 61.5641 | 61.5641 | 61.5641 | 61.5641 | 61.5641 | 61.5641 | 61.5641 | 61.5641 | 61.5641 | 61.5641 | 61.5641 | 61.5641 | 61.5641 | 61.5641 | 61.5641 | 61.5641 | 61.5641 | 61.5641 | 61.5641 | 61.5641 | 61.5641 | 61.5641 | 61.5641 | 61.5641 | 61.5641 | 61.5641 | 61.5641 |  | 35 |  | 472.389 | 102.131 | 102.131 | 0 | 0 | 0 | =Area III Portion
New Canal - Southampton Cable | 2030 |  | 37.6 | [14 empty] | 6.7352 | 6.7352 | 6.7352 | 6.7352 | 6.7352 | 6.7352 | 6.7352 | 6.7352 | 6.7352 | 6.7352 | 6.7352 | 6.7352 | 6.7352 | 6.7352 | 6.7352 | 6.7352 | 6.7352 | 6.7352 | 6.7352 | 6.7352 | 6.7352 | 6.7352 | 6.7352 | 6.7352 | 6.7352 | 6.7352 | 6.7352 | 6.7352 | 6.7352 | 6.7352 | 6.7352 | 6.7352 | 6.7352 | 6.7352 | 6.7352 | 35 |  | 48.9857 | 17.9206 | 17.9206 | 0 | 0 | 0
Upgrade Wildwood - Riverhead to 138 kV | 2030 |  | 7.7 | [14 empty] | 1.3793 | 1.3793 | 1.3793 | 1.3793 | 1.3793 | 1.3793 | 1.3793 | 1.3793 | 1.3793 | 1.3793 | 1.3793 | 1.3793 | 1.3793 | 1.3793 | 1.3793 | 1.3793 | 1.3793 | 1.3793 | 1.3793 | 1.3793 | 1.3793 | 1.3793 | 1.3793 | 1.3793 | 1.3793 | 1.3793 | 1.3793 | 1.3793 | 1.3793 | 1.3793 | 1.3793 | 1.3793 | 1.3793 | 1.3793 | 1.3793 | 35 |  | 10.0316 | 3.6699 | 3.6699 | 0 | 0 | 0
Bridgehampton - Buell New 69 kV UG Cable | 2030 |  | 33.2 | [14 empty] | 5.947 | 5.947 | 5.947 | 5.947 | 5.947 | 5.947 | 5.947 | 5.947 | 5.947 | 5.947 | 5.947 | 5.947 | 5.947 | 5.947 | 5.947 | 5.947 | 5.947 | 5.947 | 5.947 | 5.947 | 5.947 | 5.947 | 5.947 | 5.947 | 5.947 | 5.947 | 5.947 | 5.947 | 5.947 | 5.947 | 5.947 | 5.947 | 5.947 | 5.947 | 5.947 | 35 |  | 43.2533 | 15.8236 | 15.8236 | 0 | 0 | 0
Canal - Wainscott New 138 kV UG Cable | 2030 |  | 275.5 | [14 empty] | 49.3495 | 49.3495 | 49.3495 | 49.3495 | 49.3495 | 49.3495 | 49.3495 | 49.3495 | 49.3495 | 49.3495 | 49.3495 | 49.3495 | 49.3495 | 49.3495 | 49.3495 | 49.3495 | 49.3495 | 49.3495 | 49.3495 | 49.3495 | 49.3495 | 49.3495 | 49.3495 | 49.3495 | 49.3495 | 49.3495 | 49.3495 | 49.3495 | 49.3495 | 49.3495 | 49.3495 | 49.3495 | 49.3495 | 49.3495 | 49.3495 | 35 |  | 358.9243 | 75.911 | 75.911 | 0 | 0 | 0
Deferral to 2030 |  |  | 354 | [14 empty] | 63.411 | 63.411 | 63.411 | 63.411 | 63.411 | 63.411 | 63.411 | 63.411 | 63.411 | 63.411 | 63.411 | 63.411 | 63.411 | 63.411 | 63.411 | 63.411 | 63.411 | 63.411 | 63.411 | 63.411 | 63.411 | 63.411 | 63.411 | 63.411 | 63.411 | 63.411 | 63.411 | 63.411 | 63.411 | 63.411 | 63.411 | 63.411 | 63.411 | 63.411 | 63.411 | 35 |  | 461.1949 | 113.3251 | 113.3251 | 0 | 0 | 0 | =Area III Portion
[60 empty] | 7414373.9038 | =Area III Portion
Annual Avoided Costs for Deferral to 2022:
New Canal - Southampton Cable | 2019 |  |  | 0 | 4.5863 | 4.5863 | -0.27931 | -0.27931 | -0.27931 | -0.27931 | -0.27931 | -0.27931 | -0.27931 | -0.27931 | -0.27931 | -0.27931 | -0.27931 | -0.27931 | -0.27931 | -0.27931 | -0.27931 | -0.27931 | -0.27931 | -0.27931 | -0.27931 | -0.27931 | -0.27931 | -0.27931 | -0.27931 | -0.27931 | -0.27931 | -0.27931 | -0.27931 | -0.27931 | -0.27931 | -0.27931 | -0.27931 | -0.27931 | -0.27931 | -4.8656 | -4.8656 | 0 | 0 | 0 | [8 empty] | 35 |  |  | 3.1333
Upgrade Wildwood - Riverhead to 138 kV | 2019 |  |  | 0 | 0.93922 | 0.93922 | -0.057199 | -0.057199 | -0.057199 | -0.057199 | -0.057199 | -0.057199 | -0.057199 | -0.057199 | -0.057199 | -0.057199 | -0.057199 | -0.057199 | -0.057199 | -0.057199 | -0.057199 | -0.057199 | -0.057199 | -0.057199 | -0.057199 | -0.057199 | -0.057199 | -0.057199 | -0.057199 | -0.057199 | -0.057199 | -0.057199 | -0.057199 | -0.057199 | -0.057199 | -0.057199 | -0.057199 | -0.057199 | -0.057199 | -0.99642 | -0.99642 | 0 | 0 | 0 | [8 empty] | 35 |  |  | 0.64167
Bridgehampton - Buell New 69 kV UG Cable | 2019 |  |  | 0 | 4.0496 | 4.0496 | -0.24662 | -0.24662 | -0.24662 | -0.24662 | -0.24662 | -0.24662 | -0.24662 | -0.24662 | -0.24662 | -0.24662 | -0.24662 | -0.24662 | -0.24662 | -0.24662 | -0.24662 | -0.24662 | -0.24662 | -0.24662 | -0.24662 | -0.24662 | -0.24662 | -0.24662 | -0.24662 | -0.24662 | -0.24662 | -0.24662 | -0.24662 | -0.24662 | -0.24662 | -0.24662 | -0.24662 | -0.24662 | -0.24662 | -4.2963 | -4.2963 | 0 | 0 | 0 | [8 empty] | 35 |  |  | 2.7667
Canal - Wainscott New 138 kV UG Cable | 2019 |  |  | 0 | 0 | 0 | -35.6512 | -35.6512 | -35.6512 | 3.3058 | 3.3058 | 3.3058 | 3.3058 | 3.3058 | 3.3058 | 3.3058 | 3.3058 | 3.3058 | 3.3058 | 3.3058 | 3.3058 | 3.3058 | 3.3058 | 3.3058 | 3.3058 | 3.3058 | 3.3058 | 3.3058 | 3.3058 | 3.3058 | 3.3058 | 3.3058 | 3.3058 | 3.3058 | 3.3058 | 3.3058 | 3.3058 | 3.3058 | 3.3058 | 3.3058 | 3.3058 | 38.957 | 38.957 | 38.957 | [8 empty] | 3 |  |  | -32.4375
Annual Avoided Costs for Deferral to 2023:
New Canal - Southampton Cable | 2022 |  |  | 0 | 4.5863 | 4.5863 | 4.5863 | 4.5863 | 4.5863 | -0.73048 | -0.73048 | -0.73048 | -0.73048 | -0.73048 | -0.73048 | -0.73048 | -0.73048 | -0.73048 | -0.73048 | -0.73048 | -0.73048 | -0.73048 | -0.73048 | -0.73048 | -0.73048 | -0.73048 | -0.73048 | -0.73048 | -0.73048 | -0.73048 | -0.73048 | -0.73048 | -0.73048 | -0.73048 | -0.73048 | -0.73048 | -0.73048 | -0.73048 | -0.73048 | -5.3168 | -5.3168 | -5.3168 | -5.3168 | -5.3168 | 0 | [7 empty] | 35 |  |  | 7.5604
Upgrade Wildwood - Riverhead to 138 kV | 2022 |  |  | 0 | 0.93922 | 0.93922 | 0.93922 | 0.93922 | 0.93922 | -0.14959 | -0.14959 | -0.14959 | -0.14959 | -0.14959 | -0.14959 | -0.14959 | -0.14959 | -0.14959 | -0.14959 | -0.14959 | -0.14959 | -0.14959 | -0.14959 | -0.14959 | -0.14959 | -0.14959 | -0.14959 | -0.14959 | -0.14959 | -0.14959 | -0.14959 | -0.14959 | -0.14959 | -0.14959 | -0.14959 | -0.14959 | -0.14959 | -0.14959 | -0.14959 | -1.0888 | -1.0888 | -1.0888 | -1.0888 | -1.0888 | 0 | [7 empty] | 35 |  |  | 1.5483
Bridgehampton - Buell New 69 kV UG Cable | 2022 |  |  | 0 | 4.0496 | 4.0496 | 4.0496 | 4.0496 | 4.0496 | -0.645 | -0.645 | -0.645 | -0.645 | -0.645 | -0.645 | -0.645 | -0.645 | -0.645 | -0.645 | -0.645 | -0.645 | -0.645 | -0.645 | -0.645 | -0.645 | -0.645 | -0.645 | -0.645 | -0.645 | -0.645 | -0.645 | -0.645 | -0.645 | -0.645 | -0.645 | -0.645 | -0.645 | -0.645 | -0.645 | -4.6946 | -4.6946 | -4.6946 | -4.6946 | -4.6946 | 0 | [7 empty] | 35 |  |  | 6.6757
Canal - Wainscott New 138 kV UG Cable | 2022 |  |  | 0 | 0 | 0 | 0 | 0 | 0 | 0 | 0 | 0 | 0 | 0 | 0 | 0 | 0 | 0 | 0 | 0 | 0 | 0 | 0 | 0 | 0 | 0 | 0 | 0 | 0 | 0 | 0 | 0 | 0 | 0 | 0 | 0 | 0 | 0 | 0 | 0 | 0 | 0 | 0 | 0 | 0 | [7 empty] | 0 |  |  | 0
Annual Avoided Costs for Deferral to 2024:
New Canal - Southampton Cable | 2024 |  |  | 0 | 4.5863 | 4.5863 | 4.5863 | 4.5863 | 4.5863 | 4.5863 | 4.5863 | -1.0543 | -1.0543 | -1.0543 | -1.0543 | -1.0543 | -1.0543 | -1.0543 | -1.0543 | -1.0543 | -1.0543 | -1.0543 | -1.0543 | -1.0543 | -1.0543 | -1.0543 | -1.0543 | -1.0543 | -1.0543 | -1.0543 | -1.0543 | -1.0543 | -1.0543 | -1.0543 | -1.0543 | -1.0543 | -1.0543 | -1.0543 | -1.0543 | -5.6406 | -5.6406 | -5.6406 | -5.6406 | -5.6406 | -5.6406 | -5.6406 | [6 empty] | 35 |  |  | 10.3397
Upgrade Wildwood - Riverhead to 138 kV | 2024 |  |  | 0 | 0.93922 | 0.93922 | 0.93922 | 0.93922 | 0.93922 | 0.93922 | 0.93922 | -0.2159 | -0.2159 | -0.2159 | -0.2159 | -0.2159 | -0.2159 | -0.2159 | -0.2159 | -0.2159 | -0.2159 | -0.2159 | -0.2159 | -0.2159 | -0.2159 | -0.2159 | -0.2159 | -0.2159 | -0.2159 | -0.2159 | -0.2159 | -0.2159 | -0.2159 | -0.2159 | -0.2159 | -0.2159 | -0.2159 | -0.2159 | -0.2159 | -1.1551 | -1.1551 | -1.1551 | -1.1551 | -1.1551 | -1.1551 | -1.1551 | [6 empty] | 35 |  |  | 2.1174
Bridgehampton - Buell New 69 kV UG Cable | 2024 |  |  | 0 | 4.0496 | 4.0496 | 4.0496 | 4.0496 | 4.0496 | 4.0496 | 4.0496 | -0.9309 | -0.9309 | -0.9309 | -0.9309 | -0.9309 | -0.9309 | -0.9309 | -0.9309 | -0.9309 | -0.9309 | -0.9309 | -0.9309 | -0.9309 | -0.9309 | -0.9309 | -0.9309 | -0.9309 | -0.9309 | -0.9309 | -0.9309 | -0.9309 | -0.9309 | -0.9309 | -0.9309 | -0.9309 | -0.9309 | -0.9309 | -0.9309 | -4.9805 | -4.9805 | -4.9805 | -4.9805 | -4.9805 | -4.9805 | -4.9805 | [6 empty] | 35 |  |  | 9.1297
Canal - Wainscott New 138 kV UG Cable | 2024 |  |  | 0 | 0 | 0 | 0 | 0 | 0 | 38.957 | 38.957 | -2.3725 | -2.3725 | -2.3725 | -2.3725 | -2.3725 | -2.3725 | -2.3725 | -2.3725 | -2.3725 | -2.3725 | -2.3725 | -2.3725 | -2.3725 | -2.3725 | -2.3725 | -2.3725 | -2.3725 | -2.3725 | -2.3725 | -2.3725 | -2.3725 | -2.3725 | -2.3725 | -2.3725 | -2.3725 | -2.3725 | -2.3725 | -2.3725 | -2.3725 | -2.3725 | -2.3725 | -2.3725 | -2.3725 | -41.3295 | -41.3295 | [6 empty] | 35 |  |  | 20.3641
Annual Avoided Costs for Deferral to 2025:
New Canal - Southampton Cable | 2025 |  |  | 0 | 4.5863 | 4.5863 | 4.5863 | 4.5863 | 4.5863 | 4.5863 | 4.5863 | 4.5863 | -1.2235 | -1.2235 | -1.2235 | -1.2235 | -1.2235 | -1.2235 | -1.2235 | -1.2235 | -1.2235 | -1.2235 | -1.2235 | -1.2235 | -1.2235 | -1.2235 | -1.2235 | -1.2235 | -1.2235 | -1.2235 | -1.2235 | -1.2235 | -1.2235 | -1.2235 | -1.2235 | -1.2235 | -1.2235 | -1.2235 | -1.2235 | -5.8098 | -5.8098 | -5.8098 | -5.8098 | -5.8098 | -5.8098 | -5.8098 | -5.8098 | [5 empty] | 35 |  |  | 11.6801
Upgrade Wildwood - Riverhead to 138 kV | 2025 |  |  | 0 | 0.93922 | 0.93922 | 0.93922 | 0.93922 | 0.93922 | 0.93922 | 0.93922 | 0.93922 | -0.25056 | -0.25056 | -0.25056 | -0.25056 | -0.25056 | -0.25056 | -0.25056 | -0.25056 | -0.25056 | -0.25056 | -0.25056 | -0.25056 | -0.25056 | -0.25056 | -0.25056 | -0.25056 | -0.25056 | -0.25056 | -0.25056 | -0.25056 | -0.25056 | -0.25056 | -0.25056 | -0.25056 | -0.25056 | -0.25056 | -0.25056 | -1.1898 | -1.1898 | -1.1898 | -1.1898 | -1.1898 | -1.1898 | -1.1898 | -1.1898 | [5 empty] | 35 |  |  | 2.3919
Bridgehampton - Buell New 69 kV UG Cable | 2025 |  |  | 0 | 4.0496 | 4.0496 | 4.0496 | 4.0496 | 4.0496 | 4.0496 | 4.0496 | 4.0496 | -1.0803 | -1.0803 | -1.0803 | -1.0803 | -1.0803 | -1.0803 | -1.0803 | -1.0803 | -1.0803 | -1.0803 | -1.0803 | -1.0803 | -1.0803 | -1.0803 | -1.0803 | -1.0803 | -1.0803 | -1.0803 | -1.0803 | -1.0803 | -1.0803 | -1.0803 | -1.0803 | -1.0803 | -1.0803 | -1.0803 | -1.0803 | -5.13 | -5.13 | -5.13 | -5.13 | -5.13 | -5.13 | -5.13 | -5.13 | [5 empty] | 35 |  |  | 10.3133
Canal - Wainscott New 138 kV UG Cable | 2025 |  |  | 0 | 0 | 0 | 0 | 0 | 0 | 38.957 | 38.957 | 38.957 | -3.6124 | -3.6124 | -3.6124 | -3.6124 | -3.6124 | -3.6124 | -3.6124 | -3.6124 | -3.6124 | -3.6124 | -3.6124 | -3.6124 | -3.6124 | -3.6124 | -3.6124 | -3.6124 | -3.6124 | -3.6124 | -3.6124 | -3.6124 | -3.6124 | -3.6124 | -3.6124 | -3.6124 | -3.6124 | -3.6124 | -3.6124 | -3.6124 | -3.6124 | -3.6124 | -3.6124 | -3.6124 | -42.5693 | -42.5693 | -42.5693 | [5 empty] | 35 |  |  | 30.1857
Annual Avoided Costs for Deferral to 2026:
New Canal - Southampton Cable | 2026 |  |  | 0 | 4.5863 | 4.5863 | 4.5863 | 4.5863 | 4.5863 | 4.5863 | 4.5863 | 4.5863 | 4.5863 | -1.3978 | -1.3978 | -1.3978 | -1.3978 | -1.3978 | -1.3978 | -1.3978 | -1.3978 | -1.3978 | -1.3978 | -1.3978 | -1.3978 | -1.3978 | -1.3978 | -1.3978 | -1.3978 | -1.3978 | -1.3978 | -1.3978 | -1.3978 | -1.3978 | -1.3978 | -1.3978 | -1.3978 | -1.3978 | -1.3978 | -5.9841 | -5.9841 | -5.9841 | -5.9841 | -5.9841 | -5.9841 | -5.9841 | -5.9841 | -5.9841 |  |  |  |  | 35 |  |  | 12.9888
Upgrade Wildwood - Riverhead to 138 kV | 2026 |  |  | 0 | 0.93922 | 0.93922 | 0.93922 | 0.93922 | 0.93922 | 0.93922 | 0.93922 | 0.93922 | 0.93922 | -0.28625 | -0.28625 | -0.28625 | -0.28625 | -0.28625 | -0.28625 | -0.28625 | -0.28625 | -0.28625 | -0.28625 | -0.28625 | -0.28625 | -0.28625 | -0.28625 | -0.28625 | -0.28625 | -0.28625 | -0.28625 | -0.28625 | -0.28625 | -0.28625 | -0.28625 | -0.28625 | -0.28625 | -0.28625 | -0.28625 | -1.2255 | -1.2255 | -1.2255 | -1.2255 | -1.2255 | -1.2255 | -1.2255 | -1.2255 | -1.2255 |  |  |  |  | 35 |  |  | 2.6599
Bridgehampton - Buell New 69 kV UG Cable | 2026 |  |  | 0 | 4.0496 | 4.0496 | 4.0496 | 4.0496 | 4.0496 | 4.0496 | 4.0496 | 4.0496 | 4.0496 | -1.2342 | -1.2342 | -1.2342 | -1.2342 | -1.2342 | -1.2342 | -1.2342 | -1.2342 | -1.2342 | -1.2342 | -1.2342 | -1.2342 | -1.2342 | -1.2342 | -1.2342 | -1.2342 | -1.2342 | -1.2342 | -1.2342 | -1.2342 | -1.2342 | -1.2342 | -1.2342 | -1.2342 | -1.2342 | -1.2342 | -5.2839 | -5.2839 | -5.2839 | -5.2839 | -5.2839 | -5.2839 | -5.2839 | -5.2839 | -5.2839 |  |  |  |  | 35 |  |  | 11.4688
Canal - Wainscott New 138 kV UG Cable | 2026 |  |  | 0 | 0 | 0 | 0 | 0 | 0 | 38.957 | 38.957 | 38.957 | 38.957 | -4.8894 | -4.8894 | -4.8894 | -4.8894 | -4.8894 | -4.8894 | -4.8894 | -4.8894 | -4.8894 | -4.8894 | -4.8894 | -4.8894 | -4.8894 | -4.8894 | -4.8894 | -4.8894 | -4.8894 | -4.8894 | -4.8894 | -4.8894 | -4.8894 | -4.8894 | -4.8894 | -4.8894 | -4.8894 | -4.8894 | -4.8894 | -4.8894 | -4.8894 | -4.8894 | -4.8894 | -43.8464 | -43.8464 | -43.8464 | -43.8464 |  |  |  |  | 35 |  |  | 39.7746
Annual Avoided Costs for Deferral to 2027:
New Canal - Southampton Cable | 2027 |  |  | 0 | 4.5863 | 4.5863 | 4.5863 | 4.5863 | 4.5863 | 4.5863 | 4.5863 | 4.5863 | 4.5863 | 4.5863 | -1.5773 | -1.5773 | -1.5773 | -1.5773 | -1.5773 | -1.5773 | -1.5773 | -1.5773 | -1.5773 | -1.5773 | -1.5773 | -1.5773 | -1.5773 | -1.5773 | -1.5773 | -1.5773 | -1.5773 | -1.5773 | -1.5773 | -1.5773 | -1.5773 | -1.5773 | -1.5773 | -1.5773 | -1.5773 | -6.1636 | -6.1636 | -6.1636 | -6.1636 | -6.1636 | -6.1636 | -6.1636 | -6.1636 | -6.1636 | -6.1636 |  |  |  | 35 |  |  | 14.2665
Upgrade Wildwood - Riverhead to 138 kV | 2027 |  |  | 0 | 0.93922 | 0.93922 | 0.93922 | 0.93922 | 0.93922 | 0.93922 | 0.93922 | 0.93922 | 0.93922 | 0.93922 | -0.32301 | -0.32301 | -0.32301 | -0.32301 | -0.32301 | -0.32301 | -0.32301 | -0.32301 | -0.32301 | -0.32301 | -0.32301 | -0.32301 | -0.32301 | -0.32301 | -0.32301 | -0.32301 | -0.32301 | -0.32301 | -0.32301 | -0.32301 | -0.32301 | -0.32301 | -0.32301 | -0.32301 | -0.32301 | -1.2622 | -1.2622 | -1.2622 | -1.2622 | -1.2622 | -1.2622 | -1.2622 | -1.2622 | -1.2622 | -1.2622 |  |  |  | 35 |  |  | 2.9216
Bridgehampton - Buell New 69 kV UG Cable | 2027 |  |  | 0 | 4.0496 | 4.0496 | 4.0496 | 4.0496 | 4.0496 | 4.0496 | 4.0496 | 4.0496 | 4.0496 | 4.0496 | -1.3927 | -1.3927 | -1.3927 | -1.3927 | -1.3927 | -1.3927 | -1.3927 | -1.3927 | -1.3927 | -1.3927 | -1.3927 | -1.3927 | -1.3927 | -1.3927 | -1.3927 | -1.3927 | -1.3927 | -1.3927 | -1.3927 | -1.3927 | -1.3927 | -1.3927 | -1.3927 | -1.3927 | -1.3927 | -5.4424 | -5.4424 | -5.4424 | -5.4424 | -5.4424 | -5.4424 | -5.4424 | -5.4424 | -5.4424 | -5.4424 |  |  |  | 35 |  |  | 12.597
Canal - Wainscott New 138 kV UG Cable | 2027 |  |  | 0 | 0 | 0 | 0 | 0 | 0 | 38.957 | 38.957 | 38.957 | 38.957 | 38.957 | -6.2048 | -6.2048 | -6.2048 | -6.2048 | -6.2048 | -6.2048 | -6.2048 | -6.2048 | -6.2048 | -6.2048 | -6.2048 | -6.2048 | -6.2048 | -6.2048 | -6.2048 | -6.2048 | -6.2048 | -6.2048 | -6.2048 | -6.2048 | -6.2048 | -6.2048 | -6.2048 | -6.2048 | -6.2048 | -6.2048 | -6.2048 | -6.2048 | -6.2048 | -6.2048 | -45.1618 | -45.1618 | -45.1618 | -45.1618 | -45.1618 |  |  |  | 35 |  |  | 49.1362
Annual Avoided Costs for Deferral to 2028:
New Canal - Southampton Cable | 2028 |  |  | 0 | 4.5863 | 4.5863 | 4.5863 | 4.5863 | 4.5863 | 4.5863 | 4.5863 | 4.5863 | 4.5863 | 4.5863 | 4.5863 | -1.7622 | -1.7622 | -1.7622 | -1.7622 | -1.7622 | -1.7622 | -1.7622 | -1.7622 | -1.7622 | -1.7622 | -1.7622 | -1.7622 | -1.7622 | -1.7622 | -1.7622 | -1.7622 | -1.7622 | -1.7622 | -1.7622 | -1.7622 | -1.7622 | -1.7622 | -1.7622 | -1.7622 | -6.3486 | -6.3486 | -6.3486 | -6.3486 | -6.3486 | -6.3486 | -6.3486 | -6.3486 | -6.3486 | -6.3486 | -6.3486 |  |  | 35 |  |  | 15.5138
Upgrade Wildwood - Riverhead to 138 kV | 2028 |  |  | 0 | 0.93922 | 0.93922 | 0.93922 | 0.93922 | 0.93922 | 0.93922 | 0.93922 | 0.93922 | 0.93922 | 0.93922 | 0.93922 | -0.36088 | -0.36088 | -0.36088 | -0.36088 | -0.36088 | -0.36088 | -0.36088 | -0.36088 | -0.36088 | -0.36088 | -0.36088 | -0.36088 | -0.36088 | -0.36088 | -0.36088 | -0.36088 | -0.36088 | -0.36088 | -0.36088 | -0.36088 | -0.36088 | -0.36088 | -0.36088 | -0.36088 | -1.3001 | -1.3001 | -1.3001 | -1.3001 | -1.3001 | -1.3001 | -1.3001 | -1.3001 | -1.3001 | -1.3001 | -1.3001 |  |  | 35 |  |  | 3.177
Bridgehampton - Buell New 69 kV UG Cable | 2028 |  |  | 0 | 4.0496 | 4.0496 | 4.0496 | 4.0496 | 4.0496 | 4.0496 | 4.0496 | 4.0496 | 4.0496 | 4.0496 | 4.0496 | -1.556 | -1.556 | -1.556 | -1.556 | -1.556 | -1.556 | -1.556 | -1.556 | -1.556 | -1.556 | -1.556 | -1.556 | -1.556 | -1.556 | -1.556 | -1.556 | -1.556 | -1.556 | -1.556 | -1.556 | -1.556 | -1.556 | -1.556 | -1.556 | -5.6056 | -5.6056 | -5.6056 | -5.6056 | -5.6056 | -5.6056 | -5.6056 | -5.6056 | -5.6056 | -5.6056 | -5.6056 |  |  | 35 |  |  | 13.6984
Canal - Wainscott New 138 kV UG Cable | 2028 |  |  | 0 | 0 | 0 | 0 | 0 | 0 | 38.957 | 38.957 | 38.957 | 38.957 | 38.957 | 38.957 | -7.5597 | -7.5597 | -7.5597 | -7.5597 | -7.5597 | -7.5597 | -7.5597 | -7.5597 | -7.5597 | -7.5597 | -7.5597 | -7.5597 | -7.5597 | -7.5597 | -7.5597 | -7.5597 | -7.5597 | -7.5597 | -7.5597 | -7.5597 | -7.5597 | -7.5597 | -7.5597 | -7.5597 | -7.5597 | -7.5597 | -7.5597 | -7.5597 | -7.5597 | -46.5167 | -46.5167 | -46.5167 | -46.5167 | -46.5167 | -46.5167 |  |  | 35 |  |  | 58.276
Annual Avoided Costs for Deferral to 2029:
New Canal - Southampton Cable | 2029 |  |  | 0 | 4.5863 | 4.5863 | 4.5863 | 4.5863 | 4.5863 | 4.5863 | 4.5863 | 4.5863 | 4.5863 | 4.5863 | 4.5863 | 4.5863 | -1.9527 | -1.9527 | -1.9527 | -1.9527 | -1.9527 | -1.9527 | -1.9527 | -1.9527 | -1.9527 | -1.9527 | -1.9527 | -1.9527 | -1.9527 | -1.9527 | -1.9527 | -1.9527 | -1.9527 | -1.9527 | -1.9527 | -1.9527 | -1.9527 | -1.9527 | -1.9527 | -6.539 | -6.539 | -6.539 | -6.539 | -6.539 | -6.539 | -6.539 | -6.539 | -6.539 | -6.539 | -6.539 | -6.539 |  | 35 |  |  | 16.7317
Upgrade Wildwood - Riverhead to 138 kV | 2029 |  |  | 0 | 0.93922 | 0.93922 | 0.93922 | 0.93922 | 0.93922 | 0.93922 | 0.93922 | 0.93922 | 0.93922 | 0.93922 | 0.93922 | 0.93922 | -0.39988 | -0.39988 | -0.39988 | -0.39988 | -0.39988 | -0.39988 | -0.39988 | -0.39988 | -0.39988 | -0.39988 | -0.39988 | -0.39988 | -0.39988 | -0.39988 | -0.39988 | -0.39988 | -0.39988 | -0.39988 | -0.39988 | -0.39988 | -0.39988 | -0.39988 | -0.39988 | -1.3391 | -1.3391 | -1.3391 | -1.3391 | -1.3391 | -1.3391 | -1.3391 | -1.3391 | -1.3391 | -1.3391 | -1.3391 | -1.3391 |  | 35 |  |  | 3.4264
Bridgehampton - Buell New 69 kV UG Cable | 2029 |  |  | 0 | 4.0496 | 4.0496 | 4.0496 | 4.0496 | 4.0496 | 4.0496 | 4.0496 | 4.0496 | 4.0496 | 4.0496 | 4.0496 | 4.0496 | -1.7242 | -1.7242 | -1.7242 | -1.7242 | -1.7242 | -1.7242 | -1.7242 | -1.7242 | -1.7242 | -1.7242 | -1.7242 | -1.7242 | -1.7242 | -1.7242 | -1.7242 | -1.7242 | -1.7242 | -1.7242 | -1.7242 | -1.7242 | -1.7242 | -1.7242 | -1.7242 | -5.7738 | -5.7738 | -5.7738 | -5.7738 | -5.7738 | -5.7738 | -5.7738 | -5.7738 | -5.7738 | -5.7738 | -5.7738 | -5.7738 |  | 35 |  |  | 14.7737
Canal - Wainscott New 138 kV UG Cable | 2029 |  |  | 0 | 0 | 0 | 0 | 0 | 0 | 38.957 | 38.957 | 38.957 | 38.957 | 38.957 | 38.957 | 38.957 | -8.9552 | -8.9552 | -8.9552 | -8.9552 | -8.9552 | -8.9552 | -8.9552 | -8.9552 | -8.9552 | -8.9552 | -8.9552 | -8.9552 | -8.9552 | -8.9552 | -8.9552 | -8.9552 | -8.9552 | -8.9552 | -8.9552 | -8.9552 | -8.9552 | -8.9552 | -8.9552 | -8.9552 | -8.9552 | -8.9552 | -8.9552 | -8.9552 | -47.9122 | -47.9122 | -47.9122 | -47.9122 | -47.9122 | -47.9122 | -47.9122 |  | 35 |  |  | 67.1992
Annual Avoided Costs for Deferral to 2030:
New Canal - Southampton Cable | 2030 |  |  | 0 | 4.5863 | 4.5863 | 4.5863 | 4.5863 | 4.5863 | 4.5863 | 4.5863 | 4.5863 | 4.5863 | 4.5863 | 4.5863 | 4.5863 | 4.5863 | -2.1489 | -2.1489 | -2.1489 | -2.1489 | -2.1489 | -2.1489 | -2.1489 | -2.1489 | -2.1489 | -2.1489 | -2.1489 | -2.1489 | -2.1489 | -2.1489 | -2.1489 | -2.1489 | -2.1489 | -2.1489 | -2.1489 | -2.1489 | -2.1489 | -2.1489 | -6.7352 | -6.7352 | -6.7352 | -6.7352 | -6.7352 | -6.7352 | -6.7352 | -6.7352 | -6.7352 | -6.7352 | -6.7352 | -6.7352 | -6.7352 | 35 |  |  | 17.9206
Upgrade Wildwood - Riverhead to 138 kV | 2030 |  |  | 0 | 0.93922 | 0.93922 | 0.93922 | 0.93922 | 0.93922 | 0.93922 | 0.93922 | 0.93922 | 0.93922 | 0.93922 | 0.93922 | 0.93922 | 0.93922 | -0.44006 | -0.44006 | -0.44006 | -0.44006 | -0.44006 | -0.44006 | -0.44006 | -0.44006 | -0.44006 | -0.44006 | -0.44006 | -0.44006 | -0.44006 | -0.44006 | -0.44006 | -0.44006 | -0.44006 | -0.44006 | -0.44006 | -0.44006 | -0.44006 | -0.44006 | -1.3793 | -1.3793 | -1.3793 | -1.3793 | -1.3793 | -1.3793 | -1.3793 | -1.3793 | -1.3793 | -1.3793 | -1.3793 | -1.3793 | -1.3793 | 35 |  |  | 3.6699
Bridgehampton - Buell New 69 kV UG Cable | 2030 |  |  | 0 | 4.0496 | 4.0496 | 4.0496 | 4.0496 | 4.0496 | 4.0496 | 4.0496 | 4.0496 | 4.0496 | 4.0496 | 4.0496 | 4.0496 | 4.0496 | -1.8974 | -1.8974 | -1.8974 | -1.8974 | -1.8974 | -1.8974 | -1.8974 | -1.8974 | -1.8974 | -1.8974 | -1.8974 | -1.8974 | -1.8974 | -1.8974 | -1.8974 | -1.8974 | -1.8974 | -1.8974 | -1.8974 | -1.8974 | -1.8974 | -1.8974 | -5.947 | -5.947 | -5.947 | -5.947 | -5.947 | -5.947 | -5.947 | -5.947 | -5.947 | -5.947 | -5.947 | -5.947 | -5.947 | 35 |  |  | 15.8236
Canal - Wainscott New 138 kV UG Cable | 2030 |  |  | 0 | 0 | 0 | 0 | 0 | 0 | 38.957 | 38.957 | 38.957 | 38.957 | 38.957 | 38.957 | 38.957 | 38.957 | -10.3926 | -10.3926 | -10.3926 | -10.3926 | -10.3926 | -10.3926 | -10.3926 | -10.3926 | -10.3926 | -10.3926 | -10.3926 | -10.3926 | -10.3926 | -10.3926 | -10.3926 | -10.3926 | -10.3926 | -10.3926 | -10.3926 | -10.3926 | -10.3926 | -10.3926 | -10.3926 | -10.3926 | -10.3926 | -10.3926 | -10.3926 | -49.3495 | -49.3495 | -49.3495 | -49.3495 | -49.3495 | -49.3495 | -49.3495 | -49.3495 | 35 |  |  | 75.911
Actual Avoided Cost for Portfolio Projects in Area as % of Transmission Projects in Area
Total - All Areas (No Deferrals,$Millions) |  |  | 513.3 |  | 11.3926 | 11.9957 | 12.358 | 30.5918 | 30.5918 | 69.5487 | 69.5487 | 69.5487 | 69.5487 | 69.5487 | 69.5487 | 69.5487 | 69.5487 | 69.5487 | 69.5487 | 69.5487 | 69.5487 | 69.5487 | 69.5487 | 69.5487 | 69.5487 | 69.5487 | 69.5487 | 69.5487 | 69.5487 | 69.5487 | 69.5487 | 69.5487 | 69.5487 | 69.5487 | 69.5487 | 69.5487 | 69.5487 | 69.5487 | 69.5487 | 58.1561 | 57.553 | 57.1907 | 38.957 | 38.957 | 0 | 0 | 0 | 0 | 0 | 0 | 0 | 0 |  | 27.52 | 840.6482 | -14.0831 | = max. total avoided cost in portfolio |  | 78.38%
[56 empty] | 1.204 | = Area I projects differential |  | 100%
[56 empty] | 10.6087 | = Area II projects differential |  | 100%
[56 empty] | -25.8958 | = Area III projects differential |  | 100%
Area I Projects:
[56 empty] | 0.9882 | Amagansett Conversion 33 kV
[56 empty] | 0.39528 | East Hampton Conversion 33 kV
[56 empty] | 0.08392 | Buell Conversion 33 kV
[56 empty] | 0.57887 | Hither Hills Conversion to 33 kV
[56 empty] | 0.32967 | Culloden Pt Conversion to 33 kV
Area II Projects:
[56 empty] | 10.6087 | Riverhead Canal 2nd Line and Bank
Area III Projects:
[56 empty] | 3.1333 | New Canal - Southampton Cable
[56 empty] | 0.64167 | Upgrade Wildwood - Riverhead to 138 kV
[56 empty] | 2.7667 | Bridgehampton - Buell New 69 kV UG Cable
[56 empty] | 39.7746 | Canal - Wainscott New 138 kV UG Cable
[56 empty] | 59.3009 | = max. total avoided cost in portfolio with deferrals past deferral baseline years
Annual Avoided Costs for Deferrals: (see note*)
| Deferral Year |  |  | 2016 | 2017 | 2018 | 2019 | 2020 | 2021 | 2022 | 2023 | 2024 | 2025 | 2026 | 2027 | 2028 | 2029 | 2030 | 2031 | 2032 | 2033 | 2034 | 2035 | 2036 | 2037 | 2038 | 2039 | 2040 | 2041 | 2042 | 2043 | 2044 | 2045 | 2046 | 2047 | 2048 | 2049 | 2050 | 2051 | 2052 | 2053 | 2054 | 2055 | 2056 | 2057 | 2058 | 2059 | 2060 | 2061 | 2062 | 2063 | 2064 |  |  |  |  | Output: NPV of Transmission Avoided Costs for Portfolio
Area I Projects:
Amagansett Conversion 33 kV | 2020 |  |  | 0 | 0.97582 | 0.97582 | 0.97582 | -0.090484 | -0.090484 | -0.090484 | -0.090484 | -0.090484 | -0.090484 | -0.090484 | -0.090484 | -0.090484 | -0.090484 | -0.090484 | -0.090484 | -0.090484 | -0.090484 | -0.090484 | -0.090484 | -0.090484 | -0.090484 | -0.090484 | -0.090484 | -0.090484 | -0.090484 | -0.090484 | -0.090484 | -0.090484 | -0.090484 | -0.090484 | -0.090484 | -0.090484 | -0.090484 | -0.090484 | -0.090484 | -1.0663 | -1.0663 | -1.0663 | 0 | 0 | 0 | 0 | 0 | 0 | 0 | 0 | 0 | 0 | 35 |  | 0.9882 |  | -988202.9458
East Hampton Conversion 33 kV | 2020 |  |  | 0 | 0.39033 | 0.39033 | 0.39033 | -0.036194 | -0.036194 | -0.036194 | -0.036194 | -0.036194 | -0.036194 | -0.036194 | -0.036194 | -0.036194 | -0.036194 | -0.036194 | -0.036194 | -0.036194 | -0.036194 | -0.036194 | -0.036194 | -0.036194 | -0.036194 | -0.036194 | -0.036194 | -0.036194 | -0.036194 | -0.036194 | -0.036194 | -0.036194 | -0.036194 | -0.036194 | -0.036194 | -0.036194 | -0.036194 | -0.036194 | -0.036194 | -0.42652 | -0.42652 | -0.42652 | 0 | 0 | 0 | 0 | 0 | 0 | 0 | 0 | 0 | 0 | 35 |  | 0.39528 |  | -395281.1783
Buell Conversion 33 kV | 2020 |  |  | 0 | 0.45131 | 0.45131 | 0.45131 | -0.071883 | -0.071883 | -0.071883 | -0.071883 | -0.071883 | -0.071883 | -0.071883 | -0.071883 | -0.071883 | -0.071883 | -0.071883 | -0.071883 | -0.071883 | -0.071883 | -0.071883 | -0.071883 | -0.071883 | -0.071883 | -0.071883 | -0.071883 | -0.071883 | -0.071883 | -0.071883 | -0.071883 | -0.071883 | -0.071883 | -0.071883 | -0.071883 | -0.071883 | -0.071883 | -0.071883 | -0.071883 | -0.5232 | -0.5232 | -0.5232 | 0 | 0 | 0 | 0 | 0 | 0 | 0 | 0 | 0 | 0 | 35 |  | 0.08392 |  | -83920.326
Hither Hills Conversion to 33 kV | 2021 |  |  | 0 | 0 | 0.60305 | 0.60305 | 0.60305 | -0.055919 | -0.055919 | -0.055919 | -0.055919 | -0.055919 | -0.055919 | -0.055919 | -0.055919 | -0.055919 | -0.055919 | -0.055919 | -0.055919 | -0.055919 | -0.055919 | -0.055919 | -0.055919 | -0.055919 | -0.055919 | -0.055919 | -0.055919 | -0.055919 | -0.055919 | -0.055919 | -0.055919 | -0.055919 | -0.055919 | -0.055919 | -0.055919 | -0.055919 | -0.055919 | -0.055919 | -0.055919 | -0.65897 | -0.65897 | -0.65897 | 0 | 0 | 0 | 0 | 0 | 0 | 0 | 0 | 0 | 35 |  | 0.57887 |  | -578871.4886
Culloden Pt Conversion to 33 kV | 2022 |  |  | 0 | 0 | 0 | 0.36233 | 0.36233 | 0.36233 | -0.033598 | -0.033598 | -0.033598 | -0.033598 | -0.033598 | -0.033598 | -0.033598 | -0.033598 | -0.033598 | -0.033598 | -0.033598 | -0.033598 | -0.033598 | -0.033598 | -0.033598 | -0.033598 | -0.033598 | -0.033598 | -0.033598 | -0.033598 | -0.033598 | -0.033598 | -0.033598 | -0.033598 | -0.033598 | -0.033598 | -0.033598 | -0.033598 | -0.033598 | -0.033598 | -0.033598 | -0.033598 | -0.39593 | -0.39593 | -0.39593 | 0 | 0 | 0 | 0 | 0 | 0 | 0 | 0 | 35 |  | 0.32967 |  | -329673.2569
Area II Projects:
Riverhead Canal 2nd Line and Bank | 2022 |  |  | 0 | 0 | 0 | 0 | 18.2337 | 18.2337 | -1.1104 | -1.1104 | -1.1104 | -1.1104 | -1.1104 | -1.1104 | -1.1104 | -1.1104 | -1.1104 | -1.1104 | -1.1104 | -1.1104 | -1.1104 | -1.1104 | -1.1104 | -1.1104 | -1.1104 | -1.1104 | -1.1104 | -1.1104 | -1.1104 | -1.1104 | -1.1104 | -1.1104 | -1.1104 | -1.1104 | -1.1104 | -1.1104 | -1.1104 | -1.1104 | -1.1104 | -1.1104 | -1.1104 | -19.3442 | -19.3442 | 0 | 0 | 0 | 0 | 0 | 0 | 0 | 0 | 35 |  | 10.6087 |  | -10608668.3926
Area III Projects:
New Canal - Southampton Cable | 2019 |  |  | 0 | 4.5863 | 4.5863 | -0.27931 | -0.27931 | -0.27931 | -0.27931 | -0.27931 | -0.27931 | -0.27931 | -0.27931 | -0.27931 | -0.27931 | -0.27931 | -0.27931 | -0.27931 | -0.27931 | -0.27931 | -0.27931 | -0.27931 | -0.27931 | -0.27931 | -0.27931 | -0.27931 | -0.27931 | -0.27931 | -0.27931 | -0.27931 | -0.27931 | -0.27931 | -0.27931 | -0.27931 | -0.27931 | -0.27931 | -0.27931 | -0.27931 | -4.8656 | -4.8656 | 0 | 0 | 0 | 0 | 0 | 0 | 0 | 0 | 0 | 0 | 0 | 35 |  | 3.1333 |  | -3133345.7992
Upgrade Wildwood - Riverhead to 138 kV | 2019 |  |  | 0 | 0.93922 | 0.93922 | -0.057199 | -0.057199 | -0.057199 | -0.057199 | -0.057199 | -0.057199 | -0.057199 | -0.057199 | -0.057199 | -0.057199 | -0.057199 | -0.057199 | -0.057199 | -0.057199 | -0.057199 | -0.057199 | -0.057199 | -0.057199 | -0.057199 | -0.057199 | -0.057199 | -0.057199 | -0.057199 | -0.057199 | -0.057199 | -0.057199 | -0.057199 | -0.057199 | -0.057199 | -0.057199 | -0.057199 | -0.057199 | -0.057199 | -0.99642 | -0.99642 | 0 | 0 | 0 | 0 | 0 | 0 | 0 | 0 | 0 | 0 | 0 | 35 |  | 0.64167 |  | -641669.2195
Bridgehampton - Buell New 69 kV UG Cable | 2019 |  |  | 0 | 4.0496 | 4.0496 | -0.24662 | -0.24662 | -0.24662 | -0.24662 | -0.24662 | -0.24662 | -0.24662 | -0.24662 | -0.24662 | -0.24662 | -0.24662 | -0.24662 | -0.24662 | -0.24662 | -0.24662 | -0.24662 | -0.24662 | -0.24662 | -0.24662 | -0.24662 | -0.24662 | -0.24662 | -0.24662 | -0.24662 | -0.24662 | -0.24662 | -0.24662 | -0.24662 | -0.24662 | -0.24662 | -0.24662 | -0.24662 | -0.24662 | -4.2963 | -4.2963 | 0 | 0 | 0 | 0 | 0 | 0 | 0 | 0 | 0 | 0 | 0 | 35 |  | 2.7667 |  | -2766677.6738
Canal - Wainscott New 138 kV UG Cable | 2026 |  |  | 0 | 0 | 0 | 0 | 0 | 0 | 38.957 | 38.957 | 38.957 | 38.957 | -4.8894 | -4.8894 | -4.8894 | -4.8894 | -4.8894 | -4.8894 | -4.8894 | -4.8894 | -4.8894 | -4.8894 | -4.8894 | -4.8894 | -4.8894 | -4.8894 | -4.8894 | -4.8894 | -4.8894 | -4.8894 | -4.8894 | -4.8894 | -4.8894 | -4.8894 | -4.8894 | -4.8894 | -4.8894 | -4.8894 | -4.8894 | -4.8894 | -4.8894 | -4.8894 | -4.8894 | -43.8464 | -43.8464 | -43.8464 | -43.8464 | 0 | 0 | 0 | 0 | 35 |  | 39.7746 |  | -39774575.0162
Total - All Areas (Avoided Costs, $Millions) |  |  |  | 0 | 11.3926 | 11.9957 | 2.1997 | 18.4174 | 17.7584 | 36.9753 | 36.9753 | 36.9753 | 36.9753 | -6.8711 | -6.8711 | -6.8711 | -6.8711 | -6.8711 | -6.8711 | -6.8711 | -6.8711 | -6.8711 | -6.8711 | -6.8711 | -6.8711 | -6.8711 | -6.8711 | -6.8711 | -6.8711 | -6.8711 | -6.8711 | -6.8711 | -6.8711 | -6.8711 | -6.8711 | -6.8711 | -6.8711 | -6.8711 | -6.8711 | -18.2637 | -18.8668 | -9.0708 | -25.2885 | -24.6295 | -43.8464 | -43.8464 | -43.8464 | -43.8464 | 0 | 0 | 0 | 0 |  |  | 59.3009 |  | 59300885.297 | error
$/kW-yr |  |  |  | 0 | 413.9768 | 435.8901 | 79.9315 | 669.2377 | 645.2925 | 1343.5807 | 1343.5807 | 1343.5807 | 1343.5807 | -249.6761 | -249.6761 | -249.6761 | -249.6761 | -249.6761 | -249.6761 | -249.6761 | -249.6761 | -249.6761 | -249.6761 | -249.6761 | -249.6761 | -249.6761 | -249.6761 | -249.6761 | -249.6761 | -249.6761 | -249.6761 | -249.6761 | -249.6761 | -249.6761 | -249.6761 | -249.6761 | -249.6761 | -249.6761 | -249.6761 | -663.6529 | -685.5662 | -329.6076 | -918.9138 | -894.9686 | -1593.2568 | -1593.2568 | -1593.2568 | -1593.2568 | 0 | 0 | 0 | 0 |  |  |  |  | 12818985.6062
Discount Factor (Relative to 1/1/2016) = |  |  |  | 0.94787 | 0.89845 | 0.85161 | 0.80722 | 0.76513 | 0.72525 | 0.68744 | 0.6516 | 0.61763 | 0.58543 | 0.55491 | 0.52598 | 0.49856 | 0.47257 | 0.44793 | 0.42458 | 0.40245 | 0.38147 | 0.36158 | 0.34273 | 0.32486 | 0.30793 | 0.29187 | 0.27666 | 0.26223 | 0.24856 | 0.2356 | 0.22332 | 0.21168 | 0.20064 | 0.19018 | 0.18027 | 0.17087 | 0.16196 | 0.15352 | 0.14552 | 0.13793 | 0.13074 | 0.12392 | 0.11746 | 0.11134 | 0.10554 | 0.10003 | 0.094818 | 0.089875 | 0.08519 | 0.080748 | 0.076539 | 0.072549
* Note: A positive (+) avoided cost in a given year represents a cost savings relative to not having a transmission project deferral.
[5 empty] | 24.0294 | 24.6325 | 14.8365 | 17.2456 | 16.5867 | 35.8036 | 35.8036 | 35.8036 | 35.8036 | 35.8036 | 35.8036 | -10.7131 | -10.7131 | -10.7131 | -10.7131 | -10.7131 | -10.7131 | -10.7131 | -10.7131 | -10.7131 | -10.7131 | -10.7131 | -10.7131 | -10.7131 | -10.7131 | -10.7131 | -10.7131 | -10.7131 | -10.7131 | -10.7131 | -10.7131 | -10.7131 | -10.7131 | -10.7131 | -10.7131 | -34.7426 | -35.3456 | -25.5496 | -27.9588 | -27.2998 | -46.5167 | -46.5167 | -46.5167 | -46.5167 | -46.5167 | -46.5167

## Ph III-Portfolio 9
Version |  | Based on PSEGLI file: "East End Utility 2_0_Economics_2014_10_13_r28_Sargent_Lundy.xlsx"
Annual Revenue Requirements (Millions of $s)
1) Reference (Transmission only) Case
Project | I/S Year | Investor | Capital (2015$s) | 2016 | 2017 | 2018 | 2019 | 2020 | 2021 | 2022 | 2023 | 2024 | 2025 | 2026 | 2027 | 2028 | 2029 | 2030 | 2031 | 2032 | 2033 | 2034 | 2035 | 2036 | 2037 | 2038 | 2039 | 2040 | 2041 | 2042 | 2043 | 2044 | 2045 | 2046 | 2047 | 2048 | 2049 | 2050 | 2051 | 2052 | 2053 | 2054 | 2055 | 2056 | 2057 | 2058 | 2059 | 2060 | 2061 | 2062 | 2063 | 2064 |  |  | NPV |  |  |  |  | Project Inputs for Portfolio:
Transmission Reinforcement I | 2017 | PSEGLI | 93.4 | 0 | 11.3926 | 11.3926 | 11.3926 | 11.3926 | 11.3926 | 11.3926 | 11.3926 | 11.3926 | 11.3926 | 11.3926 | 11.3926 | 11.3926 | 11.3926 | 11.3926 | 11.3926 | 11.3926 | 11.3926 | 11.3926 | 11.3926 | 11.3926 | 11.3926 | 11.3926 | 11.3926 | 11.3926 | 11.3926 | 11.3926 | 11.3926 | 11.3926 | 11.3926 | 11.3926 | 11.3926 | 11.3926 | 11.3926 | 11.3926 | 11.3926 | [13 empty] | 35 |  | 166.1982 |  |  |  | Proposal Number = | DWW-101 | LIE-101 | LIE-403 | AEG-101 | AEG-101 | AEG-101
Transmission Reinforcement II | 2018 | PSEGLI | 4.8 | 0 | 0 | 0.60305 | 0.60305 | 0.60305 | 0.60305 | 0.60305 | 0.60305 | 0.60305 | 0.60305 | 0.60305 | 0.60305 | 0.60305 | 0.60305 | 0.60305 | 0.60305 | 0.60305 | 0.60305 | 0.60305 | 0.60305 | 0.60305 | 0.60305 | 0.60305 | 0.60305 | 0.60305 | 0.60305 | 0.60305 | 0.60305 | 0.60305 | 0.60305 | 0.60305 | 0.60305 | 0.60305 | 0.60305 | 0.60305 | 0.60305 | 0.60305 | [12 empty] | 35 |  | 8.3388 |  |  |  | Proposer Name = | a | b | c | d | e | f | g | h | i | j
Transmission Reinforcement III | 2019 | PSEGLI | 2.8 | 0 | 0 | 0 | 0.36233 | 0.36233 | 0.36233 | 0.36233 | 0.36233 | 0.36233 | 0.36233 | 0.36233 | 0.36233 | 0.36233 | 0.36233 | 0.36233 | 0.36233 | 0.36233 | 0.36233 | 0.36233 | 0.36233 | 0.36233 | 0.36233 | 0.36233 | 0.36233 | 0.36233 | 0.36233 | 0.36233 | 0.36233 | 0.36233 | 0.36233 | 0.36233 | 0.36233 | 0.36233 | 0.36233 | 0.36233 | 0.36233 | 0.36233 | 0.36233 | [11 empty] | 35 |  | 4.7491 |  |  |  | Proposal/Project =
Transmission Reinforcement IV | 2020 | PSEGLI | 136.8 | 0 | 0 | 0 | 0 | 18.2337 | 18.2337 | 18.2337 | 18.2337 | 18.2337 | 18.2337 | 18.2337 | 18.2337 | 18.2337 | 18.2337 | 18.2337 | 18.2337 | 18.2337 | 18.2337 | 18.2337 | 18.2337 | 18.2337 | 18.2337 | 18.2337 | 18.2337 | 18.2337 | 18.2337 | 18.2337 | 18.2337 | 18.2337 | 18.2337 | 18.2337 | 18.2337 | 18.2337 | 18.2337 | 18.2337 | 18.2337 | 18.2337 | 18.2337 | 18.2337 | [10 empty] | 35 |  | 226.5269 |  |  |  | Option Number =
Transmission Reinforcement V | 2022 | PSEGLI | 275.5 | 0 | 0 | 0 | 0 | 0 | 0 | 38.957 | 38.957 | 38.957 | 38.957 | 38.957 | 38.957 | 38.957 | 38.957 | 38.957 | 38.957 | 38.957 | 38.957 | 38.957 | 38.957 | 38.957 | 38.957 | 38.957 | 38.957 | 38.957 | 38.957 | 38.957 | 38.957 | 38.957 | 38.957 | 38.957 | 38.957 | 38.957 | 38.957 | 38.957 | 38.957 | 38.957 | 38.957 | 38.957 | 38.957 | 38.957 | [8 empty] | 35 |  | 434.8353 |  |  |  | Location =
Technology =
Total |  |  | 513.3 | 0 | 11.3926 | 11.9957 | 12.358 | 30.5918 | 30.5918 | 69.5487 | 69.5487 | 69.5487 | 69.5487 | 69.5487 | 69.5487 | 69.5487 | 69.5487 | 69.5487 | 69.5487 | 69.5487 | 69.5487 | 69.5487 | 69.5487 | 69.5487 | 69.5487 | 69.5487 | 69.5487 | 69.5487 | 69.5487 | 69.5487 | 69.5487 | 69.5487 | 69.5487 | 69.5487 | 69.5487 | 69.5487 | 69.5487 | 69.5487 | 69.5487 | 58.1561 | 57.553 | 57.1907 | 38.957 | 38.957 | 0 | 0 | 0 | 0 | 0 | 0 | 0 | 0 |  |  | 840.6482 |  |  |  | Interconnection Points =
2016 NPV @ 5.5%, thru 2035 |  |  |  | 559.7216 | [54 empty] | Other =
2016 NPV @ 5.5%, thru 2056 |  |  |  | 840.6482 | [50 empty] | Select Project Number = |  | 2 | Output: NPV of Transmission Avoided Costs for Portfolio | Output: NPV of Transmission Avoided Costs for Selected Project | 1 | 2 | 3 | 4 | 5 | 6 | 7 | 8 | 9 | 10 | Portion in Area 1 | Portion in Area 2 | Portion in Area 3 | Totals | error
[57 empty] | Selected Project Inputs | 36893047.904 | 8129159.5906 | [10 empty] | 9791585.7508 | 22121695.3123 | 4979766.8409 | 36893047.904 | Avoided Costs
[56 empty] | Project kW = | 5130 | 27520 | 5130 | 9000 | 5130 | 5130 | 990 | 2730 | 4540 | 0 | 0 | 0 | 0 | 6120 | 16860 | 4540 | 27520 | Gross kW in Portfolio
[56 empty] | Project Area (1, 2, or 3) = | 1 | All | 1 | 2 | 1 | 2 | 1 | 2 | 3 | 1 | 2 | 3 | 3
[56 empty] | Proportion of Peak Hours Covered = | 100% | - | 100% | 100% | 100% | 100% | 100% | 100% | 100% | 100% | 100% | 100% | 100%
[56 empty] | Project COD = | 2019 | - | 2019 | 2022 | 2019 | 2018 | 2018 | 2018 | 2018 | 2017 | 2017 | 2017 | 2019
[56 empty] | Effective kW = | 5130 | 27520 | 5130 | 9000 | 5130 | 5130 | 990 | 2730 | 4540 | 0 | 0 | 0 | 0 | 6120 | 16860 | 4540 | 27520 | Effective kW in Portfolio
[59 empty] | Unadjusted COD = | 2022 | 2018 | 2017 | 2017 | 2017 | 2017 | 2017 | 2017 | 2017 | 2019 | 14000 | 28000 | 10000 | 52000 | Baseline kW Requirements
| I/S Year |  | Capital (2015$s) | 2016 | 2017 | 2018 | 2019 | 2020 | 2021 | 2022 | 2023 | 2024 | 2025 | 2026 | 2027 | 2028 | 2029 | 2030 | 2031 | 2032 | 2033 | 2034 | 2035 | 2036 | 2037 | 2038 | 2039 | 2040 | 2041 | 2042 | 2043 | 2044 | 2045 | 2046 | 2047 | 2048 | 2049 | 2050 | 2051 | 2052 | 2053 | 2054 | 2055 | 2056 | 2057 | 2058 | 2059 | 2060 | 2061 | 2062 | 2063 | 2064 |  | MW Required by 2022 | NPV Base $M | Differential NPV $M | Differential NPV $M (adjusted for COD of Selected Project) | Differential NPV $M (adjusted for deferral beyond baseline deferral year**) | Differntial NPV $/MW | NPV of Transmission Avoided Costs for Selected Project | COD | Tab No. | Area 1 Capacity (MW) | Area 2 Capacity (MW) | Area 3 Capacity (MW)* | Total Capacity (MW) |  |  |  | -7880 | -11140 | -5460 | -24480 | Portfolio Increase Over Baseline Requirements
[61 empty] | 2022 | DWW-101 | 0 | 9 | 0 | 9
Area I Projects: | [53 empty] | 6.12 | [6 empty] | 2018 | LIE-101 | 5.13 | 0 | 0 | 5.13 |  |  |  | Years of Deferral Beyond Project Baseline Deferral Year** |  |  | Normal COD | Deferred COD | Deferred COD with Limit | Baseline Deferral Year | Deferral Year Limit
Amagansett Conversion 33 kV | 2017 |  | 8 | 0 | 0.97582 | 0.97582 | 0.97582 | 0.97582 | 0.97582 | 0.97582 | 0.97582 | 0.97582 | 0.97582 | 0.97582 | 0.97582 | 0.97582 | 0.97582 | 0.97582 | 0.97582 | 0.97582 | 0.97582 | 0.97582 | 0.97582 | 0.97582 | 0.97582 | 0.97582 | 0.97582 | 0.97582 | 0.97582 | 0.97582 | 0.97582 | 0.97582 | 0.97582 | 0.97582 | 0.97582 | 0.97582 | 0.97582 | 0.97582 | 0.97582 | [13 empty] | 35 |  | 14.2354 | [5 empty] | 2018 | LIE-403 | 0 | 5.13 | 0 | 5.13 |  |  | Area I Projects:
East Hampton Conversion 33 kV | 2017 |  | 3.2 | 0 | 0.39033 | 0.39033 | 0.39033 | 0.39033 | 0.39033 | 0.39033 | 0.39033 | 0.39033 | 0.39033 | 0.39033 | 0.39033 | 0.39033 | 0.39033 | 0.39033 | 0.39033 | 0.39033 | 0.39033 | 0.39033 | 0.39033 | 0.39033 | 0.39033 | 0.39033 | 0.39033 | 0.39033 | 0.39033 | 0.39033 | 0.39033 | 0.39033 | 0.39033 | 0.39033 | 0.39033 | 0.39033 | 0.39033 | 0.39033 | 0.39033 | [13 empty] | 35 |  | 5.6942 | [5 empty] | 2017 | AEG-101 | 0.99156 | 2.7268 | 4.5446 | 8.263 |  |  | Amagansett Conversion 33 kV | 0 |  |  | 2017 | 2022 | 2020 | 2022 | 2022 | 2030 | 2030
Buell Conversion 33 kV | 2017 |  | 3.7 | 0 | 0.45131 | 0.45131 | 0.45131 | 0.45131 | 0.45131 | 0.45131 | 0.45131 | 0.45131 | 0.45131 | 0.45131 | 0.45131 | 0.45131 | 0.45131 | 0.45131 | 0.45131 | 0.45131 | 0.45131 | 0.45131 | 0.45131 | 0.45131 | 0.45131 | 0.45131 | 0.45131 | 0.45131 | 0.45131 | 0.45131 | 0.45131 | 0.45131 | 0.45131 | 0.45131 | 0.45131 | 0.45131 | 0.45131 | 0.45131 | 0.45131 | [13 empty] | 35 |  | 6.5839 | [13 empty] | East Hampton Conversion 33 kV | 0 |  |  | 2017 | 2022 | 2020 | 2022 | 2022 | 2030 | 2030
Hither Hills Conversion to 33 kV | 2018 |  | 4.8 | 0 | 0 | 0.60305 | 0.60305 | 0.60305 | 0.60305 | 0.60305 | 0.60305 | 0.60305 | 0.60305 | 0.60305 | 0.60305 | 0.60305 | 0.60305 | 0.60305 | 0.60305 | 0.60305 | 0.60305 | 0.60305 | 0.60305 | 0.60305 | 0.60305 | 0.60305 | 0.60305 | 0.60305 | 0.60305 | 0.60305 | 0.60305 | 0.60305 | 0.60305 | 0.60305 | 0.60305 | 0.60305 | 0.60305 | 0.60305 | 0.60305 | 0.60305 | [12 empty] | 35 |  | 8.3388 | [13 empty] | Buell Conversion 33 kV | 0 |  |  | 2017 | 2022 | 2020 | 2022 | 2022 | 2030 | 2030
Culloden Pt Conversion to 33 kV | 2019 |  | 2.8 | 0 | 0 | 0 | 0.36233 | 0.36233 | 0.36233 | 0.36233 | 0.36233 | 0.36233 | 0.36233 | 0.36233 | 0.36233 | 0.36233 | 0.36233 | 0.36233 | 0.36233 | 0.36233 | 0.36233 | 0.36233 | 0.36233 | 0.36233 | 0.36233 | 0.36233 | 0.36233 | 0.36233 | 0.36233 | 0.36233 | 0.36233 | 0.36233 | 0.36233 | 0.36233 | 0.36233 | 0.36233 | 0.36233 | 0.36233 | 0.36233 | 0.36233 | 0.36233 | [11 empty] | 35 |  | 4.7491 | [13 empty] | Hither Hills Conversion to 33 kV | 0 |  |  | 2018 | 2022 | 2021 | 2022 | 2022 | 2030 | 2030
No Deferral |  |  | 22.5 |  | 1.8175 | 2.4205 | 2.7828 | 2.7828 | 2.7828 | 2.7828 | 2.7828 | 2.7828 | 2.7828 | 2.7828 | 2.7828 | 2.7828 | 2.7828 | 2.7828 | 2.7828 | 2.7828 | 2.7828 | 2.7828 | 2.7828 | 2.7828 | 2.7828 | 2.7828 | 2.7828 | 2.7828 | 2.7828 | 2.7828 | 2.7828 | 2.7828 | 2.7828 | 2.7828 | 2.7828 | 2.7828 | 2.7828 | 2.7828 | 2.7828 | 0.96539 | 0.36233 | 0 | 0 | 0 | [10 empty] | 39.6013 | [13 empty] | Culloden Pt Conversion to 33 kV | 0 |  |  | 2019 | 2022 | 2022 | 2022 | 2022 | 2030 | 2030
Area II Projects:
Amagansett Conversion 33 kV | 2020 |  | 8 |  |  |  |  | 1.0663 | 1.0663 | 1.0663 | 1.0663 | 1.0663 | 1.0663 | 1.0663 | 1.0663 | 1.0663 | 1.0663 | 1.0663 | 1.0663 | 1.0663 | 1.0663 | 1.0663 | 1.0663 | 1.0663 | 1.0663 | 1.0663 | 1.0663 | 1.0663 | 1.0663 | 1.0663 | 1.0663 | 1.0663 | 1.0663 | 1.0663 | 1.0663 | 1.0663 | 1.0663 | 1.0663 | 1.0663 | 1.0663 | 1.0663 | 1.0663 | [10 empty] | 35 |  | 13.2472 | 0.9882 | 0 | 0 | 0 | 0 | [8 empty] | Riverhead Canal 2nd Line and Bank |  | 0 |  | 2020 | 2022 | 2022 | 2022 | 2022 | 2026 | 2030
East Hampton Conversion 33 kV | 2020 |  | 3.2 |  |  |  |  | 0.42652 | 0.42652 | 0.42652 | 0.42652 | 0.42652 | 0.42652 | 0.42652 | 0.42652 | 0.42652 | 0.42652 | 0.42652 | 0.42652 | 0.42652 | 0.42652 | 0.42652 | 0.42652 | 0.42652 | 0.42652 | 0.42652 | 0.42652 | 0.42652 | 0.42652 | 0.42652 | 0.42652 | 0.42652 | 0.42652 | 0.42652 | 0.42652 | 0.42652 | 0.42652 | 0.42652 | 0.42652 | 0.42652 | 0.42652 | 0.42652 | [10 empty] | 35 |  | 5.2989 | 0.39528 | 0 | 0 | 0 | 0 | [8 empty] | Area III Projects:
Buell Conversion 33 kV | 2022 |  | 3.7 |  |  |  |  | 0.5232 | 0.5232 | 0.5232 | 0.5232 | 0.5232 | 0.5232 | 0.5232 | 0.5232 | 0.5232 | 0.5232 | 0.5232 | 0.5232 | 0.5232 | 0.5232 | 0.5232 | 0.5232 | 0.5232 | 0.5232 | 0.5232 | 0.5232 | 0.5232 | 0.5232 | 0.5232 | 0.5232 | 0.5232 | 0.5232 | 0.5232 | 0.5232 | 0.5232 | 0.5232 | 0.5232 | 0.5232 | 0.5232 | 0.5232 | 0.5232 | [10 empty] | 35 |  | 6.4999 | 0.08392 | 0 | 0 | 0 | 0 | [8 empty] | New Canal - Southampton Cable |  |  | 0 | 2017 | 2022 | 2019 | 2022 | 2022 | 2023 | 2030
Hither Hills Conversion to 33 kV | 2022 |  | 4.8 |  |  |  |  | 0.67874 | 0.67874 | 0.67874 | 0.67874 | 0.67874 | 0.67874 | 0.67874 | 0.67874 | 0.67874 | 0.67874 | 0.67874 | 0.67874 | 0.67874 | 0.67874 | 0.67874 | 0.67874 | 0.67874 | 0.67874 | 0.67874 | 0.67874 | 0.67874 | 0.67874 | 0.67874 | 0.67874 | 0.67874 | 0.67874 | 0.67874 | 0.67874 | 0.67874 | 0.67874 | 0.67874 | 0.67874 | 0.67874 | 0.67874 | 0.67874 | [10 empty] | 35 |  | 8.4324 | -0.093529 | 0 | 0 | 0 | 0 | [8 empty] | Upgrade Wildwood - Riverhead to 138 kV |  |  | 0 | 2017 | 2022 | 2019 | 2022 | 2022 | 2022 | 2030
Culloden Pt Conversion to 33 kV | 2022 |  | 2.8 |  |  |  |  | 0.39593 | 0.39593 | 0.39593 | 0.39593 | 0.39593 | 0.39593 | 0.39593 | 0.39593 | 0.39593 | 0.39593 | 0.39593 | 0.39593 | 0.39593 | 0.39593 | 0.39593 | 0.39593 | 0.39593 | 0.39593 | 0.39593 | 0.39593 | 0.39593 | 0.39593 | 0.39593 | 0.39593 | 0.39593 | 0.39593 | 0.39593 | 0.39593 | 0.39593 | 0.39593 | 0.39593 | 0.39593 | 0.39593 | 0.39593 | 0.39593 | [10 empty] | 35 |  | 4.9189 | -0.16983 | -0.16983 | -0.16983 | -27749.5078 | -142354.9752 | [8 empty] | Bridgehampton - Buell New 69 kV UG Cable |  |  | 0 | 2017 | 2022 | 2019 | 2022 | 2022 | 2023 | 2030
Deferral to 2020 |  |  | 22.5 |  |  |  |  | 3.0907 | 3.0907 | 3.0907 | 3.0907 | 3.0907 | 3.0907 | 3.0907 | 3.0907 | 3.0907 | 3.0907 | 3.0907 | 3.0907 | 3.0907 | 3.0907 | 3.0907 | 3.0907 | 3.0907 | 3.0907 | 3.0907 | 3.0907 | 3.0907 | 3.0907 | 3.0907 | 3.0907 | 3.0907 | 3.0907 | 3.0907 | 3.0907 | 3.0907 | 3.0907 | 3.0907 | 3.0907 | 3.0907 | 3.0907 | 3.0907 | [10 empty] | 35 |  | 38.3972 | 1.204 | -0.16983 | -0.16983 | -27749.5078 | -142354.9752 | [8 empty] | Canal - Wainscott New 138 kV UG Cable |  |  | 0 | 2022 | 2022 | 2025 | 2022 | 2022 | 2028 | 2030
Amagansett Conversion 33 kV | 2021 |  | 8 | [5 empty] | 1.0983 | 1.0983 | 1.0983 | 1.0983 | 1.0983 | 1.0983 | 1.0983 | 1.0983 | 1.0983 | 1.0983 | 1.0983 | 1.0983 | 1.0983 | 1.0983 | 1.0983 | 1.0983 | 1.0983 | 1.0983 | 1.0983 | 1.0983 | 1.0983 | 1.0983 | 1.0983 | 1.0983 | 1.0983 | 1.0983 | 1.0983 | 1.0983 | 1.0983 | 1.0983 | 1.0983 | 1.0983 | 1.0983 | 1.0983 | 1.0983 | [9 empty] | 35 |  | 12.9333 | 1.3021 | 0 | 0 | 0 | 0 | [9 empty] | ** Baseline Deferral Year is the deferral year if 63 MW (allocated to Areas 1, 2, and 3) is achieved.
East Hampton Conversion 33 kV | 2021 |  | 3.2 | [5 empty] | 0.43932 | 0.43932 | 0.43932 | 0.43932 | 0.43932 | 0.43932 | 0.43932 | 0.43932 | 0.43932 | 0.43932 | 0.43932 | 0.43932 | 0.43932 | 0.43932 | 0.43932 | 0.43932 | 0.43932 | 0.43932 | 0.43932 | 0.43932 | 0.43932 | 0.43932 | 0.43932 | 0.43932 | 0.43932 | 0.43932 | 0.43932 | 0.43932 | 0.43932 | 0.43932 | 0.43932 | 0.43932 | 0.43932 | 0.43932 | 0.43932 | [9 empty] | 35 |  | 5.1733 | 0.52085 | 0 | 0 | 0 | 0 | [9 empty] | Note: Analysis is based on the assumption that portfolio is constructed such that 63 MW is achieved.
Buell Conversion 33 kV | 2021 |  | 3.7 | [5 empty] | 0.50796 | 0.50796 | 0.50796 | 0.50796 | 0.50796 | 0.50796 | 0.50796 | 0.50796 | 0.50796 | 0.50796 | 0.50796 | 0.50796 | 0.50796 | 0.50796 | 0.50796 | 0.50796 | 0.50796 | 0.50796 | 0.50796 | 0.50796 | 0.50796 | 0.50796 | 0.50796 | 0.50796 | 0.50796 | 0.50796 | 0.50796 | 0.50796 | 0.50796 | 0.50796 | 0.50796 | 0.50796 | 0.50796 | 0.50796 | 0.50796 | [9 empty] | 35 |  | 5.9816 | 0.60223 | 0 | 0 | 0 | 0
Hither Hills Conversion to 33 kV | 2021 |  | 4.8 | [5 empty] | 0.65897 | 0.65897 | 0.65897 | 0.65897 | 0.65897 | 0.65897 | 0.65897 | 0.65897 | 0.65897 | 0.65897 | 0.65897 | 0.65897 | 0.65897 | 0.65897 | 0.65897 | 0.65897 | 0.65897 | 0.65897 | 0.65897 | 0.65897 | 0.65897 | 0.65897 | 0.65897 | 0.65897 | 0.65897 | 0.65897 | 0.65897 | 0.65897 | 0.65897 | 0.65897 | 0.65897 | 0.65897 | 0.65897 | 0.65897 | 0.65897 | [9 empty] | 35 |  | 7.76 | 0.57887 | 0 | 0 | 0 | 0
Culloden Pt Conversion to 33 kV | 2021 |  | 2.8 | [5 empty] | 0.3844 | 0.3844 | 0.3844 | 0.3844 | 0.3844 | 0.3844 | 0.3844 | 0.3844 | 0.3844 | 0.3844 | 0.3844 | 0.3844 | 0.3844 | 0.3844 | 0.3844 | 0.3844 | 0.3844 | 0.3844 | 0.3844 | 0.3844 | 0.3844 | 0.3844 | 0.3844 | 0.3844 | 0.3844 | 0.3844 | 0.3844 | 0.3844 | 0.3844 | 0.3844 | 0.3844 | 0.3844 | 0.3844 | 0.3844 | 0.3844 | [9 empty] | 35 |  | 4.5266 | 0.22241 | 0.22241 | 0 | 0 | 0
Deferral to 2021 |  |  | 22.5 | [5 empty] | 3.0889 | 3.0889 | 3.0889 | 3.0889 | 3.0889 | 3.0889 | 3.0889 | 3.0889 | 3.0889 | 3.0889 | 3.0889 | 3.0889 | 3.0889 | 3.0889 | 3.0889 | 3.0889 | 3.0889 | 3.0889 | 3.0889 | 3.0889 | 3.0889 | 3.0889 | 3.0889 | 3.0889 | 3.0889 | 3.0889 | 3.0889 | 3.0889 | 3.0889 | 3.0889 | 3.0889 | 3.0889 | 3.0889 | 3.0889 | 3.0889 | [9 empty] | 35 |  | 36.3748 | 3.2265 | 0.22241 | 0 | 0 | 0 | =Area I Portion
Amagansett Conversion 33 kV | 2022 |  | 8 | [6 empty] | 1.1312 | 1.1312 | 1.1312 | 1.1312 | 1.1312 | 1.1312 | 1.1312 | 1.1312 | 1.1312 | 1.1312 | 1.1312 | 1.1312 | 1.1312 | 1.1312 | 1.1312 | 1.1312 | 1.1312 | 1.1312 | 1.1312 | 1.1312 | 1.1312 | 1.1312 | 1.1312 | 1.1312 | 1.1312 | 1.1312 | 1.1312 | 1.1312 | 1.1312 | 1.1312 | 1.1312 | 1.1312 | 1.1312 | 1.1312 | 1.1312 | [8 empty] | 35 |  | 12.6268 | 1.6086 | 0 | 0 | 0 | 0
East Hampton Conversion 33 kV | 2022 |  | 3.2 | [6 empty] | 0.45249 | 0.45249 | 0.45249 | 0.45249 | 0.45249 | 0.45249 | 0.45249 | 0.45249 | 0.45249 | 0.45249 | 0.45249 | 0.45249 | 0.45249 | 0.45249 | 0.45249 | 0.45249 | 0.45249 | 0.45249 | 0.45249 | 0.45249 | 0.45249 | 0.45249 | 0.45249 | 0.45249 | 0.45249 | 0.45249 | 0.45249 | 0.45249 | 0.45249 | 0.45249 | 0.45249 | 0.45249 | 0.45249 | 0.45249 | 0.45249 | [8 empty] | 35 |  | 5.0507 | 0.64344 | 0 | 0 | 0 | 0
Buell Conversion 33 kV | 2022 |  | 3.7 | [6 empty] | 0.5232 | 0.5232 | 0.5232 | 0.5232 | 0.5232 | 0.5232 | 0.5232 | 0.5232 | 0.5232 | 0.5232 | 0.5232 | 0.5232 | 0.5232 | 0.5232 | 0.5232 | 0.5232 | 0.5232 | 0.5232 | 0.5232 | 0.5232 | 0.5232 | 0.5232 | 0.5232 | 0.5232 | 0.5232 | 0.5232 | 0.5232 | 0.5232 | 0.5232 | 0.5232 | 0.5232 | 0.5232 | 0.5232 | 0.5232 | 0.5232 | [8 empty] | 35 |  | 5.8399 | 0.74397 | 0 | 0 | 0 | 0
Hither Hills Conversion to 33 kV | 2022 |  | 4.8 | [6 empty] | 0.67874 | 0.67874 | 0.67874 | 0.67874 | 0.67874 | 0.67874 | 0.67874 | 0.67874 | 0.67874 | 0.67874 | 0.67874 | 0.67874 | 0.67874 | 0.67874 | 0.67874 | 0.67874 | 0.67874 | 0.67874 | 0.67874 | 0.67874 | 0.67874 | 0.67874 | 0.67874 | 0.67874 | 0.67874 | 0.67874 | 0.67874 | 0.67874 | 0.67874 | 0.67874 | 0.67874 | 0.67874 | 0.67874 | 0.67874 | 0.67874 | [8 empty] | 35 |  | 7.5761 | 0.76276 | 0 | 0 | 0 | 0
Culloden Pt Conversion to 33 kV | 2022 |  | 2.8 | [6 empty] | 0.39593 | 0.39593 | 0.39593 | 0.39593 | 0.39593 | 0.39593 | 0.39593 | 0.39593 | 0.39593 | 0.39593 | 0.39593 | 0.39593 | 0.39593 | 0.39593 | 0.39593 | 0.39593 | 0.39593 | 0.39593 | 0.39593 | 0.39593 | 0.39593 | 0.39593 | 0.39593 | 0.39593 | 0.39593 | 0.39593 | 0.39593 | 0.39593 | 0.39593 | 0.39593 | 0.39593 | 0.39593 | 0.39593 | 0.39593 | 0.39593 | [8 empty] | 35 |  | 4.4194 | 0.32967 | 0.32967 | 0.32967 | 53868.1792 | 276343.7595
Deferral to 2022 |  |  | 22.5 | [6 empty] | 3.1816 | 3.1816 | 3.1816 | 3.1816 | 3.1816 | 3.1816 | 3.1816 | 3.1816 | 3.1816 | 3.1816 | 3.1816 | 3.1816 | 3.1816 | 3.1816 | 3.1816 | 3.1816 | 3.1816 | 3.1816 | 3.1816 | 3.1816 | 3.1816 | 3.1816 | 3.1816 | 3.1816 | 3.1816 | 3.1816 | 3.1816 | 3.1816 | 3.1816 | 3.1816 | 3.1816 | 3.1816 | 3.1816 | 3.1816 | 3.1816 | [8 empty] | 35 |  | 35.5129 | 4.0884 | 0.32967 | 0.32967 | 53868.1792 | 276343.7595 | =Area I Portion
Amagansett Conversion 33 kV | 2025 |  | 8 | [9 empty] | 1.2361 | 1.2361 | 1.2361 | 1.2361 | 1.2361 | 1.2361 | 1.2361 | 1.2361 | 1.2361 | 1.2361 | 1.2361 | 1.2361 | 1.2361 | 1.2361 | 1.2361 | 1.2361 | 1.2361 | 1.2361 | 1.2361 | 1.2361 | 1.2361 | 1.2361 | 1.2361 | 1.2361 | 1.2361 | 1.2361 | 1.2361 | 1.2361 | 1.2361 | 1.2361 | 1.2361 | 1.2361 | 1.2361 | 1.2361 | 1.2361 | [5 empty] | 35 |  | 11.7503 | 2.4851 | 0 | 0 | 0 | 0
East Hampton Conversion 33 kV | 2025 |  | 3.2 | [9 empty] | 0.49445 | 0.49445 | 0.49445 | 0.49445 | 0.49445 | 0.49445 | 0.49445 | 0.49445 | 0.49445 | 0.49445 | 0.49445 | 0.49445 | 0.49445 | 0.49445 | 0.49445 | 0.49445 | 0.49445 | 0.49445 | 0.49445 | 0.49445 | 0.49445 | 0.49445 | 0.49445 | 0.49445 | 0.49445 | 0.49445 | 0.49445 | 0.49445 | 0.49445 | 0.49445 | 0.49445 | 0.49445 | 0.49445 | 0.49445 | 0.49445 | [5 empty] | 35 |  | 4.7001 | 0.99405 | 0 | 0 | 0 | 0
Buell Conversion 33 kV | 2025 |  | 3.7 | [9 empty] | 0.57171 | 0.57171 | 0.57171 | 0.57171 | 0.57171 | 0.57171 | 0.57171 | 0.57171 | 0.57171 | 0.57171 | 0.57171 | 0.57171 | 0.57171 | 0.57171 | 0.57171 | 0.57171 | 0.57171 | 0.57171 | 0.57171 | 0.57171 | 0.57171 | 0.57171 | 0.57171 | 0.57171 | 0.57171 | 0.57171 | 0.57171 | 0.57171 | 0.57171 | 0.57171 | 0.57171 | 0.57171 | 0.57171 | 0.57171 | 0.57171 | [5 empty] | 35 |  | 5.4345 | 1.1494 | 0 | 0 | 0 | 0
Hither Hills Conversion to 33 kV | 2025 |  | 4.8 | [9 empty] | 0.74168 | 0.74168 | 0.74168 | 0.74168 | 0.74168 | 0.74168 | 0.74168 | 0.74168 | 0.74168 | 0.74168 | 0.74168 | 0.74168 | 0.74168 | 0.74168 | 0.74168 | 0.74168 | 0.74168 | 0.74168 | 0.74168 | 0.74168 | 0.74168 | 0.74168 | 0.74168 | 0.74168 | 0.74168 | 0.74168 | 0.74168 | 0.74168 | 0.74168 | 0.74168 | 0.74168 | 0.74168 | 0.74168 | 0.74168 | 0.74168 | [5 empty] | 35 |  | 7.0502 | 1.2887 | 0 | 0 | 0 | 0
Culloden Pt Conversion to 33 kV | 2025 |  | 2.8 | [9 empty] | 0.43265 | 0.43265 | 0.43265 | 0.43265 | 0.43265 | 0.43265 | 0.43265 | 0.43265 | 0.43265 | 0.43265 | 0.43265 | 0.43265 | 0.43265 | 0.43265 | 0.43265 | 0.43265 | 0.43265 | 0.43265 | 0.43265 | 0.43265 | 0.43265 | 0.43265 | 0.43265 | 0.43265 | 0.43265 | 0.43265 | 0.43265 | 0.43265 | 0.43265 | 0.43265 | 0.43265 | 0.43265 | 0.43265 | 0.43265 | 0.43265 | [5 empty] | 35 |  | 4.1126 | 0.63646 | 0.63646 | 0 | 0 | 0
Deferral to 2025 |  |  | 22.5 | [9 empty] | 3.4766 | 3.4766 | 3.4766 | 3.4766 | 3.4766 | 3.4766 | 3.4766 | 3.4766 | 3.4766 | 3.4766 | 3.4766 | 3.4766 | 3.4766 | 3.4766 | 3.4766 | 3.4766 | 3.4766 | 3.4766 | 3.4766 | 3.4766 | 3.4766 | 3.4766 | 3.4766 | 3.4766 | 3.4766 | 3.4766 | 3.4766 | 3.4766 | 3.4766 | 3.4766 | 3.4766 | 3.4766 | 3.4766 | 3.4766 | 3.4766 | [5 empty] | 35 |  | 33.0476 | 6.5537 | 0.63646 | 0 | 0 | 0 | =Area I Portion
Amagansett Conversion 33 kV | 2026 |  | 8 | [10 empty] | 1.2732 | 1.2732 | 1.2732 | 1.2732 | 1.2732 | 1.2732 | 1.2732 | 1.2732 | 1.2732 | 1.2732 | 1.2732 | 1.2732 | 1.2732 | 1.2732 | 1.2732 | 1.2732 | 1.2732 | 1.2732 | 1.2732 | 1.2732 | 1.2732 | 1.2732 | 1.2732 | 1.2732 | 1.2732 | 1.2732 | 1.2732 | 1.2732 | 1.2732 | 1.2732 | 1.2732 | 1.2732 | 1.2732 | 1.2732 | 1.2732 |  |  |  |  | 35 |  | 11.4718 | 2.7636 | 0 | 0 | 0 | 0
East Hampton Conversion 33 kV | 2026 |  | 3.2 | [10 empty] | 0.50929 | 0.50929 | 0.50929 | 0.50929 | 0.50929 | 0.50929 | 0.50929 | 0.50929 | 0.50929 | 0.50929 | 0.50929 | 0.50929 | 0.50929 | 0.50929 | 0.50929 | 0.50929 | 0.50929 | 0.50929 | 0.50929 | 0.50929 | 0.50929 | 0.50929 | 0.50929 | 0.50929 | 0.50929 | 0.50929 | 0.50929 | 0.50929 | 0.50929 | 0.50929 | 0.50929 | 0.50929 | 0.50929 | 0.50929 | 0.50929 |  |  |  |  | 35 |  | 4.5887 | 1.1054 | 0 | 0 | 0 | 0
Buell Conversion 33 kV | 2026 |  | 3.7 | [10 empty] | 0.58886 | 0.58886 | 0.58886 | 0.58886 | 0.58886 | 0.58886 | 0.58886 | 0.58886 | 0.58886 | 0.58886 | 0.58886 | 0.58886 | 0.58886 | 0.58886 | 0.58886 | 0.58886 | 0.58886 | 0.58886 | 0.58886 | 0.58886 | 0.58886 | 0.58886 | 0.58886 | 0.58886 | 0.58886 | 0.58886 | 0.58886 | 0.58886 | 0.58886 | 0.58886 | 0.58886 | 0.58886 | 0.58886 | 0.58886 | 0.58886 |  |  |  |  | 35 |  | 5.3057 | 1.2782 | 0 | 0 | 0 | 0
Hither Hills Conversion to 33 kV | 2026 |  | 4.8 | [10 empty] | 0.76393 | 0.76393 | 0.76393 | 0.76393 | 0.76393 | 0.76393 | 0.76393 | 0.76393 | 0.76393 | 0.76393 | 0.76393 | 0.76393 | 0.76393 | 0.76393 | 0.76393 | 0.76393 | 0.76393 | 0.76393 | 0.76393 | 0.76393 | 0.76393 | 0.76393 | 0.76393 | 0.76393 | 0.76393 | 0.76393 | 0.76393 | 0.76393 | 0.76393 | 0.76393 | 0.76393 | 0.76393 | 0.76393 | 0.76393 | 0.76393 |  |  |  |  | 35 |  | 6.8831 | 1.4557 | 0 | 0 | 0 | 0
Culloden Pt Conversion to 33 kV | 2026 |  | 2.8 | [10 empty] | 0.44563 | 0.44563 | 0.44563 | 0.44563 | 0.44563 | 0.44563 | 0.44563 | 0.44563 | 0.44563 | 0.44563 | 0.44563 | 0.44563 | 0.44563 | 0.44563 | 0.44563 | 0.44563 | 0.44563 | 0.44563 | 0.44563 | 0.44563 | 0.44563 | 0.44563 | 0.44563 | 0.44563 | 0.44563 | 0.44563 | 0.44563 | 0.44563 | 0.44563 | 0.44563 | 0.44563 | 0.44563 | 0.44563 | 0.44563 | 0.44563 |  |  |  |  | 35 |  | 4.0151 | 0.73392 | 0.73392 | 0 | 0 | 0
Deferral to 2026 |  |  | 22.5 | [10 empty] | 3.5809 | 3.5809 | 3.5809 | 3.5809 | 3.5809 | 3.5809 | 3.5809 | 3.5809 | 3.5809 | 3.5809 | 3.5809 | 3.5809 | 3.5809 | 3.5809 | 3.5809 | 3.5809 | 3.5809 | 3.5809 | 3.5809 | 3.5809 | 3.5809 | 3.5809 | 3.5809 | 3.5809 | 3.5809 | 3.5809 | 3.5809 | 3.5809 | 3.5809 | 3.5809 | 3.5809 | 3.5809 | 3.5809 | 3.5809 | 3.5809 |  |  |  |  | 35 |  | 32.2645 | 7.3368 | 0.73392 | 0 | 0 | 0 | =Area I Portion
Amagansett Conversion 33 kV | 2027 |  | 8 | [11 empty] | 1.3114 | 1.3114 | 1.3114 | 1.3114 | 1.3114 | 1.3114 | 1.3114 | 1.3114 | 1.3114 | 1.3114 | 1.3114 | 1.3114 | 1.3114 | 1.3114 | 1.3114 | 1.3114 | 1.3114 | 1.3114 | 1.3114 | 1.3114 | 1.3114 | 1.3114 | 1.3114 | 1.3114 | 1.3114 | 1.3114 | 1.3114 | 1.3114 | 1.3114 | 1.3114 | 1.3114 | 1.3114 | 1.3114 | 1.3114 | 1.3114 |  |  |  | 35 |  | 11.2 | 3.0354 | 0 | 0 | 0 | 0
East Hampton Conversion 33 kV | 2027 |  | 3.2 | [11 empty] | 0.52457 | 0.52457 | 0.52457 | 0.52457 | 0.52457 | 0.52457 | 0.52457 | 0.52457 | 0.52457 | 0.52457 | 0.52457 | 0.52457 | 0.52457 | 0.52457 | 0.52457 | 0.52457 | 0.52457 | 0.52457 | 0.52457 | 0.52457 | 0.52457 | 0.52457 | 0.52457 | 0.52457 | 0.52457 | 0.52457 | 0.52457 | 0.52457 | 0.52457 | 0.52457 | 0.52457 | 0.52457 | 0.52457 | 0.52457 | 0.52457 |  |  |  | 35 |  | 4.48 | 1.2142 | 0 | 0 | 0 | 0
Buell Conversion 33 kV | 2027 |  | 3.7 | [11 empty] | 0.60653 | 0.60653 | 0.60653 | 0.60653 | 0.60653 | 0.60653 | 0.60653 | 0.60653 | 0.60653 | 0.60653 | 0.60653 | 0.60653 | 0.60653 | 0.60653 | 0.60653 | 0.60653 | 0.60653 | 0.60653 | 0.60653 | 0.60653 | 0.60653 | 0.60653 | 0.60653 | 0.60653 | 0.60653 | 0.60653 | 0.60653 | 0.60653 | 0.60653 | 0.60653 | 0.60653 | 0.60653 | 0.60653 | 0.60653 | 0.60653 |  |  |  | 35 |  | 5.18 | 1.4039 | 0 | 0 | 0 | 0
Hither Hills Conversion to 33 kV | 2027 |  | 4.8 | [11 empty] | 0.78685 | 0.78685 | 0.78685 | 0.78685 | 0.78685 | 0.78685 | 0.78685 | 0.78685 | 0.78685 | 0.78685 | 0.78685 | 0.78685 | 0.78685 | 0.78685 | 0.78685 | 0.78685 | 0.78685 | 0.78685 | 0.78685 | 0.78685 | 0.78685 | 0.78685 | 0.78685 | 0.78685 | 0.78685 | 0.78685 | 0.78685 | 0.78685 | 0.78685 | 0.78685 | 0.78685 | 0.78685 | 0.78685 | 0.78685 | 0.78685 |  |  |  | 35 |  | 6.72 | 1.6189 | 0 | 0 | 0 | 0
Culloden Pt Conversion to 33 kV | 2027 |  | 2.8 | [11 empty] | 0.45899 | 0.45899 | 0.45899 | 0.45899 | 0.45899 | 0.45899 | 0.45899 | 0.45899 | 0.45899 | 0.45899 | 0.45899 | 0.45899 | 0.45899 | 0.45899 | 0.45899 | 0.45899 | 0.45899 | 0.45899 | 0.45899 | 0.45899 | 0.45899 | 0.45899 | 0.45899 | 0.45899 | 0.45899 | 0.45899 | 0.45899 | 0.45899 | 0.45899 | 0.45899 | 0.45899 | 0.45899 | 0.45899 | 0.45899 | 0.45899 |  |  |  | 35 |  | 3.92 | 0.82906 | 0.82906 | 0 | 0 | 0
Deferral to 2027 |  |  | 22.5 | [11 empty] | 3.6884 | 3.6884 | 3.6884 | 3.6884 | 3.6884 | 3.6884 | 3.6884 | 3.6884 | 3.6884 | 3.6884 | 3.6884 | 3.6884 | 3.6884 | 3.6884 | 3.6884 | 3.6884 | 3.6884 | 3.6884 | 3.6884 | 3.6884 | 3.6884 | 3.6884 | 3.6884 | 3.6884 | 3.6884 | 3.6884 | 3.6884 | 3.6884 | 3.6884 | 3.6884 | 3.6884 | 3.6884 | 3.6884 | 3.6884 | 3.6884 |  |  |  | 35 |  | 31.4999 | 8.1014 | 0.82906 | 0 | 0 | 0 | =Area I Portion
Amagansett Conversion 33 kV | 2028 |  | 8 | [12 empty] | 1.3508 | 1.3508 | 1.3508 | 1.3508 | 1.3508 | 1.3508 | 1.3508 | 1.3508 | 1.3508 | 1.3508 | 1.3508 | 1.3508 | 1.3508 | 1.3508 | 1.3508 | 1.3508 | 1.3508 | 1.3508 | 1.3508 | 1.3508 | 1.3508 | 1.3508 | 1.3508 | 1.3508 | 1.3508 | 1.3508 | 1.3508 | 1.3508 | 1.3508 | 1.3508 | 1.3508 | 1.3508 | 1.3508 | 1.3508 | 1.3508 |  |  | 35 |  | 10.9346 | 3.3008 | 0 | 0 | 0 | 0
East Hampton Conversion 33 kV | 2028 |  | 3.2 | [12 empty] | 0.5403 | 0.5403 | 0.5403 | 0.5403 | 0.5403 | 0.5403 | 0.5403 | 0.5403 | 0.5403 | 0.5403 | 0.5403 | 0.5403 | 0.5403 | 0.5403 | 0.5403 | 0.5403 | 0.5403 | 0.5403 | 0.5403 | 0.5403 | 0.5403 | 0.5403 | 0.5403 | 0.5403 | 0.5403 | 0.5403 | 0.5403 | 0.5403 | 0.5403 | 0.5403 | 0.5403 | 0.5403 | 0.5403 | 0.5403 | 0.5403 |  |  | 35 |  | 4.3738 | 1.3203 | 0 | 0 | 0 | 0
Buell Conversion 33 kV | 2028 |  | 3.7 | [12 empty] | 0.62472 | 0.62472 | 0.62472 | 0.62472 | 0.62472 | 0.62472 | 0.62472 | 0.62472 | 0.62472 | 0.62472 | 0.62472 | 0.62472 | 0.62472 | 0.62472 | 0.62472 | 0.62472 | 0.62472 | 0.62472 | 0.62472 | 0.62472 | 0.62472 | 0.62472 | 0.62472 | 0.62472 | 0.62472 | 0.62472 | 0.62472 | 0.62472 | 0.62472 | 0.62472 | 0.62472 | 0.62472 | 0.62472 | 0.62472 | 0.62472 |  |  | 35 |  | 5.0572 | 1.5266 | 0 | 0 | 0 | 0
Hither Hills Conversion to 33 kV | 2028 |  | 4.8 | [12 empty] | 0.81045 | 0.81045 | 0.81045 | 0.81045 | 0.81045 | 0.81045 | 0.81045 | 0.81045 | 0.81045 | 0.81045 | 0.81045 | 0.81045 | 0.81045 | 0.81045 | 0.81045 | 0.81045 | 0.81045 | 0.81045 | 0.81045 | 0.81045 | 0.81045 | 0.81045 | 0.81045 | 0.81045 | 0.81045 | 0.81045 | 0.81045 | 0.81045 | 0.81045 | 0.81045 | 0.81045 | 0.81045 | 0.81045 | 0.81045 | 0.81045 |  |  | 35 |  | 6.5607 | 1.7781 | 0 | 0 | 0 | 0
Culloden Pt Conversion to 33 kV | 2028 |  | 2.8 | [12 empty] | 0.47276 | 0.47276 | 0.47276 | 0.47276 | 0.47276 | 0.47276 | 0.47276 | 0.47276 | 0.47276 | 0.47276 | 0.47276 | 0.47276 | 0.47276 | 0.47276 | 0.47276 | 0.47276 | 0.47276 | 0.47276 | 0.47276 | 0.47276 | 0.47276 | 0.47276 | 0.47276 | 0.47276 | 0.47276 | 0.47276 | 0.47276 | 0.47276 | 0.47276 | 0.47276 | 0.47276 | 0.47276 | 0.47276 | 0.47276 | 0.47276 |  |  | 35 |  | 3.8271 | 0.92195 | 0.92195 | 0 | 0 | 0
Deferral to 2028 |  |  | 22.5 | [12 empty] | 3.799 | 3.799 | 3.799 | 3.799 | 3.799 | 3.799 | 3.799 | 3.799 | 3.799 | 3.799 | 3.799 | 3.799 | 3.799 | 3.799 | 3.799 | 3.799 | 3.799 | 3.799 | 3.799 | 3.799 | 3.799 | 3.799 | 3.799 | 3.799 | 3.799 | 3.799 | 3.799 | 3.799 | 3.799 | 3.799 | 3.799 | 3.799 | 3.799 | 3.799 | 3.799 |  |  | 35 |  | 30.7535 | 8.8478 | 0.92195 | 0 | 0 | 0 | =Area I Portion
Amagansett Conversion 33 kV | 2029 |  | 8 | [13 empty] | 1.3913 | 1.3913 | 1.3913 | 1.3913 | 1.3913 | 1.3913 | 1.3913 | 1.3913 | 1.3913 | 1.3913 | 1.3913 | 1.3913 | 1.3913 | 1.3913 | 1.3913 | 1.3913 | 1.3913 | 1.3913 | 1.3913 | 1.3913 | 1.3913 | 1.3913 | 1.3913 | 1.3913 | 1.3913 | 1.3913 | 1.3913 | 1.3913 | 1.3913 | 1.3913 | 1.3913 | 1.3913 | 1.3913 | 1.3913 | 1.3913 |  | 35 |  | 10.6755 | 3.5599 | 0 | 0 | 0 | 0
East Hampton Conversion 33 kV | 2029 |  | 3.2 | [13 empty] | 0.55651 | 0.55651 | 0.55651 | 0.55651 | 0.55651 | 0.55651 | 0.55651 | 0.55651 | 0.55651 | 0.55651 | 0.55651 | 0.55651 | 0.55651 | 0.55651 | 0.55651 | 0.55651 | 0.55651 | 0.55651 | 0.55651 | 0.55651 | 0.55651 | 0.55651 | 0.55651 | 0.55651 | 0.55651 | 0.55651 | 0.55651 | 0.55651 | 0.55651 | 0.55651 | 0.55651 | 0.55651 | 0.55651 | 0.55651 | 0.55651 |  | 35 |  | 4.2702 | 1.424 | 0 | 0 | 0 | 0
Buell Conversion 33 kV | 2029 |  | 3.7 | [13 empty] | 0.64347 | 0.64347 | 0.64347 | 0.64347 | 0.64347 | 0.64347 | 0.64347 | 0.64347 | 0.64347 | 0.64347 | 0.64347 | 0.64347 | 0.64347 | 0.64347 | 0.64347 | 0.64347 | 0.64347 | 0.64347 | 0.64347 | 0.64347 | 0.64347 | 0.64347 | 0.64347 | 0.64347 | 0.64347 | 0.64347 | 0.64347 | 0.64347 | 0.64347 | 0.64347 | 0.64347 | 0.64347 | 0.64347 | 0.64347 | 0.64347 |  | 35 |  | 4.9374 | 1.6465 | 0 | 0 | 0 | 0
Hither Hills Conversion to 33 kV | 2029 |  | 4.8 | [13 empty] | 0.83477 | 0.83477 | 0.83477 | 0.83477 | 0.83477 | 0.83477 | 0.83477 | 0.83477 | 0.83477 | 0.83477 | 0.83477 | 0.83477 | 0.83477 | 0.83477 | 0.83477 | 0.83477 | 0.83477 | 0.83477 | 0.83477 | 0.83477 | 0.83477 | 0.83477 | 0.83477 | 0.83477 | 0.83477 | 0.83477 | 0.83477 | 0.83477 | 0.83477 | 0.83477 | 0.83477 | 0.83477 | 0.83477 | 0.83477 | 0.83477 |  | 35 |  | 6.4053 | 1.9336 | 0 | 0 | 0 | 0
Culloden Pt Conversion to 33 kV | 2029 |  | 2.8 | [13 empty] | 0.48695 | 0.48695 | 0.48695 | 0.48695 | 0.48695 | 0.48695 | 0.48695 | 0.48695 | 0.48695 | 0.48695 | 0.48695 | 0.48695 | 0.48695 | 0.48695 | 0.48695 | 0.48695 | 0.48695 | 0.48695 | 0.48695 | 0.48695 | 0.48695 | 0.48695 | 0.48695 | 0.48695 | 0.48695 | 0.48695 | 0.48695 | 0.48695 | 0.48695 | 0.48695 | 0.48695 | 0.48695 | 0.48695 | 0.48695 | 0.48695 |  | 35 |  | 3.7364 | 1.0126 | 1.0126 | 0 | 0 | 0
Deferral to 2029 |  |  | 22.5 | [13 empty] | 3.913 | 3.913 | 3.913 | 3.913 | 3.913 | 3.913 | 3.913 | 3.913 | 3.913 | 3.913 | 3.913 | 3.913 | 3.913 | 3.913 | 3.913 | 3.913 | 3.913 | 3.913 | 3.913 | 3.913 | 3.913 | 3.913 | 3.913 | 3.913 | 3.913 | 3.913 | 3.913 | 3.913 | 3.913 | 3.913 | 3.913 | 3.913 | 3.913 | 3.913 | 3.913 |  | 35 |  | 30.0247 | 9.5766 | 1.0126 | 0 | 0 | 0 | =Area I Portion
Amagansett Conversion 33 kV | 2030 |  | 8 | [14 empty] | 1.433 | 1.433 | 1.433 | 1.433 | 1.433 | 1.433 | 1.433 | 1.433 | 1.433 | 1.433 | 1.433 | 1.433 | 1.433 | 1.433 | 1.433 | 1.433 | 1.433 | 1.433 | 1.433 | 1.433 | 1.433 | 1.433 | 1.433 | 1.433 | 1.433 | 1.433 | 1.433 | 1.433 | 1.433 | 1.433 | 1.433 | 1.433 | 1.433 | 1.433 | 1.433 | 35 |  | 10.4225 | 3.8129 | 0 | 0 | 0 | 0
East Hampton Conversion 33 kV | 2030 |  | 3.2 | [14 empty] | 0.57321 | 0.57321 | 0.57321 | 0.57321 | 0.57321 | 0.57321 | 0.57321 | 0.57321 | 0.57321 | 0.57321 | 0.57321 | 0.57321 | 0.57321 | 0.57321 | 0.57321 | 0.57321 | 0.57321 | 0.57321 | 0.57321 | 0.57321 | 0.57321 | 0.57321 | 0.57321 | 0.57321 | 0.57321 | 0.57321 | 0.57321 | 0.57321 | 0.57321 | 0.57321 | 0.57321 | 0.57321 | 0.57321 | 0.57321 | 0.57321 | 35 |  | 4.169 | 1.5252 | 0 | 0 | 0 | 0
Buell Conversion 33 kV | 2030 |  | 3.7 | [14 empty] | 0.66277 | 0.66277 | 0.66277 | 0.66277 | 0.66277 | 0.66277 | 0.66277 | 0.66277 | 0.66277 | 0.66277 | 0.66277 | 0.66277 | 0.66277 | 0.66277 | 0.66277 | 0.66277 | 0.66277 | 0.66277 | 0.66277 | 0.66277 | 0.66277 | 0.66277 | 0.66277 | 0.66277 | 0.66277 | 0.66277 | 0.66277 | 0.66277 | 0.66277 | 0.66277 | 0.66277 | 0.66277 | 0.66277 | 0.66277 | 0.66277 | 35 |  | 4.8204 | 1.7635 | 0 | 0 | 0 | 0
Hither Hills Conversion to 33 kV | 2030 |  | 4.8 | [14 empty] | 0.85981 | 0.85981 | 0.85981 | 0.85981 | 0.85981 | 0.85981 | 0.85981 | 0.85981 | 0.85981 | 0.85981 | 0.85981 | 0.85981 | 0.85981 | 0.85981 | 0.85981 | 0.85981 | 0.85981 | 0.85981 | 0.85981 | 0.85981 | 0.85981 | 0.85981 | 0.85981 | 0.85981 | 0.85981 | 0.85981 | 0.85981 | 0.85981 | 0.85981 | 0.85981 | 0.85981 | 0.85981 | 0.85981 | 0.85981 | 0.85981 | 35 |  | 6.2535 | 2.0853 | 0 | 0 | 0 | 0
Culloden Pt Conversion to 33 kV | 2030 |  | 2.8 | [14 empty] | 0.50156 | 0.50156 | 0.50156 | 0.50156 | 0.50156 | 0.50156 | 0.50156 | 0.50156 | 0.50156 | 0.50156 | 0.50156 | 0.50156 | 0.50156 | 0.50156 | 0.50156 | 0.50156 | 0.50156 | 0.50156 | 0.50156 | 0.50156 | 0.50156 | 0.50156 | 0.50156 | 0.50156 | 0.50156 | 0.50156 | 0.50156 | 0.50156 | 0.50156 | 0.50156 | 0.50156 | 0.50156 | 0.50156 | 0.50156 | 0.50156 | 35 |  | 3.6479 | 1.1012 | 1.1012 | 0 | 0 | 0
Deferral to 2030 |  |  | 22.5 | [14 empty] | 4.0304 | 4.0304 | 4.0304 | 4.0304 | 4.0304 | 4.0304 | 4.0304 | 4.0304 | 4.0304 | 4.0304 | 4.0304 | 4.0304 | 4.0304 | 4.0304 | 4.0304 | 4.0304 | 4.0304 | 4.0304 | 4.0304 | 4.0304 | 4.0304 | 4.0304 | 4.0304 | 4.0304 | 4.0304 | 4.0304 | 4.0304 | 4.0304 | 4.0304 | 4.0304 | 4.0304 | 4.0304 | 4.0304 | 4.0304 | 4.0304 | 35 |  | 29.3132 | 10.2881 | 1.1012 | 0 | 0 | 0 | =Area I Portion
[60 empty] | 8129159.5906 | =Area I+II+III Portions
Annual Avoided Costs for Deferral to 2022:
Amagansett Conversion 33 kV | 2020 |  |  | 0 | 0.97582 | 0.97582 | 0.97582 | -0.090484 | -0.090484 | -0.090484 | -0.090484 | -0.090484 | -0.090484 | -0.090484 | -0.090484 | -0.090484 | -0.090484 | -0.090484 | -0.090484 | -0.090484 | -0.090484 | -0.090484 | -0.090484 | -0.090484 | -0.090484 | -0.090484 | -0.090484 | -0.090484 | -0.090484 | -0.090484 | -0.090484 | -0.090484 | -0.090484 | -0.090484 | -0.090484 | -0.090484 | -0.090484 | -0.090484 | -0.090484 | -1.0663 | -1.0663 | -1.0663 | 0 | 0 | [8 empty] | 35 |  |  | 0.9882
East Hampton Conversion 33 kV | 2020 |  |  | 0 | 0.39033 | 0.39033 | 0.39033 | -0.036194 | -0.036194 | -0.036194 | -0.036194 | -0.036194 | -0.036194 | -0.036194 | -0.036194 | -0.036194 | -0.036194 | -0.036194 | -0.036194 | -0.036194 | -0.036194 | -0.036194 | -0.036194 | -0.036194 | -0.036194 | -0.036194 | -0.036194 | -0.036194 | -0.036194 | -0.036194 | -0.036194 | -0.036194 | -0.036194 | -0.036194 | -0.036194 | -0.036194 | -0.036194 | -0.036194 | -0.036194 | -0.42652 | -0.42652 | -0.42652 | 0 | 0 | [8 empty] | 35 |  |  | 0.39528
Buell Conversion 33 kV | 2020 |  |  | 0 | 0.45131 | 0.45131 | 0.45131 | -0.071883 | -0.071883 | -0.071883 | -0.071883 | -0.071883 | -0.071883 | -0.071883 | -0.071883 | -0.071883 | -0.071883 | -0.071883 | -0.071883 | -0.071883 | -0.071883 | -0.071883 | -0.071883 | -0.071883 | -0.071883 | -0.071883 | -0.071883 | -0.071883 | -0.071883 | -0.071883 | -0.071883 | -0.071883 | -0.071883 | -0.071883 | -0.071883 | -0.071883 | -0.071883 | -0.071883 | -0.071883 | -0.5232 | -0.5232 | -0.5232 | 0 | 0 | [8 empty] | 35 |  |  | 0.08392
Hither Hills Conversion to 33 kV | 2020 |  |  | 0 | 0 | 0.60305 | 0.60305 | -0.075689 | -0.075689 | -0.075689 | -0.075689 | -0.075689 | -0.075689 | -0.075689 | -0.075689 | -0.075689 | -0.075689 | -0.075689 | -0.075689 | -0.075689 | -0.075689 | -0.075689 | -0.075689 | -0.075689 | -0.075689 | -0.075689 | -0.075689 | -0.075689 | -0.075689 | -0.075689 | -0.075689 | -0.075689 | -0.075689 | -0.075689 | -0.075689 | -0.075689 | -0.075689 | -0.075689 | -0.075689 | -0.075689 | -0.67874 | -0.67874 | 0 | 0 | [8 empty] | 35 |  |  | -0.093529
Culloden Pt Conversion to 33 kV | 2020 |  |  | 0 | 0 | 0 | 0.36233 | -0.033598 | -0.033598 | -0.033598 | -0.033598 | -0.033598 | -0.033598 | -0.033598 | -0.033598 | -0.033598 | -0.033598 | -0.033598 | -0.033598 | -0.033598 | -0.033598 | -0.033598 | -0.033598 | -0.033598 | -0.033598 | -0.033598 | -0.033598 | -0.033598 | -0.033598 | -0.033598 | -0.033598 | -0.033598 | -0.033598 | -0.033598 | -0.033598 | -0.033598 | -0.033598 | -0.033598 | -0.033598 | -0.033598 | -0.033598 | -0.39593 | 0 | 0 | [8 empty] | 35 |  |  | -0.16983
Annual Avoided Costs for Deferral to 2023:
Amagansett Conversion 33 kV | 2021 |  |  | 0 | 0.97582 | 0.97582 | 0.97582 | 0.97582 | -0.12247 | -0.12247 | -0.12247 | -0.12247 | -0.12247 | -0.12247 | -0.12247 | -0.12247 | -0.12247 | -0.12247 | -0.12247 | -0.12247 | -0.12247 | -0.12247 | -0.12247 | -0.12247 | -0.12247 | -0.12247 | -0.12247 | -0.12247 | -0.12247 | -0.12247 | -0.12247 | -0.12247 | -0.12247 | -0.12247 | -0.12247 | -0.12247 | -0.12247 | -0.12247 | -0.12247 | -1.0983 | -1.0983 | -1.0983 | -1.0983 | 0 | 0 | [7 empty] | 35 |  |  | 1.3021
East Hampton Conversion 33 kV | 2021 |  |  | 0 | 0.39033 | 0.39033 | 0.39033 | 0.39033 | -0.048989 | -0.048989 | -0.048989 | -0.048989 | -0.048989 | -0.048989 | -0.048989 | -0.048989 | -0.048989 | -0.048989 | -0.048989 | -0.048989 | -0.048989 | -0.048989 | -0.048989 | -0.048989 | -0.048989 | -0.048989 | -0.048989 | -0.048989 | -0.048989 | -0.048989 | -0.048989 | -0.048989 | -0.048989 | -0.048989 | -0.048989 | -0.048989 | -0.048989 | -0.048989 | -0.048989 | -0.43932 | -0.43932 | -0.43932 | -0.43932 | 0 | 0 | [7 empty] | 35 |  |  | 0.52085
Buell Conversion 33 kV | 2021 |  |  | 0 | 0.45131 | 0.45131 | 0.45131 | 0.45131 | -0.056644 | -0.056644 | -0.056644 | -0.056644 | -0.056644 | -0.056644 | -0.056644 | -0.056644 | -0.056644 | -0.056644 | -0.056644 | -0.056644 | -0.056644 | -0.056644 | -0.056644 | -0.056644 | -0.056644 | -0.056644 | -0.056644 | -0.056644 | -0.056644 | -0.056644 | -0.056644 | -0.056644 | -0.056644 | -0.056644 | -0.056644 | -0.056644 | -0.056644 | -0.056644 | -0.056644 | -0.50796 | -0.50796 | -0.50796 | -0.50796 | 0 | 0 | [7 empty] | 35 |  |  | 0.60223
Hither Hills Conversion to 33 kV | 2021 |  |  | 0 | 0 | 0.60305 | 0.60305 | 0.60305 | -0.055919 | -0.055919 | -0.055919 | -0.055919 | -0.055919 | -0.055919 | -0.055919 | -0.055919 | -0.055919 | -0.055919 | -0.055919 | -0.055919 | -0.055919 | -0.055919 | -0.055919 | -0.055919 | -0.055919 | -0.055919 | -0.055919 | -0.055919 | -0.055919 | -0.055919 | -0.055919 | -0.055919 | -0.055919 | -0.055919 | -0.055919 | -0.055919 | -0.055919 | -0.055919 | -0.055919 | -0.055919 | -0.65897 | -0.65897 | -0.65897 | 0 | 0 | [7 empty] | 35 |  |  | 0.57887
Culloden Pt Conversion to 33 kV | 2021 |  |  | 0 | 0 | 0 | 0.36233 | 0.36233 | -0.022066 | -0.022066 | -0.022066 | -0.022066 | -0.022066 | -0.022066 | -0.022066 | -0.022066 | -0.022066 | -0.022066 | -0.022066 | -0.022066 | -0.022066 | -0.022066 | -0.022066 | -0.022066 | -0.022066 | -0.022066 | -0.022066 | -0.022066 | -0.022066 | -0.022066 | -0.022066 | -0.022066 | -0.022066 | -0.022066 | -0.022066 | -0.022066 | -0.022066 | -0.022066 | -0.022066 | -0.022066 | -0.022066 | -0.3844 | -0.3844 | 0 | 0 | [7 empty] | 35 |  |  | 0.22241
Annual Avoided Costs for Deferral to 2024:
Amagansett Conversion 33 kV | 2022 |  |  | 0 | 0.97582 | 0.97582 | 0.97582 | 0.97582 | 0.97582 | -0.15542 | -0.15542 | -0.15542 | -0.15542 | -0.15542 | -0.15542 | -0.15542 | -0.15542 | -0.15542 | -0.15542 | -0.15542 | -0.15542 | -0.15542 | -0.15542 | -0.15542 | -0.15542 | -0.15542 | -0.15542 | -0.15542 | -0.15542 | -0.15542 | -0.15542 | -0.15542 | -0.15542 | -0.15542 | -0.15542 | -0.15542 | -0.15542 | -0.15542 | -0.15542 | -1.1312 | -1.1312 | -1.1312 | -1.1312 | -1.1312 | 0 | 0 | [6 empty] | 35 |  |  | 1.6086
East Hampton Conversion 33 kV | 2022 |  |  | 0 | 0.39033 | 0.39033 | 0.39033 | 0.39033 | 0.39033 | -0.062169 | -0.062169 | -0.062169 | -0.062169 | -0.062169 | -0.062169 | -0.062169 | -0.062169 | -0.062169 | -0.062169 | -0.062169 | -0.062169 | -0.062169 | -0.062169 | -0.062169 | -0.062169 | -0.062169 | -0.062169 | -0.062169 | -0.062169 | -0.062169 | -0.062169 | -0.062169 | -0.062169 | -0.062169 | -0.062169 | -0.062169 | -0.062169 | -0.062169 | -0.062169 | -0.45249 | -0.45249 | -0.45249 | -0.45249 | -0.45249 | 0 | 0 | [6 empty] | 35 |  |  | 0.64344
Buell Conversion 33 kV | 2022 |  |  | 0 | 0.45131 | 0.45131 | 0.45131 | 0.45131 | 0.45131 | -0.071883 | -0.071883 | -0.071883 | -0.071883 | -0.071883 | -0.071883 | -0.071883 | -0.071883 | -0.071883 | -0.071883 | -0.071883 | -0.071883 | -0.071883 | -0.071883 | -0.071883 | -0.071883 | -0.071883 | -0.071883 | -0.071883 | -0.071883 | -0.071883 | -0.071883 | -0.071883 | -0.071883 | -0.071883 | -0.071883 | -0.071883 | -0.071883 | -0.071883 | -0.071883 | -0.5232 | -0.5232 | -0.5232 | -0.5232 | -0.5232 | 0 | 0 | [6 empty] | 35 |  |  | 0.74397
Hither Hills Conversion to 33 kV | 2022 |  |  | 0 | 0 | 0.60305 | 0.60305 | 0.60305 | 0.60305 | -0.075689 | -0.075689 | -0.075689 | -0.075689 | -0.075689 | -0.075689 | -0.075689 | -0.075689 | -0.075689 | -0.075689 | -0.075689 | -0.075689 | -0.075689 | -0.075689 | -0.075689 | -0.075689 | -0.075689 | -0.075689 | -0.075689 | -0.075689 | -0.075689 | -0.075689 | -0.075689 | -0.075689 | -0.075689 | -0.075689 | -0.075689 | -0.075689 | -0.075689 | -0.075689 | -0.075689 | -0.67874 | -0.67874 | -0.67874 | -0.67874 | 0 | 0 | [6 empty] | 35 |  |  | 0.76276
Culloden Pt Conversion to 33 kV | 2022 |  |  | 0 | 0 | 0 | 0.36233 | 0.36233 | 0.36233 | -0.033598 | -0.033598 | -0.033598 | -0.033598 | -0.033598 | -0.033598 | -0.033598 | -0.033598 | -0.033598 | -0.033598 | -0.033598 | -0.033598 | -0.033598 | -0.033598 | -0.033598 | -0.033598 | -0.033598 | -0.033598 | -0.033598 | -0.033598 | -0.033598 | -0.033598 | -0.033598 | -0.033598 | -0.033598 | -0.033598 | -0.033598 | -0.033598 | -0.033598 | -0.033598 | -0.033598 | -0.033598 | -0.39593 | -0.39593 | -0.39593 | 0 | 0 | [6 empty] | 35 |  |  | 0.32967
Annual Avoided Costs for Deferral to 2025:
Amagansett Conversion 33 kV | 2025 |  |  | 0 | 0.97582 | 0.97582 | 0.97582 | 0.97582 | 0.97582 | 0.97582 | 0.97582 | 0.97582 | -0.26032 | -0.26032 | -0.26032 | -0.26032 | -0.26032 | -0.26032 | -0.26032 | -0.26032 | -0.26032 | -0.26032 | -0.26032 | -0.26032 | -0.26032 | -0.26032 | -0.26032 | -0.26032 | -0.26032 | -0.26032 | -0.26032 | -0.26032 | -0.26032 | -0.26032 | -0.26032 | -0.26032 | -0.26032 | -0.26032 | -0.26032 | -1.2361 | -1.2361 | -1.2361 | -1.2361 | -1.2361 | -1.2361 | -1.2361 | -1.2361 | [5 empty] | 35 |  |  | 2.4851
East Hampton Conversion 33 kV | 2025 |  |  | 0 | 0.39033 | 0.39033 | 0.39033 | 0.39033 | 0.39033 | 0.39033 | 0.39033 | 0.39033 | -0.10413 | -0.10413 | -0.10413 | -0.10413 | -0.10413 | -0.10413 | -0.10413 | -0.10413 | -0.10413 | -0.10413 | -0.10413 | -0.10413 | -0.10413 | -0.10413 | -0.10413 | -0.10413 | -0.10413 | -0.10413 | -0.10413 | -0.10413 | -0.10413 | -0.10413 | -0.10413 | -0.10413 | -0.10413 | -0.10413 | -0.10413 | -0.49445 | -0.49445 | -0.49445 | -0.49445 | -0.49445 | -0.49445 | -0.49445 | -0.49445 | [5 empty] | 35 |  |  | 0.99405
Buell Conversion 33 kV | 2025 |  |  | 0 | 0.45131 | 0.45131 | 0.45131 | 0.45131 | 0.45131 | 0.45131 | 0.45131 | 0.45131 | -0.1204 | -0.1204 | -0.1204 | -0.1204 | -0.1204 | -0.1204 | -0.1204 | -0.1204 | -0.1204 | -0.1204 | -0.1204 | -0.1204 | -0.1204 | -0.1204 | -0.1204 | -0.1204 | -0.1204 | -0.1204 | -0.1204 | -0.1204 | -0.1204 | -0.1204 | -0.1204 | -0.1204 | -0.1204 | -0.1204 | -0.1204 | -0.57171 | -0.57171 | -0.57171 | -0.57171 | -0.57171 | -0.57171 | -0.57171 | -0.57171 | [5 empty] | 35 |  |  | 1.1494
Hither Hills Conversion to 33 kV | 2025 |  |  | 0 | 0 | 0.60305 | 0.60305 | 0.60305 | 0.60305 | 0.60305 | 0.60305 | 0.60305 | -0.13863 | -0.13863 | -0.13863 | -0.13863 | -0.13863 | -0.13863 | -0.13863 | -0.13863 | -0.13863 | -0.13863 | -0.13863 | -0.13863 | -0.13863 | -0.13863 | -0.13863 | -0.13863 | -0.13863 | -0.13863 | -0.13863 | -0.13863 | -0.13863 | -0.13863 | -0.13863 | -0.13863 | -0.13863 | -0.13863 | -0.13863 | -0.13863 | -0.74168 | -0.74168 | -0.74168 | -0.74168 | -0.74168 | -0.74168 | -0.74168 | [5 empty] | 35 |  |  | 1.2887
Culloden Pt Conversion to 33 kV | 2025 |  |  | 0 | 0 | 0 | 0.36233 | 0.36233 | 0.36233 | 0.36233 | 0.36233 | 0.36233 | -0.070312 | -0.070312 | -0.070312 | -0.070312 | -0.070312 | -0.070312 | -0.070312 | -0.070312 | -0.070312 | -0.070312 | -0.070312 | -0.070312 | -0.070312 | -0.070312 | -0.070312 | -0.070312 | -0.070312 | -0.070312 | -0.070312 | -0.070312 | -0.070312 | -0.070312 | -0.070312 | -0.070312 | -0.070312 | -0.070312 | -0.070312 | -0.070312 | -0.070312 | -0.43265 | -0.43265 | -0.43265 | -0.43265 | -0.43265 | -0.43265 | [5 empty] | 35 |  |  | 0.63646
Annual Avoided Costs for Deferral to 2026:
Amagansett Conversion 33 kV | 2026 |  |  | 0 | 0.97582 | 0.97582 | 0.97582 | 0.97582 | 0.97582 | 0.97582 | 0.97582 | 0.97582 | 0.97582 | -0.2974 | -0.2974 | -0.2974 | -0.2974 | -0.2974 | -0.2974 | -0.2974 | -0.2974 | -0.2974 | -0.2974 | -0.2974 | -0.2974 | -0.2974 | -0.2974 | -0.2974 | -0.2974 | -0.2974 | -0.2974 | -0.2974 | -0.2974 | -0.2974 | -0.2974 | -0.2974 | -0.2974 | -0.2974 | -0.2974 | -1.2732 | -1.2732 | -1.2732 | -1.2732 | -1.2732 | -1.2732 | -1.2732 | -1.2732 | -1.2732 |  |  |  |  | 35 |  |  | 2.7636
East Hampton Conversion 33 kV | 2026 |  |  | 0 | 0.39033 | 0.39033 | 0.39033 | 0.39033 | 0.39033 | 0.39033 | 0.39033 | 0.39033 | 0.39033 | -0.11896 | -0.11896 | -0.11896 | -0.11896 | -0.11896 | -0.11896 | -0.11896 | -0.11896 | -0.11896 | -0.11896 | -0.11896 | -0.11896 | -0.11896 | -0.11896 | -0.11896 | -0.11896 | -0.11896 | -0.11896 | -0.11896 | -0.11896 | -0.11896 | -0.11896 | -0.11896 | -0.11896 | -0.11896 | -0.11896 | -0.50929 | -0.50929 | -0.50929 | -0.50929 | -0.50929 | -0.50929 | -0.50929 | -0.50929 | -0.50929 |  |  |  |  | 35 |  |  | 1.1054
Buell Conversion 33 kV | 2026 |  |  | 0 | 0.45131 | 0.45131 | 0.45131 | 0.45131 | 0.45131 | 0.45131 | 0.45131 | 0.45131 | 0.45131 | -0.13755 | -0.13755 | -0.13755 | -0.13755 | -0.13755 | -0.13755 | -0.13755 | -0.13755 | -0.13755 | -0.13755 | -0.13755 | -0.13755 | -0.13755 | -0.13755 | -0.13755 | -0.13755 | -0.13755 | -0.13755 | -0.13755 | -0.13755 | -0.13755 | -0.13755 | -0.13755 | -0.13755 | -0.13755 | -0.13755 | -0.58886 | -0.58886 | -0.58886 | -0.58886 | -0.58886 | -0.58886 | -0.58886 | -0.58886 | -0.58886 |  |  |  |  | 35 |  |  | 1.2782
Hither Hills Conversion to 33 kV | 2026 |  |  | 0 | 0 | 0.60305 | 0.60305 | 0.60305 | 0.60305 | 0.60305 | 0.60305 | 0.60305 | 0.60305 | -0.16088 | -0.16088 | -0.16088 | -0.16088 | -0.16088 | -0.16088 | -0.16088 | -0.16088 | -0.16088 | -0.16088 | -0.16088 | -0.16088 | -0.16088 | -0.16088 | -0.16088 | -0.16088 | -0.16088 | -0.16088 | -0.16088 | -0.16088 | -0.16088 | -0.16088 | -0.16088 | -0.16088 | -0.16088 | -0.16088 | -0.16088 | -0.76393 | -0.76393 | -0.76393 | -0.76393 | -0.76393 | -0.76393 | -0.76393 | -0.76393 |  |  |  |  | 35 |  |  | 1.4557
Culloden Pt Conversion to 33 kV | 2026 |  |  | 0 | 0 | 0 | 0.36233 | 0.36233 | 0.36233 | 0.36233 | 0.36233 | 0.36233 | 0.36233 | -0.083291 | -0.083291 | -0.083291 | -0.083291 | -0.083291 | -0.083291 | -0.083291 | -0.083291 | -0.083291 | -0.083291 | -0.083291 | -0.083291 | -0.083291 | -0.083291 | -0.083291 | -0.083291 | -0.083291 | -0.083291 | -0.083291 | -0.083291 | -0.083291 | -0.083291 | -0.083291 | -0.083291 | -0.083291 | -0.083291 | -0.083291 | -0.083291 | -0.44563 | -0.44563 | -0.44563 | -0.44563 | -0.44563 | -0.44563 | -0.44563 |  |  |  |  | 35 |  |  | 0.73392
Annual Avoided Costs for Deferral to 2027:
Amagansett Conversion 33 kV | 2027 |  |  | 0 | 0.97582 | 0.97582 | 0.97582 | 0.97582 | 0.97582 | 0.97582 | 0.97582 | 0.97582 | 0.97582 | 0.97582 | -0.3356 | -0.3356 | -0.3356 | -0.3356 | -0.3356 | -0.3356 | -0.3356 | -0.3356 | -0.3356 | -0.3356 | -0.3356 | -0.3356 | -0.3356 | -0.3356 | -0.3356 | -0.3356 | -0.3356 | -0.3356 | -0.3356 | -0.3356 | -0.3356 | -0.3356 | -0.3356 | -0.3356 | -0.3356 | -1.3114 | -1.3114 | -1.3114 | -1.3114 | -1.3114 | -1.3114 | -1.3114 | -1.3114 | -1.3114 | -1.3114 |  |  |  | 35 |  |  | 3.0354
East Hampton Conversion 33 kV | 2027 |  |  | 0 | 0.39033 | 0.39033 | 0.39033 | 0.39033 | 0.39033 | 0.39033 | 0.39033 | 0.39033 | 0.39033 | 0.39033 | -0.13424 | -0.13424 | -0.13424 | -0.13424 | -0.13424 | -0.13424 | -0.13424 | -0.13424 | -0.13424 | -0.13424 | -0.13424 | -0.13424 | -0.13424 | -0.13424 | -0.13424 | -0.13424 | -0.13424 | -0.13424 | -0.13424 | -0.13424 | -0.13424 | -0.13424 | -0.13424 | -0.13424 | -0.13424 | -0.52457 | -0.52457 | -0.52457 | -0.52457 | -0.52457 | -0.52457 | -0.52457 | -0.52457 | -0.52457 | -0.52457 |  |  |  | 35 |  |  | 1.2142
Buell Conversion 33 kV | 2027 |  |  | 0 | 0.45131 | 0.45131 | 0.45131 | 0.45131 | 0.45131 | 0.45131 | 0.45131 | 0.45131 | 0.45131 | 0.45131 | -0.15521 | -0.15521 | -0.15521 | -0.15521 | -0.15521 | -0.15521 | -0.15521 | -0.15521 | -0.15521 | -0.15521 | -0.15521 | -0.15521 | -0.15521 | -0.15521 | -0.15521 | -0.15521 | -0.15521 | -0.15521 | -0.15521 | -0.15521 | -0.15521 | -0.15521 | -0.15521 | -0.15521 | -0.15521 | -0.60653 | -0.60653 | -0.60653 | -0.60653 | -0.60653 | -0.60653 | -0.60653 | -0.60653 | -0.60653 | -0.60653 |  |  |  | 35 |  |  | 1.4039
Hither Hills Conversion to 33 kV | 2027 |  |  | 0 | 0 | 0.60305 | 0.60305 | 0.60305 | 0.60305 | 0.60305 | 0.60305 | 0.60305 | 0.60305 | 0.60305 | -0.18379 | -0.18379 | -0.18379 | -0.18379 | -0.18379 | -0.18379 | -0.18379 | -0.18379 | -0.18379 | -0.18379 | -0.18379 | -0.18379 | -0.18379 | -0.18379 | -0.18379 | -0.18379 | -0.18379 | -0.18379 | -0.18379 | -0.18379 | -0.18379 | -0.18379 | -0.18379 | -0.18379 | -0.18379 | -0.18379 | -0.78685 | -0.78685 | -0.78685 | -0.78685 | -0.78685 | -0.78685 | -0.78685 | -0.78685 | -0.78685 |  |  |  | 35 |  |  | 1.6189
Culloden Pt Conversion to 33 kV | 2027 |  |  | 0 | 0 | 0 | 0.36233 | 0.36233 | 0.36233 | 0.36233 | 0.36233 | 0.36233 | 0.36233 | 0.36233 | -0.09666 | -0.09666 | -0.09666 | -0.09666 | -0.09666 | -0.09666 | -0.09666 | -0.09666 | -0.09666 | -0.09666 | -0.09666 | -0.09666 | -0.09666 | -0.09666 | -0.09666 | -0.09666 | -0.09666 | -0.09666 | -0.09666 | -0.09666 | -0.09666 | -0.09666 | -0.09666 | -0.09666 | -0.09666 | -0.09666 | -0.09666 | -0.45899 | -0.45899 | -0.45899 | -0.45899 | -0.45899 | -0.45899 | -0.45899 | -0.45899 |  |  |  | 35 |  |  | 0.82906
Annual Avoided Costs for Deferral to 2028:
Amagansett Conversion 33 kV | 2028 |  |  | 0 | 0.97582 | 0.97582 | 0.97582 | 0.97582 | 0.97582 | 0.97582 | 0.97582 | 0.97582 | 0.97582 | 0.97582 | 0.97582 | -0.37494 | -0.37494 | -0.37494 | -0.37494 | -0.37494 | -0.37494 | -0.37494 | -0.37494 | -0.37494 | -0.37494 | -0.37494 | -0.37494 | -0.37494 | -0.37494 | -0.37494 | -0.37494 | -0.37494 | -0.37494 | -0.37494 | -0.37494 | -0.37494 | -0.37494 | -0.37494 | -0.37494 | -1.3508 | -1.3508 | -1.3508 | -1.3508 | -1.3508 | -1.3508 | -1.3508 | -1.3508 | -1.3508 | -1.3508 | -1.3508 |  |  | 35 |  |  | 3.3008
East Hampton Conversion 33 kV | 2028 |  |  | 0 | 0.39033 | 0.39033 | 0.39033 | 0.39033 | 0.39033 | 0.39033 | 0.39033 | 0.39033 | 0.39033 | 0.39033 | 0.39033 | -0.14998 | -0.14998 | -0.14998 | -0.14998 | -0.14998 | -0.14998 | -0.14998 | -0.14998 | -0.14998 | -0.14998 | -0.14998 | -0.14998 | -0.14998 | -0.14998 | -0.14998 | -0.14998 | -0.14998 | -0.14998 | -0.14998 | -0.14998 | -0.14998 | -0.14998 | -0.14998 | -0.14998 | -0.5403 | -0.5403 | -0.5403 | -0.5403 | -0.5403 | -0.5403 | -0.5403 | -0.5403 | -0.5403 | -0.5403 | -0.5403 |  |  | 35 |  |  | 1.3203
Buell Conversion 33 kV | 2028 |  |  | 0 | 0.45131 | 0.45131 | 0.45131 | 0.45131 | 0.45131 | 0.45131 | 0.45131 | 0.45131 | 0.45131 | 0.45131 | 0.45131 | -0.17341 | -0.17341 | -0.17341 | -0.17341 | -0.17341 | -0.17341 | -0.17341 | -0.17341 | -0.17341 | -0.17341 | -0.17341 | -0.17341 | -0.17341 | -0.17341 | -0.17341 | -0.17341 | -0.17341 | -0.17341 | -0.17341 | -0.17341 | -0.17341 | -0.17341 | -0.17341 | -0.17341 | -0.62472 | -0.62472 | -0.62472 | -0.62472 | -0.62472 | -0.62472 | -0.62472 | -0.62472 | -0.62472 | -0.62472 | -0.62472 |  |  | 35 |  |  | 1.5266
Hither Hills Conversion to 33 kV | 2028 |  |  | 0 | 0 | 0.60305 | 0.60305 | 0.60305 | 0.60305 | 0.60305 | 0.60305 | 0.60305 | 0.60305 | 0.60305 | 0.60305 | -0.2074 | -0.2074 | -0.2074 | -0.2074 | -0.2074 | -0.2074 | -0.2074 | -0.2074 | -0.2074 | -0.2074 | -0.2074 | -0.2074 | -0.2074 | -0.2074 | -0.2074 | -0.2074 | -0.2074 | -0.2074 | -0.2074 | -0.2074 | -0.2074 | -0.2074 | -0.2074 | -0.2074 | -0.2074 | -0.81045 | -0.81045 | -0.81045 | -0.81045 | -0.81045 | -0.81045 | -0.81045 | -0.81045 | -0.81045 | -0.81045 |  |  | 35 |  |  | 1.7781
Culloden Pt Conversion to 33 kV | 2028 |  |  | 0 | 0 | 0 | 0.36233 | 0.36233 | 0.36233 | 0.36233 | 0.36233 | 0.36233 | 0.36233 | 0.36233 | 0.36233 | -0.11043 | -0.11043 | -0.11043 | -0.11043 | -0.11043 | -0.11043 | -0.11043 | -0.11043 | -0.11043 | -0.11043 | -0.11043 | -0.11043 | -0.11043 | -0.11043 | -0.11043 | -0.11043 | -0.11043 | -0.11043 | -0.11043 | -0.11043 | -0.11043 | -0.11043 | -0.11043 | -0.11043 | -0.11043 | -0.11043 | -0.47276 | -0.47276 | -0.47276 | -0.47276 | -0.47276 | -0.47276 | -0.47276 | -0.47276 | -0.47276 |  |  | 35 |  |  | 0.92195
Annual Avoided Costs for Deferral to 2029:
Amagansett Conversion 33 kV | 2029 |  |  | 0 | 0.97582 | 0.97582 | 0.97582 | 0.97582 | 0.97582 | 0.97582 | 0.97582 | 0.97582 | 0.97582 | 0.97582 | 0.97582 | 0.97582 | -0.41546 | -0.41546 | -0.41546 | -0.41546 | -0.41546 | -0.41546 | -0.41546 | -0.41546 | -0.41546 | -0.41546 | -0.41546 | -0.41546 | -0.41546 | -0.41546 | -0.41546 | -0.41546 | -0.41546 | -0.41546 | -0.41546 | -0.41546 | -0.41546 | -0.41546 | -0.41546 | -1.3913 | -1.3913 | -1.3913 | -1.3913 | -1.3913 | -1.3913 | -1.3913 | -1.3913 | -1.3913 | -1.3913 | -1.3913 | -1.3913 |  | 35 |  |  | 3.5599
East Hampton Conversion 33 kV | 2029 |  |  | 0 | 0.39033 | 0.39033 | 0.39033 | 0.39033 | 0.39033 | 0.39033 | 0.39033 | 0.39033 | 0.39033 | 0.39033 | 0.39033 | 0.39033 | -0.16619 | -0.16619 | -0.16619 | -0.16619 | -0.16619 | -0.16619 | -0.16619 | -0.16619 | -0.16619 | -0.16619 | -0.16619 | -0.16619 | -0.16619 | -0.16619 | -0.16619 | -0.16619 | -0.16619 | -0.16619 | -0.16619 | -0.16619 | -0.16619 | -0.16619 | -0.16619 | -0.55651 | -0.55651 | -0.55651 | -0.55651 | -0.55651 | -0.55651 | -0.55651 | -0.55651 | -0.55651 | -0.55651 | -0.55651 | -0.55651 |  | 35 |  |  | 1.424
Buell Conversion 33 kV | 2029 |  |  | 0 | 0.45131 | 0.45131 | 0.45131 | 0.45131 | 0.45131 | 0.45131 | 0.45131 | 0.45131 | 0.45131 | 0.45131 | 0.45131 | 0.45131 | -0.19215 | -0.19215 | -0.19215 | -0.19215 | -0.19215 | -0.19215 | -0.19215 | -0.19215 | -0.19215 | -0.19215 | -0.19215 | -0.19215 | -0.19215 | -0.19215 | -0.19215 | -0.19215 | -0.19215 | -0.19215 | -0.19215 | -0.19215 | -0.19215 | -0.19215 | -0.19215 | -0.64347 | -0.64347 | -0.64347 | -0.64347 | -0.64347 | -0.64347 | -0.64347 | -0.64347 | -0.64347 | -0.64347 | -0.64347 | -0.64347 |  | 35 |  |  | 1.6465
Hither Hills Conversion to 33 kV | 2029 |  |  | 0 | 0 | 0.60305 | 0.60305 | 0.60305 | 0.60305 | 0.60305 | 0.60305 | 0.60305 | 0.60305 | 0.60305 | 0.60305 | 0.60305 | -0.23171 | -0.23171 | -0.23171 | -0.23171 | -0.23171 | -0.23171 | -0.23171 | -0.23171 | -0.23171 | -0.23171 | -0.23171 | -0.23171 | -0.23171 | -0.23171 | -0.23171 | -0.23171 | -0.23171 | -0.23171 | -0.23171 | -0.23171 | -0.23171 | -0.23171 | -0.23171 | -0.23171 | -0.83477 | -0.83477 | -0.83477 | -0.83477 | -0.83477 | -0.83477 | -0.83477 | -0.83477 | -0.83477 | -0.83477 | -0.83477 |  | 35 |  |  | 1.9336
Culloden Pt Conversion to 33 kV | 2029 |  |  | 0 | 0 | 0 | 0.36233 | 0.36233 | 0.36233 | 0.36233 | 0.36233 | 0.36233 | 0.36233 | 0.36233 | 0.36233 | 0.36233 | -0.12461 | -0.12461 | -0.12461 | -0.12461 | -0.12461 | -0.12461 | -0.12461 | -0.12461 | -0.12461 | -0.12461 | -0.12461 | -0.12461 | -0.12461 | -0.12461 | -0.12461 | -0.12461 | -0.12461 | -0.12461 | -0.12461 | -0.12461 | -0.12461 | -0.12461 | -0.12461 | -0.12461 | -0.12461 | -0.48695 | -0.48695 | -0.48695 | -0.48695 | -0.48695 | -0.48695 | -0.48695 | -0.48695 | -0.48695 | -0.48695 |  | 35 |  |  | 1.0126
Annual Avoided Costs for Deferral to 2030:
Amagansett Conversion 33 kV | 2030 |  |  | 0 | 0.97582 | 0.97582 | 0.97582 | 0.97582 | 0.97582 | 0.97582 | 0.97582 | 0.97582 | 0.97582 | 0.97582 | 0.97582 | 0.97582 | 0.97582 | -0.4572 | -0.4572 | -0.4572 | -0.4572 | -0.4572 | -0.4572 | -0.4572 | -0.4572 | -0.4572 | -0.4572 | -0.4572 | -0.4572 | -0.4572 | -0.4572 | -0.4572 | -0.4572 | -0.4572 | -0.4572 | -0.4572 | -0.4572 | -0.4572 | -0.4572 | -1.433 | -1.433 | -1.433 | -1.433 | -1.433 | -1.433 | -1.433 | -1.433 | -1.433 | -1.433 | -1.433 | -1.433 | -1.433 | 35 |  |  | 3.8129
East Hampton Conversion 33 kV | 2030 |  |  | 0 | 0.39033 | 0.39033 | 0.39033 | 0.39033 | 0.39033 | 0.39033 | 0.39033 | 0.39033 | 0.39033 | 0.39033 | 0.39033 | 0.39033 | 0.39033 | -0.18288 | -0.18288 | -0.18288 | -0.18288 | -0.18288 | -0.18288 | -0.18288 | -0.18288 | -0.18288 | -0.18288 | -0.18288 | -0.18288 | -0.18288 | -0.18288 | -0.18288 | -0.18288 | -0.18288 | -0.18288 | -0.18288 | -0.18288 | -0.18288 | -0.18288 | -0.57321 | -0.57321 | -0.57321 | -0.57321 | -0.57321 | -0.57321 | -0.57321 | -0.57321 | -0.57321 | -0.57321 | -0.57321 | -0.57321 | -0.57321 | 35 |  |  | 1.5252
Buell Conversion 33 kV | 2030 |  |  | 0 | 0.45131 | 0.45131 | 0.45131 | 0.45131 | 0.45131 | 0.45131 | 0.45131 | 0.45131 | 0.45131 | 0.45131 | 0.45131 | 0.45131 | 0.45131 | -0.21146 | -0.21146 | -0.21146 | -0.21146 | -0.21146 | -0.21146 | -0.21146 | -0.21146 | -0.21146 | -0.21146 | -0.21146 | -0.21146 | -0.21146 | -0.21146 | -0.21146 | -0.21146 | -0.21146 | -0.21146 | -0.21146 | -0.21146 | -0.21146 | -0.21146 | -0.66277 | -0.66277 | -0.66277 | -0.66277 | -0.66277 | -0.66277 | -0.66277 | -0.66277 | -0.66277 | -0.66277 | -0.66277 | -0.66277 | -0.66277 | 35 |  |  | 1.7635
Hither Hills Conversion to 33 kV | 2030 |  |  | 0 | 0 | 0.60305 | 0.60305 | 0.60305 | 0.60305 | 0.60305 | 0.60305 | 0.60305 | 0.60305 | 0.60305 | 0.60305 | 0.60305 | 0.60305 | -0.25676 | -0.25676 | -0.25676 | -0.25676 | -0.25676 | -0.25676 | -0.25676 | -0.25676 | -0.25676 | -0.25676 | -0.25676 | -0.25676 | -0.25676 | -0.25676 | -0.25676 | -0.25676 | -0.25676 | -0.25676 | -0.25676 | -0.25676 | -0.25676 | -0.25676 | -0.25676 | -0.85981 | -0.85981 | -0.85981 | -0.85981 | -0.85981 | -0.85981 | -0.85981 | -0.85981 | -0.85981 | -0.85981 | -0.85981 | -0.85981 | 35 |  |  | 2.0853
Culloden Pt Conversion to 33 kV | 2030 |  |  | 0 | 0 | 0 | 0.36233 | 0.36233 | 0.36233 | 0.36233 | 0.36233 | 0.36233 | 0.36233 | 0.36233 | 0.36233 | 0.36233 | 0.36233 | -0.13922 | -0.13922 | -0.13922 | -0.13922 | -0.13922 | -0.13922 | -0.13922 | -0.13922 | -0.13922 | -0.13922 | -0.13922 | -0.13922 | -0.13922 | -0.13922 | -0.13922 | -0.13922 | -0.13922 | -0.13922 | -0.13922 | -0.13922 | -0.13922 | -0.13922 | -0.13922 | -0.13922 | -0.50156 | -0.50156 | -0.50156 | -0.50156 | -0.50156 | -0.50156 | -0.50156 | -0.50156 | -0.50156 | -0.50156 | -0.50156 | 35 |  |  | 1.1012
Area II Projects: | [53 empty] | 16.86
Riverhead Canal 2nd Line and Bank | 2020 |  | 136.8 | 0 | 0 | 0 | 0 | 18.2337 | 18.2337 | 18.2337 | 18.2337 | 18.2337 | 18.2337 | 18.2337 | 18.2337 | 18.2337 | 18.2337 | 18.2337 | 18.2337 | 18.2337 | 18.2337 | 18.2337 | 18.2337 | 18.2337 | 18.2337 | 18.2337 | 18.2337 | 18.2337 | 18.2337 | 18.2337 | 18.2337 | 18.2337 | 18.2337 | 18.2337 | 18.2337 | 18.2337 | 18.2337 | 18.2337 | 18.2337 | 18.2337 | 18.2337 | 18.2337 | [10 empty] | 35 |  | 226.5269
No Deferral |  |  | 136.8 |  | 0 | 0 | 0 | 18.2337 | 18.2337 | 18.2337 | 18.2337 | 18.2337 | 18.2337 | 18.2337 | 18.2337 | 18.2337 | 18.2337 | 18.2337 | 18.2337 | 18.2337 | 18.2337 | 18.2337 | 18.2337 | 18.2337 | 18.2337 | 18.2337 | 18.2337 | 18.2337 | 18.2337 | 18.2337 | 18.2337 | 18.2337 | 18.2337 | 18.2337 | 18.2337 | 18.2337 | 18.2337 | 18.2337 | 18.2337 | 18.2337 | 18.2337 | 18.2337 | [10 empty] | 35 |  | 226.5269
Riverhead Canal 2nd Line and Bank | 2022 |  | 136.8 | [6 empty] | 19.3442 | 19.3442 | 19.3442 | 19.3442 | 19.3442 | 19.3442 | 19.3442 | 19.3442 | 19.3442 | 19.3442 | 19.3442 | 19.3442 | 19.3442 | 19.3442 | 19.3442 | 19.3442 | 19.3442 | 19.3442 | 19.3442 | 19.3442 | 19.3442 | 19.3442 | 19.3442 | 19.3442 | 19.3442 | 19.3442 | 19.3442 | 19.3442 | 19.3442 | 19.3442 | 19.3442 | 19.3442 | 19.3442 | 19.3442 | 19.3442 | [8 empty] | 35 |  | 215.9182 | 10.6087 | 10.6087 | 10.6087 | 461647.8848 | 2368253.649
Deferral to 2022 |  |  | 136.8 | [6 empty] | 19.3442 | 19.3442 | 19.3442 | 19.3442 | 19.3442 | 19.3442 | 19.3442 | 19.3442 | 19.3442 | 19.3442 | 19.3442 | 19.3442 | 19.3442 | 19.3442 | 19.3442 | 19.3442 | 19.3442 | 19.3442 | 19.3442 | 19.3442 | 19.3442 | 19.3442 | 19.3442 | 19.3442 | 19.3442 | 19.3442 | 19.3442 | 19.3442 | 19.3442 | 19.3442 | 19.3442 | 19.3442 | 19.3442 | 19.3442 | 19.3442 | [8 empty] | 35 |  | 215.9182 | 10.6087 | 10.6087 | 10.6087 | 461647.8848 | 2368253.649 | =Area II Portion
Riverhead Canal 2nd Line and Bank | 2023 |  | 136.8 | [7 empty] | 19.9245 | 19.9245 | 19.9245 | 19.9245 | 19.9245 | 19.9245 | 19.9245 | 19.9245 | 19.9245 | 19.9245 | 19.9245 | 19.9245 | 19.9245 | 19.9245 | 19.9245 | 19.9245 | 19.9245 | 19.9245 | 19.9245 | 19.9245 | 19.9245 | 19.9245 | 19.9245 | 19.9245 | 19.9245 | 19.9245 | 19.9245 | 19.9245 | 19.9245 | 19.9245 | 19.9245 | 19.9245 | 19.9245 | 19.9245 | 19.9245 | [7 empty] | 35 |  | 210.8017 | 15.7252 | 15.7252 | 0 | 0 | 0
Deferral to 2023 |  |  | 136.8 | [7 empty] | 19.9245 | 19.9245 | 19.9245 | 19.9245 | 19.9245 | 19.9245 | 19.9245 | 19.9245 | 19.9245 | 19.9245 | 19.9245 | 19.9245 | 19.9245 | 19.9245 | 19.9245 | 19.9245 | 19.9245 | 19.9245 | 19.9245 | 19.9245 | 19.9245 | 19.9245 | 19.9245 | 19.9245 | 19.9245 | 19.9245 | 19.9245 | 19.9245 | 19.9245 | 19.9245 | 19.9245 | 19.9245 | 19.9245 | 19.9245 | 19.9245 | [7 empty] | 35 |  | 210.8017 | 15.7252 | 15.7252 | 0 | 0 | 0 | =Area II Portion
Riverhead Canal 2nd Line and Bank | 2024 |  | 136.8 | [8 empty] | 20.5222 | 20.5222 | 20.5222 | 20.5222 | 20.5222 | 20.5222 | 20.5222 | 20.5222 | 20.5222 | 20.5222 | 20.5222 | 20.5222 | 20.5222 | 20.5222 | 20.5222 | 20.5222 | 20.5222 | 20.5222 | 20.5222 | 20.5222 | 20.5222 | 20.5222 | 20.5222 | 20.5222 | 20.5222 | 20.5222 | 20.5222 | 20.5222 | 20.5222 | 20.5222 | 20.5222 | 20.5222 | 20.5222 | 20.5222 | 20.5222 | [6 empty] | 35 |  | 205.8064 | 20.7205 | 20.7205 | 0 | 0 | 0
Deferral to 2024 |  |  | 136.8 | [8 empty] | 20.5222 | 20.5222 | 20.5222 | 20.5222 | 20.5222 | 20.5222 | 20.5222 | 20.5222 | 20.5222 | 20.5222 | 20.5222 | 20.5222 | 20.5222 | 20.5222 | 20.5222 | 20.5222 | 20.5222 | 20.5222 | 20.5222 | 20.5222 | 20.5222 | 20.5222 | 20.5222 | 20.5222 | 20.5222 | 20.5222 | 20.5222 | 20.5222 | 20.5222 | 20.5222 | 20.5222 | 20.5222 | 20.5222 | 20.5222 | 20.5222 | [6 empty] | 35 |  | 205.8064 | 20.7205 | 20.7205 | 0 | 0 | 0 | =Area II Portion
Riverhead Canal 2nd Line and Bank | 2025 |  | 136.8 | [9 empty] | 21.1379 | 21.1379 | 21.1379 | 21.1379 | 21.1379 | 21.1379 | 21.1379 | 21.1379 | 21.1379 | 21.1379 | 21.1379 | 21.1379 | 21.1379 | 21.1379 | 21.1379 | 21.1379 | 21.1379 | 21.1379 | 21.1379 | 21.1379 | 21.1379 | 21.1379 | 21.1379 | 21.1379 | 21.1379 | 21.1379 | 21.1379 | 21.1379 | 21.1379 | 21.1379 | 21.1379 | 21.1379 | 21.1379 | 21.1379 | 21.1379 | [5 empty] | 35 |  | 200.9294 | 25.5974 | 25.5974 | 0 | 0 | 0
Deferral to 2025 |  |  | 136.8 | [9 empty] | 21.1379 | 21.1379 | 21.1379 | 21.1379 | 21.1379 | 21.1379 | 21.1379 | 21.1379 | 21.1379 | 21.1379 | 21.1379 | 21.1379 | 21.1379 | 21.1379 | 21.1379 | 21.1379 | 21.1379 | 21.1379 | 21.1379 | 21.1379 | 21.1379 | 21.1379 | 21.1379 | 21.1379 | 21.1379 | 21.1379 | 21.1379 | 21.1379 | 21.1379 | 21.1379 | 21.1379 | 21.1379 | 21.1379 | 21.1379 | 21.1379 | [5 empty] | 35 |  | 200.9294 | 25.5974 | 25.5974 | 0 | 0 | 0 | =Area II Portion
Riverhead Canal 2nd Line and Bank | 2026 |  | 136.8 | [10 empty] | 21.772 | 21.772 | 21.772 | 21.772 | 21.772 | 21.772 | 21.772 | 21.772 | 21.772 | 21.772 | 21.772 | 21.772 | 21.772 | 21.772 | 21.772 | 21.772 | 21.772 | 21.772 | 21.772 | 21.772 | 21.772 | 21.772 | 21.772 | 21.772 | 21.772 | 21.772 | 21.772 | 21.772 | 21.772 | 21.772 | 21.772 | 21.772 | 21.772 | 21.772 | 21.772 |  |  |  |  | 35 |  | 196.1681 | 30.3588 | 30.3588 | 0 | 0 | 0
Deferral to 2026 |  |  | 136.8 | [10 empty] | 21.772 | 21.772 | 21.772 | 21.772 | 21.772 | 21.772 | 21.772 | 21.772 | 21.772 | 21.772 | 21.772 | 21.772 | 21.772 | 21.772 | 21.772 | 21.772 | 21.772 | 21.772 | 21.772 | 21.772 | 21.772 | 21.772 | 21.772 | 21.772 | 21.772 | 21.772 | 21.772 | 21.772 | 21.772 | 21.772 | 21.772 | 21.772 | 21.772 | 21.772 | 21.772 |  |  |  |  | 35 |  | 196.1681 | 30.3588 | 30.3588 | 0 | 0 | 0 | =Area II Portion
Riverhead Canal 2nd Line and Bank | 2027 |  | 136.8 | [11 empty] | 22.4252 | 22.4252 | 22.4252 | 22.4252 | 22.4252 | 22.4252 | 22.4252 | 22.4252 | 22.4252 | 22.4252 | 22.4252 | 22.4252 | 22.4252 | 22.4252 | 22.4252 | 22.4252 | 22.4252 | 22.4252 | 22.4252 | 22.4252 | 22.4252 | 22.4252 | 22.4252 | 22.4252 | 22.4252 | 22.4252 | 22.4252 | 22.4252 | 22.4252 | 22.4252 | 22.4252 | 22.4252 | 22.4252 | 22.4252 | 22.4252 |  |  |  | 35 |  | 191.5195 | 35.0073 | 35.0073 | 0 | 0 | 0
Deferral to 2027 |  |  | 136.8 | [11 empty] | 22.4252 | 22.4252 | 22.4252 | 22.4252 | 22.4252 | 22.4252 | 22.4252 | 22.4252 | 22.4252 | 22.4252 | 22.4252 | 22.4252 | 22.4252 | 22.4252 | 22.4252 | 22.4252 | 22.4252 | 22.4252 | 22.4252 | 22.4252 | 22.4252 | 22.4252 | 22.4252 | 22.4252 | 22.4252 | 22.4252 | 22.4252 | 22.4252 | 22.4252 | 22.4252 | 22.4252 | 22.4252 | 22.4252 | 22.4252 | 22.4252 |  |  |  | 35 |  | 191.5195 | 35.0073 | 35.0073 | 0 | 0 | 0 | =Area II Portion
Riverhead Canal 2nd Line and Bank | 2028 |  | 136.8 | [12 empty] | 23.0979 | 23.0979 | 23.0979 | 23.0979 | 23.0979 | 23.0979 | 23.0979 | 23.0979 | 23.0979 | 23.0979 | 23.0979 | 23.0979 | 23.0979 | 23.0979 | 23.0979 | 23.0979 | 23.0979 | 23.0979 | 23.0979 | 23.0979 | 23.0979 | 23.0979 | 23.0979 | 23.0979 | 23.0979 | 23.0979 | 23.0979 | 23.0979 | 23.0979 | 23.0979 | 23.0979 | 23.0979 | 23.0979 | 23.0979 | 23.0979 |  |  | 35 |  | 186.9812 | 39.5457 | 39.5457 | 0 | 0 | 0
Deferral to 2028 |  |  | 136.8 | [12 empty] | 23.0979 | 23.0979 | 23.0979 | 23.0979 | 23.0979 | 23.0979 | 23.0979 | 23.0979 | 23.0979 | 23.0979 | 23.0979 | 23.0979 | 23.0979 | 23.0979 | 23.0979 | 23.0979 | 23.0979 | 23.0979 | 23.0979 | 23.0979 | 23.0979 | 23.0979 | 23.0979 | 23.0979 | 23.0979 | 23.0979 | 23.0979 | 23.0979 | 23.0979 | 23.0979 | 23.0979 | 23.0979 | 23.0979 | 23.0979 | 23.0979 |  |  | 35 |  | 186.9812 | 39.5457 | 39.5457 | 0 | 0 | 0 | =Area II Portion
Riverhead Canal 2nd Line and Bank | 2029 |  | 136.8 | [13 empty] | 23.7909 | 23.7909 | 23.7909 | 23.7909 | 23.7909 | 23.7909 | 23.7909 | 23.7909 | 23.7909 | 23.7909 | 23.7909 | 23.7909 | 23.7909 | 23.7909 | 23.7909 | 23.7909 | 23.7909 | 23.7909 | 23.7909 | 23.7909 | 23.7909 | 23.7909 | 23.7909 | 23.7909 | 23.7909 | 23.7909 | 23.7909 | 23.7909 | 23.7909 | 23.7909 | 23.7909 | 23.7909 | 23.7909 | 23.7909 | 23.7909 |  | 35 |  | 182.5503 | 43.9765 | 43.9765 | 0 | 0 | 0
Deferral to 2029 |  |  | 136.8 | [13 empty] | 23.7909 | 23.7909 | 23.7909 | 23.7909 | 23.7909 | 23.7909 | 23.7909 | 23.7909 | 23.7909 | 23.7909 | 23.7909 | 23.7909 | 23.7909 | 23.7909 | 23.7909 | 23.7909 | 23.7909 | 23.7909 | 23.7909 | 23.7909 | 23.7909 | 23.7909 | 23.7909 | 23.7909 | 23.7909 | 23.7909 | 23.7909 | 23.7909 | 23.7909 | 23.7909 | 23.7909 | 23.7909 | 23.7909 | 23.7909 | 23.7909 |  | 35 |  | 182.5503 | 43.9765 | 43.9765 | 0 | 0 | 0 | =Area II Portion
Riverhead Canal 2nd Line and Bank | 2030 |  | 136.8 | [14 empty] | 24.5046 | 24.5046 | 24.5046 | 24.5046 | 24.5046 | 24.5046 | 24.5046 | 24.5046 | 24.5046 | 24.5046 | 24.5046 | 24.5046 | 24.5046 | 24.5046 | 24.5046 | 24.5046 | 24.5046 | 24.5046 | 24.5046 | 24.5046 | 24.5046 | 24.5046 | 24.5046 | 24.5046 | 24.5046 | 24.5046 | 24.5046 | 24.5046 | 24.5046 | 24.5046 | 24.5046 | 24.5046 | 24.5046 | 24.5046 | 24.5046 | 35 |  | 178.2245 | 48.3024 | 48.3024 | 0 | 0 | 0
Deferral to 2030 |  |  | 136.8 | [14 empty] | 24.5046 | 24.5046 | 24.5046 | 24.5046 | 24.5046 | 24.5046 | 24.5046 | 24.5046 | 24.5046 | 24.5046 | 24.5046 | 24.5046 | 24.5046 | 24.5046 | 24.5046 | 24.5046 | 24.5046 | 24.5046 | 24.5046 | 24.5046 | 24.5046 | 24.5046 | 24.5046 | 24.5046 | 24.5046 | 24.5046 | 24.5046 | 24.5046 | 24.5046 | 24.5046 | 24.5046 | 24.5046 | 24.5046 | 24.5046 | 24.5046 | 35 |  | 178.2245 | 48.3024 | 48.3024 | 0 | 0 | 0 | =Area II Portion
[60 empty] | 7995170.8062 | =Area II+III Portions
Annual Avoided Costs for Deferral to 2022:
Riverhead Canal 2nd Line and Bank | 2022 |  |  | 0 | 0 | 0 | 0 | 18.2337 | 18.2337 | -1.1104 | -1.1104 | -1.1104 | -1.1104 | -1.1104 | -1.1104 | -1.1104 | -1.1104 | -1.1104 | -1.1104 | -1.1104 | -1.1104 | -1.1104 | -1.1104 | -1.1104 | -1.1104 | -1.1104 | -1.1104 | -1.1104 | -1.1104 | -1.1104 | -1.1104 | -1.1104 | -1.1104 | -1.1104 | -1.1104 | -1.1104 | -1.1104 | -1.1104 | -1.1104 | -1.1104 | -1.1104 | -1.1104 | -19.3442 | -19.3442 | [8 empty] | 35 |  |  | 10.6087
Annual Avoided Costs for Deferral to 2023:
Riverhead Canal 2nd Line and Bank | 2023 |  |  | 0 | 0 | 0 | 0 | 18.2337 | 18.2337 | 18.2337 | -1.6908 | -1.6908 | -1.6908 | -1.6908 | -1.6908 | -1.6908 | -1.6908 | -1.6908 | -1.6908 | -1.6908 | -1.6908 | -1.6908 | -1.6908 | -1.6908 | -1.6908 | -1.6908 | -1.6908 | -1.6908 | -1.6908 | -1.6908 | -1.6908 | -1.6908 | -1.6908 | -1.6908 | -1.6908 | -1.6908 | -1.6908 | -1.6908 | -1.6908 | -1.6908 | -1.6908 | -1.6908 | -19.9245 | -19.9245 | -19.9245 | [7 empty] | 35 |  |  | 15.7252
Annual Avoided Costs for Deferral to 2024:
Riverhead Canal 2nd Line and Bank | 2024 |  |  | 0 | 0 | 0 | 0 | 18.2337 | 18.2337 | 18.2337 | 18.2337 | -2.2885 | -2.2885 | -2.2885 | -2.2885 | -2.2885 | -2.2885 | -2.2885 | -2.2885 | -2.2885 | -2.2885 | -2.2885 | -2.2885 | -2.2885 | -2.2885 | -2.2885 | -2.2885 | -2.2885 | -2.2885 | -2.2885 | -2.2885 | -2.2885 | -2.2885 | -2.2885 | -2.2885 | -2.2885 | -2.2885 | -2.2885 | -2.2885 | -2.2885 | -2.2885 | -2.2885 | -20.5222 | -20.5222 | -20.5222 | -20.5222 | [6 empty] | 35 |  |  | 20.7205
Annual Avoided Costs for Deferral to 2025:
Riverhead Canal 2nd Line and Bank | 2025 |  |  | 0 | 0 | 0 | 0 | 18.2337 | 18.2337 | 18.2337 | 18.2337 | 18.2337 | -2.9042 | -2.9042 | -2.9042 | -2.9042 | -2.9042 | -2.9042 | -2.9042 | -2.9042 | -2.9042 | -2.9042 | -2.9042 | -2.9042 | -2.9042 | -2.9042 | -2.9042 | -2.9042 | -2.9042 | -2.9042 | -2.9042 | -2.9042 | -2.9042 | -2.9042 | -2.9042 | -2.9042 | -2.9042 | -2.9042 | -2.9042 | -2.9042 | -2.9042 | -2.9042 | -21.1379 | -21.1379 | -21.1379 | -21.1379 | -21.1379 | [5 empty] | 35 |  |  | 25.5974
Annual Avoided Costs for Deferral to 2026:
Riverhead Canal 2nd Line and Bank | 2026 |  |  | 0 | 0 | 0 | 0 | 18.2337 | 18.2337 | 18.2337 | 18.2337 | 18.2337 | 18.2337 | -3.5383 | -3.5383 | -3.5383 | -3.5383 | -3.5383 | -3.5383 | -3.5383 | -3.5383 | -3.5383 | -3.5383 | -3.5383 | -3.5383 | -3.5383 | -3.5383 | -3.5383 | -3.5383 | -3.5383 | -3.5383 | -3.5383 | -3.5383 | -3.5383 | -3.5383 | -3.5383 | -3.5383 | -3.5383 | -3.5383 | -3.5383 | -3.5383 | -3.5383 | -21.772 | -21.772 | -21.772 | -21.772 | -21.772 | -21.772 |  |  |  |  | 35 |  |  | 30.3588
Annual Avoided Costs for Deferral to 2027:
Riverhead Canal 2nd Line and Bank | 2027 |  |  | 0 | 0 | 0 | 0 | 18.2337 | 18.2337 | 18.2337 | 18.2337 | 18.2337 | 18.2337 | 18.2337 | -4.1915 | -4.1915 | -4.1915 | -4.1915 | -4.1915 | -4.1915 | -4.1915 | -4.1915 | -4.1915 | -4.1915 | -4.1915 | -4.1915 | -4.1915 | -4.1915 | -4.1915 | -4.1915 | -4.1915 | -4.1915 | -4.1915 | -4.1915 | -4.1915 | -4.1915 | -4.1915 | -4.1915 | -4.1915 | -4.1915 | -4.1915 | -4.1915 | -22.4252 | -22.4252 | -22.4252 | -22.4252 | -22.4252 | -22.4252 | -22.4252 |  |  |  | 35 |  |  | 35.0073
Annual Avoided Costs for Deferral to 2028:
Riverhead Canal 2nd Line and Bank | 2028 |  |  | 0 | 0 | 0 | 0 | 18.2337 | 18.2337 | 18.2337 | 18.2337 | 18.2337 | 18.2337 | 18.2337 | 18.2337 | -4.8642 | -4.8642 | -4.8642 | -4.8642 | -4.8642 | -4.8642 | -4.8642 | -4.8642 | -4.8642 | -4.8642 | -4.8642 | -4.8642 | -4.8642 | -4.8642 | -4.8642 | -4.8642 | -4.8642 | -4.8642 | -4.8642 | -4.8642 | -4.8642 | -4.8642 | -4.8642 | -4.8642 | -4.8642 | -4.8642 | -4.8642 | -23.0979 | -23.0979 | -23.0979 | -23.0979 | -23.0979 | -23.0979 | -23.0979 | -23.0979 |  |  | 35 |  |  | 39.5457
Annual Avoided Costs for Deferral to 2029:
Riverhead Canal 2nd Line and Bank | 2029 |  |  | 0 | 0 | 0 | 0 | 18.2337 | 18.2337 | 18.2337 | 18.2337 | 18.2337 | 18.2337 | 18.2337 | 18.2337 | 18.2337 | -5.5571 | -5.5571 | -5.5571 | -5.5571 | -5.5571 | -5.5571 | -5.5571 | -5.5571 | -5.5571 | -5.5571 | -5.5571 | -5.5571 | -5.5571 | -5.5571 | -5.5571 | -5.5571 | -5.5571 | -5.5571 | -5.5571 | -5.5571 | -5.5571 | -5.5571 | -5.5571 | -5.5571 | -5.5571 | -5.5571 | -23.7909 | -23.7909 | -23.7909 | -23.7909 | -23.7909 | -23.7909 | -23.7909 | -23.7909 | -23.7909 |  | 35 |  |  | 43.9765
Annual Avoided Costs for Deferral to 2030:
Riverhead Canal 2nd Line and Bank | 2030 |  |  | 0 | 0 | 0 | 0 | 18.2337 | 18.2337 | 18.2337 | 18.2337 | 18.2337 | 18.2337 | 18.2337 | 18.2337 | 18.2337 | 18.2337 | -6.2709 | -6.2709 | -6.2709 | -6.2709 | -6.2709 | -6.2709 | -6.2709 | -6.2709 | -6.2709 | -6.2709 | -6.2709 | -6.2709 | -6.2709 | -6.2709 | -6.2709 | -6.2709 | -6.2709 | -6.2709 | -6.2709 | -6.2709 | -6.2709 | -6.2709 | -6.2709 | -6.2709 | -6.2709 | -24.5046 | -24.5046 | -24.5046 | -24.5046 | -24.5046 | -24.5046 | -24.5046 | -24.5046 | -24.5046 | -24.5046 | 35 |  |  | 48.3024
0
Area III Projects: | [52 empty] | 0 | 4.54
New Canal - Southampton Cable | 2017 |  | 37.6 | 0 | 4.5863 | 4.5863 | 4.5863 | 4.5863 | 4.5863 | 4.5863 | 4.5863 | 4.5863 | 4.5863 | 4.5863 | 4.5863 | 4.5863 | 4.5863 | 4.5863 | 4.5863 | 4.5863 | 4.5863 | 4.5863 | 4.5863 | 4.5863 | 4.5863 | 4.5863 | 4.5863 | 4.5863 | 4.5863 | 4.5863 | 4.5863 | 4.5863 | 4.5863 | 4.5863 | 4.5863 | 4.5863 | 4.5863 | 4.5863 | 4.5863 | [13 empty] | 35 |  | 66.9063
Upgrade Wildwood - Riverhead to 138 kV | 2017 |  | 7.7 | 0 | 0.93922 | 0.93922 | 0.93922 | 0.93922 | 0.93922 | 0.93922 | 0.93922 | 0.93922 | 0.93922 | 0.93922 | 0.93922 | 0.93922 | 0.93922 | 0.93922 | 0.93922 | 0.93922 | 0.93922 | 0.93922 | 0.93922 | 0.93922 | 0.93922 | 0.93922 | 0.93922 | 0.93922 | 0.93922 | 0.93922 | 0.93922 | 0.93922 | 0.93922 | 0.93922 | 0.93922 | 0.93922 | 0.93922 | 0.93922 | 0.93922 | [13 empty] | 35 |  | 13.7016
Bridgehampton - Buell New 69 kV UG Cable | 2017 |  | 33.2 | 0 | 4.0496 | 4.0496 | 4.0496 | 4.0496 | 4.0496 | 4.0496 | 4.0496 | 4.0496 | 4.0496 | 4.0496 | 4.0496 | 4.0496 | 4.0496 | 4.0496 | 4.0496 | 4.0496 | 4.0496 | 4.0496 | 4.0496 | 4.0496 | 4.0496 | 4.0496 | 4.0496 | 4.0496 | 4.0496 | 4.0496 | 4.0496 | 4.0496 | 4.0496 | 4.0496 | 4.0496 | 4.0496 | 4.0496 | 4.0496 | 4.0496 | [13 empty] | 35 |  | 59.0769
Canal - Wainscott New 138 kV UG Cable | 2022 |  | 275.5 | 0 | 0 | 0 | 0 | 0 | 0 | 38.957 | 38.957 | 38.957 | 38.957 | 38.957 | 38.957 | 38.957 | 38.957 | 38.957 | 38.957 | 38.957 | 38.957 | 38.957 | 38.957 | 38.957 | 38.957 | 38.957 | 38.957 | 38.957 | 38.957 | 38.957 | 38.957 | 38.957 | 38.957 | 38.957 | 38.957 | 38.957 | 38.957 | 38.957 | 38.957 | 38.957 | 38.957 | 38.957 | 38.957 | 38.957 | [8 empty] | 35 |  | 434.8353
No Deferral |  |  | 354 |  | 9.5752 | 9.5752 | 9.5752 | 9.5752 | 9.5752 | 48.5322 | 48.5322 | 48.5322 | 48.5322 | 48.5322 | 48.5322 | 48.5322 | 48.5322 | 48.5322 | 48.5322 | 48.5322 | 48.5322 | 48.5322 | 48.5322 | 48.5322 | 48.5322 | 48.5322 | 48.5322 | 48.5322 | 48.5322 | 48.5322 | 48.5322 | 48.5322 | 48.5322 | 48.5322 | 48.5322 | 48.5322 | 48.5322 | 48.5322 | 48.5322 | 38.957 | 38.957 | 38.957 | 38.957 | 38.957 | [10 empty] | 574.52
New Canal - Southampton Cable | 2019 |  | 37.6 |  |  |  | 4.8656 | 4.8656 | 4.8656 | 4.8656 | 4.8656 | 4.8656 | 4.8656 | 4.8656 | 4.8656 | 4.8656 | 4.8656 | 4.8656 | 4.8656 | 4.8656 | 4.8656 | 4.8656 | 4.8656 | 4.8656 | 4.8656 | 4.8656 | 4.8656 | 4.8656 | 4.8656 | 4.8656 | 4.8656 | 4.8656 | 4.8656 | 4.8656 | 4.8656 | 4.8656 | 4.8656 | 4.8656 | 4.8656 | 4.8656 | 4.8656 | [11 empty] | 35 |  | 63.773 | 3.1333 | 0 | 0 | 0 | 0
Upgrade Wildwood - Riverhead to 138 kV | 2019 |  | 7.7 |  |  |  | 0.99642 | 0.99642 | 0.99642 | 0.99642 | 0.99642 | 0.99642 | 0.99642 | 0.99642 | 0.99642 | 0.99642 | 0.99642 | 0.99642 | 0.99642 | 0.99642 | 0.99642 | 0.99642 | 0.99642 | 0.99642 | 0.99642 | 0.99642 | 0.99642 | 0.99642 | 0.99642 | 0.99642 | 0.99642 | 0.99642 | 0.99642 | 0.99642 | 0.99642 | 0.99642 | 0.99642 | 0.99642 | 0.99642 | 0.99642 | 0.99642 | [11 empty] | 35 |  | 13.0599 | 0.64167 | 0 | 0 | 0 | 0
Bridgehampton - Buell New 69 kV UG Cable | 2019 |  | 33.2 |  |  |  | 4.2963 | 4.2963 | 4.2963 | 4.2963 | 4.2963 | 4.2963 | 4.2963 | 4.2963 | 4.2963 | 4.2963 | 4.2963 | 4.2963 | 4.2963 | 4.2963 | 4.2963 | 4.2963 | 4.2963 | 4.2963 | 4.2963 | 4.2963 | 4.2963 | 4.2963 | 4.2963 | 4.2963 | 4.2963 | 4.2963 | 4.2963 | 4.2963 | 4.2963 | 4.2963 | 4.2963 | 4.2963 | 4.2963 | 4.2963 | 4.2963 | [11 empty] | 35 |  | 56.3102 | 2.7667 | 0 | 0 | 0 | 0
Canal - Wainscott New 138 kV UG Cable | 2019 |  | 275.5 |  |  |  | 35.6512 | 35.6512 | 35.6512 | 35.6512 | 35.6512 | 35.6512 | 35.6512 | 35.6512 | 35.6512 | 35.6512 | 35.6512 | 35.6512 | 35.6512 | 35.6512 | 35.6512 | 35.6512 | 35.6512 | 35.6512 | 35.6512 | 35.6512 | 35.6512 | 35.6512 | 35.6512 | 35.6512 | 35.6512 | 35.6512 | 35.6512 | 35.6512 | 35.6512 | 35.6512 | 35.6512 | 35.6512 | 35.6512 | 35.6512 | 35.6512 | [11 empty] | 35 |  | 467.2728 | -32.4375 | -32.4375 | 0 | 0 | 0
Deferral to 2019 |  |  | 354 |  |  |  | 45.8095 | 45.8095 | 45.8095 | 45.8095 | 45.8095 | 45.8095 | 45.8095 | 45.8095 | 45.8095 | 45.8095 | 45.8095 | 45.8095 | 45.8095 | 45.8095 | 45.8095 | 45.8095 | 45.8095 | 45.8095 | 45.8095 | 45.8095 | 45.8095 | 45.8095 | 45.8095 | 45.8095 | 45.8095 | 45.8095 | 45.8095 | 45.8095 | 45.8095 | 45.8095 | 45.8095 | 45.8095 | 45.8095 | 45.8095 | 45.8095 | [11 empty] | 35 |  | 600.4158 | -25.8958 | -32.4375 | 0 | 0 | 0 | =Area III Portion
New Canal - Southampton Cable | 2022 |  | 37.6 | [6 empty] | 5.3168 | 5.3168 | 5.3168 | 5.3168 | 5.3168 | 5.3168 | 5.3168 | 5.3168 | 5.3168 | 5.3168 | 5.3168 | 5.3168 | 5.3168 | 5.3168 | 5.3168 | 5.3168 | 5.3168 | 5.3168 | 5.3168 | 5.3168 | 5.3168 | 5.3168 | 5.3168 | 5.3168 | 5.3168 | 5.3168 | 5.3168 | 5.3168 | 5.3168 | 5.3168 | 5.3168 | 5.3168 | 5.3168 | 5.3168 | 5.3168 | [8 empty] | 35 |  | 59.3459 | 7.5604 | 7.5604 | 0 | 0 | 0
Upgrade Wildwood - Riverhead to 138 kV | 2022 |  | 7.7 | [6 empty] | 1.0888 | 1.0888 | 1.0888 | 1.0888 | 1.0888 | 1.0888 | 1.0888 | 1.0888 | 1.0888 | 1.0888 | 1.0888 | 1.0888 | 1.0888 | 1.0888 | 1.0888 | 1.0888 | 1.0888 | 1.0888 | 1.0888 | 1.0888 | 1.0888 | 1.0888 | 1.0888 | 1.0888 | 1.0888 | 1.0888 | 1.0888 | 1.0888 | 1.0888 | 1.0888 | 1.0888 | 1.0888 | 1.0888 | 1.0888 | 1.0888 | [8 empty] | 35 |  | 12.1533 | 1.5483 | 1.5483 | 0 | 0 | 0
Bridgehampton - Buell New 69 kV UG Cable | 2022 |  | 33.2 | [6 empty] | 4.6946 | 4.6946 | 4.6946 | 4.6946 | 4.6946 | 4.6946 | 4.6946 | 4.6946 | 4.6946 | 4.6946 | 4.6946 | 4.6946 | 4.6946 | 4.6946 | 4.6946 | 4.6946 | 4.6946 | 4.6946 | 4.6946 | 4.6946 | 4.6946 | 4.6946 | 4.6946 | 4.6946 | 4.6946 | 4.6946 | 4.6946 | 4.6946 | 4.6946 | 4.6946 | 4.6946 | 4.6946 | 4.6946 | 4.6946 | 4.6946 | [8 empty] | 35 |  | 52.4012 | 6.6757 | 6.6757 | 0 | 0 | 0
Canal - Wainscott New 138 kV UG Cable | 2022 |  | 275.5 | [6 empty] | 38.957 | 38.957 | 38.957 | 38.957 | 38.957 | 38.957 | 38.957 | 38.957 | 38.957 | 38.957 | 38.957 | 38.957 | 38.957 | 38.957 | 38.957 | 38.957 | 38.957 | 38.957 | 38.957 | 38.957 | 38.957 | 38.957 | 38.957 | 38.957 | 38.957 | 38.957 | 38.957 | 38.957 | 38.957 | 38.957 | 38.957 | 38.957 | 38.957 | 38.957 | 38.957 | [8 empty] | 35 |  | 434.8353 | 0 | 0 | 0 | 0 | 0
Deferral to 2022 |  |  | 354 | [6 empty] | 50.0572 | 50.0572 | 50.0572 | 50.0572 | 50.0572 | 50.0572 | 50.0572 | 50.0572 | 50.0572 | 50.0572 | 50.0572 | 50.0572 | 50.0572 | 50.0572 | 50.0572 | 50.0572 | 50.0572 | 50.0572 | 50.0572 | 50.0572 | 50.0572 | 50.0572 | 50.0572 | 50.0572 | 50.0572 | 50.0572 | 50.0572 | 50.0572 | 50.0572 | 50.0572 | 50.0572 | 50.0572 | 50.0572 | 50.0572 | 50.0572 | [8 empty] | 35 |  | 558.7357 | 15.7843 | 15.7843 | 0 | 0 | 0 | =Area III Portion
New Canal - Southampton Cable | 2024 |  | 37.6 | [8 empty] | 5.6406 | 5.6406 | 5.6406 | 5.6406 | 5.6406 | 5.6406 | 5.6406 | 5.6406 | 5.6406 | 5.6406 | 5.6406 | 5.6406 | 5.6406 | 5.6406 | 5.6406 | 5.6406 | 5.6406 | 5.6406 | 5.6406 | 5.6406 | 5.6406 | 5.6406 | 5.6406 | 5.6406 | 5.6406 | 5.6406 | 5.6406 | 5.6406 | 5.6406 | 5.6406 | 5.6406 | 5.6406 | 5.6406 | 5.6406 | 5.6406 | [6 empty] | 35 |  | 56.5667 | 10.3397 | 10.3397 | 0 | 0 | 0
Upgrade Wildwood - Riverhead to 138 kV | 2024 |  | 7.7 | [8 empty] | 1.1551 | 1.1551 | 1.1551 | 1.1551 | 1.1551 | 1.1551 | 1.1551 | 1.1551 | 1.1551 | 1.1551 | 1.1551 | 1.1551 | 1.1551 | 1.1551 | 1.1551 | 1.1551 | 1.1551 | 1.1551 | 1.1551 | 1.1551 | 1.1551 | 1.1551 | 1.1551 | 1.1551 | 1.1551 | 1.1551 | 1.1551 | 1.1551 | 1.1551 | 1.1551 | 1.1551 | 1.1551 | 1.1551 | 1.1551 | 1.1551 | [6 empty] | 35 |  | 11.5841 | 2.1174 | 2.1174 | 0 | 0 | 0
Bridgehampton - Buell New 69 kV UG Cable | 2024 |  | 33.2 | [8 empty] | 4.9805 | 4.9805 | 4.9805 | 4.9805 | 4.9805 | 4.9805 | 4.9805 | 4.9805 | 4.9805 | 4.9805 | 4.9805 | 4.9805 | 4.9805 | 4.9805 | 4.9805 | 4.9805 | 4.9805 | 4.9805 | 4.9805 | 4.9805 | 4.9805 | 4.9805 | 4.9805 | 4.9805 | 4.9805 | 4.9805 | 4.9805 | 4.9805 | 4.9805 | 4.9805 | 4.9805 | 4.9805 | 4.9805 | 4.9805 | 4.9805 | [6 empty] | 35 |  | 49.9472 | 9.1297 | 9.1297 | 0 | 0 | 0
Canal - Wainscott New 138 kV UG Cable | 2024 |  | 275.5 | [8 empty] | 41.3295 | 41.3295 | 41.3295 | 41.3295 | 41.3295 | 41.3295 | 41.3295 | 41.3295 | 41.3295 | 41.3295 | 41.3295 | 41.3295 | 41.3295 | 41.3295 | 41.3295 | 41.3295 | 41.3295 | 41.3295 | 41.3295 | 41.3295 | 41.3295 | 41.3295 | 41.3295 | 41.3295 | 41.3295 | 41.3295 | 41.3295 | 41.3295 | 41.3295 | 41.3295 | 41.3295 | 41.3295 | 41.3295 | 41.3295 | 41.3295 | [6 empty] | 35 |  | 414.4711 | 20.3641 | 20.3641 | 0 | 0 | 0
Deferral to 2024 |  |  | 354 | [8 empty] | 53.1057 | 53.1057 | 53.1057 | 53.1057 | 53.1057 | 53.1057 | 53.1057 | 53.1057 | 53.1057 | 53.1057 | 53.1057 | 53.1057 | 53.1057 | 53.1057 | 53.1057 | 53.1057 | 53.1057 | 53.1057 | 53.1057 | 53.1057 | 53.1057 | 53.1057 | 53.1057 | 53.1057 | 53.1057 | 53.1057 | 53.1057 | 53.1057 | 53.1057 | 53.1057 | 53.1057 | 53.1057 | 53.1057 | 53.1057 | 53.1057 | [6 empty] | 35 |  | 532.5691 | 41.9509 | 41.9509 | 0 | 0 | 0 | =Area III Portion
New Canal - Southampton Cable | 2025 |  | 37.6 | [9 empty] | 5.8098 | 5.8098 | 5.8098 | 5.8098 | 5.8098 | 5.8098 | 5.8098 | 5.8098 | 5.8098 | 5.8098 | 5.8098 | 5.8098 | 5.8098 | 5.8098 | 5.8098 | 5.8098 | 5.8098 | 5.8098 | 5.8098 | 5.8098 | 5.8098 | 5.8098 | 5.8098 | 5.8098 | 5.8098 | 5.8098 | 5.8098 | 5.8098 | 5.8098 | 5.8098 | 5.8098 | 5.8098 | 5.8098 | 5.8098 | 5.8098 | [5 empty] | 35 |  | 55.2262 | 11.6801 | 11.6801 | 0 | 0 | 0
Upgrade Wildwood - Riverhead to 138 kV | 2025 |  | 7.7 | [9 empty] | 1.1898 | 1.1898 | 1.1898 | 1.1898 | 1.1898 | 1.1898 | 1.1898 | 1.1898 | 1.1898 | 1.1898 | 1.1898 | 1.1898 | 1.1898 | 1.1898 | 1.1898 | 1.1898 | 1.1898 | 1.1898 | 1.1898 | 1.1898 | 1.1898 | 1.1898 | 1.1898 | 1.1898 | 1.1898 | 1.1898 | 1.1898 | 1.1898 | 1.1898 | 1.1898 | 1.1898 | 1.1898 | 1.1898 | 1.1898 | 1.1898 | [5 empty] | 35 |  | 11.3096 | 2.3919 | 2.3919 | 0 | 0 | 0
Bridgehampton - Buell New 69 kV UG Cable | 2025 |  | 33.2 | [9 empty] | 5.13 | 5.13 | 5.13 | 5.13 | 5.13 | 5.13 | 5.13 | 5.13 | 5.13 | 5.13 | 5.13 | 5.13 | 5.13 | 5.13 | 5.13 | 5.13 | 5.13 | 5.13 | 5.13 | 5.13 | 5.13 | 5.13 | 5.13 | 5.13 | 5.13 | 5.13 | 5.13 | 5.13 | 5.13 | 5.13 | 5.13 | 5.13 | 5.13 | 5.13 | 5.13 | [5 empty] | 35 |  | 48.7636 | 10.3133 | 10.3133 | 0 | 0 | 0
Canal - Wainscott New 138 kV UG Cable | 2025 |  | 275.5 | [9 empty] | 42.5693 | 42.5693 | 42.5693 | 42.5693 | 42.5693 | 42.5693 | 42.5693 | 42.5693 | 42.5693 | 42.5693 | 42.5693 | 42.5693 | 42.5693 | 42.5693 | 42.5693 | 42.5693 | 42.5693 | 42.5693 | 42.5693 | 42.5693 | 42.5693 | 42.5693 | 42.5693 | 42.5693 | 42.5693 | 42.5693 | 42.5693 | 42.5693 | 42.5693 | 42.5693 | 42.5693 | 42.5693 | 42.5693 | 42.5693 | 42.5693 | [5 empty] | 35 |  | 404.6495 | 30.1857 | 30.1857 | 30.1857 | 1096864.9429 | 5626917.1572
Deferral to 2025 |  |  | 354 | [9 empty] | 54.6989 | 54.6989 | 54.6989 | 54.6989 | 54.6989 | 54.6989 | 54.6989 | 54.6989 | 54.6989 | 54.6989 | 54.6989 | 54.6989 | 54.6989 | 54.6989 | 54.6989 | 54.6989 | 54.6989 | 54.6989 | 54.6989 | 54.6989 | 54.6989 | 54.6989 | 54.6989 | 54.6989 | 54.6989 | 54.6989 | 54.6989 | 54.6989 | 54.6989 | 54.6989 | 54.6989 | 54.6989 | 54.6989 | 54.6989 | 54.6989 | [5 empty] | 35 |  | 519.949 | 54.5711 | 54.5711 | 30.1857 | 1096864.9429 | 5626917.1572 | =Area III Portion
New Canal - Southampton Cable | 2026 |  | 37.6 | [10 empty] | 5.9841 | 5.9841 | 5.9841 | 5.9841 | 5.9841 | 5.9841 | 5.9841 | 5.9841 | 5.9841 | 5.9841 | 5.9841 | 5.9841 | 5.9841 | 5.9841 | 5.9841 | 5.9841 | 5.9841 | 5.9841 | 5.9841 | 5.9841 | 5.9841 | 5.9841 | 5.9841 | 5.9841 | 5.9841 | 5.9841 | 5.9841 | 5.9841 | 5.9841 | 5.9841 | 5.9841 | 5.9841 | 5.9841 | 5.9841 | 5.9841 |  |  |  |  | 35 |  | 53.9175 | 12.9888 | 12.9888 | 0 | 0 | 0
Upgrade Wildwood - Riverhead to 138 kV | 2026 |  | 7.7 | [10 empty] | 1.2255 | 1.2255 | 1.2255 | 1.2255 | 1.2255 | 1.2255 | 1.2255 | 1.2255 | 1.2255 | 1.2255 | 1.2255 | 1.2255 | 1.2255 | 1.2255 | 1.2255 | 1.2255 | 1.2255 | 1.2255 | 1.2255 | 1.2255 | 1.2255 | 1.2255 | 1.2255 | 1.2255 | 1.2255 | 1.2255 | 1.2255 | 1.2255 | 1.2255 | 1.2255 | 1.2255 | 1.2255 | 1.2255 | 1.2255 | 1.2255 |  |  |  |  | 35 |  | 11.0416 | 2.6599 | 2.6599 | 0 | 0 | 0
Bridgehampton - Buell New 69 kV UG Cable | 2026 |  | 33.2 | [10 empty] | 5.2839 | 5.2839 | 5.2839 | 5.2839 | 5.2839 | 5.2839 | 5.2839 | 5.2839 | 5.2839 | 5.2839 | 5.2839 | 5.2839 | 5.2839 | 5.2839 | 5.2839 | 5.2839 | 5.2839 | 5.2839 | 5.2839 | 5.2839 | 5.2839 | 5.2839 | 5.2839 | 5.2839 | 5.2839 | 5.2839 | 5.2839 | 5.2839 | 5.2839 | 5.2839 | 5.2839 | 5.2839 | 5.2839 | 5.2839 | 5.2839 |  |  |  |  | 35 |  | 47.608 | 11.4688 | 11.4688 | 0 | 0 | 0
Canal - Wainscott New 138 kV UG Cable | 2026 |  | 275.5 | [10 empty] | 43.8464 | 43.8464 | 43.8464 | 43.8464 | 43.8464 | 43.8464 | 43.8464 | 43.8464 | 43.8464 | 43.8464 | 43.8464 | 43.8464 | 43.8464 | 43.8464 | 43.8464 | 43.8464 | 43.8464 | 43.8464 | 43.8464 | 43.8464 | 43.8464 | 43.8464 | 43.8464 | 43.8464 | 43.8464 | 43.8464 | 43.8464 | 43.8464 | 43.8464 | 43.8464 | 43.8464 | 43.8464 | 43.8464 | 43.8464 | 43.8464 |  |  |  |  | 35 |  | 395.0607 | 39.7746 | 39.7746 | 0 | 0 | 0
Deferral to 2026 |  |  | 354 | [10 empty] | 56.3399 | 56.3399 | 56.3399 | 56.3399 | 56.3399 | 56.3399 | 56.3399 | 56.3399 | 56.3399 | 56.3399 | 56.3399 | 56.3399 | 56.3399 | 56.3399 | 56.3399 | 56.3399 | 56.3399 | 56.3399 | 56.3399 | 56.3399 | 56.3399 | 56.3399 | 56.3399 | 56.3399 | 56.3399 | 56.3399 | 56.3399 | 56.3399 | 56.3399 | 56.3399 | 56.3399 | 56.3399 | 56.3399 | 56.3399 | 56.3399 |  |  |  |  | 35 |  | 507.6279 | 66.8921 | 66.8921 | 0 | 0 | 0 | =Area III Portion
New Canal - Southampton Cable | 2027 |  | 37.6 | [11 empty] | 6.1636 | 6.1636 | 6.1636 | 6.1636 | 6.1636 | 6.1636 | 6.1636 | 6.1636 | 6.1636 | 6.1636 | 6.1636 | 6.1636 | 6.1636 | 6.1636 | 6.1636 | 6.1636 | 6.1636 | 6.1636 | 6.1636 | 6.1636 | 6.1636 | 6.1636 | 6.1636 | 6.1636 | 6.1636 | 6.1636 | 6.1636 | 6.1636 | 6.1636 | 6.1636 | 6.1636 | 6.1636 | 6.1636 | 6.1636 | 6.1636 |  |  |  | 35 |  | 52.6399 | 14.2665 | 14.2665 | 0 | 0 | 0
Upgrade Wildwood - Riverhead to 138 kV | 2027 |  | 7.7 | [11 empty] | 1.2622 | 1.2622 | 1.2622 | 1.2622 | 1.2622 | 1.2622 | 1.2622 | 1.2622 | 1.2622 | 1.2622 | 1.2622 | 1.2622 | 1.2622 | 1.2622 | 1.2622 | 1.2622 | 1.2622 | 1.2622 | 1.2622 | 1.2622 | 1.2622 | 1.2622 | 1.2622 | 1.2622 | 1.2622 | 1.2622 | 1.2622 | 1.2622 | 1.2622 | 1.2622 | 1.2622 | 1.2622 | 1.2622 | 1.2622 | 1.2622 |  |  |  | 35 |  | 10.78 | 2.9216 | 2.9216 | 0 | 0 | 0
Bridgehampton - Buell New 69 kV UG Cable | 2027 |  | 33.2 | [11 empty] | 5.4424 | 5.4424 | 5.4424 | 5.4424 | 5.4424 | 5.4424 | 5.4424 | 5.4424 | 5.4424 | 5.4424 | 5.4424 | 5.4424 | 5.4424 | 5.4424 | 5.4424 | 5.4424 | 5.4424 | 5.4424 | 5.4424 | 5.4424 | 5.4424 | 5.4424 | 5.4424 | 5.4424 | 5.4424 | 5.4424 | 5.4424 | 5.4424 | 5.4424 | 5.4424 | 5.4424 | 5.4424 | 5.4424 | 5.4424 | 5.4424 |  |  |  | 35 |  | 46.4799 | 12.597 | 12.597 | 0 | 0 | 0
Canal - Wainscott New 138 kV UG Cable | 2027 |  | 275.5 | [11 empty] | 45.1618 | 45.1618 | 45.1618 | 45.1618 | 45.1618 | 45.1618 | 45.1618 | 45.1618 | 45.1618 | 45.1618 | 45.1618 | 45.1618 | 45.1618 | 45.1618 | 45.1618 | 45.1618 | 45.1618 | 45.1618 | 45.1618 | 45.1618 | 45.1618 | 45.1618 | 45.1618 | 45.1618 | 45.1618 | 45.1618 | 45.1618 | 45.1618 | 45.1618 | 45.1618 | 45.1618 | 45.1618 | 45.1618 | 45.1618 | 45.1618 |  |  |  | 35 |  | 385.6991 | 49.1362 | 49.1362 | 0 | 0 | 0
Deferral to 2027 |  |  | 354 | [11 empty] | 58.0301 | 58.0301 | 58.0301 | 58.0301 | 58.0301 | 58.0301 | 58.0301 | 58.0301 | 58.0301 | 58.0301 | 58.0301 | 58.0301 | 58.0301 | 58.0301 | 58.0301 | 58.0301 | 58.0301 | 58.0301 | 58.0301 | 58.0301 | 58.0301 | 58.0301 | 58.0301 | 58.0301 | 58.0301 | 58.0301 | 58.0301 | 58.0301 | 58.0301 | 58.0301 | 58.0301 | 58.0301 | 58.0301 | 58.0301 | 58.0301 |  |  |  | 35 |  | 495.5988 | 78.9212 | 78.9212 | 0 | 0 | 0 | =Area III Portion
New Canal - Southampton Cable | 2028 |  | 37.6 | [12 empty] | 6.3486 | 6.3486 | 6.3486 | 6.3486 | 6.3486 | 6.3486 | 6.3486 | 6.3486 | 6.3486 | 6.3486 | 6.3486 | 6.3486 | 6.3486 | 6.3486 | 6.3486 | 6.3486 | 6.3486 | 6.3486 | 6.3486 | 6.3486 | 6.3486 | 6.3486 | 6.3486 | 6.3486 | 6.3486 | 6.3486 | 6.3486 | 6.3486 | 6.3486 | 6.3486 | 6.3486 | 6.3486 | 6.3486 | 6.3486 | 6.3486 |  |  | 35 |  | 51.3925 | 15.5138 | 15.5138 | 0 | 0 | 0
Upgrade Wildwood - Riverhead to 138 kV | 2028 |  | 7.7 | [12 empty] | 1.3001 | 1.3001 | 1.3001 | 1.3001 | 1.3001 | 1.3001 | 1.3001 | 1.3001 | 1.3001 | 1.3001 | 1.3001 | 1.3001 | 1.3001 | 1.3001 | 1.3001 | 1.3001 | 1.3001 | 1.3001 | 1.3001 | 1.3001 | 1.3001 | 1.3001 | 1.3001 | 1.3001 | 1.3001 | 1.3001 | 1.3001 | 1.3001 | 1.3001 | 1.3001 | 1.3001 | 1.3001 | 1.3001 | 1.3001 | 1.3001 |  |  | 35 |  | 10.5245 | 3.177 | 3.177 | 0 | 0 | 0
Bridgehampton - Buell New 69 kV UG Cable | 2028 |  | 33.2 | [12 empty] | 5.6056 | 5.6056 | 5.6056 | 5.6056 | 5.6056 | 5.6056 | 5.6056 | 5.6056 | 5.6056 | 5.6056 | 5.6056 | 5.6056 | 5.6056 | 5.6056 | 5.6056 | 5.6056 | 5.6056 | 5.6056 | 5.6056 | 5.6056 | 5.6056 | 5.6056 | 5.6056 | 5.6056 | 5.6056 | 5.6056 | 5.6056 | 5.6056 | 5.6056 | 5.6056 | 5.6056 | 5.6056 | 5.6056 | 5.6056 | 5.6056 |  |  | 35 |  | 45.3785 | 13.6984 | 13.6984 | 0 | 0 | 0
Canal - Wainscott New 138 kV UG Cable | 2028 |  | 275.5 | [12 empty] | 46.5167 | 46.5167 | 46.5167 | 46.5167 | 46.5167 | 46.5167 | 46.5167 | 46.5167 | 46.5167 | 46.5167 | 46.5167 | 46.5167 | 46.5167 | 46.5167 | 46.5167 | 46.5167 | 46.5167 | 46.5167 | 46.5167 | 46.5167 | 46.5167 | 46.5167 | 46.5167 | 46.5167 | 46.5167 | 46.5167 | 46.5167 | 46.5167 | 46.5167 | 46.5167 | 46.5167 | 46.5167 | 46.5167 | 46.5167 | 46.5167 |  |  | 35 |  | 376.5593 | 58.276 | 58.276 | 0 | 0 | 0
Deferral to 2028 |  |  | 354 | [12 empty] | 59.771 | 59.771 | 59.771 | 59.771 | 59.771 | 59.771 | 59.771 | 59.771 | 59.771 | 59.771 | 59.771 | 59.771 | 59.771 | 59.771 | 59.771 | 59.771 | 59.771 | 59.771 | 59.771 | 59.771 | 59.771 | 59.771 | 59.771 | 59.771 | 59.771 | 59.771 | 59.771 | 59.771 | 59.771 | 59.771 | 59.771 | 59.771 | 59.771 | 59.771 | 59.771 |  |  | 35 |  | 483.8548 | 90.6653 | 90.6653 | 0 | 0 | 0 | =Area III Portion
New Canal - Southampton Cable | 2029 |  | 37.6 | [13 empty] | 6.539 | 6.539 | 6.539 | 6.539 | 6.539 | 6.539 | 6.539 | 6.539 | 6.539 | 6.539 | 6.539 | 6.539 | 6.539 | 6.539 | 6.539 | 6.539 | 6.539 | 6.539 | 6.539 | 6.539 | 6.539 | 6.539 | 6.539 | 6.539 | 6.539 | 6.539 | 6.539 | 6.539 | 6.539 | 6.539 | 6.539 | 6.539 | 6.539 | 6.539 | 6.539 |  | 35 |  | 50.1747 | 16.7317 | 16.7317 | 0 | 0 | 0
Upgrade Wildwood - Riverhead to 138 kV | 2029 |  | 7.7 | [13 empty] | 1.3391 | 1.3391 | 1.3391 | 1.3391 | 1.3391 | 1.3391 | 1.3391 | 1.3391 | 1.3391 | 1.3391 | 1.3391 | 1.3391 | 1.3391 | 1.3391 | 1.3391 | 1.3391 | 1.3391 | 1.3391 | 1.3391 | 1.3391 | 1.3391 | 1.3391 | 1.3391 | 1.3391 | 1.3391 | 1.3391 | 1.3391 | 1.3391 | 1.3391 | 1.3391 | 1.3391 | 1.3391 | 1.3391 | 1.3391 | 1.3391 |  | 35 |  | 10.2751 | 3.4264 | 3.4264 | 0 | 0 | 0
Bridgehampton - Buell New 69 kV UG Cable | 2029 |  | 33.2 | [13 empty] | 5.7738 | 5.7738 | 5.7738 | 5.7738 | 5.7738 | 5.7738 | 5.7738 | 5.7738 | 5.7738 | 5.7738 | 5.7738 | 5.7738 | 5.7738 | 5.7738 | 5.7738 | 5.7738 | 5.7738 | 5.7738 | 5.7738 | 5.7738 | 5.7738 | 5.7738 | 5.7738 | 5.7738 | 5.7738 | 5.7738 | 5.7738 | 5.7738 | 5.7738 | 5.7738 | 5.7738 | 5.7738 | 5.7738 | 5.7738 | 5.7738 |  | 35 |  | 44.3031 | 14.7737 | 14.7737 | 0 | 0 | 0
Canal - Wainscott New 138 kV UG Cable | 2029 |  | 275.5 | [13 empty] | 47.9122 | 47.9122 | 47.9122 | 47.9122 | 47.9122 | 47.9122 | 47.9122 | 47.9122 | 47.9122 | 47.9122 | 47.9122 | 47.9122 | 47.9122 | 47.9122 | 47.9122 | 47.9122 | 47.9122 | 47.9122 | 47.9122 | 47.9122 | 47.9122 | 47.9122 | 47.9122 | 47.9122 | 47.9122 | 47.9122 | 47.9122 | 47.9122 | 47.9122 | 47.9122 | 47.9122 | 47.9122 | 47.9122 | 47.9122 | 47.9122 |  | 35 |  | 367.6361 | 67.1992 | 67.1992 | 0 | 0 | 0
Deferral to 2029 |  |  | 354 | [13 empty] | 61.5641 | 61.5641 | 61.5641 | 61.5641 | 61.5641 | 61.5641 | 61.5641 | 61.5641 | 61.5641 | 61.5641 | 61.5641 | 61.5641 | 61.5641 | 61.5641 | 61.5641 | 61.5641 | 61.5641 | 61.5641 | 61.5641 | 61.5641 | 61.5641 | 61.5641 | 61.5641 | 61.5641 | 61.5641 | 61.5641 | 61.5641 | 61.5641 | 61.5641 | 61.5641 | 61.5641 | 61.5641 | 61.5641 | 61.5641 | 61.5641 |  | 35 |  | 472.389 | 102.131 | 102.131 | 0 | 0 | 0 | =Area III Portion
New Canal - Southampton Cable | 2030 |  | 37.6 | [14 empty] | 6.7352 | 6.7352 | 6.7352 | 6.7352 | 6.7352 | 6.7352 | 6.7352 | 6.7352 | 6.7352 | 6.7352 | 6.7352 | 6.7352 | 6.7352 | 6.7352 | 6.7352 | 6.7352 | 6.7352 | 6.7352 | 6.7352 | 6.7352 | 6.7352 | 6.7352 | 6.7352 | 6.7352 | 6.7352 | 6.7352 | 6.7352 | 6.7352 | 6.7352 | 6.7352 | 6.7352 | 6.7352 | 6.7352 | 6.7352 | 6.7352 | 35 |  | 48.9857 | 17.9206 | 17.9206 | 0 | 0 | 0
Upgrade Wildwood - Riverhead to 138 kV | 2030 |  | 7.7 | [14 empty] | 1.3793 | 1.3793 | 1.3793 | 1.3793 | 1.3793 | 1.3793 | 1.3793 | 1.3793 | 1.3793 | 1.3793 | 1.3793 | 1.3793 | 1.3793 | 1.3793 | 1.3793 | 1.3793 | 1.3793 | 1.3793 | 1.3793 | 1.3793 | 1.3793 | 1.3793 | 1.3793 | 1.3793 | 1.3793 | 1.3793 | 1.3793 | 1.3793 | 1.3793 | 1.3793 | 1.3793 | 1.3793 | 1.3793 | 1.3793 | 1.3793 | 35 |  | 10.0316 | 3.6699 | 3.6699 | 0 | 0 | 0
Bridgehampton - Buell New 69 kV UG Cable | 2030 |  | 33.2 | [14 empty] | 5.947 | 5.947 | 5.947 | 5.947 | 5.947 | 5.947 | 5.947 | 5.947 | 5.947 | 5.947 | 5.947 | 5.947 | 5.947 | 5.947 | 5.947 | 5.947 | 5.947 | 5.947 | 5.947 | 5.947 | 5.947 | 5.947 | 5.947 | 5.947 | 5.947 | 5.947 | 5.947 | 5.947 | 5.947 | 5.947 | 5.947 | 5.947 | 5.947 | 5.947 | 5.947 | 35 |  | 43.2533 | 15.8236 | 15.8236 | 0 | 0 | 0
Canal - Wainscott New 138 kV UG Cable | 2030 |  | 275.5 | [14 empty] | 49.3495 | 49.3495 | 49.3495 | 49.3495 | 49.3495 | 49.3495 | 49.3495 | 49.3495 | 49.3495 | 49.3495 | 49.3495 | 49.3495 | 49.3495 | 49.3495 | 49.3495 | 49.3495 | 49.3495 | 49.3495 | 49.3495 | 49.3495 | 49.3495 | 49.3495 | 49.3495 | 49.3495 | 49.3495 | 49.3495 | 49.3495 | 49.3495 | 49.3495 | 49.3495 | 49.3495 | 49.3495 | 49.3495 | 49.3495 | 49.3495 | 35 |  | 358.9243 | 75.911 | 75.911 | 0 | 0 | 0
Deferral to 2030 |  |  | 354 | [14 empty] | 63.411 | 63.411 | 63.411 | 63.411 | 63.411 | 63.411 | 63.411 | 63.411 | 63.411 | 63.411 | 63.411 | 63.411 | 63.411 | 63.411 | 63.411 | 63.411 | 63.411 | 63.411 | 63.411 | 63.411 | 63.411 | 63.411 | 63.411 | 63.411 | 63.411 | 63.411 | 63.411 | 63.411 | 63.411 | 63.411 | 63.411 | 63.411 | 63.411 | 63.411 | 63.411 | 35 |  | 461.1949 | 113.3251 | 113.3251 | 0 | 0 | 0 | =Area III Portion
[60 empty] | 5626917.1572 | =Area III Portion
Annual Avoided Costs for Deferral to 2019:
New Canal - Southampton Cable | 2019 |  |  | 0 | 4.5863 | 4.5863 | -0.27931 | -0.27931 | -0.27931 | -0.27931 | -0.27931 | -0.27931 | -0.27931 | -0.27931 | -0.27931 | -0.27931 | -0.27931 | -0.27931 | -0.27931 | -0.27931 | -0.27931 | -0.27931 | -0.27931 | -0.27931 | -0.27931 | -0.27931 | -0.27931 | -0.27931 | -0.27931 | -0.27931 | -0.27931 | -0.27931 | -0.27931 | -0.27931 | -0.27931 | -0.27931 | -0.27931 | -0.27931 | -0.27931 | -4.8656 | -4.8656 | 0 | 0 | 0 | [8 empty] | 35 |  |  | 3.1333
Upgrade Wildwood - Riverhead to 138 kV | 2019 |  |  | 0 | 0.93922 | 0.93922 | -0.057199 | -0.057199 | -0.057199 | -0.057199 | -0.057199 | -0.057199 | -0.057199 | -0.057199 | -0.057199 | -0.057199 | -0.057199 | -0.057199 | -0.057199 | -0.057199 | -0.057199 | -0.057199 | -0.057199 | -0.057199 | -0.057199 | -0.057199 | -0.057199 | -0.057199 | -0.057199 | -0.057199 | -0.057199 | -0.057199 | -0.057199 | -0.057199 | -0.057199 | -0.057199 | -0.057199 | -0.057199 | -0.057199 | -0.99642 | -0.99642 | 0 | 0 | 0 | [8 empty] | 35 |  |  | 0.64167
Bridgehampton - Buell New 69 kV UG Cable | 2019 |  |  | 0 | 4.0496 | 4.0496 | -0.24662 | -0.24662 | -0.24662 | -0.24662 | -0.24662 | -0.24662 | -0.24662 | -0.24662 | -0.24662 | -0.24662 | -0.24662 | -0.24662 | -0.24662 | -0.24662 | -0.24662 | -0.24662 | -0.24662 | -0.24662 | -0.24662 | -0.24662 | -0.24662 | -0.24662 | -0.24662 | -0.24662 | -0.24662 | -0.24662 | -0.24662 | -0.24662 | -0.24662 | -0.24662 | -0.24662 | -0.24662 | -0.24662 | -4.2963 | -4.2963 | 0 | 0 | 0 | [8 empty] | 35 |  |  | 2.7667
Canal - Wainscott New 138 kV UG Cable | 2019 |  |  | 0 | 0 | 0 | -35.6512 | -35.6512 | -35.6512 | 3.3058 | 3.3058 | 3.3058 | 3.3058 | 3.3058 | 3.3058 | 3.3058 | 3.3058 | 3.3058 | 3.3058 | 3.3058 | 3.3058 | 3.3058 | 3.3058 | 3.3058 | 3.3058 | 3.3058 | 3.3058 | 3.3058 | 3.3058 | 3.3058 | 3.3058 | 3.3058 | 3.3058 | 3.3058 | 3.3058 | 3.3058 | 3.3058 | 3.3058 | 3.3058 | 3.3058 | 3.3058 | 38.957 | 38.957 | 38.957 | [8 empty] | 3 |  |  | -32.4375
Annual Avoided Costs for Deferral to 2023:
New Canal - Southampton Cable | 2022 |  |  | 0 | 4.5863 | 4.5863 | 4.5863 | 4.5863 | 4.5863 | -0.73048 | -0.73048 | -0.73048 | -0.73048 | -0.73048 | -0.73048 | -0.73048 | -0.73048 | -0.73048 | -0.73048 | -0.73048 | -0.73048 | -0.73048 | -0.73048 | -0.73048 | -0.73048 | -0.73048 | -0.73048 | -0.73048 | -0.73048 | -0.73048 | -0.73048 | -0.73048 | -0.73048 | -0.73048 | -0.73048 | -0.73048 | -0.73048 | -0.73048 | -0.73048 | -5.3168 | -5.3168 | -5.3168 | -5.3168 | -5.3168 | 0 | [7 empty] | 35 |  |  | 7.5604
Upgrade Wildwood - Riverhead to 138 kV | 2022 |  |  | 0 | 0.93922 | 0.93922 | 0.93922 | 0.93922 | 0.93922 | -0.14959 | -0.14959 | -0.14959 | -0.14959 | -0.14959 | -0.14959 | -0.14959 | -0.14959 | -0.14959 | -0.14959 | -0.14959 | -0.14959 | -0.14959 | -0.14959 | -0.14959 | -0.14959 | -0.14959 | -0.14959 | -0.14959 | -0.14959 | -0.14959 | -0.14959 | -0.14959 | -0.14959 | -0.14959 | -0.14959 | -0.14959 | -0.14959 | -0.14959 | -0.14959 | -1.0888 | -1.0888 | -1.0888 | -1.0888 | -1.0888 | 0 | [7 empty] | 35 |  |  | 1.5483
Bridgehampton - Buell New 69 kV UG Cable | 2022 |  |  | 0 | 4.0496 | 4.0496 | 4.0496 | 4.0496 | 4.0496 | -0.645 | -0.645 | -0.645 | -0.645 | -0.645 | -0.645 | -0.645 | -0.645 | -0.645 | -0.645 | -0.645 | -0.645 | -0.645 | -0.645 | -0.645 | -0.645 | -0.645 | -0.645 | -0.645 | -0.645 | -0.645 | -0.645 | -0.645 | -0.645 | -0.645 | -0.645 | -0.645 | -0.645 | -0.645 | -0.645 | -4.6946 | -4.6946 | -4.6946 | -4.6946 | -4.6946 | 0 | [7 empty] | 35 |  |  | 6.6757
Canal - Wainscott New 138 kV UG Cable | 2022 |  |  | 0 | 0 | 0 | 0 | 0 | 0 | 0 | 0 | 0 | 0 | 0 | 0 | 0 | 0 | 0 | 0 | 0 | 0 | 0 | 0 | 0 | 0 | 0 | 0 | 0 | 0 | 0 | 0 | 0 | 0 | 0 | 0 | 0 | 0 | 0 | 0 | 0 | 0 | 0 | 0 | 0 | 0 | [7 empty] | 0 |  |  | 0
Annual Avoided Costs for Deferral to 2024:
New Canal - Southampton Cable | 2024 |  |  | 0 | 4.5863 | 4.5863 | 4.5863 | 4.5863 | 4.5863 | 4.5863 | 4.5863 | -1.0543 | -1.0543 | -1.0543 | -1.0543 | -1.0543 | -1.0543 | -1.0543 | -1.0543 | -1.0543 | -1.0543 | -1.0543 | -1.0543 | -1.0543 | -1.0543 | -1.0543 | -1.0543 | -1.0543 | -1.0543 | -1.0543 | -1.0543 | -1.0543 | -1.0543 | -1.0543 | -1.0543 | -1.0543 | -1.0543 | -1.0543 | -1.0543 | -5.6406 | -5.6406 | -5.6406 | -5.6406 | -5.6406 | -5.6406 | -5.6406 | [6 empty] | 35 |  |  | 10.3397
Upgrade Wildwood - Riverhead to 138 kV | 2024 |  |  | 0 | 0.93922 | 0.93922 | 0.93922 | 0.93922 | 0.93922 | 0.93922 | 0.93922 | -0.2159 | -0.2159 | -0.2159 | -0.2159 | -0.2159 | -0.2159 | -0.2159 | -0.2159 | -0.2159 | -0.2159 | -0.2159 | -0.2159 | -0.2159 | -0.2159 | -0.2159 | -0.2159 | -0.2159 | -0.2159 | -0.2159 | -0.2159 | -0.2159 | -0.2159 | -0.2159 | -0.2159 | -0.2159 | -0.2159 | -0.2159 | -0.2159 | -1.1551 | -1.1551 | -1.1551 | -1.1551 | -1.1551 | -1.1551 | -1.1551 | [6 empty] | 35 |  |  | 2.1174
Bridgehampton - Buell New 69 kV UG Cable | 2024 |  |  | 0 | 4.0496 | 4.0496 | 4.0496 | 4.0496 | 4.0496 | 4.0496 | 4.0496 | -0.9309 | -0.9309 | -0.9309 | -0.9309 | -0.9309 | -0.9309 | -0.9309 | -0.9309 | -0.9309 | -0.9309 | -0.9309 | -0.9309 | -0.9309 | -0.9309 | -0.9309 | -0.9309 | -0.9309 | -0.9309 | -0.9309 | -0.9309 | -0.9309 | -0.9309 | -0.9309 | -0.9309 | -0.9309 | -0.9309 | -0.9309 | -0.9309 | -4.9805 | -4.9805 | -4.9805 | -4.9805 | -4.9805 | -4.9805 | -4.9805 | [6 empty] | 35 |  |  | 9.1297
Canal - Wainscott New 138 kV UG Cable | 2024 |  |  | 0 | 0 | 0 | 0 | 0 | 0 | 38.957 | 38.957 | -2.3725 | -2.3725 | -2.3725 | -2.3725 | -2.3725 | -2.3725 | -2.3725 | -2.3725 | -2.3725 | -2.3725 | -2.3725 | -2.3725 | -2.3725 | -2.3725 | -2.3725 | -2.3725 | -2.3725 | -2.3725 | -2.3725 | -2.3725 | -2.3725 | -2.3725 | -2.3725 | -2.3725 | -2.3725 | -2.3725 | -2.3725 | -2.3725 | -2.3725 | -2.3725 | -2.3725 | -2.3725 | -2.3725 | -41.3295 | -41.3295 | [6 empty] | 35 |  |  | 20.3641
Annual Avoided Costs for Deferral to 2025:
New Canal - Southampton Cable | 2025 |  |  | 0 | 4.5863 | 4.5863 | 4.5863 | 4.5863 | 4.5863 | 4.5863 | 4.5863 | 4.5863 | -1.2235 | -1.2235 | -1.2235 | -1.2235 | -1.2235 | -1.2235 | -1.2235 | -1.2235 | -1.2235 | -1.2235 | -1.2235 | -1.2235 | -1.2235 | -1.2235 | -1.2235 | -1.2235 | -1.2235 | -1.2235 | -1.2235 | -1.2235 | -1.2235 | -1.2235 | -1.2235 | -1.2235 | -1.2235 | -1.2235 | -1.2235 | -5.8098 | -5.8098 | -5.8098 | -5.8098 | -5.8098 | -5.8098 | -5.8098 | -5.8098 | [5 empty] | 35 |  |  | 11.6801
Upgrade Wildwood - Riverhead to 138 kV | 2025 |  |  | 0 | 0.93922 | 0.93922 | 0.93922 | 0.93922 | 0.93922 | 0.93922 | 0.93922 | 0.93922 | -0.25056 | -0.25056 | -0.25056 | -0.25056 | -0.25056 | -0.25056 | -0.25056 | -0.25056 | -0.25056 | -0.25056 | -0.25056 | -0.25056 | -0.25056 | -0.25056 | -0.25056 | -0.25056 | -0.25056 | -0.25056 | -0.25056 | -0.25056 | -0.25056 | -0.25056 | -0.25056 | -0.25056 | -0.25056 | -0.25056 | -0.25056 | -1.1898 | -1.1898 | -1.1898 | -1.1898 | -1.1898 | -1.1898 | -1.1898 | -1.1898 | [5 empty] | 35 |  |  | 2.3919
Bridgehampton - Buell New 69 kV UG Cable | 2025 |  |  | 0 | 4.0496 | 4.0496 | 4.0496 | 4.0496 | 4.0496 | 4.0496 | 4.0496 | 4.0496 | -1.0803 | -1.0803 | -1.0803 | -1.0803 | -1.0803 | -1.0803 | -1.0803 | -1.0803 | -1.0803 | -1.0803 | -1.0803 | -1.0803 | -1.0803 | -1.0803 | -1.0803 | -1.0803 | -1.0803 | -1.0803 | -1.0803 | -1.0803 | -1.0803 | -1.0803 | -1.0803 | -1.0803 | -1.0803 | -1.0803 | -1.0803 | -5.13 | -5.13 | -5.13 | -5.13 | -5.13 | -5.13 | -5.13 | -5.13 | [5 empty] | 35 |  |  | 10.3133
Canal - Wainscott New 138 kV UG Cable | 2025 |  |  | 0 | 0 | 0 | 0 | 0 | 0 | 38.957 | 38.957 | 38.957 | -3.6124 | -3.6124 | -3.6124 | -3.6124 | -3.6124 | -3.6124 | -3.6124 | -3.6124 | -3.6124 | -3.6124 | -3.6124 | -3.6124 | -3.6124 | -3.6124 | -3.6124 | -3.6124 | -3.6124 | -3.6124 | -3.6124 | -3.6124 | -3.6124 | -3.6124 | -3.6124 | -3.6124 | -3.6124 | -3.6124 | -3.6124 | -3.6124 | -3.6124 | -3.6124 | -3.6124 | -3.6124 | -42.5693 | -42.5693 | -42.5693 | [5 empty] | 35 |  |  | 30.1857
Annual Avoided Costs for Deferral to 2026:
New Canal - Southampton Cable | 2026 |  |  | 0 | 4.5863 | 4.5863 | 4.5863 | 4.5863 | 4.5863 | 4.5863 | 4.5863 | 4.5863 | 4.5863 | -1.3978 | -1.3978 | -1.3978 | -1.3978 | -1.3978 | -1.3978 | -1.3978 | -1.3978 | -1.3978 | -1.3978 | -1.3978 | -1.3978 | -1.3978 | -1.3978 | -1.3978 | -1.3978 | -1.3978 | -1.3978 | -1.3978 | -1.3978 | -1.3978 | -1.3978 | -1.3978 | -1.3978 | -1.3978 | -1.3978 | -5.9841 | -5.9841 | -5.9841 | -5.9841 | -5.9841 | -5.9841 | -5.9841 | -5.9841 | -5.9841 |  |  |  |  | 35 |  |  | 12.9888
Upgrade Wildwood - Riverhead to 138 kV | 2026 |  |  | 0 | 0.93922 | 0.93922 | 0.93922 | 0.93922 | 0.93922 | 0.93922 | 0.93922 | 0.93922 | 0.93922 | -0.28625 | -0.28625 | -0.28625 | -0.28625 | -0.28625 | -0.28625 | -0.28625 | -0.28625 | -0.28625 | -0.28625 | -0.28625 | -0.28625 | -0.28625 | -0.28625 | -0.28625 | -0.28625 | -0.28625 | -0.28625 | -0.28625 | -0.28625 | -0.28625 | -0.28625 | -0.28625 | -0.28625 | -0.28625 | -0.28625 | -1.2255 | -1.2255 | -1.2255 | -1.2255 | -1.2255 | -1.2255 | -1.2255 | -1.2255 | -1.2255 |  |  |  |  | 35 |  |  | 2.6599
Bridgehampton - Buell New 69 kV UG Cable | 2026 |  |  | 0 | 4.0496 | 4.0496 | 4.0496 | 4.0496 | 4.0496 | 4.0496 | 4.0496 | 4.0496 | 4.0496 | -1.2342 | -1.2342 | -1.2342 | -1.2342 | -1.2342 | -1.2342 | -1.2342 | -1.2342 | -1.2342 | -1.2342 | -1.2342 | -1.2342 | -1.2342 | -1.2342 | -1.2342 | -1.2342 | -1.2342 | -1.2342 | -1.2342 | -1.2342 | -1.2342 | -1.2342 | -1.2342 | -1.2342 | -1.2342 | -1.2342 | -5.2839 | -5.2839 | -5.2839 | -5.2839 | -5.2839 | -5.2839 | -5.2839 | -5.2839 | -5.2839 |  |  |  |  | 35 |  |  | 11.4688
Canal - Wainscott New 138 kV UG Cable | 2026 |  |  | 0 | 0 | 0 | 0 | 0 | 0 | 38.957 | 38.957 | 38.957 | 38.957 | -4.8894 | -4.8894 | -4.8894 | -4.8894 | -4.8894 | -4.8894 | -4.8894 | -4.8894 | -4.8894 | -4.8894 | -4.8894 | -4.8894 | -4.8894 | -4.8894 | -4.8894 | -4.8894 | -4.8894 | -4.8894 | -4.8894 | -4.8894 | -4.8894 | -4.8894 | -4.8894 | -4.8894 | -4.8894 | -4.8894 | -4.8894 | -4.8894 | -4.8894 | -4.8894 | -4.8894 | -43.8464 | -43.8464 | -43.8464 | -43.8464 |  |  |  |  | 35 |  |  | 39.7746
Annual Avoided Costs for Deferral to 2027:
New Canal - Southampton Cable | 2027 |  |  | 0 | 4.5863 | 4.5863 | 4.5863 | 4.5863 | 4.5863 | 4.5863 | 4.5863 | 4.5863 | 4.5863 | 4.5863 | -1.5773 | -1.5773 | -1.5773 | -1.5773 | -1.5773 | -1.5773 | -1.5773 | -1.5773 | -1.5773 | -1.5773 | -1.5773 | -1.5773 | -1.5773 | -1.5773 | -1.5773 | -1.5773 | -1.5773 | -1.5773 | -1.5773 | -1.5773 | -1.5773 | -1.5773 | -1.5773 | -1.5773 | -1.5773 | -6.1636 | -6.1636 | -6.1636 | -6.1636 | -6.1636 | -6.1636 | -6.1636 | -6.1636 | -6.1636 | -6.1636 |  |  |  | 35 |  |  | 14.2665
Upgrade Wildwood - Riverhead to 138 kV | 2027 |  |  | 0 | 0.93922 | 0.93922 | 0.93922 | 0.93922 | 0.93922 | 0.93922 | 0.93922 | 0.93922 | 0.93922 | 0.93922 | -0.32301 | -0.32301 | -0.32301 | -0.32301 | -0.32301 | -0.32301 | -0.32301 | -0.32301 | -0.32301 | -0.32301 | -0.32301 | -0.32301 | -0.32301 | -0.32301 | -0.32301 | -0.32301 | -0.32301 | -0.32301 | -0.32301 | -0.32301 | -0.32301 | -0.32301 | -0.32301 | -0.32301 | -0.32301 | -1.2622 | -1.2622 | -1.2622 | -1.2622 | -1.2622 | -1.2622 | -1.2622 | -1.2622 | -1.2622 | -1.2622 |  |  |  | 35 |  |  | 2.9216
Bridgehampton - Buell New 69 kV UG Cable | 2027 |  |  | 0 | 4.0496 | 4.0496 | 4.0496 | 4.0496 | 4.0496 | 4.0496 | 4.0496 | 4.0496 | 4.0496 | 4.0496 | -1.3927 | -1.3927 | -1.3927 | -1.3927 | -1.3927 | -1.3927 | -1.3927 | -1.3927 | -1.3927 | -1.3927 | -1.3927 | -1.3927 | -1.3927 | -1.3927 | -1.3927 | -1.3927 | -1.3927 | -1.3927 | -1.3927 | -1.3927 | -1.3927 | -1.3927 | -1.3927 | -1.3927 | -1.3927 | -5.4424 | -5.4424 | -5.4424 | -5.4424 | -5.4424 | -5.4424 | -5.4424 | -5.4424 | -5.4424 | -5.4424 |  |  |  | 35 |  |  | 12.597
Canal - Wainscott New 138 kV UG Cable | 2027 |  |  | 0 | 0 | 0 | 0 | 0 | 0 | 38.957 | 38.957 | 38.957 | 38.957 | 38.957 | -6.2048 | -6.2048 | -6.2048 | -6.2048 | -6.2048 | -6.2048 | -6.2048 | -6.2048 | -6.2048 | -6.2048 | -6.2048 | -6.2048 | -6.2048 | -6.2048 | -6.2048 | -6.2048 | -6.2048 | -6.2048 | -6.2048 | -6.2048 | -6.2048 | -6.2048 | -6.2048 | -6.2048 | -6.2048 | -6.2048 | -6.2048 | -6.2048 | -6.2048 | -6.2048 | -45.1618 | -45.1618 | -45.1618 | -45.1618 | -45.1618 |  |  |  | 35 |  |  | 49.1362
Annual Avoided Costs for Deferral to 2028:
New Canal - Southampton Cable | 2028 |  |  | 0 | 4.5863 | 4.5863 | 4.5863 | 4.5863 | 4.5863 | 4.5863 | 4.5863 | 4.5863 | 4.5863 | 4.5863 | 4.5863 | -1.7622 | -1.7622 | -1.7622 | -1.7622 | -1.7622 | -1.7622 | -1.7622 | -1.7622 | -1.7622 | -1.7622 | -1.7622 | -1.7622 | -1.7622 | -1.7622 | -1.7622 | -1.7622 | -1.7622 | -1.7622 | -1.7622 | -1.7622 | -1.7622 | -1.7622 | -1.7622 | -1.7622 | -6.3486 | -6.3486 | -6.3486 | -6.3486 | -6.3486 | -6.3486 | -6.3486 | -6.3486 | -6.3486 | -6.3486 | -6.3486 |  |  | 35 |  |  | 15.5138
Upgrade Wildwood - Riverhead to 138 kV | 2028 |  |  | 0 | 0.93922 | 0.93922 | 0.93922 | 0.93922 | 0.93922 | 0.93922 | 0.93922 | 0.93922 | 0.93922 | 0.93922 | 0.93922 | -0.36088 | -0.36088 | -0.36088 | -0.36088 | -0.36088 | -0.36088 | -0.36088 | -0.36088 | -0.36088 | -0.36088 | -0.36088 | -0.36088 | -0.36088 | -0.36088 | -0.36088 | -0.36088 | -0.36088 | -0.36088 | -0.36088 | -0.36088 | -0.36088 | -0.36088 | -0.36088 | -0.36088 | -1.3001 | -1.3001 | -1.3001 | -1.3001 | -1.3001 | -1.3001 | -1.3001 | -1.3001 | -1.3001 | -1.3001 | -1.3001 |  |  | 35 |  |  | 3.177
Bridgehampton - Buell New 69 kV UG Cable | 2028 |  |  | 0 | 4.0496 | 4.0496 | 4.0496 | 4.0496 | 4.0496 | 4.0496 | 4.0496 | 4.0496 | 4.0496 | 4.0496 | 4.0496 | -1.556 | -1.556 | -1.556 | -1.556 | -1.556 | -1.556 | -1.556 | -1.556 | -1.556 | -1.556 | -1.556 | -1.556 | -1.556 | -1.556 | -1.556 | -1.556 | -1.556 | -1.556 | -1.556 | -1.556 | -1.556 | -1.556 | -1.556 | -1.556 | -5.6056 | -5.6056 | -5.6056 | -5.6056 | -5.6056 | -5.6056 | -5.6056 | -5.6056 | -5.6056 | -5.6056 | -5.6056 |  |  | 35 |  |  | 13.6984
Canal - Wainscott New 138 kV UG Cable | 2028 |  |  | 0 | 0 | 0 | 0 | 0 | 0 | 38.957 | 38.957 | 38.957 | 38.957 | 38.957 | 38.957 | -7.5597 | -7.5597 | -7.5597 | -7.5597 | -7.5597 | -7.5597 | -7.5597 | -7.5597 | -7.5597 | -7.5597 | -7.5597 | -7.5597 | -7.5597 | -7.5597 | -7.5597 | -7.5597 | -7.5597 | -7.5597 | -7.5597 | -7.5597 | -7.5597 | -7.5597 | -7.5597 | -7.5597 | -7.5597 | -7.5597 | -7.5597 | -7.5597 | -7.5597 | -46.5167 | -46.5167 | -46.5167 | -46.5167 | -46.5167 | -46.5167 |  |  | 35 |  |  | 58.276
Annual Avoided Costs for Deferral to 2029:
New Canal - Southampton Cable | 2029 |  |  | 0 | 4.5863 | 4.5863 | 4.5863 | 4.5863 | 4.5863 | 4.5863 | 4.5863 | 4.5863 | 4.5863 | 4.5863 | 4.5863 | 4.5863 | -1.9527 | -1.9527 | -1.9527 | -1.9527 | -1.9527 | -1.9527 | -1.9527 | -1.9527 | -1.9527 | -1.9527 | -1.9527 | -1.9527 | -1.9527 | -1.9527 | -1.9527 | -1.9527 | -1.9527 | -1.9527 | -1.9527 | -1.9527 | -1.9527 | -1.9527 | -1.9527 | -6.539 | -6.539 | -6.539 | -6.539 | -6.539 | -6.539 | -6.539 | -6.539 | -6.539 | -6.539 | -6.539 | -6.539 |  | 35 |  |  | 16.7317
Upgrade Wildwood - Riverhead to 138 kV | 2029 |  |  | 0 | 0.93922 | 0.93922 | 0.93922 | 0.93922 | 0.93922 | 0.93922 | 0.93922 | 0.93922 | 0.93922 | 0.93922 | 0.93922 | 0.93922 | -0.39988 | -0.39988 | -0.39988 | -0.39988 | -0.39988 | -0.39988 | -0.39988 | -0.39988 | -0.39988 | -0.39988 | -0.39988 | -0.39988 | -0.39988 | -0.39988 | -0.39988 | -0.39988 | -0.39988 | -0.39988 | -0.39988 | -0.39988 | -0.39988 | -0.39988 | -0.39988 | -1.3391 | -1.3391 | -1.3391 | -1.3391 | -1.3391 | -1.3391 | -1.3391 | -1.3391 | -1.3391 | -1.3391 | -1.3391 | -1.3391 |  | 35 |  |  | 3.4264
Bridgehampton - Buell New 69 kV UG Cable | 2029 |  |  | 0 | 4.0496 | 4.0496 | 4.0496 | 4.0496 | 4.0496 | 4.0496 | 4.0496 | 4.0496 | 4.0496 | 4.0496 | 4.0496 | 4.0496 | -1.7242 | -1.7242 | -1.7242 | -1.7242 | -1.7242 | -1.7242 | -1.7242 | -1.7242 | -1.7242 | -1.7242 | -1.7242 | -1.7242 | -1.7242 | -1.7242 | -1.7242 | -1.7242 | -1.7242 | -1.7242 | -1.7242 | -1.7242 | -1.7242 | -1.7242 | -1.7242 | -5.7738 | -5.7738 | -5.7738 | -5.7738 | -5.7738 | -5.7738 | -5.7738 | -5.7738 | -5.7738 | -5.7738 | -5.7738 | -5.7738 |  | 35 |  |  | 14.7737
Canal - Wainscott New 138 kV UG Cable | 2029 |  |  | 0 | 0 | 0 | 0 | 0 | 0 | 38.957 | 38.957 | 38.957 | 38.957 | 38.957 | 38.957 | 38.957 | -8.9552 | -8.9552 | -8.9552 | -8.9552 | -8.9552 | -8.9552 | -8.9552 | -8.9552 | -8.9552 | -8.9552 | -8.9552 | -8.9552 | -8.9552 | -8.9552 | -8.9552 | -8.9552 | -8.9552 | -8.9552 | -8.9552 | -8.9552 | -8.9552 | -8.9552 | -8.9552 | -8.9552 | -8.9552 | -8.9552 | -8.9552 | -8.9552 | -47.9122 | -47.9122 | -47.9122 | -47.9122 | -47.9122 | -47.9122 | -47.9122 |  | 35 |  |  | 67.1992
Annual Avoided Costs for Deferral to 2030:
New Canal - Southampton Cable | 2030 |  |  | 0 | 4.5863 | 4.5863 | 4.5863 | 4.5863 | 4.5863 | 4.5863 | 4.5863 | 4.5863 | 4.5863 | 4.5863 | 4.5863 | 4.5863 | 4.5863 | -2.1489 | -2.1489 | -2.1489 | -2.1489 | -2.1489 | -2.1489 | -2.1489 | -2.1489 | -2.1489 | -2.1489 | -2.1489 | -2.1489 | -2.1489 | -2.1489 | -2.1489 | -2.1489 | -2.1489 | -2.1489 | -2.1489 | -2.1489 | -2.1489 | -2.1489 | -6.7352 | -6.7352 | -6.7352 | -6.7352 | -6.7352 | -6.7352 | -6.7352 | -6.7352 | -6.7352 | -6.7352 | -6.7352 | -6.7352 | -6.7352 | 35 |  |  | 17.9206
Upgrade Wildwood - Riverhead to 138 kV | 2030 |  |  | 0 | 0.93922 | 0.93922 | 0.93922 | 0.93922 | 0.93922 | 0.93922 | 0.93922 | 0.93922 | 0.93922 | 0.93922 | 0.93922 | 0.93922 | 0.93922 | -0.44006 | -0.44006 | -0.44006 | -0.44006 | -0.44006 | -0.44006 | -0.44006 | -0.44006 | -0.44006 | -0.44006 | -0.44006 | -0.44006 | -0.44006 | -0.44006 | -0.44006 | -0.44006 | -0.44006 | -0.44006 | -0.44006 | -0.44006 | -0.44006 | -0.44006 | -1.3793 | -1.3793 | -1.3793 | -1.3793 | -1.3793 | -1.3793 | -1.3793 | -1.3793 | -1.3793 | -1.3793 | -1.3793 | -1.3793 | -1.3793 | 35 |  |  | 3.6699
Bridgehampton - Buell New 69 kV UG Cable | 2030 |  |  | 0 | 4.0496 | 4.0496 | 4.0496 | 4.0496 | 4.0496 | 4.0496 | 4.0496 | 4.0496 | 4.0496 | 4.0496 | 4.0496 | 4.0496 | 4.0496 | -1.8974 | -1.8974 | -1.8974 | -1.8974 | -1.8974 | -1.8974 | -1.8974 | -1.8974 | -1.8974 | -1.8974 | -1.8974 | -1.8974 | -1.8974 | -1.8974 | -1.8974 | -1.8974 | -1.8974 | -1.8974 | -1.8974 | -1.8974 | -1.8974 | -1.8974 | -5.947 | -5.947 | -5.947 | -5.947 | -5.947 | -5.947 | -5.947 | -5.947 | -5.947 | -5.947 | -5.947 | -5.947 | -5.947 | 35 |  |  | 15.8236
Canal - Wainscott New 138 kV UG Cable | 2030 |  |  | 0 | 0 | 0 | 0 | 0 | 0 | 38.957 | 38.957 | 38.957 | 38.957 | 38.957 | 38.957 | 38.957 | 38.957 | -10.3926 | -10.3926 | -10.3926 | -10.3926 | -10.3926 | -10.3926 | -10.3926 | -10.3926 | -10.3926 | -10.3926 | -10.3926 | -10.3926 | -10.3926 | -10.3926 | -10.3926 | -10.3926 | -10.3926 | -10.3926 | -10.3926 | -10.3926 | -10.3926 | -10.3926 | -10.3926 | -10.3926 | -10.3926 | -10.3926 | -10.3926 | -49.3495 | -49.3495 | -49.3495 | -49.3495 | -49.3495 | -49.3495 | -49.3495 | -49.3495 | 35 |  |  | 75.911
Actual Avoided Cost for Portfolio Projects in Area as % of Transmission Projects in Area
Total - All Areas (No Deferrals,$Millions) |  |  | 513.3 |  | 11.3926 | 11.9957 | 12.358 | 30.5918 | 30.5918 | 69.5487 | 69.5487 | 69.5487 | 69.5487 | 69.5487 | 69.5487 | 69.5487 | 69.5487 | 69.5487 | 69.5487 | 69.5487 | 69.5487 | 69.5487 | 69.5487 | 69.5487 | 69.5487 | 69.5487 | 69.5487 | 69.5487 | 69.5487 | 69.5487 | 69.5487 | 69.5487 | 69.5487 | 69.5487 | 69.5487 | 69.5487 | 69.5487 | 69.5487 | 69.5487 | 58.1561 | 57.553 | 57.1907 | 38.957 | 38.957 | 0 | 0 | 0 | 0 | 0 | 0 | 0 | 0 |  | 27.52 | 840.6482 | -14.0831 | = max. total avoided cost in portfolio |  | 74.21%
[56 empty] | 1.204 | = Area I projects differential |  | 100%
[56 empty] | 10.6087 | = Area II projects differential |  | 100%
[56 empty] | -25.8958 | = Area III projects differential |  | 100%
Area I Projects:
[56 empty] | 0.9882 | Amagansett Conversion 33 kV
[56 empty] | 0.39528 | East Hampton Conversion 33 kV
[56 empty] | 0.08392 | Buell Conversion 33 kV
[56 empty] | 0.57887 | Hither Hills Conversion to 33 kV
[56 empty] | 0.32967 | Culloden Pt Conversion to 33 kV
Area II Projects:
[56 empty] | 10.6087 | Riverhead Canal 2nd Line and Bank
Area III Projects:
[56 empty] | 3.1333 | New Canal - Southampton Cable
[56 empty] | 0.64167 | Upgrade Wildwood - Riverhead to 138 kV
[56 empty] | 2.7667 | Bridgehampton - Buell New 69 kV UG Cable
[56 empty] | 30.1857 | Canal - Wainscott New 138 kV UG Cable
[56 empty] | 49.712 | = max. total avoided cost in portfolio with deferrals past deferral baseline years
Annual Avoided Costs for Deferrals: (see note*)
| Deferral Year |  |  | 2016 | 2017 | 2018 | 2019 | 2020 | 2021 | 2022 | 2023 | 2024 | 2025 | 2026 | 2027 | 2028 | 2029 | 2030 | 2031 | 2032 | 2033 | 2034 | 2035 | 2036 | 2037 | 2038 | 2039 | 2040 | 2041 | 2042 | 2043 | 2044 | 2045 | 2046 | 2047 | 2048 | 2049 | 2050 | 2051 | 2052 | 2053 | 2054 | 2055 | 2056 | 2057 | 2058 | 2059 | 2060 | 2061 | 2062 | 2063 | 2064 |  |  |  |  | Output: NPV of Transmission Avoided Costs for Portfolio
Area I Projects:
Amagansett Conversion 33 kV | 2020 |  |  | 0 | 0.97582 | 0.97582 | 0.97582 | -0.090484 | -0.090484 | -0.090484 | -0.090484 | -0.090484 | -0.090484 | -0.090484 | -0.090484 | -0.090484 | -0.090484 | -0.090484 | -0.090484 | -0.090484 | -0.090484 | -0.090484 | -0.090484 | -0.090484 | -0.090484 | -0.090484 | -0.090484 | -0.090484 | -0.090484 | -0.090484 | -0.090484 | -0.090484 | -0.090484 | -0.090484 | -0.090484 | -0.090484 | -0.090484 | -0.090484 | -0.090484 | -1.0663 | -1.0663 | -1.0663 | 0 | 0 | 0 | 0 | 0 | 0 | 0 | 0 | 0 | 0 | 35 |  | 0.9882 |  | -988202.9458
East Hampton Conversion 33 kV | 2020 |  |  | 0 | 0.39033 | 0.39033 | 0.39033 | -0.036194 | -0.036194 | -0.036194 | -0.036194 | -0.036194 | -0.036194 | -0.036194 | -0.036194 | -0.036194 | -0.036194 | -0.036194 | -0.036194 | -0.036194 | -0.036194 | -0.036194 | -0.036194 | -0.036194 | -0.036194 | -0.036194 | -0.036194 | -0.036194 | -0.036194 | -0.036194 | -0.036194 | -0.036194 | -0.036194 | -0.036194 | -0.036194 | -0.036194 | -0.036194 | -0.036194 | -0.036194 | -0.42652 | -0.42652 | -0.42652 | 0 | 0 | 0 | 0 | 0 | 0 | 0 | 0 | 0 | 0 | 35 |  | 0.39528 |  | -395281.1783
Buell Conversion 33 kV | 2020 |  |  | 0 | 0.45131 | 0.45131 | 0.45131 | -0.071883 | -0.071883 | -0.071883 | -0.071883 | -0.071883 | -0.071883 | -0.071883 | -0.071883 | -0.071883 | -0.071883 | -0.071883 | -0.071883 | -0.071883 | -0.071883 | -0.071883 | -0.071883 | -0.071883 | -0.071883 | -0.071883 | -0.071883 | -0.071883 | -0.071883 | -0.071883 | -0.071883 | -0.071883 | -0.071883 | -0.071883 | -0.071883 | -0.071883 | -0.071883 | -0.071883 | -0.071883 | -0.5232 | -0.5232 | -0.5232 | 0 | 0 | 0 | 0 | 0 | 0 | 0 | 0 | 0 | 0 | 35 |  | 0.08392 |  | -83920.326
Hither Hills Conversion to 33 kV | 2021 |  |  | 0 | 0 | 0.60305 | 0.60305 | 0.60305 | -0.055919 | -0.055919 | -0.055919 | -0.055919 | -0.055919 | -0.055919 | -0.055919 | -0.055919 | -0.055919 | -0.055919 | -0.055919 | -0.055919 | -0.055919 | -0.055919 | -0.055919 | -0.055919 | -0.055919 | -0.055919 | -0.055919 | -0.055919 | -0.055919 | -0.055919 | -0.055919 | -0.055919 | -0.055919 | -0.055919 | -0.055919 | -0.055919 | -0.055919 | -0.055919 | -0.055919 | -0.055919 | -0.65897 | -0.65897 | -0.65897 | 0 | 0 | 0 | 0 | 0 | 0 | 0 | 0 | 0 | 35 |  | 0.57887 |  | -578871.4886
Culloden Pt Conversion to 33 kV | 2022 |  |  | 0 | 0 | 0 | 0.36233 | 0.36233 | 0.36233 | -0.033598 | -0.033598 | -0.033598 | -0.033598 | -0.033598 | -0.033598 | -0.033598 | -0.033598 | -0.033598 | -0.033598 | -0.033598 | -0.033598 | -0.033598 | -0.033598 | -0.033598 | -0.033598 | -0.033598 | -0.033598 | -0.033598 | -0.033598 | -0.033598 | -0.033598 | -0.033598 | -0.033598 | -0.033598 | -0.033598 | -0.033598 | -0.033598 | -0.033598 | -0.033598 | -0.033598 | -0.033598 | -0.39593 | -0.39593 | -0.39593 | 0 | 0 | 0 | 0 | 0 | 0 | 0 | 0 | 35 |  | 0.32967 |  | -329673.2569
Area II Projects:
Riverhead Canal 2nd Line and Bank | 2022 |  |  | 0 | 0 | 0 | 0 | 18.2337 | 18.2337 | -1.1104 | -1.1104 | -1.1104 | -1.1104 | -1.1104 | -1.1104 | -1.1104 | -1.1104 | -1.1104 | -1.1104 | -1.1104 | -1.1104 | -1.1104 | -1.1104 | -1.1104 | -1.1104 | -1.1104 | -1.1104 | -1.1104 | -1.1104 | -1.1104 | -1.1104 | -1.1104 | -1.1104 | -1.1104 | -1.1104 | -1.1104 | -1.1104 | -1.1104 | -1.1104 | -1.1104 | -1.1104 | -1.1104 | -19.3442 | -19.3442 | 0 | 0 | 0 | 0 | 0 | 0 | 0 | 0 | 35 |  | 10.6087 |  | -10608668.3926
Area III Projects:
New Canal - Southampton Cable | 2019 |  |  | 0 | 4.5863 | 4.5863 | -0.27931 | -0.27931 | -0.27931 | -0.27931 | -0.27931 | -0.27931 | -0.27931 | -0.27931 | -0.27931 | -0.27931 | -0.27931 | -0.27931 | -0.27931 | -0.27931 | -0.27931 | -0.27931 | -0.27931 | -0.27931 | -0.27931 | -0.27931 | -0.27931 | -0.27931 | -0.27931 | -0.27931 | -0.27931 | -0.27931 | -0.27931 | -0.27931 | -0.27931 | -0.27931 | -0.27931 | -0.27931 | -0.27931 | -4.8656 | -4.8656 | 0 | 0 | 0 | 0 | 0 | 0 | 0 | 0 | 0 | 0 | 0 | 35 |  | 3.1333 |  | -3133345.7992
Upgrade Wildwood - Riverhead to 138 kV | 2019 |  |  | 0 | 0.93922 | 0.93922 | -0.057199 | -0.057199 | -0.057199 | -0.057199 | -0.057199 | -0.057199 | -0.057199 | -0.057199 | -0.057199 | -0.057199 | -0.057199 | -0.057199 | -0.057199 | -0.057199 | -0.057199 | -0.057199 | -0.057199 | -0.057199 | -0.057199 | -0.057199 | -0.057199 | -0.057199 | -0.057199 | -0.057199 | -0.057199 | -0.057199 | -0.057199 | -0.057199 | -0.057199 | -0.057199 | -0.057199 | -0.057199 | -0.057199 | -0.99642 | -0.99642 | 0 | 0 | 0 | 0 | 0 | 0 | 0 | 0 | 0 | 0 | 0 | 35 |  | 0.64167 |  | -641669.2195
Bridgehampton - Buell New 69 kV UG Cable | 2019 |  |  | 0 | 4.0496 | 4.0496 | -0.24662 | -0.24662 | -0.24662 | -0.24662 | -0.24662 | -0.24662 | -0.24662 | -0.24662 | -0.24662 | -0.24662 | -0.24662 | -0.24662 | -0.24662 | -0.24662 | -0.24662 | -0.24662 | -0.24662 | -0.24662 | -0.24662 | -0.24662 | -0.24662 | -0.24662 | -0.24662 | -0.24662 | -0.24662 | -0.24662 | -0.24662 | -0.24662 | -0.24662 | -0.24662 | -0.24662 | -0.24662 | -0.24662 | -4.2963 | -4.2963 | 0 | 0 | 0 | 0 | 0 | 0 | 0 | 0 | 0 | 0 | 0 | 35 |  | 2.7667 |  | -2766677.6738
Canal - Wainscott New 138 kV UG Cable | 2025 |  |  | 0 | 0 | 0 | 0 | 0 | 0 | 38.957 | 38.957 | 38.957 | -3.6124 | -3.6124 | -3.6124 | -3.6124 | -3.6124 | -3.6124 | -3.6124 | -3.6124 | -3.6124 | -3.6124 | -3.6124 | -3.6124 | -3.6124 | -3.6124 | -3.6124 | -3.6124 | -3.6124 | -3.6124 | -3.6124 | -3.6124 | -3.6124 | -3.6124 | -3.6124 | -3.6124 | -3.6124 | -3.6124 | -3.6124 | -3.6124 | -3.6124 | -3.6124 | -3.6124 | -3.6124 | -42.5693 | -42.5693 | -42.5693 | 0 | 0 | 0 | 0 | 0 | 35 |  | 30.1857 |  | -30185723.2295
Total - All Areas (Avoided Costs, $Millions) |  |  |  | 0 | 11.3926 | 11.9957 | 2.1997 | 18.4174 | 17.7584 | 36.9753 | 36.9753 | 36.9753 | -5.594 | -5.594 | -5.594 | -5.594 | -5.594 | -5.594 | -5.594 | -5.594 | -5.594 | -5.594 | -5.594 | -5.594 | -5.594 | -5.594 | -5.594 | -5.594 | -5.594 | -5.594 | -5.594 | -5.594 | -5.594 | -5.594 | -5.594 | -5.594 | -5.594 | -5.594 | -5.594 | -16.9866 | -17.5897 | -7.7937 | -24.0114 | -23.3525 | -42.5693 | -42.5693 | -42.5693 | 0 | 0 | 0 | 0 | 0 |  |  | 49.712 |  | 49712033.5103 | error
$/kW-yr |  |  |  | 0 | 413.9768 | 435.8901 | 79.9315 | 669.2377 | 645.2925 | 1343.5807 | 1343.5807 | 1343.5807 | -203.2705 | -203.2705 | -203.2705 | -203.2705 | -203.2705 | -203.2705 | -203.2705 | -203.2705 | -203.2705 | -203.2705 | -203.2705 | -203.2705 | -203.2705 | -203.2705 | -203.2705 | -203.2705 | -203.2705 | -203.2705 | -203.2705 | -203.2705 | -203.2705 | -203.2705 | -203.2705 | -203.2705 | -203.2705 | -203.2705 | -203.2705 | -617.2474 | -639.1607 | -283.2021 | -872.5083 | -848.563 | -1546.8513 | -1546.8513 | -1546.8513 | 0 | 0 | 0 | 0 | 0 |  |  |  |  | 12818985.6062
Discount Factor (Relative to 1/1/2016) = |  |  |  | 0.94787 | 0.89845 | 0.85161 | 0.80722 | 0.76513 | 0.72525 | 0.68744 | 0.6516 | 0.61763 | 0.58543 | 0.55491 | 0.52598 | 0.49856 | 0.47257 | 0.44793 | 0.42458 | 0.40245 | 0.38147 | 0.36158 | 0.34273 | 0.32486 | 0.30793 | 0.29187 | 0.27666 | 0.26223 | 0.24856 | 0.2356 | 0.22332 | 0.21168 | 0.20064 | 0.19018 | 0.18027 | 0.17087 | 0.16196 | 0.15352 | 0.14552 | 0.13793 | 0.13074 | 0.12392 | 0.11746 | 0.11134 | 0.10554 | 0.10003 | 0.094818 | 0.089875 | 0.08519 | 0.080748 | 0.076539 | 0.072549
* Note: A positive (+) avoided cost in a given year represents a cost savings relative to not having a transmission project deferral.
[5 empty] | 24.0294 | 24.6325 | 14.8365 | 17.2456 | 16.5867 | 35.8036 | 35.8036 | 35.8036 | 35.8036 | 35.8036 | 35.8036 | -10.7131 | -10.7131 | -10.7131 | -10.7131 | -10.7131 | -10.7131 | -10.7131 | -10.7131 | -10.7131 | -10.7131 | -10.7131 | -10.7131 | -10.7131 | -10.7131 | -10.7131 | -10.7131 | -10.7131 | -10.7131 | -10.7131 | -10.7131 | -10.7131 | -10.7131 | -10.7131 | -10.7131 | -34.7426 | -35.3456 | -25.5496 | -27.9588 | -27.2998 | -46.5167 | -46.5167 | -46.5167 | -46.5167 | -46.5167 | -46.5167

## PhII (AEG100-2017)
Version |  | Based on PSEGLI file: "East End Utility 2_0_Economics_2014_10_13_r28_Sargent_Lundy.xlsx"
Annual Revenue Requirements (Millions of $s)
1) Reference (Transmission only) Case
Project | I/S Year | Investor | Capital (2015$s) | 2016 | 2017 | 2018 | 2019 | 2020 | 2021 | 2022 | 2023 | 2024 | 2025 | 2026 | 2027 | 2028 | 2029 | 2030 | 2031 | 2032 | 2033 | 2034 | 2035 | 2036 | 2037 | 2038 | 2039 | 2040 | 2041 | 2042 | 2043 | 2044 | 2045 | 2046 | 2047 | 2048 | 2049 | 2050 | 2051 | 2052 | 2053 | 2054 | 2055 | 2056 | 2057 | 2058 | 2059 | 2060 | 2061 | 2062 | 2063 | 2064 |  | NPV |  | Proposal Number = | AEG100
Transmission Reinforcement I | 2017 | PSEGLI | 93.4 | 0 | 11.3926 | 11.3926 | 11.3926 | 11.3926 | 11.3926 | 11.3926 | 11.3926 | 11.3926 | 11.3926 | 11.3926 | 11.3926 | 11.3926 | 11.3926 | 11.3926 | 11.3926 | 11.3926 | 11.3926 | 11.3926 | 11.3926 | 11.3926 | 11.3926 | 11.3926 | 11.3926 | 11.3926 | 11.3926 | 11.3926 | 11.3926 | 11.3926 | 11.3926 | 11.3926 | 11.3926 | 11.3926 | 11.3926 | 11.3926 | 11.3926 | [13 empty] | 35 | 166.1982 |  | Proposer Name = | Applied Energy Group
Transmission Reinforcement II | 2018 | PSEGLI | 4.8 | 0 | 0 | 0.60305 | 0.60305 | 0.60305 | 0.60305 | 0.60305 | 0.60305 | 0.60305 | 0.60305 | 0.60305 | 0.60305 | 0.60305 | 0.60305 | 0.60305 | 0.60305 | 0.60305 | 0.60305 | 0.60305 | 0.60305 | 0.60305 | 0.60305 | 0.60305 | 0.60305 | 0.60305 | 0.60305 | 0.60305 | 0.60305 | 0.60305 | 0.60305 | 0.60305 | 0.60305 | 0.60305 | 0.60305 | 0.60305 | 0.60305 | 0.60305 | [12 empty] | 35 | 8.3388 |  | Proposal/Project = | South Fork Load Reduction Resources
Transmission Reinforcement III | 2019 | PSEGLI | 2.8 | 0 | 0 | 0 | 0.36233 | 0.36233 | 0.36233 | 0.36233 | 0.36233 | 0.36233 | 0.36233 | 0.36233 | 0.36233 | 0.36233 | 0.36233 | 0.36233 | 0.36233 | 0.36233 | 0.36233 | 0.36233 | 0.36233 | 0.36233 | 0.36233 | 0.36233 | 0.36233 | 0.36233 | 0.36233 | 0.36233 | 0.36233 | 0.36233 | 0.36233 | 0.36233 | 0.36233 | 0.36233 | 0.36233 | 0.36233 | 0.36233 | 0.36233 | 0.36233 | [11 empty] | 35 | 4.7491 |  | Option Number = | 1
Transmission Reinforcement IV | 2020 | PSEGLI | 136.8 | 0 | 0 | 0 | 0 | 18.2337 | 18.2337 | 18.2337 | 18.2337 | 18.2337 | 18.2337 | 18.2337 | 18.2337 | 18.2337 | 18.2337 | 18.2337 | 18.2337 | 18.2337 | 18.2337 | 18.2337 | 18.2337 | 18.2337 | 18.2337 | 18.2337 | 18.2337 | 18.2337 | 18.2337 | 18.2337 | 18.2337 | 18.2337 | 18.2337 | 18.2337 | 18.2337 | 18.2337 | 18.2337 | 18.2337 | 18.2337 | 18.2337 | 18.2337 | 18.2337 | [10 empty] | 35 | 226.5269 |  | Location = | 1 and 3
Transmission Reinforcement V | 2022 | PSEGLI | 275.5 | 0 | 0 | 0 | 0 | 0 | 0 | 38.957 | 38.957 | 38.957 | 38.957 | 38.957 | 38.957 | 38.957 | 38.957 | 38.957 | 38.957 | 38.957 | 38.957 | 38.957 | 38.957 | 38.957 | 38.957 | 38.957 | 38.957 | 38.957 | 38.957 | 38.957 | 38.957 | 38.957 | 38.957 | 38.957 | 38.957 | 38.957 | 38.957 | 38.957 | 38.957 | 38.957 | 38.957 | 38.957 | 38.957 | 38.957 | [8 empty] | 35 | 434.8353 |  | Technology = | Thermostats, LED, Pool Pump, RAC Control
[56 empty] | Interconnection Points = | Various
Total |  |  | 513.3 | 0 | 11.3926 | 11.9957 | 12.358 | 30.5918 | 30.5918 | 69.5487 | 69.5487 | 69.5487 | 69.5487 | 69.5487 | 69.5487 | 69.5487 | 69.5487 | 69.5487 | 69.5487 | 69.5487 | 69.5487 | 69.5487 | 69.5487 | 69.5487 | 69.5487 | 69.5487 | 69.5487 | 69.5487 | 69.5487 | 69.5487 | 69.5487 | 69.5487 | 69.5487 | 69.5487 | 69.5487 | 69.5487 | 69.5487 | 69.5487 | 69.5487 | 58.1561 | 57.553 | 57.1907 | 38.957 | 38.957 | 0 | 0 | 0 | 0 | 0 | 0 | 0 | 0 |  | 840.6482 |  | Loss Factor = | 1.067
2016 NPV @ 5.5%, thru 2035 |  |  |  | 2016: 559.7216
2016 NPV @ 5.5%, thru 2056 |  |  |  | 2016: 840.6482 |  |  |  | MW Required by 2022 (cap) = | 15 | 33 | 15 | Output: NPV of Transmission Avoided Costs for Selected Project (see note*)
[57 empty] | Selected Project Inputs - Area 1 Portion | Selected Project Inputs - Area 2 Portion | Selected Project Inputs - Area 3 Portion | Area 1 | Area 2 | Area 3 | Total | check
[56 empty] | Project kW = | 378.3582 | 0 | 2774.6268
[55 empty] | Capped kW = | 3152.985 | 378.3582 | 0 | 2774.6268
[56 empty] | Project Area (1, 2, or 3) = | 1 | 2 | 3
[56 empty] | Proportion of Peak Hours Covered = | 100% | 100% | 100%
[55 empty] | Project COD = | 2017
[55 empty] | Effective kW = | 3152.985 |  |  |  | 959493.0863 | 0 | 3378365.5763 | 4337858.6627
[60 empty] | check | check | check
| I/S Year |  | Capital (2015$s) | 2016 | 2017 | 2018 | 2019 | 2020 | 2021 | 2022 | 2023 | 2024 | 2025 | 2026 | 2027 | 2028 | 2029 | 2030 | 2031 | 2032 | 2033 | 2034 | 2035 | 2036 | 2037 | 2038 | 2039 | 2040 | 2041 | 2042 | 2043 | 2044 | 2045 | 2046 | 2047 | 2048 | 2049 | 2050 | 2051 | 2052 | 2053 | 2054 | 2055 | 2056 | 2057 | 2058 | 2059 | 2060 | 2061 | 2062 | 2063 | 2064 |  | MW Required by 2022 | NPV Base $M | Differential NPV $M | Differential NPV $M (adjusted for COD of Selected Project) | Differntial NPV $/MW | NPV of Transmission Avoided Costs for Selected Project
Area I Projects: | [53 empty] | 15
Amagansett Conversion 33 kV | 2017 |  | 8 | 0 | 0.97582 | 0.97582 | 0.97582 | 0.97582 | 0.97582 | 0.97582 | 0.97582 | 0.97582 | 0.97582 | 0.97582 | 0.97582 | 0.97582 | 0.97582 | 0.97582 | 0.97582 | 0.97582 | 0.97582 | 0.97582 | 0.97582 | 0.97582 | 0.97582 | 0.97582 | 0.97582 | 0.97582 | 0.97582 | 0.97582 | 0.97582 | 0.97582 | 0.97582 | 0.97582 | 0.97582 | 0.97582 | 0.97582 | 0.97582 | 0.97582 | [13 empty] | 35 |  | 14.2354
East Hampton Conversion 33 kV | 2017 |  | 3.2 | 0 | 0.39033 | 0.39033 | 0.39033 | 0.39033 | 0.39033 | 0.39033 | 0.39033 | 0.39033 | 0.39033 | 0.39033 | 0.39033 | 0.39033 | 0.39033 | 0.39033 | 0.39033 | 0.39033 | 0.39033 | 0.39033 | 0.39033 | 0.39033 | 0.39033 | 0.39033 | 0.39033 | 0.39033 | 0.39033 | 0.39033 | 0.39033 | 0.39033 | 0.39033 | 0.39033 | 0.39033 | 0.39033 | 0.39033 | 0.39033 | 0.39033 | [13 empty] | 35 |  | 5.6942
Buell Conversion 33 kV | 2017 |  | 3.7 | 0 | 0.45131 | 0.45131 | 0.45131 | 0.45131 | 0.45131 | 0.45131 | 0.45131 | 0.45131 | 0.45131 | 0.45131 | 0.45131 | 0.45131 | 0.45131 | 0.45131 | 0.45131 | 0.45131 | 0.45131 | 0.45131 | 0.45131 | 0.45131 | 0.45131 | 0.45131 | 0.45131 | 0.45131 | 0.45131 | 0.45131 | 0.45131 | 0.45131 | 0.45131 | 0.45131 | 0.45131 | 0.45131 | 0.45131 | 0.45131 | 0.45131 | [13 empty] | 35 |  | 6.5839
Hither Hills Conversion to 33 kV | 2018 |  | 4.8 | 0 | 0 | 0.60305 | 0.60305 | 0.60305 | 0.60305 | 0.60305 | 0.60305 | 0.60305 | 0.60305 | 0.60305 | 0.60305 | 0.60305 | 0.60305 | 0.60305 | 0.60305 | 0.60305 | 0.60305 | 0.60305 | 0.60305 | 0.60305 | 0.60305 | 0.60305 | 0.60305 | 0.60305 | 0.60305 | 0.60305 | 0.60305 | 0.60305 | 0.60305 | 0.60305 | 0.60305 | 0.60305 | 0.60305 | 0.60305 | 0.60305 | 0.60305 | [12 empty] | 35 |  | 8.3388
Culloden Pt Conversion to 33 kV | 2019 |  | 2.8 | 0 | 0 | 0 | 0.36233 | 0.36233 | 0.36233 | 0.36233 | 0.36233 | 0.36233 | 0.36233 | 0.36233 | 0.36233 | 0.36233 | 0.36233 | 0.36233 | 0.36233 | 0.36233 | 0.36233 | 0.36233 | 0.36233 | 0.36233 | 0.36233 | 0.36233 | 0.36233 | 0.36233 | 0.36233 | 0.36233 | 0.36233 | 0.36233 | 0.36233 | 0.36233 | 0.36233 | 0.36233 | 0.36233 | 0.36233 | 0.36233 | 0.36233 | 0.36233 | [11 empty] | 35 |  | 4.7491
No Deferral |  |  | 22.5 |  | 1.8175 | 2.4205 | 2.7828 | 2.7828 | 2.7828 | 2.7828 | 2.7828 | 2.7828 | 2.7828 | 2.7828 | 2.7828 | 2.7828 | 2.7828 | 2.7828 | 2.7828 | 2.7828 | 2.7828 | 2.7828 | 2.7828 | 2.7828 | 2.7828 | 2.7828 | 2.7828 | 2.7828 | 2.7828 | 2.7828 | 2.7828 | 2.7828 | 2.7828 | 2.7828 | 2.7828 | 2.7828 | 2.7828 | 2.7828 | 2.7828 | 0.96539 | 0.36233 | 0 | 0 | 0 | [10 empty] | 39.6013
Amagansett Conversion 33 kV | 2030 |  | 8 | [14 empty] | 1.433 | 1.433 | 1.433 | 1.433 | 1.433 | 1.433 | 1.433 | 1.433 | 1.433 | 1.433 | 1.433 | 1.433 | 1.433 | 1.433 | 1.433 | 1.433 | 1.433 | 1.433 | 1.433 | 1.433 | 1.433 | 1.433 | 1.433 | 1.433 | 1.433 | 1.433 | 1.433 | 1.433 | 1.433 | 1.433 | 1.433 | 1.433 | 1.433 | 1.433 | 1.433 | 35 |  | 10.4225 | 3.8129 | 3.8129 | 254193.5784 | 801468.5398
East Hampton Conversion 33 kV | 2030 |  | 3.2 | [14 empty] | 0.57321 | 0.57321 | 0.57321 | 0.57321 | 0.57321 | 0.57321 | 0.57321 | 0.57321 | 0.57321 | 0.57321 | 0.57321 | 0.57321 | 0.57321 | 0.57321 | 0.57321 | 0.57321 | 0.57321 | 0.57321 | 0.57321 | 0.57321 | 0.57321 | 0.57321 | 0.57321 | 0.57321 | 0.57321 | 0.57321 | 0.57321 | 0.57321 | 0.57321 | 0.57321 | 0.57321 | 0.57321 | 0.57321 | 0.57321 | 0.57321 | 35 |  | 4.169 | 1.5252 | 1.5252 | 101677.4314 | 320587.4159
Buell Conversion 33 kV | 2030 |  | 3.7 | [14 empty] | 0.66277 | 0.66277 | 0.66277 | 0.66277 | 0.66277 | 0.66277 | 0.66277 | 0.66277 | 0.66277 | 0.66277 | 0.66277 | 0.66277 | 0.66277 | 0.66277 | 0.66277 | 0.66277 | 0.66277 | 0.66277 | 0.66277 | 0.66277 | 0.66277 | 0.66277 | 0.66277 | 0.66277 | 0.66277 | 0.66277 | 0.66277 | 0.66277 | 0.66277 | 0.66277 | 0.66277 | 0.66277 | 0.66277 | 0.66277 | 0.66277 | 35 |  | 4.8204 | 1.7635 | 1.7635 | 117564.53 | 370679.1997
Hither Hills Conversion to 33 kV | 2030 |  | 4.8 | [14 empty] | 0.85981 | 0.85981 | 0.85981 | 0.85981 | 0.85981 | 0.85981 | 0.85981 | 0.85981 | 0.85981 | 0.85981 | 0.85981 | 0.85981 | 0.85981 | 0.85981 | 0.85981 | 0.85981 | 0.85981 | 0.85981 | 0.85981 | 0.85981 | 0.85981 | 0.85981 | 0.85981 | 0.85981 | 0.85981 | 0.85981 | 0.85981 | 0.85981 | 0.85981 | 0.85981 | 0.85981 | 0.85981 | 0.85981 | 0.85981 | 0.85981 | 35 |  | 6.2535 | 2.0853 | 2.0853 | 139022.8879 | 438337.0803
Culloden Pt Conversion to 33 kV | 2030 |  | 2.8 | [14 empty] | 0.50156 | 0.50156 | 0.50156 | 0.50156 | 0.50156 | 0.50156 | 0.50156 | 0.50156 | 0.50156 | 0.50156 | 0.50156 | 0.50156 | 0.50156 | 0.50156 | 0.50156 | 0.50156 | 0.50156 | 0.50156 | 0.50156 | 0.50156 | 0.50156 | 0.50156 | 0.50156 | 0.50156 | 0.50156 | 0.50156 | 0.50156 | 0.50156 | 0.50156 | 0.50156 | 0.50156 | 0.50156 | 0.50156 | 0.50156 | 0.50156 | 35 |  | 3.6479 | 1.1012 | 1.1012 | 73412.135 | 231467.3605
Deferral to Indicated Year |  |  | 22.5 | [6 empty] | 0 | 0 | 0 | 0 | 0 | 0 | 0 | 0 | 4.0304 | 4.0304 | 4.0304 | 4.0304 | 4.0304 | 4.0304 | 4.0304 | 4.0304 | 4.0304 | 4.0304 | 4.0304 | 4.0304 | 4.0304 | 4.0304 | 4.0304 | 4.0304 | 4.0304 | 4.0304 | 4.0304 | 4.0304 | 4.0304 | 4.0304 | 4.0304 | 4.0304 | 4.0304 | 4.0304 | 4.0304 | 4.0304 | 4.0304 | 4.0304 | 4.0304 | 4.0304 | 4.0304 | 4.0304 | 4.0304 | 35 |  | 29.3132 | 10.2881 | 10.2881 | 685870.5627 | 2162539.5962 | =Area I Portion
[59 empty] | 7995775.7195 | =Area I+II+III Portions
Annual Avoided Costs for Deferral to Indicated Year:
Amagansett Conversion 33 kV | 2030 |  |  | 0 | 0.97582 | 0.97582 | 0.97582 | 0.97582 | 0.97582 | 0.97582 | 0.97582 | 0.97582 | 0.97582 | 0.97582 | 0.97582 | 0.97582 | 0.97582 | -0.4572 | -0.4572 | -0.4572 | -0.4572 | -0.4572 | -0.4572 | -0.4572 | -0.4572 | -0.4572 | -0.4572 | -0.4572 | -0.4572 | -0.4572 | -0.4572 | -0.4572 | -0.4572 | -0.4572 | -0.4572 | -0.4572 | -0.4572 | -0.4572 | -0.4572 | -1.433 | -1.433 | -1.433 | -1.433 | -1.433 | -1.433 | -1.433 | -1.433 | -1.433 | -1.433 | -1.433 | -1.433 | -1.433 | 35 |  |  | 3.8129
East Hampton Conversion 33 kV | 2030 |  |  | 0 | 0.39033 | 0.39033 | 0.39033 | 0.39033 | 0.39033 | 0.39033 | 0.39033 | 0.39033 | 0.39033 | 0.39033 | 0.39033 | 0.39033 | 0.39033 | -0.18288 | -0.18288 | -0.18288 | -0.18288 | -0.18288 | -0.18288 | -0.18288 | -0.18288 | -0.18288 | -0.18288 | -0.18288 | -0.18288 | -0.18288 | -0.18288 | -0.18288 | -0.18288 | -0.18288 | -0.18288 | -0.18288 | -0.18288 | -0.18288 | -0.18288 | -0.57321 | -0.57321 | -0.57321 | -0.57321 | -0.57321 | -0.57321 | -0.57321 | -0.57321 | -0.57321 | -0.57321 | -0.57321 | -0.57321 | -0.57321 | 35 |  |  | 1.5252
Buell Conversion 33 kV | 2030 |  |  | 0 | 0.45131 | 0.45131 | 0.45131 | 0.45131 | 0.45131 | 0.45131 | 0.45131 | 0.45131 | 0.45131 | 0.45131 | 0.45131 | 0.45131 | 0.45131 | -0.21146 | -0.21146 | -0.21146 | -0.21146 | -0.21146 | -0.21146 | -0.21146 | -0.21146 | -0.21146 | -0.21146 | -0.21146 | -0.21146 | -0.21146 | -0.21146 | -0.21146 | -0.21146 | -0.21146 | -0.21146 | -0.21146 | -0.21146 | -0.21146 | -0.21146 | -0.66277 | -0.66277 | -0.66277 | -0.66277 | -0.66277 | -0.66277 | -0.66277 | -0.66277 | -0.66277 | -0.66277 | -0.66277 | -0.66277 | -0.66277 | 35 |  |  | 1.7635
Hither Hills Conversion to 33 kV | 2030 |  |  | 0 | 0 | 0.60305 | 0.60305 | 0.60305 | 0.60305 | 0.60305 | 0.60305 | 0.60305 | 0.60305 | 0.60305 | 0.60305 | 0.60305 | 0.60305 | -0.25676 | -0.25676 | -0.25676 | -0.25676 | -0.25676 | -0.25676 | -0.25676 | -0.25676 | -0.25676 | -0.25676 | -0.25676 | -0.25676 | -0.25676 | -0.25676 | -0.25676 | -0.25676 | -0.25676 | -0.25676 | -0.25676 | -0.25676 | -0.25676 | -0.25676 | -0.25676 | -0.85981 | -0.85981 | -0.85981 | -0.85981 | -0.85981 | -0.85981 | -0.85981 | -0.85981 | -0.85981 | -0.85981 | -0.85981 | -0.85981 | 35 |  |  | 2.0853
Culloden Pt Conversion to 33 kV | 2030 |  |  | 0 | 0 | 0 | 0.36233 | 0.36233 | 0.36233 | 0.36233 | 0.36233 | 0.36233 | 0.36233 | 0.36233 | 0.36233 | 0.36233 | 0.36233 | -0.13922 | -0.13922 | -0.13922 | -0.13922 | -0.13922 | -0.13922 | -0.13922 | -0.13922 | -0.13922 | -0.13922 | -0.13922 | -0.13922 | -0.13922 | -0.13922 | -0.13922 | -0.13922 | -0.13922 | -0.13922 | -0.13922 | -0.13922 | -0.13922 | -0.13922 | -0.13922 | -0.13922 | -0.50156 | -0.50156 | -0.50156 | -0.50156 | -0.50156 | -0.50156 | -0.50156 | -0.50156 | -0.50156 | -0.50156 | -0.50156 | 35 |  |  | 1.1012
Area II Projects: | [53 empty] | 33
Riverhead Canal 2nd Line and Bank | 2020 |  | 136.8 | 0 | 0 | 0 | 0 | 18.2337 | 18.2337 | 18.2337 | 18.2337 | 18.2337 | 18.2337 | 18.2337 | 18.2337 | 18.2337 | 18.2337 | 18.2337 | 18.2337 | 18.2337 | 18.2337 | 18.2337 | 18.2337 | 18.2337 | 18.2337 | 18.2337 | 18.2337 | 18.2337 | 18.2337 | 18.2337 | 18.2337 | 18.2337 | 18.2337 | 18.2337 | 18.2337 | 18.2337 | 18.2337 | 18.2337 | 18.2337 | 18.2337 | 18.2337 | 18.2337 | [10 empty] | 35 |  | 226.5269
No Deferral |  |  | 136.8 |  | 0 | 0 | 0 | 18.2337 | 18.2337 | 18.2337 | 18.2337 | 18.2337 | 18.2337 | 18.2337 | 18.2337 | 18.2337 | 18.2337 | 18.2337 | 18.2337 | 18.2337 | 18.2337 | 18.2337 | 18.2337 | 18.2337 | 18.2337 | 18.2337 | 18.2337 | 18.2337 | 18.2337 | 18.2337 | 18.2337 | 18.2337 | 18.2337 | 18.2337 | 18.2337 | 18.2337 | 18.2337 | 18.2337 | 18.2337 | 18.2337 | 18.2337 | 18.2337 | [10 empty] | 35 |  | 226.5269
Riverhead Canal 2nd Line and Bank | 2026 |  | 136.8 | [10 empty] | 21.772 | 21.772 | 21.772 | 21.772 | 21.772 | 21.772 | 21.772 | 21.772 | 21.772 | 21.772 | 21.772 | 21.772 | 21.772 | 21.772 | 21.772 | 21.772 | 21.772 | 21.772 | 21.772 | 21.772 | 21.772 | 21.772 | 21.772 | 21.772 | 21.772 | 21.772 | 21.772 | 21.772 | 21.772 | 21.772 | 21.772 | 21.772 | 21.772 | 21.772 | 21.772 |  |  |  |  | 35 |  | 196.1681 | 30.3588 | 30.3588 | 632475.0457 | 1994184.332
Deferral to Indicated Year |  |  | 136.8 | [6 empty] | 0 | 0 | 0 | 0 | 21.772 | 21.772 | 21.772 | 21.772 | 21.772 | 21.772 | 21.772 | 21.772 | 21.772 | 21.772 | 21.772 | 21.772 | 21.772 | 21.772 | 21.772 | 21.772 | 21.772 | 21.772 | 21.772 | 21.772 | 21.772 | 21.772 | 21.772 | 21.772 | 21.772 | 21.772 | 21.772 | 21.772 | 21.772 | 21.772 | 21.772 | 21.772 | 21.772 | 21.772 | 21.772 |  |  |  |  | 35 |  | 196.1681 | 30.3588 | 30.3588 | 632475.0457 | 1994184.332 | =Area II Portion
[59 empty] | 5833236.1233 | =Area II+III Portions
Annual Avoided Costs for Deferral to Indicated Year:
Riverhead Canal 2nd Line and Bank | 2026 |  |  | 0 | 0 | 0 | 0 | 18.2337 | 18.2337 | 18.2337 | 18.2337 | 18.2337 | 18.2337 | -3.5383 | -3.5383 | -3.5383 | -3.5383 | -3.5383 | -3.5383 | -3.5383 | -3.5383 | -3.5383 | -3.5383 | -3.5383 | -3.5383 | -3.5383 | -3.5383 | -3.5383 | -3.5383 | -3.5383 | -3.5383 | -3.5383 | -3.5383 | -3.5383 | -3.5383 | -3.5383 | -3.5383 | -3.5383 | -3.5383 | -3.5383 | -3.5383 | -3.5383 | -21.772 | -21.772 | -21.772 | -21.772 | -21.772 | -21.772 |  |  |  |  | 35 |  |  | 30.3588
0
Area III Projects: | [52 empty] | 0 | 15
New Canal - Southampton Cable | 2017 |  | 37.6 | 0 | 4.5863 | 4.5863 | 4.5863 | 4.5863 | 4.5863 | 4.5863 | 4.5863 | 4.5863 | 4.5863 | 4.5863 | 4.5863 | 4.5863 | 4.5863 | 4.5863 | 4.5863 | 4.5863 | 4.5863 | 4.5863 | 4.5863 | 4.5863 | 4.5863 | 4.5863 | 4.5863 | 4.5863 | 4.5863 | 4.5863 | 4.5863 | 4.5863 | 4.5863 | 4.5863 | 4.5863 | 4.5863 | 4.5863 | 4.5863 | 4.5863 | [13 empty] | 35 |  | 66.9063
Upgrade Wildwood - Riverhead to 138 kV | 2017 |  | 7.7 | 0 | 0.93922 | 0.93922 | 0.93922 | 0.93922 | 0.93922 | 0.93922 | 0.93922 | 0.93922 | 0.93922 | 0.93922 | 0.93922 | 0.93922 | 0.93922 | 0.93922 | 0.93922 | 0.93922 | 0.93922 | 0.93922 | 0.93922 | 0.93922 | 0.93922 | 0.93922 | 0.93922 | 0.93922 | 0.93922 | 0.93922 | 0.93922 | 0.93922 | 0.93922 | 0.93922 | 0.93922 | 0.93922 | 0.93922 | 0.93922 | 0.93922 | [13 empty] | 35 |  | 13.7016
Bridgehampton - Buell New 69 kV UG Cable | 2017 |  | 33.2 | 0 | 4.0496 | 4.0496 | 4.0496 | 4.0496 | 4.0496 | 4.0496 | 4.0496 | 4.0496 | 4.0496 | 4.0496 | 4.0496 | 4.0496 | 4.0496 | 4.0496 | 4.0496 | 4.0496 | 4.0496 | 4.0496 | 4.0496 | 4.0496 | 4.0496 | 4.0496 | 4.0496 | 4.0496 | 4.0496 | 4.0496 | 4.0496 | 4.0496 | 4.0496 | 4.0496 | 4.0496 | 4.0496 | 4.0496 | 4.0496 | 4.0496 | [13 empty] | 35 |  | 59.0769
Canal - Wainscott New 138 kV UG Cable | 2022 |  | 275.5 | 0 | 0 | 0 | 0 | 0 | 0 | 38.957 | 38.957 | 38.957 | 38.957 | 38.957 | 38.957 | 38.957 | 38.957 | 38.957 | 38.957 | 38.957 | 38.957 | 38.957 | 38.957 | 38.957 | 38.957 | 38.957 | 38.957 | 38.957 | 38.957 | 38.957 | 38.957 | 38.957 | 38.957 | 38.957 | 38.957 | 38.957 | 38.957 | 38.957 | 38.957 | 38.957 | 38.957 | 38.957 | 38.957 | 38.957 | [8 empty] | 35 |  | 434.8353
No Deferral |  |  | 354 |  | 9.5752 | 9.5752 | 9.5752 | 9.5752 | 9.5752 | 48.5322 | 48.5322 | 48.5322 | 48.5322 | 48.5322 | 48.5322 | 48.5322 | 48.5322 | 48.5322 | 48.5322 | 48.5322 | 48.5322 | 48.5322 | 48.5322 | 48.5322 | 48.5322 | 48.5322 | 48.5322 | 48.5322 | 48.5322 | 48.5322 | 48.5322 | 48.5322 | 48.5322 | 48.5322 | 48.5322 | 48.5322 | 48.5322 | 48.5322 | 48.5322 | 38.957 | 38.957 | 38.957 | 38.957 | 38.957 | [10 empty] | 574.52
New Canal - Southampton Cable | 2023 |  | 37.6 | [7 empty] | 5.4763 | 5.4763 | 5.4763 | 5.4763 | 5.4763 | 5.4763 | 5.4763 | 5.4763 | 5.4763 | 5.4763 | 5.4763 | 5.4763 | 5.4763 | 5.4763 | 5.4763 | 5.4763 | 5.4763 | 5.4763 | 5.4763 | 5.4763 | 5.4763 | 5.4763 | 5.4763 | 5.4763 | 5.4763 | 5.4763 | 5.4763 | 5.4763 | 5.4763 | 5.4763 | 5.4763 | 5.4763 | 5.4763 | 5.4763 | 5.4763 | [7 empty] | 35 |  | 57.9396 | 8.9667 | 8.9667 | 142328.3896 | 448759.2774
Upgrade Wildwood - Riverhead to 138 kV | 2022 |  | 7.7 | [6 empty] | 1.0888 | 1.0888 | 1.0888 | 1.0888 | 1.0888 | 1.0888 | 1.0888 | 1.0888 | 1.0888 | 1.0888 | 1.0888 | 1.0888 | 1.0888 | 1.0888 | 1.0888 | 1.0888 | 1.0888 | 1.0888 | 1.0888 | 1.0888 | 1.0888 | 1.0888 | 1.0888 | 1.0888 | 1.0888 | 1.0888 | 1.0888 | 1.0888 | 1.0888 | 1.0888 | 1.0888 | 1.0888 | 1.0888 | 1.0888 | 1.0888 | [8 empty] | 35 |  | 12.1533 | 1.5483 | 1.5483 | 24575.725 | 77486.8923
Bridgehampton - Buell New 69 kV UG Cable | 2023 |  | 33.2 | [7 empty] | 4.8355 | 4.8355 | 4.8355 | 4.8355 | 4.8355 | 4.8355 | 4.8355 | 4.8355 | 4.8355 | 4.8355 | 4.8355 | 4.8355 | 4.8355 | 4.8355 | 4.8355 | 4.8355 | 4.8355 | 4.8355 | 4.8355 | 4.8355 | 4.8355 | 4.8355 | 4.8355 | 4.8355 | 4.8355 | 4.8355 | 4.8355 | 4.8355 | 4.8355 | 4.8355 | 4.8355 | 4.8355 | 4.8355 | 4.8355 | 4.8355 | [7 empty] | 35 |  | 51.1595 | 7.9174 | 7.9174 | 125672.9397 | 396244.8938
Canal - Wainscott New 138 kV UG Cable | 2028 |  | 275.5 | [12 empty] | 46.5167 | 46.5167 | 46.5167 | 46.5167 | 46.5167 | 46.5167 | 46.5167 | 46.5167 | 46.5167 | 46.5167 | 46.5167 | 46.5167 | 46.5167 | 46.5167 | 46.5167 | 46.5167 | 46.5167 | 46.5167 | 46.5167 | 46.5167 | 46.5167 | 46.5167 | 46.5167 | 46.5167 | 46.5167 | 46.5167 | 46.5167 | 46.5167 | 46.5167 | 46.5167 | 46.5167 | 46.5167 | 46.5167 | 46.5167 | 46.5167 |  |  | 35 |  | 376.5593 | 58.276 | 58.276 | 925015.732 | 2916560.7278
Deferral to Indicated Year |  |  | 354 | [6 empty] | 1.0888 | 11.4006 | 11.4006 | 11.4006 | 11.4006 | 11.4006 | 57.9173 | 57.9173 | 57.9173 | 57.9173 | 57.9173 | 57.9173 | 57.9173 | 57.9173 | 57.9173 | 57.9173 | 57.9173 | 57.9173 | 57.9173 | 57.9173 | 57.9173 | 57.9173 | 57.9173 | 57.9173 | 57.9173 | 57.9173 | 57.9173 | 57.9173 | 57.9173 | 57.9173 | 57.9173 | 57.9173 | 57.9173 | 57.9173 | 57.9173 | 56.8285 | 46.5167 | 46.5167 | 46.5167 | 46.5167 | 46.5167 |  |  | 41 |  | 497.8117 | 76.7083 | 76.7083 | 1217592.7863 | 3839051.7913 | =Area III Portion
[59 empty] | 3839051.7913 | =Area III Portion
Annual Avoided Costs for Deferral to Indicated Year:
New Canal - Southampton Cable | 2023 |  |  | 0 | 4.5863 | 4.5863 | 4.5863 | 4.5863 | 4.5863 | 4.5863 | -0.88999 | -0.88999 | -0.88999 | -0.88999 | -0.88999 | -0.88999 | -0.88999 | -0.88999 | -0.88999 | -0.88999 | -0.88999 | -0.88999 | -0.88999 | -0.88999 | -0.88999 | -0.88999 | -0.88999 | -0.88999 | -0.88999 | -0.88999 | -0.88999 | -0.88999 | -0.88999 | -0.88999 | -0.88999 | -0.88999 | -0.88999 | -0.88999 | -0.88999 | -5.4763 | -5.4763 | -5.4763 | -5.4763 | -5.4763 | -5.4763 | 0 | 0 | 0 | 0 | 0 |  |  | 35 |  |  | 8.9667
Upgrade Wildwood - Riverhead to 138 kV | 2022 |  |  | 0 | 0.93922 | 0.93922 | 0.93922 | 0.93922 | 0.93922 | -0.14959 | -0.14959 | -0.14959 | -0.14959 | -0.14959 | -0.14959 | -0.14959 | -0.14959 | -0.14959 | -0.14959 | -0.14959 | -0.14959 | -0.14959 | -0.14959 | -0.14959 | -0.14959 | -0.14959 | -0.14959 | -0.14959 | -0.14959 | -0.14959 | -0.14959 | -0.14959 | -0.14959 | -0.14959 | -0.14959 | -0.14959 | -0.14959 | -0.14959 | -0.14959 | -1.0888 | -1.0888 | -1.0888 | -1.0888 | -1.0888 | 0 | 0 | 0 | 0 | 0 | 0 |  |  | 35 |  |  | 1.5483
Bridgehampton - Buell New 69 kV UG Cable | 2023 |  |  | 0 | 4.0496 | 4.0496 | 4.0496 | 4.0496 | 4.0496 | 4.0496 | -0.78584 | -0.78584 | -0.78584 | -0.78584 | -0.78584 | -0.78584 | -0.78584 | -0.78584 | -0.78584 | -0.78584 | -0.78584 | -0.78584 | -0.78584 | -0.78584 | -0.78584 | -0.78584 | -0.78584 | -0.78584 | -0.78584 | -0.78584 | -0.78584 | -0.78584 | -0.78584 | -0.78584 | -0.78584 | -0.78584 | -0.78584 | -0.78584 | -0.78584 | -4.8355 | -4.8355 | -4.8355 | -4.8355 | -4.8355 | -4.8355 | 0 | 0 | 0 | 0 | 0 |  |  | 35 |  |  | 7.9174
Canal - Wainscott New 138 kV UG Cable | 2028 |  |  | 0 | 0 | 0 | 0 | 0 | 0 | 38.957 | 38.957 | 38.957 | 38.957 | 38.957 | 38.957 | -7.5597 | -7.5597 | -7.5597 | -7.5597 | -7.5597 | -7.5597 | -7.5597 | -7.5597 | -7.5597 | -7.5597 | -7.5597 | -7.5597 | -7.5597 | -7.5597 | -7.5597 | -7.5597 | -7.5597 | -7.5597 | -7.5597 | -7.5597 | -7.5597 | -7.5597 | -7.5597 | -7.5597 | -7.5597 | -7.5597 | -7.5597 | -7.5597 | -7.5597 | -46.5167 | -46.5167 | -46.5167 | -46.5167 | -46.5167 | -46.5167 | [5 empty] | 58.276
Total - All Areas (No Deferrals,$Millions) |  |  | 513.3 |  | 11.3926 | 11.9957 | 12.358 | 30.5918 | 30.5918 | 69.5487 | 69.5487 | 69.5487 | 69.5487 | 69.5487 | 69.5487 | 69.5487 | 69.5487 | 69.5487 | 69.5487 | 69.5487 | 69.5487 | 69.5487 | 69.5487 | 69.5487 | 69.5487 | 69.5487 | 69.5487 | 69.5487 | 69.5487 | 69.5487 | 69.5487 | 69.5487 | 69.5487 | 69.5487 | 69.5487 | 69.5487 | 69.5487 | 69.5487 | 69.5487 | 58.1561 | 57.553 | 57.1907 | 38.957 | 38.957 | 0 | 0 | 0 | 0 | 0 | 0 | 0 | 0 |  | 63 | 840.6482 | 117.3552 | = max. total avoided cost in portfolio
Annual Avoided Costs for Deferrals - Area 1 Proposal: (see note*) | Deferral Year |  |  | 2016 | 2017 | 2018 | 2019 | 2020 | 2021 | 2022 | 2023 | 2024 | 2025 | 2026 | 2027 | 2028 | 2029 | 2030 | 2031 | 2032 | 2033 | 2034 | 2035 | 2036 | 2037 | 2038 | 2039 | 2040 | 2041 | 2042 | 2043 | 2044 | 2045 | 2046 | 2047 | 2048 | 2049 | 2050 | 2051 | 2052 | 2053 | 2054 | 2055 | 2056 | 2057 | 2058 | 2059 | 2060 | 2061 | 2062 | 2063 | 2064 |  |  | Differential NPV $M |  | Differential NPV $M (adjusted for COD of Selected Project) | Differntial NPV $/MW | NPV of Transmission Avoided Costs for Selected Project
Area I Projects:
Amagansett Conversion 33 kV | 2030 |  |  | 0 | 0.97582 | 0.97582 | 0.97582 | 0.97582 | 0.97582 | 0.97582 | 0.97582 | 0.97582 | 0.97582 | 0.97582 | 0.97582 | 0.97582 | 0.97582 | -0.4572 | -0.4572 | -0.4572 | -0.4572 | -0.4572 | -0.4572 | -0.4572 | -0.4572 | -0.4572 | -0.4572 | -0.4572 | -0.4572 | -0.4572 | -0.4572 | -0.4572 | -0.4572 | -0.4572 | -0.4572 | -0.4572 | -0.4572 | -0.4572 | -0.4572 | -1.433 | -1.433 | -1.433 | -1.433 | -1.433 | -1.433 | -1.433 | -1.433 | -1.433 | -1.433 | -1.433 | -1.433 | -1.433 |  |  | 3.8129 |  | 3.8129 | 254193.5784 | 96176.2248
East Hampton Conversion 33 kV | 2030 |  |  | 0 | 0.39033 | 0.39033 | 0.39033 | 0.39033 | 0.39033 | 0.39033 | 0.39033 | 0.39033 | 0.39033 | 0.39033 | 0.39033 | 0.39033 | 0.39033 | -0.18288 | -0.18288 | -0.18288 | -0.18288 | -0.18288 | -0.18288 | -0.18288 | -0.18288 | -0.18288 | -0.18288 | -0.18288 | -0.18288 | -0.18288 | -0.18288 | -0.18288 | -0.18288 | -0.18288 | -0.18288 | -0.18288 | -0.18288 | -0.18288 | -0.18288 | -0.57321 | -0.57321 | -0.57321 | -0.57321 | -0.57321 | -0.57321 | -0.57321 | -0.57321 | -0.57321 | -0.57321 | -0.57321 | -0.57321 | -0.57321 |  |  | 1.5252 |  | 1.5252 | 101677.4314 | 38470.4899
Buell Conversion 33 kV | 2030 |  |  | 0 | 0.45131 | 0.45131 | 0.45131 | 0.45131 | 0.45131 | 0.45131 | 0.45131 | 0.45131 | 0.45131 | 0.45131 | 0.45131 | 0.45131 | 0.45131 | -0.21146 | -0.21146 | -0.21146 | -0.21146 | -0.21146 | -0.21146 | -0.21146 | -0.21146 | -0.21146 | -0.21146 | -0.21146 | -0.21146 | -0.21146 | -0.21146 | -0.21146 | -0.21146 | -0.21146 | -0.21146 | -0.21146 | -0.21146 | -0.21146 | -0.21146 | -0.66277 | -0.66277 | -0.66277 | -0.66277 | -0.66277 | -0.66277 | -0.66277 | -0.66277 | -0.66277 | -0.66277 | -0.66277 | -0.66277 | -0.66277 |  |  | 1.7635 |  | 1.7635 | 117564.53 | 44481.504
Hither Hills Conversion to 33 kV | 2030 |  |  | 0 | 0 | 0.60305 | 0.60305 | 0.60305 | 0.60305 | 0.60305 | 0.60305 | 0.60305 | 0.60305 | 0.60305 | 0.60305 | 0.60305 | 0.60305 | -0.25676 | -0.25676 | -0.25676 | -0.25676 | -0.25676 | -0.25676 | -0.25676 | -0.25676 | -0.25676 | -0.25676 | -0.25676 | -0.25676 | -0.25676 | -0.25676 | -0.25676 | -0.25676 | -0.25676 | -0.25676 | -0.25676 | -0.25676 | -0.25676 | -0.25676 | -0.25676 | -0.85981 | -0.85981 | -0.85981 | -0.85981 | -0.85981 | -0.85981 | -0.85981 | -0.85981 | -0.85981 | -0.85981 | -0.85981 | -0.85981 |  |  | 2.0853 |  | 2.0853 | 139022.8879 | 52600.4496
Culloden Pt Conversion to 33 kV | 2030 |  |  | 0 | 0 | 0 | 0.36233 | 0.36233 | 0.36233 | 0.36233 | 0.36233 | 0.36233 | 0.36233 | 0.36233 | 0.36233 | 0.36233 | 0.36233 | -0.13922 | -0.13922 | -0.13922 | -0.13922 | -0.13922 | -0.13922 | -0.13922 | -0.13922 | -0.13922 | -0.13922 | -0.13922 | -0.13922 | -0.13922 | -0.13922 | -0.13922 | -0.13922 | -0.13922 | -0.13922 | -0.13922 | -0.13922 | -0.13922 | -0.13922 | -0.13922 | -0.13922 | -0.50156 | -0.50156 | -0.50156 | -0.50156 | -0.50156 | -0.50156 | -0.50156 | -0.50156 | -0.50156 | -0.50156 | -0.50156 |  |  | 1.1012 |  | 1.1012 | 73412.135 | 27776.0833
[59 empty] | 259504.7515 | =Area I Portion
Area II Projects: | [58 empty] | 959493.0863 | =Area I+II+III Portions
Riverhead Canal 2nd Line and Bank | 2026 |  |  | 0 | 0 | 0 | 0 | 18.2337 | 18.2337 | 18.2337 | 18.2337 | 18.2337 | 18.2337 | -3.5383 | -3.5383 | -3.5383 | -3.5383 | -3.5383 | -3.5383 | -3.5383 | -3.5383 | -3.5383 | -3.5383 | -3.5383 | -3.5383 | -3.5383 | -3.5383 | -3.5383 | -3.5383 | -3.5383 | -3.5383 | -3.5383 | -3.5383 | -3.5383 | -3.5383 | -3.5383 | -3.5383 | -3.5383 | -3.5383 | -3.5383 | -3.5383 | -3.5383 | -21.772 | -21.772 | -21.772 | -21.772 | -21.772 | -21.772 | 0 | 0 | 0 | 0 |  |  | 30.3588 |  | 30.3588 | 632475.0457 | 239302.1198
[59 empty] | 239302.1198 | =Area II Portion
Area III Projects: | [58 empty] | 699988.3348 | =Area II+III Portions
New Canal - Southampton Cable | 2023 |  |  | 0 | 4.5863 | 4.5863 | 4.5863 | 4.5863 | 4.5863 | 4.5863 | -0.88999 | -0.88999 | -0.88999 | -0.88999 | -0.88999 | -0.88999 | -0.88999 | -0.88999 | -0.88999 | -0.88999 | -0.88999 | -0.88999 | -0.88999 | -0.88999 | -0.88999 | -0.88999 | -0.88999 | -0.88999 | -0.88999 | -0.88999 | -0.88999 | -0.88999 | -0.88999 | -0.88999 | -0.88999 | -0.88999 | -0.88999 | -0.88999 | -0.88999 | -5.4763 | -5.4763 | -5.4763 | -5.4763 | -5.4763 | -5.4763 | 0 | 0 | 0 | 0 | 0 | 0 | 0 |  |  | 8.9667 |  | 8.9667 | 142328.3896 | 53851.1133
Upgrade Wildwood - Riverhead to 138 kV | 2022 |  |  | 0 | 0.93922 | 0.93922 | 0.93922 | 0.93922 | 0.93922 | -0.14959 | -0.14959 | -0.14959 | -0.14959 | -0.14959 | -0.14959 | -0.14959 | -0.14959 | -0.14959 | -0.14959 | -0.14959 | -0.14959 | -0.14959 | -0.14959 | -0.14959 | -0.14959 | -0.14959 | -0.14959 | -0.14959 | -0.14959 | -0.14959 | -0.14959 | -0.14959 | -0.14959 | -0.14959 | -0.14959 | -0.14959 | -0.14959 | -0.14959 | -0.14959 | -1.0888 | -1.0888 | -1.0888 | -1.0888 | -1.0888 | 0 | 0 | 0 | 0 | 0 | 0 | 0 | 0 |  |  | 1.5483 |  | 1.5483 | 24575.725 | 9298.4271
Bridgehampton - Buell New 69 kV UG Cable | 2023 |  |  | 0 | 4.0496 | 4.0496 | 4.0496 | 4.0496 | 4.0496 | 4.0496 | -0.78584 | -0.78584 | -0.78584 | -0.78584 | -0.78584 | -0.78584 | -0.78584 | -0.78584 | -0.78584 | -0.78584 | -0.78584 | -0.78584 | -0.78584 | -0.78584 | -0.78584 | -0.78584 | -0.78584 | -0.78584 | -0.78584 | -0.78584 | -0.78584 | -0.78584 | -0.78584 | -0.78584 | -0.78584 | -0.78584 | -0.78584 | -0.78584 | -0.78584 | -4.8355 | -4.8355 | -4.8355 | -4.8355 | -4.8355 | -4.8355 | 0 | 0 | 0 | 0 | 0 | 0 | 0 |  |  | 7.9174 |  | 7.9174 | 125672.9397 | 47549.3873
Canal - Wainscott New 138 kV UG Cable | 2028 |  |  | 0 | 0 | 0 | 0 | 0 | 0 | 38.957 | 38.957 | 38.957 | 38.957 | 38.957 | 38.957 | -7.5597 | -7.5597 | -7.5597 | -7.5597 | -7.5597 | -7.5597 | -7.5597 | -7.5597 | -7.5597 | -7.5597 | -7.5597 | -7.5597 | -7.5597 | -7.5597 | -7.5597 | -7.5597 | -7.5597 | -7.5597 | -7.5597 | -7.5597 | -7.5597 | -7.5597 | -7.5597 | -7.5597 | -7.5597 | -7.5597 | -7.5597 | -7.5597 | -7.5597 | -46.5167 | -46.5167 | -46.5167 | -46.5167 | -46.5167 | -46.5167 | 0 | 0 |  |  | 58.276 |  | 58.276 | 925015.732 | 349987.2873
[59 empty] | 460686.215 | =Area III Portion
Total - Area 1 Proposal, $Millions (unadjusted) |  |  |  | 0 | 11.3926 | 11.9957 | 12.358 | 30.5918 | 30.5918 | 68.4599 | 58.1481 | 58.1481 | 58.1481 | 36.3761 | 36.3761 | -10.1406 | -10.1406 | -14.1709 | -14.1709 | -14.1709 | -14.1709 | -14.1709 | -14.1709 | -14.1709 | -14.1709 | -14.1709 | -14.1709 | -14.1709 | -14.1709 | -14.1709 | -14.1709 | -14.1709 | -14.1709 | -14.1709 | -14.1709 | -14.1709 | -14.1709 | -14.1709 | -14.1709 | -25.5636 | -26.1666 | -26.529 | -44.7627 | -44.7627 | -82.6308 | -72.3191 | -72.3191 | -72.3191 | -50.547 | -50.547 | -4.0304 | -4.0304 |  |  | 117.3552 |  |  | 2535938.3947 | 959493.0863
$/MW-yr |  |  |  | 0 | 273150.8096 | 313354.3958 | 337510.0504 | 717379.2877 | 717379.2877 | 1318461.3078 | 1154782.05 | 1154782.05 | 1154782.05 | 701198.3149 | 701198.3149 | -37161.6085 | -37161.6085 | -305852.3926 | -305852.3926 | -305852.3926 | -305852.3926 | -305852.3926 | -305852.3926 | -305852.3926 | -305852.3926 | -305852.3926 | -305852.3926 | -305852.3926 | -305852.3926 | -305852.3926 | -305852.3926 | -305852.3926 | -305852.3926 | -305852.3926 | -305852.3926 | -305852.3926 | -305852.3926 | -305852.3926 | -305852.3926 | -579003.2023 | -619206.7884 | -643362.4431 | -1023231.6803 | -1023231.6803 | -1624313.7004 | -1460634.4426 | -1460634.4426 | -1460634.4426 | -1007050.7076 | -1007050.7076 | -268690.7842 | -268690.7842
$Millions (adjusted) |  |  |  | 0 | 0.10335 | 0.11856 | 0.1277 | 0.27143 | 0.27143 | 0.49885 | 0.43692 | 0.43692 | 0.43692 | 0.2653 | 0.2653 | -0.01406 | -0.01406 | -0.11572 | -0.11572 | -0.11572 | -0.11572 | -0.11572 | -0.11572 | -0.11572 | -0.11572 | -0.11572 | -0.11572 | -0.11572 | -0.11572 | -0.11572 | -0.11572 | -0.11572 | -0.11572 | -0.11572 | -0.11572 | -0.11572 | -0.11572 | -0.11572 | -0.11572 | -0.21907 | -0.23428 | -0.24342 | -0.38715 | -0.38715 | -0.61457 | -0.55264 | -0.55264 | -0.55264 | -0.38103 | -0.38103 | -0.10166 | -0.10166 |  |  | 959.4931
Annual Avoided Costs for Deferrals - Area 2 Proposal: (see note*) | Deferral Year |  |  | 2016 | 2017 | 2018 | 2019 | 2020 | 2021 | 2022 | 2023 | 2024 | 2025 | 2026 | 2027 | 2028 | 2029 | 2030 | 2031 | 2032 | 2033 | 2034 | 2035 | 2036 | 2037 | 2038 | 2039 | 2040 | 2041 | 2042 | 2043 | 2044 | 2045 | 2046 | 2047 | 2048 | 2049 | 2050 | 2051 | 2052 | 2053 | 2054 | 2055 | 2056 | 2057 | 2058 | 2059 | 2060 | 2061 | 2062 | 2063 | 2064 |  |  | Differential NPV $M |  | Differential NPV $M (adjusted for COD of Selected Project) | Differntial NPV $/MW | NPV of Transmission Avoided Costs for Selected Project
Area I Projects:
Amagansett Conversion 33 kV | 2030 |  |  | 0 | 0 | 0 | 0 | 0 | 0 | 0 | 0 | 0 | 0 | 0 | 0 | 0 | 0 | 0 | 0 | 0 | 0 | 0 | 0 | 0 | 0 | 0 | 0 | 0 | 0 | 0 | 0 | 0 | 0 | 0 | 0 | 0 | 0 | 0 | 0 | 0 | 0 | 0 | 0 | 0 | 0 | 0 | 0 | 0 | 0 | 0 | 0 | 0 |  |  | 0 |  | 0 | 0 | 0
East Hampton Conversion 33 kV | 2030 |  |  | 0 | 0 | 0 | 0 | 0 | 0 | 0 | 0 | 0 | 0 | 0 | 0 | 0 | 0 | 0 | 0 | 0 | 0 | 0 | 0 | 0 | 0 | 0 | 0 | 0 | 0 | 0 | 0 | 0 | 0 | 0 | 0 | 0 | 0 | 0 | 0 | 0 | 0 | 0 | 0 | 0 | 0 | 0 | 0 | 0 | 0 | 0 | 0 | 0 |  |  | 0 |  | 0 | 0 | 0
Buell Conversion 33 kV | 2030 |  |  | 0 | 0 | 0 | 0 | 0 | 0 | 0 | 0 | 0 | 0 | 0 | 0 | 0 | 0 | 0 | 0 | 0 | 0 | 0 | 0 | 0 | 0 | 0 | 0 | 0 | 0 | 0 | 0 | 0 | 0 | 0 | 0 | 0 | 0 | 0 | 0 | 0 | 0 | 0 | 0 | 0 | 0 | 0 | 0 | 0 | 0 | 0 | 0 | 0 |  |  | 0 |  | 0 | 0 | 0
Hither Hills Conversion to 33 kV | 2030 |  |  | 0 | 0 | 0 | 0 | 0 | 0 | 0 | 0 | 0 | 0 | 0 | 0 | 0 | 0 | 0 | 0 | 0 | 0 | 0 | 0 | 0 | 0 | 0 | 0 | 0 | 0 | 0 | 0 | 0 | 0 | 0 | 0 | 0 | 0 | 0 | 0 | 0 | 0 | 0 | 0 | 0 | 0 | 0 | 0 | 0 | 0 | 0 | 0 | 0 |  |  | 0 |  | 0 | 0 | 0
Culloden Pt Conversion to 33 kV | 2030 |  |  | 0 | 0 | 0 | 0 | 0 | 0 | 0 | 0 | 0 | 0 | 0 | 0 | 0 | 0 | 0 | 0 | 0 | 0 | 0 | 0 | 0 | 0 | 0 | 0 | 0 | 0 | 0 | 0 | 0 | 0 | 0 | 0 | 0 | 0 | 0 | 0 | 0 | 0 | 0 | 0 | 0 | 0 | 0 | 0 | 0 | 0 | 0 | 0 | 0 |  |  | 0 |  | 0 | 0 | 0
[59 empty] | 0 | =Area I Portion
Area II Projects: | [58 empty] | 0 | =Area I+II+III Portions
Riverhead Canal 2nd Line and Bank | 2026 |  |  | 0 | 0 | 0 | 0 | 18.2337 | 18.2337 | 18.2337 | 18.2337 | 18.2337 | 18.2337 | -3.5383 | -3.5383 | -3.5383 | -3.5383 | -3.5383 | -3.5383 | -3.5383 | -3.5383 | -3.5383 | -3.5383 | -3.5383 | -3.5383 | -3.5383 | -3.5383 | -3.5383 | -3.5383 | -3.5383 | -3.5383 | -3.5383 | -3.5383 | -3.5383 | -3.5383 | -3.5383 | -3.5383 | -3.5383 | -3.5383 | -3.5383 | -3.5383 | -3.5383 | -21.772 | -21.772 | -21.772 | -21.772 | -21.772 | -21.772 | 0 | 0 | 0 | 0 |  |  | 30.3588 |  | 30.3588 | 632475.0457 | 0
[59 empty] | 0 | =Area II Portion
Area III Projects: | [58 empty] | 0 | =Area II+III Portions
New Canal - Southampton Cable | 2023 |  |  | 0 | 4.5863 | 4.5863 | 4.5863 | 4.5863 | 4.5863 | 4.5863 | -0.88999 | -0.88999 | -0.88999 | -0.88999 | -0.88999 | -0.88999 | -0.88999 | -0.88999 | -0.88999 | -0.88999 | -0.88999 | -0.88999 | -0.88999 | -0.88999 | -0.88999 | -0.88999 | -0.88999 | -0.88999 | -0.88999 | -0.88999 | -0.88999 | -0.88999 | -0.88999 | -0.88999 | -0.88999 | -0.88999 | -0.88999 | -0.88999 | -0.88999 | -5.4763 | -5.4763 | -5.4763 | -5.4763 | -5.4763 | -5.4763 | 0 | 0 | 0 | 0 | 0 | 0 | 0 |  |  | 8.9667 |  | 8.9667 | 142328.3896 | 0
Upgrade Wildwood - Riverhead to 138 kV | 2022 |  |  | 0 | 0.93922 | 0.93922 | 0.93922 | 0.93922 | 0.93922 | -0.14959 | -0.14959 | -0.14959 | -0.14959 | -0.14959 | -0.14959 | -0.14959 | -0.14959 | -0.14959 | -0.14959 | -0.14959 | -0.14959 | -0.14959 | -0.14959 | -0.14959 | -0.14959 | -0.14959 | -0.14959 | -0.14959 | -0.14959 | -0.14959 | -0.14959 | -0.14959 | -0.14959 | -0.14959 | -0.14959 | -0.14959 | -0.14959 | -0.14959 | -0.14959 | -1.0888 | -1.0888 | -1.0888 | -1.0888 | -1.0888 | 0 | 0 | 0 | 0 | 0 | 0 | 0 | 0 |  |  | 1.5483 |  | 1.5483 | 24575.725 | 0
Bridgehampton - Buell New 69 kV UG Cable | 2023 |  |  | 0 | 4.0496 | 4.0496 | 4.0496 | 4.0496 | 4.0496 | 4.0496 | -0.78584 | -0.78584 | -0.78584 | -0.78584 | -0.78584 | -0.78584 | -0.78584 | -0.78584 | -0.78584 | -0.78584 | -0.78584 | -0.78584 | -0.78584 | -0.78584 | -0.78584 | -0.78584 | -0.78584 | -0.78584 | -0.78584 | -0.78584 | -0.78584 | -0.78584 | -0.78584 | -0.78584 | -0.78584 | -0.78584 | -0.78584 | -0.78584 | -0.78584 | -4.8355 | -4.8355 | -4.8355 | -4.8355 | -4.8355 | -4.8355 | 0 | 0 | 0 | 0 | 0 | 0 | 0 |  |  | 7.9174 |  | 7.9174 | 125672.9397 | 0
Canal - Wainscott New 138 kV UG Cable | 2028 |  |  | 0 | 0 | 0 | 0 | 0 | 0 | 38.957 | 38.957 | 38.957 | 38.957 | 38.957 | 38.957 | -7.5597 | -7.5597 | -7.5597 | -7.5597 | -7.5597 | -7.5597 | -7.5597 | -7.5597 | -7.5597 | -7.5597 | -7.5597 | -7.5597 | -7.5597 | -7.5597 | -7.5597 | -7.5597 | -7.5597 | -7.5597 | -7.5597 | -7.5597 | -7.5597 | -7.5597 | -7.5597 | -7.5597 | -7.5597 | -7.5597 | -7.5597 | -7.5597 | -7.5597 | -46.5167 | -46.5167 | -46.5167 | -46.5167 | -46.5167 | -46.5167 | 0 | 0 |  |  | 58.276 |  | 58.276 | 925015.732 | 0
[59 empty] | 0 | =Area III Portion
Total - Area 2 Proposal, $Millions (unadjusted) |  |  |  | 0 | 9.5752 | 9.5752 | 9.5752 | 27.8089 | 27.8089 | 65.6771 | 55.3653 | 55.3653 | 55.3653 | 33.5933 | 33.5933 | -12.9234 | -12.9234 | -12.9234 | -12.9234 | -12.9234 | -12.9234 | -12.9234 | -12.9234 | -12.9234 | -12.9234 | -12.9234 | -12.9234 | -12.9234 | -12.9234 | -12.9234 | -12.9234 | -12.9234 | -12.9234 | -12.9234 | -12.9234 | -12.9234 | -12.9234 | -12.9234 | -12.9234 | -22.4986 | -22.4986 | -22.4986 | -40.7323 | -40.7323 | -78.6005 | -68.2887 | -68.2887 | -68.2887 | -46.5167 | -46.5167 | 0 | 0 |  |  | 107.0671 |  |  | 1850067.832 | 0
$/MW-yr |  |  |  | 0 | 151987.0893 | 151987.0893 | 151987.0893 | 531856.3265 | 531856.3265 | 1132938.3466 | 969259.0889 | 969259.0889 | 969259.0889 | 515675.3538 | 515675.3538 | -222684.5696 | -222684.5696 | -222684.5696 | -222684.5696 | -222684.5696 | -222684.5696 | -222684.5696 | -222684.5696 | -222684.5696 | -222684.5696 | -222684.5696 | -222684.5696 | -222684.5696 | -222684.5696 | -222684.5696 | -222684.5696 | -222684.5696 | -222684.5696 | -222684.5696 | -222684.5696 | -222684.5696 | -222684.5696 | -222684.5696 | -222684.5696 | -374671.6589 | -374671.6589 | -374671.6589 | -754540.8961 | -754540.8961 | -1355622.9163 | -1191943.6585 | -1191943.6585 | -1191943.6585 | -738359.9234 | -738359.9234 | 0 | 0
$Millions (adjusted) |  |  |  | 0 | 0 | 0 | 0 | 0 | 0 | 0 | 0 | 0 | 0 | 0 | 0 | 0 | 0 | 0 | 0 | 0 | 0 | 0 | 0 | 0 | 0 | 0 | 0 | 0 | 0 | 0 | 0 | 0 | 0 | 0 | 0 | 0 | 0 | 0 | 0 | 0 | 0 | 0 | 0 | 0 | 0 | 0 | 0 | 0 | 0 | 0 | 0 | 0 |  |  | 0
Annual Avoided Costs for Deferrals - Area 3 Proposal: (see note*) | Deferral Year |  |  | 2016 | 2017 | 2018 | 2019 | 2020 | 2021 | 2022 | 2023 | 2024 | 2025 | 2026 | 2027 | 2028 | 2029 | 2030 | 2031 | 2032 | 2033 | 2034 | 2035 | 2036 | 2037 | 2038 | 2039 | 2040 | 2041 | 2042 | 2043 | 2044 | 2045 | 2046 | 2047 | 2048 | 2049 | 2050 | 2051 | 2052 | 2053 | 2054 | 2055 | 2056 | 2057 | 2058 | 2059 | 2060 | 2061 | 2062 | 2063 | 2064 |  |  | Differential NPV $M |  | Differential NPV $M (adjusted for COD of Selected Project) | Differntial NPV $/MW | NPV of Transmission Avoided Costs for Selected Project
Area I Projects:
Amagansett Conversion 33 kV | 2030 |  |  | 0 | 0 | 0 | 0 | 0 | 0 | 0 | 0 | 0 | 0 | 0 | 0 | 0 | 0 | 0 | 0 | 0 | 0 | 0 | 0 | 0 | 0 | 0 | 0 | 0 | 0 | 0 | 0 | 0 | 0 | 0 | 0 | 0 | 0 | 0 | 0 | 0 | 0 | 0 | 0 | 0 | 0 | 0 | 0 | 0 | 0 | 0 | 0 | 0 |  |  | 0 |  | 0 | 0 | 0
East Hampton Conversion 33 kV | 2030 |  |  | 0 | 0 | 0 | 0 | 0 | 0 | 0 | 0 | 0 | 0 | 0 | 0 | 0 | 0 | 0 | 0 | 0 | 0 | 0 | 0 | 0 | 0 | 0 | 0 | 0 | 0 | 0 | 0 | 0 | 0 | 0 | 0 | 0 | 0 | 0 | 0 | 0 | 0 | 0 | 0 | 0 | 0 | 0 | 0 | 0 | 0 | 0 | 0 | 0 |  |  | 0 |  | 0 | 0 | 0
Buell Conversion 33 kV | 2030 |  |  | 0 | 0 | 0 | 0 | 0 | 0 | 0 | 0 | 0 | 0 | 0 | 0 | 0 | 0 | 0 | 0 | 0 | 0 | 0 | 0 | 0 | 0 | 0 | 0 | 0 | 0 | 0 | 0 | 0 | 0 | 0 | 0 | 0 | 0 | 0 | 0 | 0 | 0 | 0 | 0 | 0 | 0 | 0 | 0 | 0 | 0 | 0 | 0 | 0 |  |  | 0 |  | 0 | 0 | 0
Hither Hills Conversion to 33 kV | 2030 |  |  | 0 | 0 | 0 | 0 | 0 | 0 | 0 | 0 | 0 | 0 | 0 | 0 | 0 | 0 | 0 | 0 | 0 | 0 | 0 | 0 | 0 | 0 | 0 | 0 | 0 | 0 | 0 | 0 | 0 | 0 | 0 | 0 | 0 | 0 | 0 | 0 | 0 | 0 | 0 | 0 | 0 | 0 | 0 | 0 | 0 | 0 | 0 | 0 | 0 |  |  | 0 |  | 0 | 0 | 0
Culloden Pt Conversion to 33 kV | 2030 |  |  | 0 | 0 | 0 | 0 | 0 | 0 | 0 | 0 | 0 | 0 | 0 | 0 | 0 | 0 | 0 | 0 | 0 | 0 | 0 | 0 | 0 | 0 | 0 | 0 | 0 | 0 | 0 | 0 | 0 | 0 | 0 | 0 | 0 | 0 | 0 | 0 | 0 | 0 | 0 | 0 | 0 | 0 | 0 | 0 | 0 | 0 | 0 | 0 | 0 |  |  | 0 |  | 0 | 0 | 0
[59 empty] | 0 | =Area I Portion
Area II Projects: | [58 empty] | 3378365.5763 | =Area I+II+III Portions
Riverhead Canal 2nd Line and Bank | 2026 |  |  | 0 | 0 | 0 | 0 | 0 | 0 | 0 | 0 | 0 | 0 | 0 | 0 | 0 | 0 | 0 | 0 | 0 | 0 | 0 | 0 | 0 | 0 | 0 | 0 | 0 | 0 | 0 | 0 | 0 | 0 | 0 | 0 | 0 | 0 | 0 | 0 | 0 | 0 | 0 | 0 | 0 | 0 | 0 | 0 | 0 | 0 | 0 | 0 | 0 |  |  | 0 |  | 0 | 0 | 0
[59 empty] | 0 | =Area II Portion
Area III Projects: | [58 empty] | 3378365.5763 | =Area II+III Portions
New Canal - Southampton Cable | 2023 |  |  | 0 | 4.5863 | 4.5863 | 4.5863 | 4.5863 | 4.5863 | 4.5863 | -0.88999 | -0.88999 | -0.88999 | -0.88999 | -0.88999 | -0.88999 | -0.88999 | -0.88999 | -0.88999 | -0.88999 | -0.88999 | -0.88999 | -0.88999 | -0.88999 | -0.88999 | -0.88999 | -0.88999 | -0.88999 | -0.88999 | -0.88999 | -0.88999 | -0.88999 | -0.88999 | -0.88999 | -0.88999 | -0.88999 | -0.88999 | -0.88999 | -0.88999 | -5.4763 | -5.4763 | -5.4763 | -5.4763 | -5.4763 | -5.4763 | 0 | 0 | 0 | 0 | 0 | 0 | 0 |  |  | 8.9667 |  | 8.9667 | 142328.3896 | 394908.1641
Upgrade Wildwood - Riverhead to 138 kV | 2022 |  |  | 0 | 0.93922 | 0.93922 | 0.93922 | 0.93922 | 0.93922 | -0.14959 | -0.14959 | -0.14959 | -0.14959 | -0.14959 | -0.14959 | -0.14959 | -0.14959 | -0.14959 | -0.14959 | -0.14959 | -0.14959 | -0.14959 | -0.14959 | -0.14959 | -0.14959 | -0.14959 | -0.14959 | -0.14959 | -0.14959 | -0.14959 | -0.14959 | -0.14959 | -0.14959 | -0.14959 | -0.14959 | -0.14959 | -0.14959 | -0.14959 | -0.14959 | -1.0888 | -1.0888 | -1.0888 | -1.0888 | -1.0888 | 0 | 0 | 0 | 0 | 0 | 0 | 0 | 0 |  |  | 1.5483 |  | 1.5483 | 24575.725 | 68188.4653
Bridgehampton - Buell New 69 kV UG Cable | 2023 |  |  | 0 | 4.0496 | 4.0496 | 4.0496 | 4.0496 | 4.0496 | 4.0496 | -0.78584 | -0.78584 | -0.78584 | -0.78584 | -0.78584 | -0.78584 | -0.78584 | -0.78584 | -0.78584 | -0.78584 | -0.78584 | -0.78584 | -0.78584 | -0.78584 | -0.78584 | -0.78584 | -0.78584 | -0.78584 | -0.78584 | -0.78584 | -0.78584 | -0.78584 | -0.78584 | -0.78584 | -0.78584 | -0.78584 | -0.78584 | -0.78584 | -0.78584 | -4.8355 | -4.8355 | -4.8355 | -4.8355 | -4.8355 | -4.8355 | 0 | 0 | 0 | 0 | 0 | 0 | 0 |  |  | 7.9174 |  | 7.9174 | 125672.9397 | 348695.5066
Canal - Wainscott New 138 kV UG Cable | 2028 |  |  | 0 | 0 | 0 | 0 | 0 | 0 | 38.957 | 38.957 | 38.957 | 38.957 | 38.957 | 38.957 | -7.5597 | -7.5597 | -7.5597 | -7.5597 | -7.5597 | -7.5597 | -7.5597 | -7.5597 | -7.5597 | -7.5597 | -7.5597 | -7.5597 | -7.5597 | -7.5597 | -7.5597 | -7.5597 | -7.5597 | -7.5597 | -7.5597 | -7.5597 | -7.5597 | -7.5597 | -7.5597 | -7.5597 | -7.5597 | -7.5597 | -7.5597 | -7.5597 | -7.5597 | -46.5167 | -46.5167 | -46.5167 | -46.5167 | -46.5167 | -46.5167 | 0 | 0 |  |  | 58.276 |  | 58.276 | 925015.732 | 2566573.4404
[59 empty] | 3378365.5763 | =Area III Portion
Total - Area 3 Proposal, $Millions (unadjusted) |  |  |  | 0 | 9.5752 | 9.5752 | 9.5752 | 9.5752 | 9.5752 | 47.4434 | 37.1316 | 37.1316 | 37.1316 | 37.1316 | 37.1316 | -9.3851 | -9.3851 | -9.3851 | -9.3851 | -9.3851 | -9.3851 | -9.3851 | -9.3851 | -9.3851 | -9.3851 | -9.3851 | -9.3851 | -9.3851 | -9.3851 | -9.3851 | -9.3851 | -9.3851 | -9.3851 | -9.3851 | -9.3851 | -9.3851 | -9.3851 | -9.3851 | -9.3851 | -18.9603 | -18.9603 | -18.9603 | -18.9603 | -18.9603 | -56.8285 | -46.5167 | -46.5167 | -46.5167 | -46.5167 | -46.5167 | 0 | 0 |  |  | 76.7083 |  |  | 1217592.7863 | 3378365.5763
$/MW-yr |  |  |  | 0 | 151987.0893 | 151987.0893 | 151987.0893 | 151987.0893 | 151987.0893 | 753069.1094 | 589389.8516 | 589389.8516 | 589389.8516 | 589389.8516 | 589389.8516 | -148970.0718 | -148970.0718 | -148970.0718 | -148970.0718 | -148970.0718 | -148970.0718 | -148970.0718 | -148970.0718 | -148970.0718 | -148970.0718 | -148970.0718 | -148970.0718 | -148970.0718 | -148970.0718 | -148970.0718 | -148970.0718 | -148970.0718 | -148970.0718 | -148970.0718 | -148970.0718 | -148970.0718 | -148970.0718 | -148970.0718 | -148970.0718 | -300957.161 | -300957.161 | -300957.161 | -300957.161 | -300957.161 | -902039.1812 | -738359.9234 | -738359.9234 | -738359.9234 | -738359.9234 | -738359.9234 | 0 | 0
$Millions (adjusted) |  |  |  | 0 | 0.42171 | 0.42171 | 0.42171 | 0.42171 | 0.42171 | 2.0895 | 1.6353 | 1.6353 | 1.6353 | 1.6353 | 1.6353 | -0.41334 | -0.41334 | -0.41334 | -0.41334 | -0.41334 | -0.41334 | -0.41334 | -0.41334 | -0.41334 | -0.41334 | -0.41334 | -0.41334 | -0.41334 | -0.41334 | -0.41334 | -0.41334 | -0.41334 | -0.41334 | -0.41334 | -0.41334 | -0.41334 | -0.41334 | -0.41334 | -0.41334 | -0.83504 | -0.83504 | -0.83504 | -0.83504 | -0.83504 | -2.5028 | -2.0487 | -2.0487 | -2.0487 | -2.0487 | -2.0487 | 0 | 0 |  |  | 3378.3656
Discount Factor (Relative to 1/1/2016) = |  |  |  | 0.94787 | 0.89845 | 0.85161 | 0.80722 | 0.76513 | 0.72525 | 0.68744 | 0.6516 | 0.61763 | 0.58543 | 0.55491 | 0.52598 | 0.49856 | 0.47257 | 0.44793 | 0.42458 | 0.40245 | 0.38147 | 0.36158 | 0.34273 | 0.32486 | 0.30793 | 0.29187 | 0.27666 | 0.26223 | 0.24856 | 0.2356 | 0.22332 | 0.21168 | 0.20064 | 0.19018 | 0.18027 | 0.17087 | 0.16196 | 0.15352 | 0.14552 | 0.13793 | 0.13074 | 0.12392 | 0.11746 | 0.11134 | 0.10554 | 0.10003 | 0.094818 | 0.089875 | 0.08519 | 0.080748 | 0.076539 | 0.072549
* Note: A positive (+) avoided cost in a given year represents a cost savings relative to not having a transmission project deferral.

## PhII (AEG100-2018)
Version |  | Based on PSEGLI file: "East End Utility 2_0_Economics_2014_10_13_r28_Sargent_Lundy.xlsx"
Annual Revenue Requirements (Millions of $s)
1) Reference (Transmission only) Case
Project | I/S Year | Investor | Capital (2015$s) | 2016 | 2017 | 2018 | 2019 | 2020 | 2021 | 2022 | 2023 | 2024 | 2025 | 2026 | 2027 | 2028 | 2029 | 2030 | 2031 | 2032 | 2033 | 2034 | 2035 | 2036 | 2037 | 2038 | 2039 | 2040 | 2041 | 2042 | 2043 | 2044 | 2045 | 2046 | 2047 | 2048 | 2049 | 2050 | 2051 | 2052 | 2053 | 2054 | 2055 | 2056 | 2057 | 2058 | 2059 | 2060 | 2061 | 2062 | 2063 | 2064 |  | NPV |  | Proposal Number = | AEG100
Transmission Reinforcement I | 2017 | PSEGLI | 93.4 | 0 | 11.3926 | 11.3926 | 11.3926 | 11.3926 | 11.3926 | 11.3926 | 11.3926 | 11.3926 | 11.3926 | 11.3926 | 11.3926 | 11.3926 | 11.3926 | 11.3926 | 11.3926 | 11.3926 | 11.3926 | 11.3926 | 11.3926 | 11.3926 | 11.3926 | 11.3926 | 11.3926 | 11.3926 | 11.3926 | 11.3926 | 11.3926 | 11.3926 | 11.3926 | 11.3926 | 11.3926 | 11.3926 | 11.3926 | 11.3926 | 11.3926 | [13 empty] | 35 | 166.1982 |  | Proposer Name = | Applied Energy Group
Transmission Reinforcement II | 2018 | PSEGLI | 4.8 | 0 | 0 | 0.60305 | 0.60305 | 0.60305 | 0.60305 | 0.60305 | 0.60305 | 0.60305 | 0.60305 | 0.60305 | 0.60305 | 0.60305 | 0.60305 | 0.60305 | 0.60305 | 0.60305 | 0.60305 | 0.60305 | 0.60305 | 0.60305 | 0.60305 | 0.60305 | 0.60305 | 0.60305 | 0.60305 | 0.60305 | 0.60305 | 0.60305 | 0.60305 | 0.60305 | 0.60305 | 0.60305 | 0.60305 | 0.60305 | 0.60305 | 0.60305 | [12 empty] | 35 | 8.3388 |  | Proposal/Project = | South Fork Load Reduction Resources
Transmission Reinforcement III | 2019 | PSEGLI | 2.8 | 0 | 0 | 0 | 0.36233 | 0.36233 | 0.36233 | 0.36233 | 0.36233 | 0.36233 | 0.36233 | 0.36233 | 0.36233 | 0.36233 | 0.36233 | 0.36233 | 0.36233 | 0.36233 | 0.36233 | 0.36233 | 0.36233 | 0.36233 | 0.36233 | 0.36233 | 0.36233 | 0.36233 | 0.36233 | 0.36233 | 0.36233 | 0.36233 | 0.36233 | 0.36233 | 0.36233 | 0.36233 | 0.36233 | 0.36233 | 0.36233 | 0.36233 | 0.36233 | [11 empty] | 35 | 4.7491 |  | Option Number = | 1
Transmission Reinforcement IV | 2020 | PSEGLI | 136.8 | 0 | 0 | 0 | 0 | 18.2337 | 18.2337 | 18.2337 | 18.2337 | 18.2337 | 18.2337 | 18.2337 | 18.2337 | 18.2337 | 18.2337 | 18.2337 | 18.2337 | 18.2337 | 18.2337 | 18.2337 | 18.2337 | 18.2337 | 18.2337 | 18.2337 | 18.2337 | 18.2337 | 18.2337 | 18.2337 | 18.2337 | 18.2337 | 18.2337 | 18.2337 | 18.2337 | 18.2337 | 18.2337 | 18.2337 | 18.2337 | 18.2337 | 18.2337 | 18.2337 | [10 empty] | 35 | 226.5269 |  | Location = | 1 and 3
Transmission Reinforcement V | 2022 | PSEGLI | 275.5 | 0 | 0 | 0 | 0 | 0 | 0 | 38.957 | 38.957 | 38.957 | 38.957 | 38.957 | 38.957 | 38.957 | 38.957 | 38.957 | 38.957 | 38.957 | 38.957 | 38.957 | 38.957 | 38.957 | 38.957 | 38.957 | 38.957 | 38.957 | 38.957 | 38.957 | 38.957 | 38.957 | 38.957 | 38.957 | 38.957 | 38.957 | 38.957 | 38.957 | 38.957 | 38.957 | 38.957 | 38.957 | 38.957 | 38.957 | [8 empty] | 35 | 434.8353 |  | Technology = | Thermostats, LED, Pool Pump, RAC Control
[56 empty] | Interconnection Points = | Various
Total |  |  | 513.3 | 0 | 11.3926 | 11.9957 | 12.358 | 30.5918 | 30.5918 | 69.5487 | 69.5487 | 69.5487 | 69.5487 | 69.5487 | 69.5487 | 69.5487 | 69.5487 | 69.5487 | 69.5487 | 69.5487 | 69.5487 | 69.5487 | 69.5487 | 69.5487 | 69.5487 | 69.5487 | 69.5487 | 69.5487 | 69.5487 | 69.5487 | 69.5487 | 69.5487 | 69.5487 | 69.5487 | 69.5487 | 69.5487 | 69.5487 | 69.5487 | 69.5487 | 58.1561 | 57.553 | 57.1907 | 38.957 | 38.957 | 0 | 0 | 0 | 0 | 0 | 0 | 0 | 0 |  | 840.6482 |  | Loss Factor = | 1.067
2016 NPV @ 5.5%, thru 2035 |  |  |  | 2016: 559.7216
2016 NPV @ 5.5%, thru 2056 |  |  |  | 2016: 840.6482 |  |  |  | MW Required by 2022 (cap) = | 15 | 33 | 15 | Output: NPV of Transmission Avoided Costs for Selected Project (see note*)
[57 empty] | Selected Project Inputs - Area 1 Portion | Selected Project Inputs - Area 2 Portion | Selected Project Inputs - Area 3 Portion | Area 1 | Area 2 | Area 3 | Total | check
[56 empty] | Project kW = | 307.296 | 0 | 2253.504
[55 empty] | Capped kW = | 2560.8 | 307.296 | 0 | 2253.504
[56 empty] | Project Area (1, 2, or 3) = | 1 | 2 | 3
[56 empty] | Proportion of Peak Hours Covered = | 100% | 100% | 100%
[55 empty] | Project COD = | 2018
[55 empty] | Effective kW = | 2560.8 |  |  |  | 543891.1188 | 0 | 2084526.6521 | 2628417.771
[60 empty] | check | check | check
| I/S Year |  | Capital (2015$s) | 2016 | 2017 | 2018 | 2019 | 2020 | 2021 | 2022 | 2023 | 2024 | 2025 | 2026 | 2027 | 2028 | 2029 | 2030 | 2031 | 2032 | 2033 | 2034 | 2035 | 2036 | 2037 | 2038 | 2039 | 2040 | 2041 | 2042 | 2043 | 2044 | 2045 | 2046 | 2047 | 2048 | 2049 | 2050 | 2051 | 2052 | 2053 | 2054 | 2055 | 2056 | 2057 | 2058 | 2059 | 2060 | 2061 | 2062 | 2063 | 2064 |  | MW Required by 2022 | NPV Base $M | Differential NPV $M | Differential NPV $M (adjusted for COD of Selected Project) | Differntial NPV $/MW | NPV of Transmission Avoided Costs for Selected Project
Area I Projects: | [53 empty] | 15
Amagansett Conversion 33 kV | 2017 |  | 8 | 0 | 0.97582 | 0.97582 | 0.97582 | 0.97582 | 0.97582 | 0.97582 | 0.97582 | 0.97582 | 0.97582 | 0.97582 | 0.97582 | 0.97582 | 0.97582 | 0.97582 | 0.97582 | 0.97582 | 0.97582 | 0.97582 | 0.97582 | 0.97582 | 0.97582 | 0.97582 | 0.97582 | 0.97582 | 0.97582 | 0.97582 | 0.97582 | 0.97582 | 0.97582 | 0.97582 | 0.97582 | 0.97582 | 0.97582 | 0.97582 | 0.97582 | [13 empty] | 35 |  | 14.2354
East Hampton Conversion 33 kV | 2017 |  | 3.2 | 0 | 0.39033 | 0.39033 | 0.39033 | 0.39033 | 0.39033 | 0.39033 | 0.39033 | 0.39033 | 0.39033 | 0.39033 | 0.39033 | 0.39033 | 0.39033 | 0.39033 | 0.39033 | 0.39033 | 0.39033 | 0.39033 | 0.39033 | 0.39033 | 0.39033 | 0.39033 | 0.39033 | 0.39033 | 0.39033 | 0.39033 | 0.39033 | 0.39033 | 0.39033 | 0.39033 | 0.39033 | 0.39033 | 0.39033 | 0.39033 | 0.39033 | [13 empty] | 35 |  | 5.6942
Buell Conversion 33 kV | 2017 |  | 3.7 | 0 | 0.45131 | 0.45131 | 0.45131 | 0.45131 | 0.45131 | 0.45131 | 0.45131 | 0.45131 | 0.45131 | 0.45131 | 0.45131 | 0.45131 | 0.45131 | 0.45131 | 0.45131 | 0.45131 | 0.45131 | 0.45131 | 0.45131 | 0.45131 | 0.45131 | 0.45131 | 0.45131 | 0.45131 | 0.45131 | 0.45131 | 0.45131 | 0.45131 | 0.45131 | 0.45131 | 0.45131 | 0.45131 | 0.45131 | 0.45131 | 0.45131 | [13 empty] | 35 |  | 6.5839
Hither Hills Conversion to 33 kV | 2018 |  | 4.8 | 0 | 0 | 0.60305 | 0.60305 | 0.60305 | 0.60305 | 0.60305 | 0.60305 | 0.60305 | 0.60305 | 0.60305 | 0.60305 | 0.60305 | 0.60305 | 0.60305 | 0.60305 | 0.60305 | 0.60305 | 0.60305 | 0.60305 | 0.60305 | 0.60305 | 0.60305 | 0.60305 | 0.60305 | 0.60305 | 0.60305 | 0.60305 | 0.60305 | 0.60305 | 0.60305 | 0.60305 | 0.60305 | 0.60305 | 0.60305 | 0.60305 | 0.60305 | [12 empty] | 35 |  | 8.3388
Culloden Pt Conversion to 33 kV | 2019 |  | 2.8 | 0 | 0 | 0 | 0.36233 | 0.36233 | 0.36233 | 0.36233 | 0.36233 | 0.36233 | 0.36233 | 0.36233 | 0.36233 | 0.36233 | 0.36233 | 0.36233 | 0.36233 | 0.36233 | 0.36233 | 0.36233 | 0.36233 | 0.36233 | 0.36233 | 0.36233 | 0.36233 | 0.36233 | 0.36233 | 0.36233 | 0.36233 | 0.36233 | 0.36233 | 0.36233 | 0.36233 | 0.36233 | 0.36233 | 0.36233 | 0.36233 | 0.36233 | 0.36233 | [11 empty] | 35 |  | 4.7491
No Deferral |  |  | 22.5 |  | 1.8175 | 2.4205 | 2.7828 | 2.7828 | 2.7828 | 2.7828 | 2.7828 | 2.7828 | 2.7828 | 2.7828 | 2.7828 | 2.7828 | 2.7828 | 2.7828 | 2.7828 | 2.7828 | 2.7828 | 2.7828 | 2.7828 | 2.7828 | 2.7828 | 2.7828 | 2.7828 | 2.7828 | 2.7828 | 2.7828 | 2.7828 | 2.7828 | 2.7828 | 2.7828 | 2.7828 | 2.7828 | 2.7828 | 2.7828 | 2.7828 | 0.96539 | 0.36233 | 0 | 0 | 0 | [10 empty] | 39.6013
Amagansett Conversion 33 kV | 2030 |  | 8 | [14 empty] | 1.433 | 1.433 | 1.433 | 1.433 | 1.433 | 1.433 | 1.433 | 1.433 | 1.433 | 1.433 | 1.433 | 1.433 | 1.433 | 1.433 | 1.433 | 1.433 | 1.433 | 1.433 | 1.433 | 1.433 | 1.433 | 1.433 | 1.433 | 1.433 | 1.433 | 1.433 | 1.433 | 1.433 | 1.433 | 1.433 | 1.433 | 1.433 | 1.433 | 1.433 | 1.433 | 35 |  | 10.4225 | 3.8129 | 0 | 0 | 0
East Hampton Conversion 33 kV | 2030 |  | 3.2 | [14 empty] | 0.57321 | 0.57321 | 0.57321 | 0.57321 | 0.57321 | 0.57321 | 0.57321 | 0.57321 | 0.57321 | 0.57321 | 0.57321 | 0.57321 | 0.57321 | 0.57321 | 0.57321 | 0.57321 | 0.57321 | 0.57321 | 0.57321 | 0.57321 | 0.57321 | 0.57321 | 0.57321 | 0.57321 | 0.57321 | 0.57321 | 0.57321 | 0.57321 | 0.57321 | 0.57321 | 0.57321 | 0.57321 | 0.57321 | 0.57321 | 0.57321 | 35 |  | 4.169 | 1.5252 | 0 | 0 | 0
Buell Conversion 33 kV | 2030 |  | 3.7 | [14 empty] | 0.66277 | 0.66277 | 0.66277 | 0.66277 | 0.66277 | 0.66277 | 0.66277 | 0.66277 | 0.66277 | 0.66277 | 0.66277 | 0.66277 | 0.66277 | 0.66277 | 0.66277 | 0.66277 | 0.66277 | 0.66277 | 0.66277 | 0.66277 | 0.66277 | 0.66277 | 0.66277 | 0.66277 | 0.66277 | 0.66277 | 0.66277 | 0.66277 | 0.66277 | 0.66277 | 0.66277 | 0.66277 | 0.66277 | 0.66277 | 0.66277 | 35 |  | 4.8204 | 1.7635 | 0 | 0 | 0
Hither Hills Conversion to 33 kV | 2030 |  | 4.8 | [14 empty] | 0.85981 | 0.85981 | 0.85981 | 0.85981 | 0.85981 | 0.85981 | 0.85981 | 0.85981 | 0.85981 | 0.85981 | 0.85981 | 0.85981 | 0.85981 | 0.85981 | 0.85981 | 0.85981 | 0.85981 | 0.85981 | 0.85981 | 0.85981 | 0.85981 | 0.85981 | 0.85981 | 0.85981 | 0.85981 | 0.85981 | 0.85981 | 0.85981 | 0.85981 | 0.85981 | 0.85981 | 0.85981 | 0.85981 | 0.85981 | 0.85981 | 35 |  | 6.2535 | 2.0853 | 2.0853 | 139022.8879 | 356009.8114
Culloden Pt Conversion to 33 kV | 2030 |  | 2.8 | [14 empty] | 0.50156 | 0.50156 | 0.50156 | 0.50156 | 0.50156 | 0.50156 | 0.50156 | 0.50156 | 0.50156 | 0.50156 | 0.50156 | 0.50156 | 0.50156 | 0.50156 | 0.50156 | 0.50156 | 0.50156 | 0.50156 | 0.50156 | 0.50156 | 0.50156 | 0.50156 | 0.50156 | 0.50156 | 0.50156 | 0.50156 | 0.50156 | 0.50156 | 0.50156 | 0.50156 | 0.50156 | 0.50156 | 0.50156 | 0.50156 | 0.50156 | 35 |  | 3.6479 | 1.1012 | 1.1012 | 73412.135 | 187993.7953
Deferral to Indicated Year |  |  | 22.5 | [6 empty] | 0 | 0 | 0 | 0 | 0 | 0 | 0 | 0 | 4.0304 | 4.0304 | 4.0304 | 4.0304 | 4.0304 | 4.0304 | 4.0304 | 4.0304 | 4.0304 | 4.0304 | 4.0304 | 4.0304 | 4.0304 | 4.0304 | 4.0304 | 4.0304 | 4.0304 | 4.0304 | 4.0304 | 4.0304 | 4.0304 | 4.0304 | 4.0304 | 4.0304 | 4.0304 | 4.0304 | 4.0304 | 4.0304 | 4.0304 | 4.0304 | 4.0304 | 4.0304 | 4.0304 | 4.0304 | 4.0304 | 35 |  | 29.3132 | 10.2881 | 3.1865 | 212435.0229 | 544003.6067 | =Area I Portion
[59 empty] | 4532425.9903 | =Area I+II+III Portions
Annual Avoided Costs for Deferral to Indicated Year:
Amagansett Conversion 33 kV | 2030 |  |  | 0 | 0.97582 | 0.97582 | 0.97582 | 0.97582 | 0.97582 | 0.97582 | 0.97582 | 0.97582 | 0.97582 | 0.97582 | 0.97582 | 0.97582 | 0.97582 | -0.4572 | -0.4572 | -0.4572 | -0.4572 | -0.4572 | -0.4572 | -0.4572 | -0.4572 | -0.4572 | -0.4572 | -0.4572 | -0.4572 | -0.4572 | -0.4572 | -0.4572 | -0.4572 | -0.4572 | -0.4572 | -0.4572 | -0.4572 | -0.4572 | -0.4572 | -1.433 | -1.433 | -1.433 | -1.433 | -1.433 | -1.433 | -1.433 | -1.433 | -1.433 | -1.433 | -1.433 | -1.433 | -1.433 | 35 |  |  | 3.8129
East Hampton Conversion 33 kV | 2030 |  |  | 0 | 0.39033 | 0.39033 | 0.39033 | 0.39033 | 0.39033 | 0.39033 | 0.39033 | 0.39033 | 0.39033 | 0.39033 | 0.39033 | 0.39033 | 0.39033 | -0.18288 | -0.18288 | -0.18288 | -0.18288 | -0.18288 | -0.18288 | -0.18288 | -0.18288 | -0.18288 | -0.18288 | -0.18288 | -0.18288 | -0.18288 | -0.18288 | -0.18288 | -0.18288 | -0.18288 | -0.18288 | -0.18288 | -0.18288 | -0.18288 | -0.18288 | -0.57321 | -0.57321 | -0.57321 | -0.57321 | -0.57321 | -0.57321 | -0.57321 | -0.57321 | -0.57321 | -0.57321 | -0.57321 | -0.57321 | -0.57321 | 35 |  |  | 1.5252
Buell Conversion 33 kV | 2030 |  |  | 0 | 0.45131 | 0.45131 | 0.45131 | 0.45131 | 0.45131 | 0.45131 | 0.45131 | 0.45131 | 0.45131 | 0.45131 | 0.45131 | 0.45131 | 0.45131 | -0.21146 | -0.21146 | -0.21146 | -0.21146 | -0.21146 | -0.21146 | -0.21146 | -0.21146 | -0.21146 | -0.21146 | -0.21146 | -0.21146 | -0.21146 | -0.21146 | -0.21146 | -0.21146 | -0.21146 | -0.21146 | -0.21146 | -0.21146 | -0.21146 | -0.21146 | -0.66277 | -0.66277 | -0.66277 | -0.66277 | -0.66277 | -0.66277 | -0.66277 | -0.66277 | -0.66277 | -0.66277 | -0.66277 | -0.66277 | -0.66277 | 35 |  |  | 1.7635
Hither Hills Conversion to 33 kV | 2030 |  |  | 0 | 0 | 0.60305 | 0.60305 | 0.60305 | 0.60305 | 0.60305 | 0.60305 | 0.60305 | 0.60305 | 0.60305 | 0.60305 | 0.60305 | 0.60305 | -0.25676 | -0.25676 | -0.25676 | -0.25676 | -0.25676 | -0.25676 | -0.25676 | -0.25676 | -0.25676 | -0.25676 | -0.25676 | -0.25676 | -0.25676 | -0.25676 | -0.25676 | -0.25676 | -0.25676 | -0.25676 | -0.25676 | -0.25676 | -0.25676 | -0.25676 | -0.25676 | -0.85981 | -0.85981 | -0.85981 | -0.85981 | -0.85981 | -0.85981 | -0.85981 | -0.85981 | -0.85981 | -0.85981 | -0.85981 | -0.85981 | 35 |  |  | 2.0853
Culloden Pt Conversion to 33 kV | 2030 |  |  | 0 | 0 | 0 | 0.36233 | 0.36233 | 0.36233 | 0.36233 | 0.36233 | 0.36233 | 0.36233 | 0.36233 | 0.36233 | 0.36233 | 0.36233 | -0.13922 | -0.13922 | -0.13922 | -0.13922 | -0.13922 | -0.13922 | -0.13922 | -0.13922 | -0.13922 | -0.13922 | -0.13922 | -0.13922 | -0.13922 | -0.13922 | -0.13922 | -0.13922 | -0.13922 | -0.13922 | -0.13922 | -0.13922 | -0.13922 | -0.13922 | -0.13922 | -0.13922 | -0.50156 | -0.50156 | -0.50156 | -0.50156 | -0.50156 | -0.50156 | -0.50156 | -0.50156 | -0.50156 | -0.50156 | -0.50156 | 35 |  |  | 1.1012
Area II Projects: | [53 empty] | 33
Riverhead Canal 2nd Line and Bank | 2020 |  | 136.8 | 0 | 0 | 0 | 0 | 18.2337 | 18.2337 | 18.2337 | 18.2337 | 18.2337 | 18.2337 | 18.2337 | 18.2337 | 18.2337 | 18.2337 | 18.2337 | 18.2337 | 18.2337 | 18.2337 | 18.2337 | 18.2337 | 18.2337 | 18.2337 | 18.2337 | 18.2337 | 18.2337 | 18.2337 | 18.2337 | 18.2337 | 18.2337 | 18.2337 | 18.2337 | 18.2337 | 18.2337 | 18.2337 | 18.2337 | 18.2337 | 18.2337 | 18.2337 | 18.2337 | [10 empty] | 35 |  | 226.5269
No Deferral |  |  | 136.8 |  | 0 | 0 | 0 | 18.2337 | 18.2337 | 18.2337 | 18.2337 | 18.2337 | 18.2337 | 18.2337 | 18.2337 | 18.2337 | 18.2337 | 18.2337 | 18.2337 | 18.2337 | 18.2337 | 18.2337 | 18.2337 | 18.2337 | 18.2337 | 18.2337 | 18.2337 | 18.2337 | 18.2337 | 18.2337 | 18.2337 | 18.2337 | 18.2337 | 18.2337 | 18.2337 | 18.2337 | 18.2337 | 18.2337 | 18.2337 | 18.2337 | 18.2337 | 18.2337 | [10 empty] | 35 |  | 226.5269
Riverhead Canal 2nd Line and Bank | 2026 |  | 136.8 | [10 empty] | 21.772 | 21.772 | 21.772 | 21.772 | 21.772 | 21.772 | 21.772 | 21.772 | 21.772 | 21.772 | 21.772 | 21.772 | 21.772 | 21.772 | 21.772 | 21.772 | 21.772 | 21.772 | 21.772 | 21.772 | 21.772 | 21.772 | 21.772 | 21.772 | 21.772 | 21.772 | 21.772 | 21.772 | 21.772 | 21.772 | 21.772 | 21.772 | 21.772 | 21.772 | 21.772 |  |  |  |  | 35 |  | 196.1681 | 30.3588 | 30.3588 | 632475.0457 | 1619642.097
Deferral to Indicated Year |  |  | 136.8 | [6 empty] | 0 | 0 | 0 | 0 | 21.772 | 21.772 | 21.772 | 21.772 | 21.772 | 21.772 | 21.772 | 21.772 | 21.772 | 21.772 | 21.772 | 21.772 | 21.772 | 21.772 | 21.772 | 21.772 | 21.772 | 21.772 | 21.772 | 21.772 | 21.772 | 21.772 | 21.772 | 21.772 | 21.772 | 21.772 | 21.772 | 21.772 | 21.772 | 21.772 | 21.772 | 21.772 | 21.772 | 21.772 | 21.772 |  |  |  |  | 35 |  | 196.1681 | 30.3588 | 30.3588 | 632475.0457 | 1619642.097 | =Area II Portion
[59 empty] | 3988422.3835 | =Area II+III Portions
Annual Avoided Costs for Deferral to Indicated Year:
Riverhead Canal 2nd Line and Bank | 2026 |  |  | 0 | 0 | 0 | 0 | 18.2337 | 18.2337 | 18.2337 | 18.2337 | 18.2337 | 18.2337 | -3.5383 | -3.5383 | -3.5383 | -3.5383 | -3.5383 | -3.5383 | -3.5383 | -3.5383 | -3.5383 | -3.5383 | -3.5383 | -3.5383 | -3.5383 | -3.5383 | -3.5383 | -3.5383 | -3.5383 | -3.5383 | -3.5383 | -3.5383 | -3.5383 | -3.5383 | -3.5383 | -3.5383 | -3.5383 | -3.5383 | -3.5383 | -3.5383 | -3.5383 | -21.772 | -21.772 | -21.772 | -21.772 | -21.772 | -21.772 |  |  |  |  | 35 |  |  | 30.3588
0
Area III Projects: | [52 empty] | 0 | 15
New Canal - Southampton Cable | 2017 |  | 37.6 | 0 | 4.5863 | 4.5863 | 4.5863 | 4.5863 | 4.5863 | 4.5863 | 4.5863 | 4.5863 | 4.5863 | 4.5863 | 4.5863 | 4.5863 | 4.5863 | 4.5863 | 4.5863 | 4.5863 | 4.5863 | 4.5863 | 4.5863 | 4.5863 | 4.5863 | 4.5863 | 4.5863 | 4.5863 | 4.5863 | 4.5863 | 4.5863 | 4.5863 | 4.5863 | 4.5863 | 4.5863 | 4.5863 | 4.5863 | 4.5863 | 4.5863 | [13 empty] | 35 |  | 66.9063
Upgrade Wildwood - Riverhead to 138 kV | 2017 |  | 7.7 | 0 | 0.93922 | 0.93922 | 0.93922 | 0.93922 | 0.93922 | 0.93922 | 0.93922 | 0.93922 | 0.93922 | 0.93922 | 0.93922 | 0.93922 | 0.93922 | 0.93922 | 0.93922 | 0.93922 | 0.93922 | 0.93922 | 0.93922 | 0.93922 | 0.93922 | 0.93922 | 0.93922 | 0.93922 | 0.93922 | 0.93922 | 0.93922 | 0.93922 | 0.93922 | 0.93922 | 0.93922 | 0.93922 | 0.93922 | 0.93922 | 0.93922 | [13 empty] | 35 |  | 13.7016
Bridgehampton - Buell New 69 kV UG Cable | 2017 |  | 33.2 | 0 | 4.0496 | 4.0496 | 4.0496 | 4.0496 | 4.0496 | 4.0496 | 4.0496 | 4.0496 | 4.0496 | 4.0496 | 4.0496 | 4.0496 | 4.0496 | 4.0496 | 4.0496 | 4.0496 | 4.0496 | 4.0496 | 4.0496 | 4.0496 | 4.0496 | 4.0496 | 4.0496 | 4.0496 | 4.0496 | 4.0496 | 4.0496 | 4.0496 | 4.0496 | 4.0496 | 4.0496 | 4.0496 | 4.0496 | 4.0496 | 4.0496 | [13 empty] | 35 |  | 59.0769
Canal - Wainscott New 138 kV UG Cable | 2022 |  | 275.5 | 0 | 0 | 0 | 0 | 0 | 0 | 38.957 | 38.957 | 38.957 | 38.957 | 38.957 | 38.957 | 38.957 | 38.957 | 38.957 | 38.957 | 38.957 | 38.957 | 38.957 | 38.957 | 38.957 | 38.957 | 38.957 | 38.957 | 38.957 | 38.957 | 38.957 | 38.957 | 38.957 | 38.957 | 38.957 | 38.957 | 38.957 | 38.957 | 38.957 | 38.957 | 38.957 | 38.957 | 38.957 | 38.957 | 38.957 | [8 empty] | 35 |  | 434.8353
No Deferral |  |  | 354 |  | 9.5752 | 9.5752 | 9.5752 | 9.5752 | 9.5752 | 48.5322 | 48.5322 | 48.5322 | 48.5322 | 48.5322 | 48.5322 | 48.5322 | 48.5322 | 48.5322 | 48.5322 | 48.5322 | 48.5322 | 48.5322 | 48.5322 | 48.5322 | 48.5322 | 48.5322 | 48.5322 | 48.5322 | 48.5322 | 48.5322 | 48.5322 | 48.5322 | 48.5322 | 48.5322 | 48.5322 | 48.5322 | 48.5322 | 48.5322 | 48.5322 | 38.957 | 38.957 | 38.957 | 38.957 | 38.957 | [10 empty] | 574.52
New Canal - Southampton Cable | 2023 |  | 37.6 | [7 empty] | 5.4763 | 5.4763 | 5.4763 | 5.4763 | 5.4763 | 5.4763 | 5.4763 | 5.4763 | 5.4763 | 5.4763 | 5.4763 | 5.4763 | 5.4763 | 5.4763 | 5.4763 | 5.4763 | 5.4763 | 5.4763 | 5.4763 | 5.4763 | 5.4763 | 5.4763 | 5.4763 | 5.4763 | 5.4763 | 5.4763 | 5.4763 | 5.4763 | 5.4763 | 5.4763 | 5.4763 | 5.4763 | 5.4763 | 5.4763 | 5.4763 | [7 empty] | 35 |  | 57.9396 | 8.9667 | 0 | 0 | 0
Upgrade Wildwood - Riverhead to 138 kV | 2022 |  | 7.7 | [6 empty] | 1.0888 | 1.0888 | 1.0888 | 1.0888 | 1.0888 | 1.0888 | 1.0888 | 1.0888 | 1.0888 | 1.0888 | 1.0888 | 1.0888 | 1.0888 | 1.0888 | 1.0888 | 1.0888 | 1.0888 | 1.0888 | 1.0888 | 1.0888 | 1.0888 | 1.0888 | 1.0888 | 1.0888 | 1.0888 | 1.0888 | 1.0888 | 1.0888 | 1.0888 | 1.0888 | 1.0888 | 1.0888 | 1.0888 | 1.0888 | 1.0888 | [8 empty] | 35 |  | 12.1533 | 1.5483 | 0 | 0 | 0
Bridgehampton - Buell New 69 kV UG Cable | 2023 |  | 33.2 | [7 empty] | 4.8355 | 4.8355 | 4.8355 | 4.8355 | 4.8355 | 4.8355 | 4.8355 | 4.8355 | 4.8355 | 4.8355 | 4.8355 | 4.8355 | 4.8355 | 4.8355 | 4.8355 | 4.8355 | 4.8355 | 4.8355 | 4.8355 | 4.8355 | 4.8355 | 4.8355 | 4.8355 | 4.8355 | 4.8355 | 4.8355 | 4.8355 | 4.8355 | 4.8355 | 4.8355 | 4.8355 | 4.8355 | 4.8355 | 4.8355 | 4.8355 | [7 empty] | 35 |  | 51.1595 | 7.9174 | 0 | 0 | 0
Canal - Wainscott New 138 kV UG Cable | 2028 |  | 275.5 | [12 empty] | 46.5167 | 46.5167 | 46.5167 | 46.5167 | 46.5167 | 46.5167 | 46.5167 | 46.5167 | 46.5167 | 46.5167 | 46.5167 | 46.5167 | 46.5167 | 46.5167 | 46.5167 | 46.5167 | 46.5167 | 46.5167 | 46.5167 | 46.5167 | 46.5167 | 46.5167 | 46.5167 | 46.5167 | 46.5167 | 46.5167 | 46.5167 | 46.5167 | 46.5167 | 46.5167 | 46.5167 | 46.5167 | 46.5167 | 46.5167 | 46.5167 |  |  | 35 |  | 376.5593 | 58.276 | 58.276 | 925015.732 | 2368780.2865
Deferral to Indicated Year |  |  | 354 | [6 empty] | 1.0888 | 11.4006 | 11.4006 | 11.4006 | 11.4006 | 11.4006 | 57.9173 | 57.9173 | 57.9173 | 57.9173 | 57.9173 | 57.9173 | 57.9173 | 57.9173 | 57.9173 | 57.9173 | 57.9173 | 57.9173 | 57.9173 | 57.9173 | 57.9173 | 57.9173 | 57.9173 | 57.9173 | 57.9173 | 57.9173 | 57.9173 | 57.9173 | 57.9173 | 57.9173 | 57.9173 | 57.9173 | 57.9173 | 57.9173 | 57.9173 | 56.8285 | 46.5167 | 46.5167 | 46.5167 | 46.5167 | 46.5167 |  |  | 41 |  | 497.8117 | 76.7083 | 58.276 | 925015.732 | 2368780.2865 | =Area III Portion
[59 empty] | 2368780.2865 | =Area III Portion
Annual Avoided Costs for Deferral to Indicated Year:
New Canal - Southampton Cable | 2023 |  |  | 0 | 4.5863 | 4.5863 | 4.5863 | 4.5863 | 4.5863 | 4.5863 | -0.88999 | -0.88999 | -0.88999 | -0.88999 | -0.88999 | -0.88999 | -0.88999 | -0.88999 | -0.88999 | -0.88999 | -0.88999 | -0.88999 | -0.88999 | -0.88999 | -0.88999 | -0.88999 | -0.88999 | -0.88999 | -0.88999 | -0.88999 | -0.88999 | -0.88999 | -0.88999 | -0.88999 | -0.88999 | -0.88999 | -0.88999 | -0.88999 | -0.88999 | -5.4763 | -5.4763 | -5.4763 | -5.4763 | -5.4763 | -5.4763 | 0 | 0 | 0 | 0 | 0 |  |  | 35 |  |  | 8.9667
Upgrade Wildwood - Riverhead to 138 kV | 2022 |  |  | 0 | 0.93922 | 0.93922 | 0.93922 | 0.93922 | 0.93922 | -0.14959 | -0.14959 | -0.14959 | -0.14959 | -0.14959 | -0.14959 | -0.14959 | -0.14959 | -0.14959 | -0.14959 | -0.14959 | -0.14959 | -0.14959 | -0.14959 | -0.14959 | -0.14959 | -0.14959 | -0.14959 | -0.14959 | -0.14959 | -0.14959 | -0.14959 | -0.14959 | -0.14959 | -0.14959 | -0.14959 | -0.14959 | -0.14959 | -0.14959 | -0.14959 | -1.0888 | -1.0888 | -1.0888 | -1.0888 | -1.0888 | 0 | 0 | 0 | 0 | 0 | 0 |  |  | 35 |  |  | 1.5483
Bridgehampton - Buell New 69 kV UG Cable | 2023 |  |  | 0 | 4.0496 | 4.0496 | 4.0496 | 4.0496 | 4.0496 | 4.0496 | -0.78584 | -0.78584 | -0.78584 | -0.78584 | -0.78584 | -0.78584 | -0.78584 | -0.78584 | -0.78584 | -0.78584 | -0.78584 | -0.78584 | -0.78584 | -0.78584 | -0.78584 | -0.78584 | -0.78584 | -0.78584 | -0.78584 | -0.78584 | -0.78584 | -0.78584 | -0.78584 | -0.78584 | -0.78584 | -0.78584 | -0.78584 | -0.78584 | -0.78584 | -4.8355 | -4.8355 | -4.8355 | -4.8355 | -4.8355 | -4.8355 | 0 | 0 | 0 | 0 | 0 |  |  | 35 |  |  | 7.9174
Canal - Wainscott New 138 kV UG Cable | 2028 |  |  | 0 | 0 | 0 | 0 | 0 | 0 | 38.957 | 38.957 | 38.957 | 38.957 | 38.957 | 38.957 | -7.5597 | -7.5597 | -7.5597 | -7.5597 | -7.5597 | -7.5597 | -7.5597 | -7.5597 | -7.5597 | -7.5597 | -7.5597 | -7.5597 | -7.5597 | -7.5597 | -7.5597 | -7.5597 | -7.5597 | -7.5597 | -7.5597 | -7.5597 | -7.5597 | -7.5597 | -7.5597 | -7.5597 | -7.5597 | -7.5597 | -7.5597 | -7.5597 | -7.5597 | -46.5167 | -46.5167 | -46.5167 | -46.5167 | -46.5167 | -46.5167 | [5 empty] | 58.276
Total - All Areas (No Deferrals,$Millions) |  |  | 513.3 |  | 11.3926 | 11.9957 | 12.358 | 30.5918 | 30.5918 | 69.5487 | 69.5487 | 69.5487 | 69.5487 | 69.5487 | 69.5487 | 69.5487 | 69.5487 | 69.5487 | 69.5487 | 69.5487 | 69.5487 | 69.5487 | 69.5487 | 69.5487 | 69.5487 | 69.5487 | 69.5487 | 69.5487 | 69.5487 | 69.5487 | 69.5487 | 69.5487 | 69.5487 | 69.5487 | 69.5487 | 69.5487 | 69.5487 | 69.5487 | 69.5487 | 58.1561 | 57.553 | 57.1907 | 38.957 | 38.957 | 0 | 0 | 0 | 0 | 0 | 0 | 0 | 0 |  | 63 | 840.6482 | 117.3552 | = max. total avoided cost in portfolio
Annual Avoided Costs for Deferrals - Area 1 Proposal: (see note*) | Deferral Year |  |  | 2016 | 2017 | 2018 | 2019 | 2020 | 2021 | 2022 | 2023 | 2024 | 2025 | 2026 | 2027 | 2028 | 2029 | 2030 | 2031 | 2032 | 2033 | 2034 | 2035 | 2036 | 2037 | 2038 | 2039 | 2040 | 2041 | 2042 | 2043 | 2044 | 2045 | 2046 | 2047 | 2048 | 2049 | 2050 | 2051 | 2052 | 2053 | 2054 | 2055 | 2056 | 2057 | 2058 | 2059 | 2060 | 2061 | 2062 | 2063 | 2064 |  |  | Differential NPV $M |  | Differential NPV $M (adjusted for COD of Selected Project) | Differntial NPV $/MW | NPV of Transmission Avoided Costs for Selected Project
Area I Projects:
Amagansett Conversion 33 kV | 2030 |  |  | 0 | 0.97582 | 0.97582 | 0.97582 | 0.97582 | 0.97582 | 0.97582 | 0.97582 | 0.97582 | 0.97582 | 0.97582 | 0.97582 | 0.97582 | 0.97582 | -0.4572 | -0.4572 | -0.4572 | -0.4572 | -0.4572 | -0.4572 | -0.4572 | -0.4572 | -0.4572 | -0.4572 | -0.4572 | -0.4572 | -0.4572 | -0.4572 | -0.4572 | -0.4572 | -0.4572 | -0.4572 | -0.4572 | -0.4572 | -0.4572 | -0.4572 | -1.433 | -1.433 | -1.433 | -1.433 | -1.433 | -1.433 | -1.433 | -1.433 | -1.433 | -1.433 | -1.433 | -1.433 | -1.433 |  |  | 3.8129 |  | 0 | 0 | 0
East Hampton Conversion 33 kV | 2030 |  |  | 0 | 0.39033 | 0.39033 | 0.39033 | 0.39033 | 0.39033 | 0.39033 | 0.39033 | 0.39033 | 0.39033 | 0.39033 | 0.39033 | 0.39033 | 0.39033 | -0.18288 | -0.18288 | -0.18288 | -0.18288 | -0.18288 | -0.18288 | -0.18288 | -0.18288 | -0.18288 | -0.18288 | -0.18288 | -0.18288 | -0.18288 | -0.18288 | -0.18288 | -0.18288 | -0.18288 | -0.18288 | -0.18288 | -0.18288 | -0.18288 | -0.18288 | -0.57321 | -0.57321 | -0.57321 | -0.57321 | -0.57321 | -0.57321 | -0.57321 | -0.57321 | -0.57321 | -0.57321 | -0.57321 | -0.57321 | -0.57321 |  |  | 1.5252 |  | 0 | 0 | 0
Buell Conversion 33 kV | 2030 |  |  | 0 | 0.45131 | 0.45131 | 0.45131 | 0.45131 | 0.45131 | 0.45131 | 0.45131 | 0.45131 | 0.45131 | 0.45131 | 0.45131 | 0.45131 | 0.45131 | -0.21146 | -0.21146 | -0.21146 | -0.21146 | -0.21146 | -0.21146 | -0.21146 | -0.21146 | -0.21146 | -0.21146 | -0.21146 | -0.21146 | -0.21146 | -0.21146 | -0.21146 | -0.21146 | -0.21146 | -0.21146 | -0.21146 | -0.21146 | -0.21146 | -0.21146 | -0.66277 | -0.66277 | -0.66277 | -0.66277 | -0.66277 | -0.66277 | -0.66277 | -0.66277 | -0.66277 | -0.66277 | -0.66277 | -0.66277 | -0.66277 |  |  | 1.7635 |  | 0 | 0 | 0
Hither Hills Conversion to 33 kV | 2030 |  |  | 0 | 0 | 0.60305 | 0.60305 | 0.60305 | 0.60305 | 0.60305 | 0.60305 | 0.60305 | 0.60305 | 0.60305 | 0.60305 | 0.60305 | 0.60305 | -0.25676 | -0.25676 | -0.25676 | -0.25676 | -0.25676 | -0.25676 | -0.25676 | -0.25676 | -0.25676 | -0.25676 | -0.25676 | -0.25676 | -0.25676 | -0.25676 | -0.25676 | -0.25676 | -0.25676 | -0.25676 | -0.25676 | -0.25676 | -0.25676 | -0.25676 | -0.25676 | -0.85981 | -0.85981 | -0.85981 | -0.85981 | -0.85981 | -0.85981 | -0.85981 | -0.85981 | -0.85981 | -0.85981 | -0.85981 | -0.85981 |  |  | 2.0853 |  | 2.0853 | 139022.8879 | 42721.1774
Culloden Pt Conversion to 33 kV | 2030 |  |  | 0 | 0 | 0 | 0.36233 | 0.36233 | 0.36233 | 0.36233 | 0.36233 | 0.36233 | 0.36233 | 0.36233 | 0.36233 | 0.36233 | 0.36233 | -0.13922 | -0.13922 | -0.13922 | -0.13922 | -0.13922 | -0.13922 | -0.13922 | -0.13922 | -0.13922 | -0.13922 | -0.13922 | -0.13922 | -0.13922 | -0.13922 | -0.13922 | -0.13922 | -0.13922 | -0.13922 | -0.13922 | -0.13922 | -0.13922 | -0.13922 | -0.13922 | -0.13922 | -0.50156 | -0.50156 | -0.50156 | -0.50156 | -0.50156 | -0.50156 | -0.50156 | -0.50156 | -0.50156 | -0.50156 | -0.50156 |  |  | 1.1012 |  | 1.1012 | 73412.135 | 22559.2554
[59 empty] | 65280.4328 | =Area I Portion
Area II Projects: | [58 empty] | 543891.1188 | =Area I+II+III Portions
Riverhead Canal 2nd Line and Bank | 2026 |  |  | 0 | 0 | 0 | 0 | 18.2337 | 18.2337 | 18.2337 | 18.2337 | 18.2337 | 18.2337 | -3.5383 | -3.5383 | -3.5383 | -3.5383 | -3.5383 | -3.5383 | -3.5383 | -3.5383 | -3.5383 | -3.5383 | -3.5383 | -3.5383 | -3.5383 | -3.5383 | -3.5383 | -3.5383 | -3.5383 | -3.5383 | -3.5383 | -3.5383 | -3.5383 | -3.5383 | -3.5383 | -3.5383 | -3.5383 | -3.5383 | -3.5383 | -3.5383 | -3.5383 | -21.772 | -21.772 | -21.772 | -21.772 | -21.772 | -21.772 | 0 | 0 | 0 | 0 |  |  | 30.3588 |  | 30.3588 | 632475.0457 | 194357.0516
[59 empty] | 194357.0516 | =Area II Portion
Area III Projects: | [58 empty] | 478610.686 | =Area II+III Portions
New Canal - Southampton Cable | 2023 |  |  | 0 | 4.5863 | 4.5863 | 4.5863 | 4.5863 | 4.5863 | 4.5863 | -0.88999 | -0.88999 | -0.88999 | -0.88999 | -0.88999 | -0.88999 | -0.88999 | -0.88999 | -0.88999 | -0.88999 | -0.88999 | -0.88999 | -0.88999 | -0.88999 | -0.88999 | -0.88999 | -0.88999 | -0.88999 | -0.88999 | -0.88999 | -0.88999 | -0.88999 | -0.88999 | -0.88999 | -0.88999 | -0.88999 | -0.88999 | -0.88999 | -0.88999 | -5.4763 | -5.4763 | -5.4763 | -5.4763 | -5.4763 | -5.4763 | 0 | 0 | 0 | 0 | 0 | 0 | 0 |  |  | 8.9667 |  | 0 | 0 | 0
Upgrade Wildwood - Riverhead to 138 kV | 2022 |  |  | 0 | 0.93922 | 0.93922 | 0.93922 | 0.93922 | 0.93922 | -0.14959 | -0.14959 | -0.14959 | -0.14959 | -0.14959 | -0.14959 | -0.14959 | -0.14959 | -0.14959 | -0.14959 | -0.14959 | -0.14959 | -0.14959 | -0.14959 | -0.14959 | -0.14959 | -0.14959 | -0.14959 | -0.14959 | -0.14959 | -0.14959 | -0.14959 | -0.14959 | -0.14959 | -0.14959 | -0.14959 | -0.14959 | -0.14959 | -0.14959 | -0.14959 | -1.0888 | -1.0888 | -1.0888 | -1.0888 | -1.0888 | 0 | 0 | 0 | 0 | 0 | 0 | 0 | 0 |  |  | 1.5483 |  | 0 | 0 | 0
Bridgehampton - Buell New 69 kV UG Cable | 2023 |  |  | 0 | 4.0496 | 4.0496 | 4.0496 | 4.0496 | 4.0496 | 4.0496 | -0.78584 | -0.78584 | -0.78584 | -0.78584 | -0.78584 | -0.78584 | -0.78584 | -0.78584 | -0.78584 | -0.78584 | -0.78584 | -0.78584 | -0.78584 | -0.78584 | -0.78584 | -0.78584 | -0.78584 | -0.78584 | -0.78584 | -0.78584 | -0.78584 | -0.78584 | -0.78584 | -0.78584 | -0.78584 | -0.78584 | -0.78584 | -0.78584 | -0.78584 | -4.8355 | -4.8355 | -4.8355 | -4.8355 | -4.8355 | -4.8355 | 0 | 0 | 0 | 0 | 0 | 0 | 0 |  |  | 7.9174 |  | 0 | 0 | 0
Canal - Wainscott New 138 kV UG Cable | 2028 |  |  | 0 | 0 | 0 | 0 | 0 | 0 | 38.957 | 38.957 | 38.957 | 38.957 | 38.957 | 38.957 | -7.5597 | -7.5597 | -7.5597 | -7.5597 | -7.5597 | -7.5597 | -7.5597 | -7.5597 | -7.5597 | -7.5597 | -7.5597 | -7.5597 | -7.5597 | -7.5597 | -7.5597 | -7.5597 | -7.5597 | -7.5597 | -7.5597 | -7.5597 | -7.5597 | -7.5597 | -7.5597 | -7.5597 | -7.5597 | -7.5597 | -7.5597 | -7.5597 | -7.5597 | -46.5167 | -46.5167 | -46.5167 | -46.5167 | -46.5167 | -46.5167 | 0 | 0 |  |  | 58.276 |  | 58.276 | 925015.732 | 284253.6344
[59 empty] | 284253.6344 | =Area III Portion
Total - Area 1 Proposal, $Millions (unadjusted) |  |  |  | 0 | 0 | 0.60305 | 0.96539 | 19.1991 | 19.1991 | 58.1561 | 58.1561 | 58.1561 | 58.1561 | 36.3841 | 36.3841 | -10.1326 | -10.1326 | -11.494 | -11.494 | -11.494 | -11.494 | -11.494 | -11.494 | -11.494 | -11.494 | -11.494 | -11.494 | -11.494 | -11.494 | -11.494 | -11.494 | -11.494 | -11.494 | -11.494 | -11.494 | -11.494 | -11.494 | -11.494 | -11.494 | -11.494 | -12.097 | -12.4594 | -30.6931 | -30.6931 | -69.6501 | -69.6501 | -69.6501 | -69.6501 | -47.878 | -47.878 | -1.3614 | -1.3614 |  |  | 91.8213 |  |  | 1769925.8006 | 543891.1188
$/MW-yr |  |  |  | 0 | 0 | 40203.5861 | 64359.2408 | 444228.478 | 444228.478 | 1062593.2896 | 1062593.2896 | 1062593.2896 | 1062593.2896 | 609009.5545 | 609009.5545 | -129350.3688 | -129350.3688 | -220108.1448 | -220108.1448 | -220108.1448 | -220108.1448 | -220108.1448 | -220108.1448 | -220108.1448 | -220108.1448 | -220108.1448 | -220108.1448 | -220108.1448 | -220108.1448 | -220108.1448 | -220108.1448 | -220108.1448 | -220108.1448 | -220108.1448 | -220108.1448 | -220108.1448 | -220108.1448 | -220108.1448 | -220108.1448 | -220108.1448 | -260311.731 | -284467.3856 | -664336.6229 | -664336.6229 | -1282701.4345 | -1282701.4345 | -1282701.4345 | -1282701.4345 | -829117.6994 | -829117.6994 | -90757.776 | -90757.776
$Millions (adjusted) |  |  |  | 0 | 0 | 0.012354 | 0.019777 | 0.13651 | 0.13651 | 0.32653 | 0.32653 | 0.32653 | 0.32653 | 0.18715 | 0.18715 | -0.039749 | -0.039749 | -0.067638 | -0.067638 | -0.067638 | -0.067638 | -0.067638 | -0.067638 | -0.067638 | -0.067638 | -0.067638 | -0.067638 | -0.067638 | -0.067638 | -0.067638 | -0.067638 | -0.067638 | -0.067638 | -0.067638 | -0.067638 | -0.067638 | -0.067638 | -0.067638 | -0.067638 | -0.067638 | -0.079993 | -0.087416 | -0.20415 | -0.20415 | -0.39417 | -0.39417 | -0.39417 | -0.39417 | -0.25478 | -0.25478 | -0.02789 | -0.02789 |  |  | 543.8911
Annual Avoided Costs for Deferrals - Area 2 Proposal: (see note*) | Deferral Year |  |  | 2016 | 2017 | 2018 | 2019 | 2020 | 2021 | 2022 | 2023 | 2024 | 2025 | 2026 | 2027 | 2028 | 2029 | 2030 | 2031 | 2032 | 2033 | 2034 | 2035 | 2036 | 2037 | 2038 | 2039 | 2040 | 2041 | 2042 | 2043 | 2044 | 2045 | 2046 | 2047 | 2048 | 2049 | 2050 | 2051 | 2052 | 2053 | 2054 | 2055 | 2056 | 2057 | 2058 | 2059 | 2060 | 2061 | 2062 | 2063 | 2064 |  |  | Differential NPV $M |  | Differential NPV $M (adjusted for COD of Selected Project) | Differntial NPV $/MW | NPV of Transmission Avoided Costs for Selected Project
Area I Projects:
Amagansett Conversion 33 kV | 2030 |  |  | 0 | 0 | 0 | 0 | 0 | 0 | 0 | 0 | 0 | 0 | 0 | 0 | 0 | 0 | 0 | 0 | 0 | 0 | 0 | 0 | 0 | 0 | 0 | 0 | 0 | 0 | 0 | 0 | 0 | 0 | 0 | 0 | 0 | 0 | 0 | 0 | 0 | 0 | 0 | 0 | 0 | 0 | 0 | 0 | 0 | 0 | 0 | 0 | 0 |  |  | 0 |  | 0 | 0 | 0
East Hampton Conversion 33 kV | 2030 |  |  | 0 | 0 | 0 | 0 | 0 | 0 | 0 | 0 | 0 | 0 | 0 | 0 | 0 | 0 | 0 | 0 | 0 | 0 | 0 | 0 | 0 | 0 | 0 | 0 | 0 | 0 | 0 | 0 | 0 | 0 | 0 | 0 | 0 | 0 | 0 | 0 | 0 | 0 | 0 | 0 | 0 | 0 | 0 | 0 | 0 | 0 | 0 | 0 | 0 |  |  | 0 |  | 0 | 0 | 0
Buell Conversion 33 kV | 2030 |  |  | 0 | 0 | 0 | 0 | 0 | 0 | 0 | 0 | 0 | 0 | 0 | 0 | 0 | 0 | 0 | 0 | 0 | 0 | 0 | 0 | 0 | 0 | 0 | 0 | 0 | 0 | 0 | 0 | 0 | 0 | 0 | 0 | 0 | 0 | 0 | 0 | 0 | 0 | 0 | 0 | 0 | 0 | 0 | 0 | 0 | 0 | 0 | 0 | 0 |  |  | 0 |  | 0 | 0 | 0
Hither Hills Conversion to 33 kV | 2030 |  |  | 0 | 0 | 0 | 0 | 0 | 0 | 0 | 0 | 0 | 0 | 0 | 0 | 0 | 0 | 0 | 0 | 0 | 0 | 0 | 0 | 0 | 0 | 0 | 0 | 0 | 0 | 0 | 0 | 0 | 0 | 0 | 0 | 0 | 0 | 0 | 0 | 0 | 0 | 0 | 0 | 0 | 0 | 0 | 0 | 0 | 0 | 0 | 0 | 0 |  |  | 0 |  | 0 | 0 | 0
Culloden Pt Conversion to 33 kV | 2030 |  |  | 0 | 0 | 0 | 0 | 0 | 0 | 0 | 0 | 0 | 0 | 0 | 0 | 0 | 0 | 0 | 0 | 0 | 0 | 0 | 0 | 0 | 0 | 0 | 0 | 0 | 0 | 0 | 0 | 0 | 0 | 0 | 0 | 0 | 0 | 0 | 0 | 0 | 0 | 0 | 0 | 0 | 0 | 0 | 0 | 0 | 0 | 0 | 0 | 0 |  |  | 0 |  | 0 | 0 | 0
[59 empty] | 0 | =Area I Portion
Area II Projects: | [58 empty] | 0 | =Area I+II+III Portions
Riverhead Canal 2nd Line and Bank | 2026 |  |  | 0 | 0 | 0 | 0 | 18.2337 | 18.2337 | 18.2337 | 18.2337 | 18.2337 | 18.2337 | -3.5383 | -3.5383 | -3.5383 | -3.5383 | -3.5383 | -3.5383 | -3.5383 | -3.5383 | -3.5383 | -3.5383 | -3.5383 | -3.5383 | -3.5383 | -3.5383 | -3.5383 | -3.5383 | -3.5383 | -3.5383 | -3.5383 | -3.5383 | -3.5383 | -3.5383 | -3.5383 | -3.5383 | -3.5383 | -3.5383 | -3.5383 | -3.5383 | -3.5383 | -21.772 | -21.772 | -21.772 | -21.772 | -21.772 | -21.772 | 0 | 0 | 0 | 0 |  |  | 30.3588 |  | 30.3588 | 632475.0457 | 0
[59 empty] | 0 | =Area II Portion
Area III Projects: | [58 empty] | 0 | =Area II+III Portions
New Canal - Southampton Cable | 2023 |  |  | 0 | 4.5863 | 4.5863 | 4.5863 | 4.5863 | 4.5863 | 4.5863 | -0.88999 | -0.88999 | -0.88999 | -0.88999 | -0.88999 | -0.88999 | -0.88999 | -0.88999 | -0.88999 | -0.88999 | -0.88999 | -0.88999 | -0.88999 | -0.88999 | -0.88999 | -0.88999 | -0.88999 | -0.88999 | -0.88999 | -0.88999 | -0.88999 | -0.88999 | -0.88999 | -0.88999 | -0.88999 | -0.88999 | -0.88999 | -0.88999 | -0.88999 | -5.4763 | -5.4763 | -5.4763 | -5.4763 | -5.4763 | -5.4763 | 0 | 0 | 0 | 0 | 0 | 0 | 0 |  |  | 8.9667 |  | 0 | 0 | 0
Upgrade Wildwood - Riverhead to 138 kV | 2022 |  |  | 0 | 0.93922 | 0.93922 | 0.93922 | 0.93922 | 0.93922 | -0.14959 | -0.14959 | -0.14959 | -0.14959 | -0.14959 | -0.14959 | -0.14959 | -0.14959 | -0.14959 | -0.14959 | -0.14959 | -0.14959 | -0.14959 | -0.14959 | -0.14959 | -0.14959 | -0.14959 | -0.14959 | -0.14959 | -0.14959 | -0.14959 | -0.14959 | -0.14959 | -0.14959 | -0.14959 | -0.14959 | -0.14959 | -0.14959 | -0.14959 | -0.14959 | -1.0888 | -1.0888 | -1.0888 | -1.0888 | -1.0888 | 0 | 0 | 0 | 0 | 0 | 0 | 0 | 0 |  |  | 1.5483 |  | 0 | 0 | 0
Bridgehampton - Buell New 69 kV UG Cable | 2023 |  |  | 0 | 4.0496 | 4.0496 | 4.0496 | 4.0496 | 4.0496 | 4.0496 | -0.78584 | -0.78584 | -0.78584 | -0.78584 | -0.78584 | -0.78584 | -0.78584 | -0.78584 | -0.78584 | -0.78584 | -0.78584 | -0.78584 | -0.78584 | -0.78584 | -0.78584 | -0.78584 | -0.78584 | -0.78584 | -0.78584 | -0.78584 | -0.78584 | -0.78584 | -0.78584 | -0.78584 | -0.78584 | -0.78584 | -0.78584 | -0.78584 | -0.78584 | -4.8355 | -4.8355 | -4.8355 | -4.8355 | -4.8355 | -4.8355 | 0 | 0 | 0 | 0 | 0 | 0 | 0 |  |  | 7.9174 |  | 0 | 0 | 0
Canal - Wainscott New 138 kV UG Cable | 2028 |  |  | 0 | 0 | 0 | 0 | 0 | 0 | 38.957 | 38.957 | 38.957 | 38.957 | 38.957 | 38.957 | -7.5597 | -7.5597 | -7.5597 | -7.5597 | -7.5597 | -7.5597 | -7.5597 | -7.5597 | -7.5597 | -7.5597 | -7.5597 | -7.5597 | -7.5597 | -7.5597 | -7.5597 | -7.5597 | -7.5597 | -7.5597 | -7.5597 | -7.5597 | -7.5597 | -7.5597 | -7.5597 | -7.5597 | -7.5597 | -7.5597 | -7.5597 | -7.5597 | -7.5597 | -46.5167 | -46.5167 | -46.5167 | -46.5167 | -46.5167 | -46.5167 | 0 | 0 |  |  | 58.276 |  | 58.276 | 925015.732 | 0
[59 empty] | 0 | =Area III Portion
Total - Area 2 Proposal, $Millions (unadjusted) |  |  |  | 0 | 0 | 0 | 0 | 18.2337 | 18.2337 | 57.1907 | 57.1907 | 57.1907 | 57.1907 | 35.4187 | 35.4187 | -11.098 | -11.098 | -11.098 | -11.098 | -11.098 | -11.098 | -11.098 | -11.098 | -11.098 | -11.098 | -11.098 | -11.098 | -11.098 | -11.098 | -11.098 | -11.098 | -11.098 | -11.098 | -11.098 | -11.098 | -11.098 | -11.098 | -11.098 | -11.098 | -11.098 | -11.098 | -11.098 | -29.3317 | -29.3317 | -68.2887 | -68.2887 | -68.2887 | -68.2887 | -46.5167 | -46.5167 | 0 | 0 |  |  | 88.6348 |  |  | 1557490.7777 | 0
$/MW-yr |  |  |  | 0 | 0 | 0 | 0 | 379869.2372 | 379869.2372 | 998234.0488 | 998234.0488 | 998234.0488 | 998234.0488 | 544650.3137 | 544650.3137 | -193709.6096 | -193709.6096 | -193709.6096 | -193709.6096 | -193709.6096 | -193709.6096 | -193709.6096 | -193709.6096 | -193709.6096 | -193709.6096 | -193709.6096 | -193709.6096 | -193709.6096 | -193709.6096 | -193709.6096 | -193709.6096 | -193709.6096 | -193709.6096 | -193709.6096 | -193709.6096 | -193709.6096 | -193709.6096 | -193709.6096 | -193709.6096 | -193709.6096 | -193709.6096 | -193709.6096 | -573578.8469 | -573578.8469 | -1191943.6585 | -1191943.6585 | -1191943.6585 | -1191943.6585 | -738359.9234 | -738359.9234 | 0 | 0
$Millions (adjusted) |  |  |  | 0 | 0 | 0 | 0 | 0 | 0 | 0 | 0 | 0 | 0 | 0 | 0 | 0 | 0 | 0 | 0 | 0 | 0 | 0 | 0 | 0 | 0 | 0 | 0 | 0 | 0 | 0 | 0 | 0 | 0 | 0 | 0 | 0 | 0 | 0 | 0 | 0 | 0 | 0 | 0 | 0 | 0 | 0 | 0 | 0 | 0 | 0 | 0 | 0 |  |  | 0
Annual Avoided Costs for Deferrals - Area 3 Proposal: (see note*) | Deferral Year |  |  | 2016 | 2017 | 2018 | 2019 | 2020 | 2021 | 2022 | 2023 | 2024 | 2025 | 2026 | 2027 | 2028 | 2029 | 2030 | 2031 | 2032 | 2033 | 2034 | 2035 | 2036 | 2037 | 2038 | 2039 | 2040 | 2041 | 2042 | 2043 | 2044 | 2045 | 2046 | 2047 | 2048 | 2049 | 2050 | 2051 | 2052 | 2053 | 2054 | 2055 | 2056 | 2057 | 2058 | 2059 | 2060 | 2061 | 2062 | 2063 | 2064 |  |  | Differential NPV $M |  | Differential NPV $M (adjusted for COD of Selected Project) | Differntial NPV $/MW | NPV of Transmission Avoided Costs for Selected Project
Area I Projects:
Amagansett Conversion 33 kV | 2030 |  |  | 0 | 0 | 0 | 0 | 0 | 0 | 0 | 0 | 0 | 0 | 0 | 0 | 0 | 0 | 0 | 0 | 0 | 0 | 0 | 0 | 0 | 0 | 0 | 0 | 0 | 0 | 0 | 0 | 0 | 0 | 0 | 0 | 0 | 0 | 0 | 0 | 0 | 0 | 0 | 0 | 0 | 0 | 0 | 0 | 0 | 0 | 0 | 0 | 0 |  |  | 0 |  | 0 | 0 | 0
East Hampton Conversion 33 kV | 2030 |  |  | 0 | 0 | 0 | 0 | 0 | 0 | 0 | 0 | 0 | 0 | 0 | 0 | 0 | 0 | 0 | 0 | 0 | 0 | 0 | 0 | 0 | 0 | 0 | 0 | 0 | 0 | 0 | 0 | 0 | 0 | 0 | 0 | 0 | 0 | 0 | 0 | 0 | 0 | 0 | 0 | 0 | 0 | 0 | 0 | 0 | 0 | 0 | 0 | 0 |  |  | 0 |  | 0 | 0 | 0
Buell Conversion 33 kV | 2030 |  |  | 0 | 0 | 0 | 0 | 0 | 0 | 0 | 0 | 0 | 0 | 0 | 0 | 0 | 0 | 0 | 0 | 0 | 0 | 0 | 0 | 0 | 0 | 0 | 0 | 0 | 0 | 0 | 0 | 0 | 0 | 0 | 0 | 0 | 0 | 0 | 0 | 0 | 0 | 0 | 0 | 0 | 0 | 0 | 0 | 0 | 0 | 0 | 0 | 0 |  |  | 0 |  | 0 | 0 | 0
Hither Hills Conversion to 33 kV | 2030 |  |  | 0 | 0 | 0 | 0 | 0 | 0 | 0 | 0 | 0 | 0 | 0 | 0 | 0 | 0 | 0 | 0 | 0 | 0 | 0 | 0 | 0 | 0 | 0 | 0 | 0 | 0 | 0 | 0 | 0 | 0 | 0 | 0 | 0 | 0 | 0 | 0 | 0 | 0 | 0 | 0 | 0 | 0 | 0 | 0 | 0 | 0 | 0 | 0 | 0 |  |  | 0 |  | 0 | 0 | 0
Culloden Pt Conversion to 33 kV | 2030 |  |  | 0 | 0 | 0 | 0 | 0 | 0 | 0 | 0 | 0 | 0 | 0 | 0 | 0 | 0 | 0 | 0 | 0 | 0 | 0 | 0 | 0 | 0 | 0 | 0 | 0 | 0 | 0 | 0 | 0 | 0 | 0 | 0 | 0 | 0 | 0 | 0 | 0 | 0 | 0 | 0 | 0 | 0 | 0 | 0 | 0 | 0 | 0 | 0 | 0 |  |  | 0 |  | 0 | 0 | 0
[59 empty] | 0 | =Area I Portion
Area II Projects: | [58 empty] | 2084526.6521 | =Area I+II+III Portions
Riverhead Canal 2nd Line and Bank | 2026 |  |  | 0 | 0 | 0 | 0 | 0 | 0 | 0 | 0 | 0 | 0 | 0 | 0 | 0 | 0 | 0 | 0 | 0 | 0 | 0 | 0 | 0 | 0 | 0 | 0 | 0 | 0 | 0 | 0 | 0 | 0 | 0 | 0 | 0 | 0 | 0 | 0 | 0 | 0 | 0 | 0 | 0 | 0 | 0 | 0 | 0 | 0 | 0 | 0 | 0 |  |  | 0 |  | 0 | 0 | 0
[59 empty] | 0 | =Area II Portion
Area III Projects: | [58 empty] | 2084526.6521 | =Area II+III Portions
New Canal - Southampton Cable | 2023 |  |  | 0 | 4.5863 | 4.5863 | 4.5863 | 4.5863 | 4.5863 | 4.5863 | -0.88999 | -0.88999 | -0.88999 | -0.88999 | -0.88999 | -0.88999 | -0.88999 | -0.88999 | -0.88999 | -0.88999 | -0.88999 | -0.88999 | -0.88999 | -0.88999 | -0.88999 | -0.88999 | -0.88999 | -0.88999 | -0.88999 | -0.88999 | -0.88999 | -0.88999 | -0.88999 | -0.88999 | -0.88999 | -0.88999 | -0.88999 | -0.88999 | -0.88999 | -5.4763 | -5.4763 | -5.4763 | -5.4763 | -5.4763 | -5.4763 | 0 | 0 | 0 | 0 | 0 | 0 | 0 |  |  | 8.9667 |  | 0 | 0 | 0
Upgrade Wildwood - Riverhead to 138 kV | 2022 |  |  | 0 | 0.93922 | 0.93922 | 0.93922 | 0.93922 | 0.93922 | -0.14959 | -0.14959 | -0.14959 | -0.14959 | -0.14959 | -0.14959 | -0.14959 | -0.14959 | -0.14959 | -0.14959 | -0.14959 | -0.14959 | -0.14959 | -0.14959 | -0.14959 | -0.14959 | -0.14959 | -0.14959 | -0.14959 | -0.14959 | -0.14959 | -0.14959 | -0.14959 | -0.14959 | -0.14959 | -0.14959 | -0.14959 | -0.14959 | -0.14959 | -0.14959 | -1.0888 | -1.0888 | -1.0888 | -1.0888 | -1.0888 | 0 | 0 | 0 | 0 | 0 | 0 | 0 | 0 |  |  | 1.5483 |  | 0 | 0 | 0
Bridgehampton - Buell New 69 kV UG Cable | 2023 |  |  | 0 | 4.0496 | 4.0496 | 4.0496 | 4.0496 | 4.0496 | 4.0496 | -0.78584 | -0.78584 | -0.78584 | -0.78584 | -0.78584 | -0.78584 | -0.78584 | -0.78584 | -0.78584 | -0.78584 | -0.78584 | -0.78584 | -0.78584 | -0.78584 | -0.78584 | -0.78584 | -0.78584 | -0.78584 | -0.78584 | -0.78584 | -0.78584 | -0.78584 | -0.78584 | -0.78584 | -0.78584 | -0.78584 | -0.78584 | -0.78584 | -0.78584 | -4.8355 | -4.8355 | -4.8355 | -4.8355 | -4.8355 | -4.8355 | 0 | 0 | 0 | 0 | 0 | 0 | 0 |  |  | 7.9174 |  | 0 | 0 | 0
Canal - Wainscott New 138 kV UG Cable | 2028 |  |  | 0 | 0 | 0 | 0 | 0 | 0 | 38.957 | 38.957 | 38.957 | 38.957 | 38.957 | 38.957 | -7.5597 | -7.5597 | -7.5597 | -7.5597 | -7.5597 | -7.5597 | -7.5597 | -7.5597 | -7.5597 | -7.5597 | -7.5597 | -7.5597 | -7.5597 | -7.5597 | -7.5597 | -7.5597 | -7.5597 | -7.5597 | -7.5597 | -7.5597 | -7.5597 | -7.5597 | -7.5597 | -7.5597 | -7.5597 | -7.5597 | -7.5597 | -7.5597 | -7.5597 | -46.5167 | -46.5167 | -46.5167 | -46.5167 | -46.5167 | -46.5167 | 0 | 0 |  |  | 58.276 |  | 58.276 | 925015.732 | 2084526.6521
[59 empty] | 2084526.6521 | =Area III Portion
Total - Area 3 Proposal, $Millions (unadjusted) |  |  |  | 0 | 9.5752 | 9.5752 | 9.5752 | 9.5752 | 9.5752 | 47.4434 | 37.1316 | 37.1316 | 37.1316 | 37.1316 | 37.1316 | -9.3851 | -9.3851 | -9.3851 | -9.3851 | -9.3851 | -9.3851 | -9.3851 | -9.3851 | -9.3851 | -9.3851 | -9.3851 | -9.3851 | -9.3851 | -9.3851 | -9.3851 | -9.3851 | -9.3851 | -9.3851 | -9.3851 | -9.3851 | -9.3851 | -9.3851 | -9.3851 | -9.3851 | -18.9603 | -18.9603 | -18.9603 | -18.9603 | -18.9603 | -56.8285 | -46.5167 | -46.5167 | -46.5167 | -46.5167 | -46.5167 | 0 | 0 |  |  | 76.7083 |  |  | 925015.732 | 2084526.6521
$/MW-yr |  |  |  | 0 | 0 | 0 | 0 | 0 | 0 | 618364.8116 | 618364.8116 | 618364.8116 | 618364.8116 | 618364.8116 | 618364.8116 | -119995.1118 | -119995.1118 | -119995.1118 | -119995.1118 | -119995.1118 | -119995.1118 | -119995.1118 | -119995.1118 | -119995.1118 | -119995.1118 | -119995.1118 | -119995.1118 | -119995.1118 | -119995.1118 | -119995.1118 | -119995.1118 | -119995.1118 | -119995.1118 | -119995.1118 | -119995.1118 | -119995.1118 | -119995.1118 | -119995.1118 | -119995.1118 | -119995.1118 | -119995.1118 | -119995.1118 | -119995.1118 | -119995.1118 | -738359.9234 | -738359.9234 | -738359.9234 | -738359.9234 | -738359.9234 | -738359.9234 | 0 | 0
$Millions (adjusted) |  |  |  | 0 | 0 | 0 | 0 | 0 | 0 | 1.3935 | 1.3935 | 1.3935 | 1.3935 | 1.3935 | 1.3935 | -0.27041 | -0.27041 | -0.27041 | -0.27041 | -0.27041 | -0.27041 | -0.27041 | -0.27041 | -0.27041 | -0.27041 | -0.27041 | -0.27041 | -0.27041 | -0.27041 | -0.27041 | -0.27041 | -0.27041 | -0.27041 | -0.27041 | -0.27041 | -0.27041 | -0.27041 | -0.27041 | -0.27041 | -0.27041 | -0.27041 | -0.27041 | -0.27041 | -0.27041 | -1.6639 | -1.6639 | -1.6639 | -1.6639 | -1.6639 | -1.6639 | 0 | 0 |  |  | 2084.5267
Discount Factor (Relative to 1/1/2016) = |  |  |  | 0.94787 | 0.89845 | 0.85161 | 0.80722 | 0.76513 | 0.72525 | 0.68744 | 0.6516 | 0.61763 | 0.58543 | 0.55491 | 0.52598 | 0.49856 | 0.47257 | 0.44793 | 0.42458 | 0.40245 | 0.38147 | 0.36158 | 0.34273 | 0.32486 | 0.30793 | 0.29187 | 0.27666 | 0.26223 | 0.24856 | 0.2356 | 0.22332 | 0.21168 | 0.20064 | 0.19018 | 0.18027 | 0.17087 | 0.16196 | 0.15352 | 0.14552 | 0.13793 | 0.13074 | 0.12392 | 0.11746 | 0.11134 | 0.10554 | 0.10003 | 0.094818 | 0.089875 | 0.08519 | 0.080748 | 0.076539 | 0.072549
* Note: A positive (+) avoided cost in a given year represents a cost savings relative to not having a transmission project deferral.

## PhII (AEG100-2019)
Version |  | Based on PSEGLI file: "East End Utility 2_0_Economics_2014_10_13_r28_Sargent_Lundy.xlsx"
Annual Revenue Requirements (Millions of $s)
1) Reference (Transmission only) Case
Project | I/S Year | Investor | Capital (2015$s) | 2016 | 2017 | 2018 | 2019 | 2020 | 2021 | 2022 | 2023 | 2024 | 2025 | 2026 | 2027 | 2028 | 2029 | 2030 | 2031 | 2032 | 2033 | 2034 | 2035 | 2036 | 2037 | 2038 | 2039 | 2040 | 2041 | 2042 | 2043 | 2044 | 2045 | 2046 | 2047 | 2048 | 2049 | 2050 | 2051 | 2052 | 2053 | 2054 | 2055 | 2056 | 2057 | 2058 | 2059 | 2060 | 2061 | 2062 | 2063 | 2064 |  | NPV |  | Proposal Number = | AEG100
Transmission Reinforcement I | 2017 | PSEGLI | 93.4 | 0 | 11.3926 | 11.3926 | 11.3926 | 11.3926 | 11.3926 | 11.3926 | 11.3926 | 11.3926 | 11.3926 | 11.3926 | 11.3926 | 11.3926 | 11.3926 | 11.3926 | 11.3926 | 11.3926 | 11.3926 | 11.3926 | 11.3926 | 11.3926 | 11.3926 | 11.3926 | 11.3926 | 11.3926 | 11.3926 | 11.3926 | 11.3926 | 11.3926 | 11.3926 | 11.3926 | 11.3926 | 11.3926 | 11.3926 | 11.3926 | 11.3926 | [13 empty] | 35 | 166.1982 |  | Proposer Name = | Applied Energy Group
Transmission Reinforcement II | 2018 | PSEGLI | 4.8 | 0 | 0 | 0.60305 | 0.60305 | 0.60305 | 0.60305 | 0.60305 | 0.60305 | 0.60305 | 0.60305 | 0.60305 | 0.60305 | 0.60305 | 0.60305 | 0.60305 | 0.60305 | 0.60305 | 0.60305 | 0.60305 | 0.60305 | 0.60305 | 0.60305 | 0.60305 | 0.60305 | 0.60305 | 0.60305 | 0.60305 | 0.60305 | 0.60305 | 0.60305 | 0.60305 | 0.60305 | 0.60305 | 0.60305 | 0.60305 | 0.60305 | 0.60305 | [12 empty] | 35 | 8.3388 |  | Proposal/Project = | South Fork Load Reduction Resources
Transmission Reinforcement III | 2019 | PSEGLI | 2.8 | 0 | 0 | 0 | 0.36233 | 0.36233 | 0.36233 | 0.36233 | 0.36233 | 0.36233 | 0.36233 | 0.36233 | 0.36233 | 0.36233 | 0.36233 | 0.36233 | 0.36233 | 0.36233 | 0.36233 | 0.36233 | 0.36233 | 0.36233 | 0.36233 | 0.36233 | 0.36233 | 0.36233 | 0.36233 | 0.36233 | 0.36233 | 0.36233 | 0.36233 | 0.36233 | 0.36233 | 0.36233 | 0.36233 | 0.36233 | 0.36233 | 0.36233 | 0.36233 | [11 empty] | 35 | 4.7491 |  | Option Number = | 1
Transmission Reinforcement IV | 2020 | PSEGLI | 136.8 | 0 | 0 | 0 | 0 | 18.2337 | 18.2337 | 18.2337 | 18.2337 | 18.2337 | 18.2337 | 18.2337 | 18.2337 | 18.2337 | 18.2337 | 18.2337 | 18.2337 | 18.2337 | 18.2337 | 18.2337 | 18.2337 | 18.2337 | 18.2337 | 18.2337 | 18.2337 | 18.2337 | 18.2337 | 18.2337 | 18.2337 | 18.2337 | 18.2337 | 18.2337 | 18.2337 | 18.2337 | 18.2337 | 18.2337 | 18.2337 | 18.2337 | 18.2337 | 18.2337 | [10 empty] | 35 | 226.5269 |  | Location = | 1 and 3
Transmission Reinforcement V | 2022 | PSEGLI | 275.5 | 0 | 0 | 0 | 0 | 0 | 0 | 38.957 | 38.957 | 38.957 | 38.957 | 38.957 | 38.957 | 38.957 | 38.957 | 38.957 | 38.957 | 38.957 | 38.957 | 38.957 | 38.957 | 38.957 | 38.957 | 38.957 | 38.957 | 38.957 | 38.957 | 38.957 | 38.957 | 38.957 | 38.957 | 38.957 | 38.957 | 38.957 | 38.957 | 38.957 | 38.957 | 38.957 | 38.957 | 38.957 | 38.957 | 38.957 | [8 empty] | 35 | 434.8353 |  | Technology = | Thermostats, LED, Pool Pump, RAC Control
[56 empty] | Interconnection Points = | Various
Total |  |  | 513.3 | 0 | 11.3926 | 11.9957 | 12.358 | 30.5918 | 30.5918 | 69.5487 | 69.5487 | 69.5487 | 69.5487 | 69.5487 | 69.5487 | 69.5487 | 69.5487 | 69.5487 | 69.5487 | 69.5487 | 69.5487 | 69.5487 | 69.5487 | 69.5487 | 69.5487 | 69.5487 | 69.5487 | 69.5487 | 69.5487 | 69.5487 | 69.5487 | 69.5487 | 69.5487 | 69.5487 | 69.5487 | 69.5487 | 69.5487 | 69.5487 | 69.5487 | 58.1561 | 57.553 | 57.1907 | 38.957 | 38.957 | 0 | 0 | 0 | 0 | 0 | 0 | 0 | 0 |  | 840.6482 |  | Loss Factor = | 1.067
2016 NPV @ 5.5%, thru 2035 |  |  |  | 2016: 559.7216
2016 NPV @ 5.5%, thru 2056 |  |  |  | 2016: 840.6482 |  |  |  | MW Required by 2022 (cap) = | 15 | 33 | 15 | Output: NPV of Transmission Avoided Costs for Selected Project (see note*)
[57 empty] | Selected Project Inputs - Area 1 Portion | Selected Project Inputs - Area 2 Portion | Selected Project Inputs - Area 3 Portion | Area 1 | Area 2 | Area 3 | Total | check
[56 empty] | Project kW = | 307.296 | 0 | 2253.504
[55 empty] | Capped kW = | 2560.8 | 307.296 | 0 | 2253.504
[56 empty] | Project Area (1, 2, or 3) = | 1 | 2 | 3
[56 empty] | Proportion of Peak Hours Covered = | 100% | 100% | 100%
[55 empty] | Project COD = | 2019
[55 empty] | Effective kW = | 2560.8 |  |  |  | 501169.9415 | 0 | 2084526.6521 | 2585696.5936
[60 empty] | check | check | check
| I/S Year |  | Capital (2015$s) | 2016 | 2017 | 2018 | 2019 | 2020 | 2021 | 2022 | 2023 | 2024 | 2025 | 2026 | 2027 | 2028 | 2029 | 2030 | 2031 | 2032 | 2033 | 2034 | 2035 | 2036 | 2037 | 2038 | 2039 | 2040 | 2041 | 2042 | 2043 | 2044 | 2045 | 2046 | 2047 | 2048 | 2049 | 2050 | 2051 | 2052 | 2053 | 2054 | 2055 | 2056 | 2057 | 2058 | 2059 | 2060 | 2061 | 2062 | 2063 | 2064 |  | MW Required by 2022 | NPV Base $M | Differential NPV $M | Differential NPV $M (adjusted for COD of Selected Project) | Differntial NPV $/MW | NPV of Transmission Avoided Costs for Selected Project
Area I Projects: | [53 empty] | 15
Amagansett Conversion 33 kV | 2017 |  | 8 | 0 | 0.97582 | 0.97582 | 0.97582 | 0.97582 | 0.97582 | 0.97582 | 0.97582 | 0.97582 | 0.97582 | 0.97582 | 0.97582 | 0.97582 | 0.97582 | 0.97582 | 0.97582 | 0.97582 | 0.97582 | 0.97582 | 0.97582 | 0.97582 | 0.97582 | 0.97582 | 0.97582 | 0.97582 | 0.97582 | 0.97582 | 0.97582 | 0.97582 | 0.97582 | 0.97582 | 0.97582 | 0.97582 | 0.97582 | 0.97582 | 0.97582 | [13 empty] | 35 |  | 14.2354
East Hampton Conversion 33 kV | 2017 |  | 3.2 | 0 | 0.39033 | 0.39033 | 0.39033 | 0.39033 | 0.39033 | 0.39033 | 0.39033 | 0.39033 | 0.39033 | 0.39033 | 0.39033 | 0.39033 | 0.39033 | 0.39033 | 0.39033 | 0.39033 | 0.39033 | 0.39033 | 0.39033 | 0.39033 | 0.39033 | 0.39033 | 0.39033 | 0.39033 | 0.39033 | 0.39033 | 0.39033 | 0.39033 | 0.39033 | 0.39033 | 0.39033 | 0.39033 | 0.39033 | 0.39033 | 0.39033 | [13 empty] | 35 |  | 5.6942
Buell Conversion 33 kV | 2017 |  | 3.7 | 0 | 0.45131 | 0.45131 | 0.45131 | 0.45131 | 0.45131 | 0.45131 | 0.45131 | 0.45131 | 0.45131 | 0.45131 | 0.45131 | 0.45131 | 0.45131 | 0.45131 | 0.45131 | 0.45131 | 0.45131 | 0.45131 | 0.45131 | 0.45131 | 0.45131 | 0.45131 | 0.45131 | 0.45131 | 0.45131 | 0.45131 | 0.45131 | 0.45131 | 0.45131 | 0.45131 | 0.45131 | 0.45131 | 0.45131 | 0.45131 | 0.45131 | [13 empty] | 35 |  | 6.5839
Hither Hills Conversion to 33 kV | 2018 |  | 4.8 | 0 | 0 | 0.60305 | 0.60305 | 0.60305 | 0.60305 | 0.60305 | 0.60305 | 0.60305 | 0.60305 | 0.60305 | 0.60305 | 0.60305 | 0.60305 | 0.60305 | 0.60305 | 0.60305 | 0.60305 | 0.60305 | 0.60305 | 0.60305 | 0.60305 | 0.60305 | 0.60305 | 0.60305 | 0.60305 | 0.60305 | 0.60305 | 0.60305 | 0.60305 | 0.60305 | 0.60305 | 0.60305 | 0.60305 | 0.60305 | 0.60305 | 0.60305 | [12 empty] | 35 |  | 8.3388
Culloden Pt Conversion to 33 kV | 2019 |  | 2.8 | 0 | 0 | 0 | 0.36233 | 0.36233 | 0.36233 | 0.36233 | 0.36233 | 0.36233 | 0.36233 | 0.36233 | 0.36233 | 0.36233 | 0.36233 | 0.36233 | 0.36233 | 0.36233 | 0.36233 | 0.36233 | 0.36233 | 0.36233 | 0.36233 | 0.36233 | 0.36233 | 0.36233 | 0.36233 | 0.36233 | 0.36233 | 0.36233 | 0.36233 | 0.36233 | 0.36233 | 0.36233 | 0.36233 | 0.36233 | 0.36233 | 0.36233 | 0.36233 | [11 empty] | 35 |  | 4.7491
No Deferral |  |  | 22.5 |  | 1.8175 | 2.4205 | 2.7828 | 2.7828 | 2.7828 | 2.7828 | 2.7828 | 2.7828 | 2.7828 | 2.7828 | 2.7828 | 2.7828 | 2.7828 | 2.7828 | 2.7828 | 2.7828 | 2.7828 | 2.7828 | 2.7828 | 2.7828 | 2.7828 | 2.7828 | 2.7828 | 2.7828 | 2.7828 | 2.7828 | 2.7828 | 2.7828 | 2.7828 | 2.7828 | 2.7828 | 2.7828 | 2.7828 | 2.7828 | 2.7828 | 0.96539 | 0.36233 | 0 | 0 | 0 | [10 empty] | 39.6013
Amagansett Conversion 33 kV | 2030 |  | 8 | [14 empty] | 1.433 | 1.433 | 1.433 | 1.433 | 1.433 | 1.433 | 1.433 | 1.433 | 1.433 | 1.433 | 1.433 | 1.433 | 1.433 | 1.433 | 1.433 | 1.433 | 1.433 | 1.433 | 1.433 | 1.433 | 1.433 | 1.433 | 1.433 | 1.433 | 1.433 | 1.433 | 1.433 | 1.433 | 1.433 | 1.433 | 1.433 | 1.433 | 1.433 | 1.433 | 1.433 | 35 |  | 10.4225 | 3.8129 | 0 | 0 | 0
East Hampton Conversion 33 kV | 2030 |  | 3.2 | [14 empty] | 0.57321 | 0.57321 | 0.57321 | 0.57321 | 0.57321 | 0.57321 | 0.57321 | 0.57321 | 0.57321 | 0.57321 | 0.57321 | 0.57321 | 0.57321 | 0.57321 | 0.57321 | 0.57321 | 0.57321 | 0.57321 | 0.57321 | 0.57321 | 0.57321 | 0.57321 | 0.57321 | 0.57321 | 0.57321 | 0.57321 | 0.57321 | 0.57321 | 0.57321 | 0.57321 | 0.57321 | 0.57321 | 0.57321 | 0.57321 | 0.57321 | 35 |  | 4.169 | 1.5252 | 0 | 0 | 0
Buell Conversion 33 kV | 2030 |  | 3.7 | [14 empty] | 0.66277 | 0.66277 | 0.66277 | 0.66277 | 0.66277 | 0.66277 | 0.66277 | 0.66277 | 0.66277 | 0.66277 | 0.66277 | 0.66277 | 0.66277 | 0.66277 | 0.66277 | 0.66277 | 0.66277 | 0.66277 | 0.66277 | 0.66277 | 0.66277 | 0.66277 | 0.66277 | 0.66277 | 0.66277 | 0.66277 | 0.66277 | 0.66277 | 0.66277 | 0.66277 | 0.66277 | 0.66277 | 0.66277 | 0.66277 | 0.66277 | 35 |  | 4.8204 | 1.7635 | 0 | 0 | 0
Hither Hills Conversion to 33 kV | 2030 |  | 4.8 | [14 empty] | 0.85981 | 0.85981 | 0.85981 | 0.85981 | 0.85981 | 0.85981 | 0.85981 | 0.85981 | 0.85981 | 0.85981 | 0.85981 | 0.85981 | 0.85981 | 0.85981 | 0.85981 | 0.85981 | 0.85981 | 0.85981 | 0.85981 | 0.85981 | 0.85981 | 0.85981 | 0.85981 | 0.85981 | 0.85981 | 0.85981 | 0.85981 | 0.85981 | 0.85981 | 0.85981 | 0.85981 | 0.85981 | 0.85981 | 0.85981 | 0.85981 | 35 |  | 6.2535 | 2.0853 | 0 | 0 | 0
Culloden Pt Conversion to 33 kV | 2030 |  | 2.8 | [14 empty] | 0.50156 | 0.50156 | 0.50156 | 0.50156 | 0.50156 | 0.50156 | 0.50156 | 0.50156 | 0.50156 | 0.50156 | 0.50156 | 0.50156 | 0.50156 | 0.50156 | 0.50156 | 0.50156 | 0.50156 | 0.50156 | 0.50156 | 0.50156 | 0.50156 | 0.50156 | 0.50156 | 0.50156 | 0.50156 | 0.50156 | 0.50156 | 0.50156 | 0.50156 | 0.50156 | 0.50156 | 0.50156 | 0.50156 | 0.50156 | 0.50156 | 35 |  | 3.6479 | 1.1012 | 1.1012 | 73412.135 | 187993.7953
Deferral to Indicated Year |  |  | 22.5 | [6 empty] | 0 | 0 | 0 | 0 | 0 | 0 | 0 | 0 | 4.0304 | 4.0304 | 4.0304 | 4.0304 | 4.0304 | 4.0304 | 4.0304 | 4.0304 | 4.0304 | 4.0304 | 4.0304 | 4.0304 | 4.0304 | 4.0304 | 4.0304 | 4.0304 | 4.0304 | 4.0304 | 4.0304 | 4.0304 | 4.0304 | 4.0304 | 4.0304 | 4.0304 | 4.0304 | 4.0304 | 4.0304 | 4.0304 | 4.0304 | 4.0304 | 4.0304 | 4.0304 | 4.0304 | 4.0304 | 4.0304 | 35 |  | 29.3132 | 10.2881 | 1.1012 | 73412.135 | 187993.7953 | =Area I Portion
[59 empty] | 4176416.1789 | =Area I+II+III Portions
Annual Avoided Costs for Deferral to Indicated Year:
Amagansett Conversion 33 kV | 2030 |  |  | 0 | 0.97582 | 0.97582 | 0.97582 | 0.97582 | 0.97582 | 0.97582 | 0.97582 | 0.97582 | 0.97582 | 0.97582 | 0.97582 | 0.97582 | 0.97582 | -0.4572 | -0.4572 | -0.4572 | -0.4572 | -0.4572 | -0.4572 | -0.4572 | -0.4572 | -0.4572 | -0.4572 | -0.4572 | -0.4572 | -0.4572 | -0.4572 | -0.4572 | -0.4572 | -0.4572 | -0.4572 | -0.4572 | -0.4572 | -0.4572 | -0.4572 | -1.433 | -1.433 | -1.433 | -1.433 | -1.433 | -1.433 | -1.433 | -1.433 | -1.433 | -1.433 | -1.433 | -1.433 | -1.433 | 35 |  |  | 3.8129
East Hampton Conversion 33 kV | 2030 |  |  | 0 | 0.39033 | 0.39033 | 0.39033 | 0.39033 | 0.39033 | 0.39033 | 0.39033 | 0.39033 | 0.39033 | 0.39033 | 0.39033 | 0.39033 | 0.39033 | -0.18288 | -0.18288 | -0.18288 | -0.18288 | -0.18288 | -0.18288 | -0.18288 | -0.18288 | -0.18288 | -0.18288 | -0.18288 | -0.18288 | -0.18288 | -0.18288 | -0.18288 | -0.18288 | -0.18288 | -0.18288 | -0.18288 | -0.18288 | -0.18288 | -0.18288 | -0.57321 | -0.57321 | -0.57321 | -0.57321 | -0.57321 | -0.57321 | -0.57321 | -0.57321 | -0.57321 | -0.57321 | -0.57321 | -0.57321 | -0.57321 | 35 |  |  | 1.5252
Buell Conversion 33 kV | 2030 |  |  | 0 | 0.45131 | 0.45131 | 0.45131 | 0.45131 | 0.45131 | 0.45131 | 0.45131 | 0.45131 | 0.45131 | 0.45131 | 0.45131 | 0.45131 | 0.45131 | -0.21146 | -0.21146 | -0.21146 | -0.21146 | -0.21146 | -0.21146 | -0.21146 | -0.21146 | -0.21146 | -0.21146 | -0.21146 | -0.21146 | -0.21146 | -0.21146 | -0.21146 | -0.21146 | -0.21146 | -0.21146 | -0.21146 | -0.21146 | -0.21146 | -0.21146 | -0.66277 | -0.66277 | -0.66277 | -0.66277 | -0.66277 | -0.66277 | -0.66277 | -0.66277 | -0.66277 | -0.66277 | -0.66277 | -0.66277 | -0.66277 | 35 |  |  | 1.7635
Hither Hills Conversion to 33 kV | 2030 |  |  | 0 | 0 | 0.60305 | 0.60305 | 0.60305 | 0.60305 | 0.60305 | 0.60305 | 0.60305 | 0.60305 | 0.60305 | 0.60305 | 0.60305 | 0.60305 | -0.25676 | -0.25676 | -0.25676 | -0.25676 | -0.25676 | -0.25676 | -0.25676 | -0.25676 | -0.25676 | -0.25676 | -0.25676 | -0.25676 | -0.25676 | -0.25676 | -0.25676 | -0.25676 | -0.25676 | -0.25676 | -0.25676 | -0.25676 | -0.25676 | -0.25676 | -0.25676 | -0.85981 | -0.85981 | -0.85981 | -0.85981 | -0.85981 | -0.85981 | -0.85981 | -0.85981 | -0.85981 | -0.85981 | -0.85981 | -0.85981 | 35 |  |  | 2.0853
Culloden Pt Conversion to 33 kV | 2030 |  |  | 0 | 0 | 0 | 0.36233 | 0.36233 | 0.36233 | 0.36233 | 0.36233 | 0.36233 | 0.36233 | 0.36233 | 0.36233 | 0.36233 | 0.36233 | -0.13922 | -0.13922 | -0.13922 | -0.13922 | -0.13922 | -0.13922 | -0.13922 | -0.13922 | -0.13922 | -0.13922 | -0.13922 | -0.13922 | -0.13922 | -0.13922 | -0.13922 | -0.13922 | -0.13922 | -0.13922 | -0.13922 | -0.13922 | -0.13922 | -0.13922 | -0.13922 | -0.13922 | -0.50156 | -0.50156 | -0.50156 | -0.50156 | -0.50156 | -0.50156 | -0.50156 | -0.50156 | -0.50156 | -0.50156 | -0.50156 | 35 |  |  | 1.1012
Area II Projects: | [53 empty] | 33
Riverhead Canal 2nd Line and Bank | 2020 |  | 136.8 | 0 | 0 | 0 | 0 | 18.2337 | 18.2337 | 18.2337 | 18.2337 | 18.2337 | 18.2337 | 18.2337 | 18.2337 | 18.2337 | 18.2337 | 18.2337 | 18.2337 | 18.2337 | 18.2337 | 18.2337 | 18.2337 | 18.2337 | 18.2337 | 18.2337 | 18.2337 | 18.2337 | 18.2337 | 18.2337 | 18.2337 | 18.2337 | 18.2337 | 18.2337 | 18.2337 | 18.2337 | 18.2337 | 18.2337 | 18.2337 | 18.2337 | 18.2337 | 18.2337 | [10 empty] | 35 |  | 226.5269
No Deferral |  |  | 136.8 |  | 0 | 0 | 0 | 18.2337 | 18.2337 | 18.2337 | 18.2337 | 18.2337 | 18.2337 | 18.2337 | 18.2337 | 18.2337 | 18.2337 | 18.2337 | 18.2337 | 18.2337 | 18.2337 | 18.2337 | 18.2337 | 18.2337 | 18.2337 | 18.2337 | 18.2337 | 18.2337 | 18.2337 | 18.2337 | 18.2337 | 18.2337 | 18.2337 | 18.2337 | 18.2337 | 18.2337 | 18.2337 | 18.2337 | 18.2337 | 18.2337 | 18.2337 | 18.2337 | [10 empty] | 35 |  | 226.5269
Riverhead Canal 2nd Line and Bank | 2026 |  | 136.8 | [10 empty] | 21.772 | 21.772 | 21.772 | 21.772 | 21.772 | 21.772 | 21.772 | 21.772 | 21.772 | 21.772 | 21.772 | 21.772 | 21.772 | 21.772 | 21.772 | 21.772 | 21.772 | 21.772 | 21.772 | 21.772 | 21.772 | 21.772 | 21.772 | 21.772 | 21.772 | 21.772 | 21.772 | 21.772 | 21.772 | 21.772 | 21.772 | 21.772 | 21.772 | 21.772 | 21.772 |  |  |  |  | 35 |  | 196.1681 | 30.3588 | 30.3588 | 632475.0457 | 1619642.097
Deferral to Indicated Year |  |  | 136.8 | [6 empty] | 0 | 0 | 0 | 0 | 21.772 | 21.772 | 21.772 | 21.772 | 21.772 | 21.772 | 21.772 | 21.772 | 21.772 | 21.772 | 21.772 | 21.772 | 21.772 | 21.772 | 21.772 | 21.772 | 21.772 | 21.772 | 21.772 | 21.772 | 21.772 | 21.772 | 21.772 | 21.772 | 21.772 | 21.772 | 21.772 | 21.772 | 21.772 | 21.772 | 21.772 | 21.772 | 21.772 | 21.772 | 21.772 |  |  |  |  | 35 |  | 196.1681 | 30.3588 | 30.3588 | 632475.0457 | 1619642.097 | =Area II Portion
[59 empty] | 3988422.3835 | =Area II+III Portions
Annual Avoided Costs for Deferral to Indicated Year:
Riverhead Canal 2nd Line and Bank | 2026 |  |  | 0 | 0 | 0 | 0 | 18.2337 | 18.2337 | 18.2337 | 18.2337 | 18.2337 | 18.2337 | -3.5383 | -3.5383 | -3.5383 | -3.5383 | -3.5383 | -3.5383 | -3.5383 | -3.5383 | -3.5383 | -3.5383 | -3.5383 | -3.5383 | -3.5383 | -3.5383 | -3.5383 | -3.5383 | -3.5383 | -3.5383 | -3.5383 | -3.5383 | -3.5383 | -3.5383 | -3.5383 | -3.5383 | -3.5383 | -3.5383 | -3.5383 | -3.5383 | -3.5383 | -21.772 | -21.772 | -21.772 | -21.772 | -21.772 | -21.772 |  |  |  |  | 35 |  |  | 30.3588
0
Area III Projects: | [52 empty] | 0 | 15
New Canal - Southampton Cable | 2017 |  | 37.6 | 0 | 4.5863 | 4.5863 | 4.5863 | 4.5863 | 4.5863 | 4.5863 | 4.5863 | 4.5863 | 4.5863 | 4.5863 | 4.5863 | 4.5863 | 4.5863 | 4.5863 | 4.5863 | 4.5863 | 4.5863 | 4.5863 | 4.5863 | 4.5863 | 4.5863 | 4.5863 | 4.5863 | 4.5863 | 4.5863 | 4.5863 | 4.5863 | 4.5863 | 4.5863 | 4.5863 | 4.5863 | 4.5863 | 4.5863 | 4.5863 | 4.5863 | [13 empty] | 35 |  | 66.9063
Upgrade Wildwood - Riverhead to 138 kV | 2017 |  | 7.7 | 0 | 0.93922 | 0.93922 | 0.93922 | 0.93922 | 0.93922 | 0.93922 | 0.93922 | 0.93922 | 0.93922 | 0.93922 | 0.93922 | 0.93922 | 0.93922 | 0.93922 | 0.93922 | 0.93922 | 0.93922 | 0.93922 | 0.93922 | 0.93922 | 0.93922 | 0.93922 | 0.93922 | 0.93922 | 0.93922 | 0.93922 | 0.93922 | 0.93922 | 0.93922 | 0.93922 | 0.93922 | 0.93922 | 0.93922 | 0.93922 | 0.93922 | [13 empty] | 35 |  | 13.7016
Bridgehampton - Buell New 69 kV UG Cable | 2017 |  | 33.2 | 0 | 4.0496 | 4.0496 | 4.0496 | 4.0496 | 4.0496 | 4.0496 | 4.0496 | 4.0496 | 4.0496 | 4.0496 | 4.0496 | 4.0496 | 4.0496 | 4.0496 | 4.0496 | 4.0496 | 4.0496 | 4.0496 | 4.0496 | 4.0496 | 4.0496 | 4.0496 | 4.0496 | 4.0496 | 4.0496 | 4.0496 | 4.0496 | 4.0496 | 4.0496 | 4.0496 | 4.0496 | 4.0496 | 4.0496 | 4.0496 | 4.0496 | [13 empty] | 35 |  | 59.0769
Canal - Wainscott New 138 kV UG Cable | 2022 |  | 275.5 | 0 | 0 | 0 | 0 | 0 | 0 | 38.957 | 38.957 | 38.957 | 38.957 | 38.957 | 38.957 | 38.957 | 38.957 | 38.957 | 38.957 | 38.957 | 38.957 | 38.957 | 38.957 | 38.957 | 38.957 | 38.957 | 38.957 | 38.957 | 38.957 | 38.957 | 38.957 | 38.957 | 38.957 | 38.957 | 38.957 | 38.957 | 38.957 | 38.957 | 38.957 | 38.957 | 38.957 | 38.957 | 38.957 | 38.957 | [8 empty] | 35 |  | 434.8353
No Deferral |  |  | 354 |  | 9.5752 | 9.5752 | 9.5752 | 9.5752 | 9.5752 | 48.5322 | 48.5322 | 48.5322 | 48.5322 | 48.5322 | 48.5322 | 48.5322 | 48.5322 | 48.5322 | 48.5322 | 48.5322 | 48.5322 | 48.5322 | 48.5322 | 48.5322 | 48.5322 | 48.5322 | 48.5322 | 48.5322 | 48.5322 | 48.5322 | 48.5322 | 48.5322 | 48.5322 | 48.5322 | 48.5322 | 48.5322 | 48.5322 | 48.5322 | 48.5322 | 38.957 | 38.957 | 38.957 | 38.957 | 38.957 | [10 empty] | 574.52
New Canal - Southampton Cable | 2023 |  | 37.6 | [7 empty] | 5.4763 | 5.4763 | 5.4763 | 5.4763 | 5.4763 | 5.4763 | 5.4763 | 5.4763 | 5.4763 | 5.4763 | 5.4763 | 5.4763 | 5.4763 | 5.4763 | 5.4763 | 5.4763 | 5.4763 | 5.4763 | 5.4763 | 5.4763 | 5.4763 | 5.4763 | 5.4763 | 5.4763 | 5.4763 | 5.4763 | 5.4763 | 5.4763 | 5.4763 | 5.4763 | 5.4763 | 5.4763 | 5.4763 | 5.4763 | 5.4763 | [7 empty] | 35 |  | 57.9396 | 8.9667 | 0 | 0 | 0
Upgrade Wildwood - Riverhead to 138 kV | 2022 |  | 7.7 | [6 empty] | 1.0888 | 1.0888 | 1.0888 | 1.0888 | 1.0888 | 1.0888 | 1.0888 | 1.0888 | 1.0888 | 1.0888 | 1.0888 | 1.0888 | 1.0888 | 1.0888 | 1.0888 | 1.0888 | 1.0888 | 1.0888 | 1.0888 | 1.0888 | 1.0888 | 1.0888 | 1.0888 | 1.0888 | 1.0888 | 1.0888 | 1.0888 | 1.0888 | 1.0888 | 1.0888 | 1.0888 | 1.0888 | 1.0888 | 1.0888 | 1.0888 | [8 empty] | 35 |  | 12.1533 | 1.5483 | 0 | 0 | 0
Bridgehampton - Buell New 69 kV UG Cable | 2023 |  | 33.2 | [7 empty] | 4.8355 | 4.8355 | 4.8355 | 4.8355 | 4.8355 | 4.8355 | 4.8355 | 4.8355 | 4.8355 | 4.8355 | 4.8355 | 4.8355 | 4.8355 | 4.8355 | 4.8355 | 4.8355 | 4.8355 | 4.8355 | 4.8355 | 4.8355 | 4.8355 | 4.8355 | 4.8355 | 4.8355 | 4.8355 | 4.8355 | 4.8355 | 4.8355 | 4.8355 | 4.8355 | 4.8355 | 4.8355 | 4.8355 | 4.8355 | 4.8355 | [7 empty] | 35 |  | 51.1595 | 7.9174 | 0 | 0 | 0
Canal - Wainscott New 138 kV UG Cable | 2028 |  | 275.5 | [12 empty] | 46.5167 | 46.5167 | 46.5167 | 46.5167 | 46.5167 | 46.5167 | 46.5167 | 46.5167 | 46.5167 | 46.5167 | 46.5167 | 46.5167 | 46.5167 | 46.5167 | 46.5167 | 46.5167 | 46.5167 | 46.5167 | 46.5167 | 46.5167 | 46.5167 | 46.5167 | 46.5167 | 46.5167 | 46.5167 | 46.5167 | 46.5167 | 46.5167 | 46.5167 | 46.5167 | 46.5167 | 46.5167 | 46.5167 | 46.5167 | 46.5167 |  |  | 35 |  | 376.5593 | 58.276 | 58.276 | 925015.732 | 2368780.2865
Deferral to Indicated Year |  |  | 354 | [6 empty] | 1.0888 | 11.4006 | 11.4006 | 11.4006 | 11.4006 | 11.4006 | 57.9173 | 57.9173 | 57.9173 | 57.9173 | 57.9173 | 57.9173 | 57.9173 | 57.9173 | 57.9173 | 57.9173 | 57.9173 | 57.9173 | 57.9173 | 57.9173 | 57.9173 | 57.9173 | 57.9173 | 57.9173 | 57.9173 | 57.9173 | 57.9173 | 57.9173 | 57.9173 | 57.9173 | 57.9173 | 57.9173 | 57.9173 | 57.9173 | 57.9173 | 56.8285 | 46.5167 | 46.5167 | 46.5167 | 46.5167 | 46.5167 |  |  | 41 |  | 497.8117 | 76.7083 | 58.276 | 925015.732 | 2368780.2865 | =Area III Portion
[59 empty] | 2368780.2865 | =Area III Portion
Annual Avoided Costs for Deferral to Indicated Year:
New Canal - Southampton Cable | 2023 |  |  | 0 | 4.5863 | 4.5863 | 4.5863 | 4.5863 | 4.5863 | 4.5863 | -0.88999 | -0.88999 | -0.88999 | -0.88999 | -0.88999 | -0.88999 | -0.88999 | -0.88999 | -0.88999 | -0.88999 | -0.88999 | -0.88999 | -0.88999 | -0.88999 | -0.88999 | -0.88999 | -0.88999 | -0.88999 | -0.88999 | -0.88999 | -0.88999 | -0.88999 | -0.88999 | -0.88999 | -0.88999 | -0.88999 | -0.88999 | -0.88999 | -0.88999 | -5.4763 | -5.4763 | -5.4763 | -5.4763 | -5.4763 | -5.4763 | 0 | 0 | 0 | 0 | 0 |  |  | 35 |  |  | 8.9667
Upgrade Wildwood - Riverhead to 138 kV | 2022 |  |  | 0 | 0.93922 | 0.93922 | 0.93922 | 0.93922 | 0.93922 | -0.14959 | -0.14959 | -0.14959 | -0.14959 | -0.14959 | -0.14959 | -0.14959 | -0.14959 | -0.14959 | -0.14959 | -0.14959 | -0.14959 | -0.14959 | -0.14959 | -0.14959 | -0.14959 | -0.14959 | -0.14959 | -0.14959 | -0.14959 | -0.14959 | -0.14959 | -0.14959 | -0.14959 | -0.14959 | -0.14959 | -0.14959 | -0.14959 | -0.14959 | -0.14959 | -1.0888 | -1.0888 | -1.0888 | -1.0888 | -1.0888 | 0 | 0 | 0 | 0 | 0 | 0 |  |  | 35 |  |  | 1.5483
Bridgehampton - Buell New 69 kV UG Cable | 2023 |  |  | 0 | 4.0496 | 4.0496 | 4.0496 | 4.0496 | 4.0496 | 4.0496 | -0.78584 | -0.78584 | -0.78584 | -0.78584 | -0.78584 | -0.78584 | -0.78584 | -0.78584 | -0.78584 | -0.78584 | -0.78584 | -0.78584 | -0.78584 | -0.78584 | -0.78584 | -0.78584 | -0.78584 | -0.78584 | -0.78584 | -0.78584 | -0.78584 | -0.78584 | -0.78584 | -0.78584 | -0.78584 | -0.78584 | -0.78584 | -0.78584 | -0.78584 | -4.8355 | -4.8355 | -4.8355 | -4.8355 | -4.8355 | -4.8355 | 0 | 0 | 0 | 0 | 0 |  |  | 35 |  |  | 7.9174
Canal - Wainscott New 138 kV UG Cable | 2028 |  |  | 0 | 0 | 0 | 0 | 0 | 0 | 38.957 | 38.957 | 38.957 | 38.957 | 38.957 | 38.957 | -7.5597 | -7.5597 | -7.5597 | -7.5597 | -7.5597 | -7.5597 | -7.5597 | -7.5597 | -7.5597 | -7.5597 | -7.5597 | -7.5597 | -7.5597 | -7.5597 | -7.5597 | -7.5597 | -7.5597 | -7.5597 | -7.5597 | -7.5597 | -7.5597 | -7.5597 | -7.5597 | -7.5597 | -7.5597 | -7.5597 | -7.5597 | -7.5597 | -7.5597 | -46.5167 | -46.5167 | -46.5167 | -46.5167 | -46.5167 | -46.5167 | [5 empty] | 58.276
Total - All Areas (No Deferrals,$Millions) |  |  | 513.3 |  | 11.3926 | 11.9957 | 12.358 | 30.5918 | 30.5918 | 69.5487 | 69.5487 | 69.5487 | 69.5487 | 69.5487 | 69.5487 | 69.5487 | 69.5487 | 69.5487 | 69.5487 | 69.5487 | 69.5487 | 69.5487 | 69.5487 | 69.5487 | 69.5487 | 69.5487 | 69.5487 | 69.5487 | 69.5487 | 69.5487 | 69.5487 | 69.5487 | 69.5487 | 69.5487 | 69.5487 | 69.5487 | 69.5487 | 69.5487 | 69.5487 | 58.1561 | 57.553 | 57.1907 | 38.957 | 38.957 | 0 | 0 | 0 | 0 | 0 | 0 | 0 | 0 |  | 63 | 840.6482 | 117.3552 | = max. total avoided cost in portfolio
Annual Avoided Costs for Deferrals - Area 1 Proposal: (see note*) | Deferral Year |  |  | 2016 | 2017 | 2018 | 2019 | 2020 | 2021 | 2022 | 2023 | 2024 | 2025 | 2026 | 2027 | 2028 | 2029 | 2030 | 2031 | 2032 | 2033 | 2034 | 2035 | 2036 | 2037 | 2038 | 2039 | 2040 | 2041 | 2042 | 2043 | 2044 | 2045 | 2046 | 2047 | 2048 | 2049 | 2050 | 2051 | 2052 | 2053 | 2054 | 2055 | 2056 | 2057 | 2058 | 2059 | 2060 | 2061 | 2062 | 2063 | 2064 |  |  | Differential NPV $M |  | Differential NPV $M (adjusted for COD of Selected Project) | Differntial NPV $/MW | NPV of Transmission Avoided Costs for Selected Project
Area I Projects:
Amagansett Conversion 33 kV | 2030 |  |  | 0 | 0.97582 | 0.97582 | 0.97582 | 0.97582 | 0.97582 | 0.97582 | 0.97582 | 0.97582 | 0.97582 | 0.97582 | 0.97582 | 0.97582 | 0.97582 | -0.4572 | -0.4572 | -0.4572 | -0.4572 | -0.4572 | -0.4572 | -0.4572 | -0.4572 | -0.4572 | -0.4572 | -0.4572 | -0.4572 | -0.4572 | -0.4572 | -0.4572 | -0.4572 | -0.4572 | -0.4572 | -0.4572 | -0.4572 | -0.4572 | -0.4572 | -1.433 | -1.433 | -1.433 | -1.433 | -1.433 | -1.433 | -1.433 | -1.433 | -1.433 | -1.433 | -1.433 | -1.433 | -1.433 |  |  | 3.8129 |  | 0 | 0 | 0
East Hampton Conversion 33 kV | 2030 |  |  | 0 | 0.39033 | 0.39033 | 0.39033 | 0.39033 | 0.39033 | 0.39033 | 0.39033 | 0.39033 | 0.39033 | 0.39033 | 0.39033 | 0.39033 | 0.39033 | -0.18288 | -0.18288 | -0.18288 | -0.18288 | -0.18288 | -0.18288 | -0.18288 | -0.18288 | -0.18288 | -0.18288 | -0.18288 | -0.18288 | -0.18288 | -0.18288 | -0.18288 | -0.18288 | -0.18288 | -0.18288 | -0.18288 | -0.18288 | -0.18288 | -0.18288 | -0.57321 | -0.57321 | -0.57321 | -0.57321 | -0.57321 | -0.57321 | -0.57321 | -0.57321 | -0.57321 | -0.57321 | -0.57321 | -0.57321 | -0.57321 |  |  | 1.5252 |  | 0 | 0 | 0
Buell Conversion 33 kV | 2030 |  |  | 0 | 0.45131 | 0.45131 | 0.45131 | 0.45131 | 0.45131 | 0.45131 | 0.45131 | 0.45131 | 0.45131 | 0.45131 | 0.45131 | 0.45131 | 0.45131 | -0.21146 | -0.21146 | -0.21146 | -0.21146 | -0.21146 | -0.21146 | -0.21146 | -0.21146 | -0.21146 | -0.21146 | -0.21146 | -0.21146 | -0.21146 | -0.21146 | -0.21146 | -0.21146 | -0.21146 | -0.21146 | -0.21146 | -0.21146 | -0.21146 | -0.21146 | -0.66277 | -0.66277 | -0.66277 | -0.66277 | -0.66277 | -0.66277 | -0.66277 | -0.66277 | -0.66277 | -0.66277 | -0.66277 | -0.66277 | -0.66277 |  |  | 1.7635 |  | 0 | 0 | 0
Hither Hills Conversion to 33 kV | 2030 |  |  | 0 | 0 | 0.60305 | 0.60305 | 0.60305 | 0.60305 | 0.60305 | 0.60305 | 0.60305 | 0.60305 | 0.60305 | 0.60305 | 0.60305 | 0.60305 | -0.25676 | -0.25676 | -0.25676 | -0.25676 | -0.25676 | -0.25676 | -0.25676 | -0.25676 | -0.25676 | -0.25676 | -0.25676 | -0.25676 | -0.25676 | -0.25676 | -0.25676 | -0.25676 | -0.25676 | -0.25676 | -0.25676 | -0.25676 | -0.25676 | -0.25676 | -0.25676 | -0.85981 | -0.85981 | -0.85981 | -0.85981 | -0.85981 | -0.85981 | -0.85981 | -0.85981 | -0.85981 | -0.85981 | -0.85981 | -0.85981 |  |  | 2.0853 |  | 0 | 0 | 0
Culloden Pt Conversion to 33 kV | 2030 |  |  | 0 | 0 | 0 | 0.36233 | 0.36233 | 0.36233 | 0.36233 | 0.36233 | 0.36233 | 0.36233 | 0.36233 | 0.36233 | 0.36233 | 0.36233 | -0.13922 | -0.13922 | -0.13922 | -0.13922 | -0.13922 | -0.13922 | -0.13922 | -0.13922 | -0.13922 | -0.13922 | -0.13922 | -0.13922 | -0.13922 | -0.13922 | -0.13922 | -0.13922 | -0.13922 | -0.13922 | -0.13922 | -0.13922 | -0.13922 | -0.13922 | -0.13922 | -0.13922 | -0.50156 | -0.50156 | -0.50156 | -0.50156 | -0.50156 | -0.50156 | -0.50156 | -0.50156 | -0.50156 | -0.50156 | -0.50156 |  |  | 1.1012 |  | 1.1012 | 73412.135 | 22559.2554
[59 empty] | 22559.2554 | =Area I Portion
Area II Projects: | [58 empty] | 501169.9415 | =Area I+II+III Portions
Riverhead Canal 2nd Line and Bank | 2026 |  |  | 0 | 0 | 0 | 0 | 18.2337 | 18.2337 | 18.2337 | 18.2337 | 18.2337 | 18.2337 | -3.5383 | -3.5383 | -3.5383 | -3.5383 | -3.5383 | -3.5383 | -3.5383 | -3.5383 | -3.5383 | -3.5383 | -3.5383 | -3.5383 | -3.5383 | -3.5383 | -3.5383 | -3.5383 | -3.5383 | -3.5383 | -3.5383 | -3.5383 | -3.5383 | -3.5383 | -3.5383 | -3.5383 | -3.5383 | -3.5383 | -3.5383 | -3.5383 | -3.5383 | -21.772 | -21.772 | -21.772 | -21.772 | -21.772 | -21.772 | 0 | 0 | 0 | 0 |  |  | 30.3588 |  | 30.3588 | 632475.0457 | 194357.0516
[59 empty] | 194357.0516 | =Area II Portion
Area III Projects: | [58 empty] | 478610.686 | =Area II+III Portions
New Canal - Southampton Cable | 2023 |  |  | 0 | 4.5863 | 4.5863 | 4.5863 | 4.5863 | 4.5863 | 4.5863 | -0.88999 | -0.88999 | -0.88999 | -0.88999 | -0.88999 | -0.88999 | -0.88999 | -0.88999 | -0.88999 | -0.88999 | -0.88999 | -0.88999 | -0.88999 | -0.88999 | -0.88999 | -0.88999 | -0.88999 | -0.88999 | -0.88999 | -0.88999 | -0.88999 | -0.88999 | -0.88999 | -0.88999 | -0.88999 | -0.88999 | -0.88999 | -0.88999 | -0.88999 | -5.4763 | -5.4763 | -5.4763 | -5.4763 | -5.4763 | -5.4763 | 0 | 0 | 0 | 0 | 0 | 0 | 0 |  |  | 8.9667 |  | 0 | 0 | 0
Upgrade Wildwood - Riverhead to 138 kV | 2022 |  |  | 0 | 0.93922 | 0.93922 | 0.93922 | 0.93922 | 0.93922 | -0.14959 | -0.14959 | -0.14959 | -0.14959 | -0.14959 | -0.14959 | -0.14959 | -0.14959 | -0.14959 | -0.14959 | -0.14959 | -0.14959 | -0.14959 | -0.14959 | -0.14959 | -0.14959 | -0.14959 | -0.14959 | -0.14959 | -0.14959 | -0.14959 | -0.14959 | -0.14959 | -0.14959 | -0.14959 | -0.14959 | -0.14959 | -0.14959 | -0.14959 | -0.14959 | -1.0888 | -1.0888 | -1.0888 | -1.0888 | -1.0888 | 0 | 0 | 0 | 0 | 0 | 0 | 0 | 0 |  |  | 1.5483 |  | 0 | 0 | 0
Bridgehampton - Buell New 69 kV UG Cable | 2023 |  |  | 0 | 4.0496 | 4.0496 | 4.0496 | 4.0496 | 4.0496 | 4.0496 | -0.78584 | -0.78584 | -0.78584 | -0.78584 | -0.78584 | -0.78584 | -0.78584 | -0.78584 | -0.78584 | -0.78584 | -0.78584 | -0.78584 | -0.78584 | -0.78584 | -0.78584 | -0.78584 | -0.78584 | -0.78584 | -0.78584 | -0.78584 | -0.78584 | -0.78584 | -0.78584 | -0.78584 | -0.78584 | -0.78584 | -0.78584 | -0.78584 | -0.78584 | -4.8355 | -4.8355 | -4.8355 | -4.8355 | -4.8355 | -4.8355 | 0 | 0 | 0 | 0 | 0 | 0 | 0 |  |  | 7.9174 |  | 0 | 0 | 0
Canal - Wainscott New 138 kV UG Cable | 2028 |  |  | 0 | 0 | 0 | 0 | 0 | 0 | 38.957 | 38.957 | 38.957 | 38.957 | 38.957 | 38.957 | -7.5597 | -7.5597 | -7.5597 | -7.5597 | -7.5597 | -7.5597 | -7.5597 | -7.5597 | -7.5597 | -7.5597 | -7.5597 | -7.5597 | -7.5597 | -7.5597 | -7.5597 | -7.5597 | -7.5597 | -7.5597 | -7.5597 | -7.5597 | -7.5597 | -7.5597 | -7.5597 | -7.5597 | -7.5597 | -7.5597 | -7.5597 | -7.5597 | -7.5597 | -46.5167 | -46.5167 | -46.5167 | -46.5167 | -46.5167 | -46.5167 | 0 | 0 |  |  | 58.276 |  | 58.276 | 925015.732 | 284253.6344
[59 empty] | 284253.6344 | =Area III Portion
Total - Area 1 Proposal, $Millions (unadjusted) |  |  |  | 0 | 0 | 0 | 0.36233 | 18.5961 | 18.5961 | 57.553 | 57.553 | 57.553 | 57.553 | 35.781 | 35.781 | -10.7357 | -10.7357 | -11.2372 | -11.2372 | -11.2372 | -11.2372 | -11.2372 | -11.2372 | -11.2372 | -11.2372 | -11.2372 | -11.2372 | -11.2372 | -11.2372 | -11.2372 | -11.2372 | -11.2372 | -11.2372 | -11.2372 | -11.2372 | -11.2372 | -11.2372 | -11.2372 | -11.2372 | -11.2372 | -11.2372 | -11.5995 | -29.8333 | -29.8333 | -68.7903 | -68.7903 | -68.7903 | -68.7903 | -47.0182 | -47.0182 | -0.50156 | -0.50156 |  |  | 89.736 |  |  | 1630902.9127 | 501169.9415
$/MW-yr |  |  |  | 0 | 0 | 0 | 24155.6547 | 404024.8919 | 404024.8919 | 1022389.7035 | 1022389.7035 | 1022389.7035 | 1022389.7035 | 568805.9684 | 568805.9684 | -169553.955 | -169553.955 | -202991.0303 | -202991.0303 | -202991.0303 | -202991.0303 | -202991.0303 | -202991.0303 | -202991.0303 | -202991.0303 | -202991.0303 | -202991.0303 | -202991.0303 | -202991.0303 | -202991.0303 | -202991.0303 | -202991.0303 | -202991.0303 | -202991.0303 | -202991.0303 | -202991.0303 | -202991.0303 | -202991.0303 | -202991.0303 | -202991.0303 | -202991.0303 | -227146.685 | -607015.9222 | -607015.9222 | -1225380.7338 | -1225380.7338 | -1225380.7338 | -1225380.7338 | -771796.9988 | -771796.9988 | -33437.0754 | -33437.0754
$Millions (adjusted) |  |  |  | 0 | 0 | 0 | 0.0074229 | 0.12416 | 0.12416 | 0.31418 | 0.31418 | 0.31418 | 0.31418 | 0.17479 | 0.17479 | -0.052103 | -0.052103 | -0.062378 | -0.062378 | -0.062378 | -0.062378 | -0.062378 | -0.062378 | -0.062378 | -0.062378 | -0.062378 | -0.062378 | -0.062378 | -0.062378 | -0.062378 | -0.062378 | -0.062378 | -0.062378 | -0.062378 | -0.062378 | -0.062378 | -0.062378 | -0.062378 | -0.062378 | -0.062378 | -0.062378 | -0.069801 | -0.18653 | -0.18653 | -0.37655 | -0.37655 | -0.37655 | -0.37655 | -0.23717 | -0.23717 | -0.010275 | -0.010275 |  |  | 501.1699
Annual Avoided Costs for Deferrals - Area 2 Proposal: (see note*) | Deferral Year |  |  | 2016 | 2017 | 2018 | 2019 | 2020 | 2021 | 2022 | 2023 | 2024 | 2025 | 2026 | 2027 | 2028 | 2029 | 2030 | 2031 | 2032 | 2033 | 2034 | 2035 | 2036 | 2037 | 2038 | 2039 | 2040 | 2041 | 2042 | 2043 | 2044 | 2045 | 2046 | 2047 | 2048 | 2049 | 2050 | 2051 | 2052 | 2053 | 2054 | 2055 | 2056 | 2057 | 2058 | 2059 | 2060 | 2061 | 2062 | 2063 | 2064 |  |  | Differential NPV $M |  | Differential NPV $M (adjusted for COD of Selected Project) | Differntial NPV $/MW | NPV of Transmission Avoided Costs for Selected Project
Area I Projects:
Amagansett Conversion 33 kV | 2030 |  |  | 0 | 0 | 0 | 0 | 0 | 0 | 0 | 0 | 0 | 0 | 0 | 0 | 0 | 0 | 0 | 0 | 0 | 0 | 0 | 0 | 0 | 0 | 0 | 0 | 0 | 0 | 0 | 0 | 0 | 0 | 0 | 0 | 0 | 0 | 0 | 0 | 0 | 0 | 0 | 0 | 0 | 0 | 0 | 0 | 0 | 0 | 0 | 0 | 0 |  |  | 0 |  | 0 | 0 | 0
East Hampton Conversion 33 kV | 2030 |  |  | 0 | 0 | 0 | 0 | 0 | 0 | 0 | 0 | 0 | 0 | 0 | 0 | 0 | 0 | 0 | 0 | 0 | 0 | 0 | 0 | 0 | 0 | 0 | 0 | 0 | 0 | 0 | 0 | 0 | 0 | 0 | 0 | 0 | 0 | 0 | 0 | 0 | 0 | 0 | 0 | 0 | 0 | 0 | 0 | 0 | 0 | 0 | 0 | 0 |  |  | 0 |  | 0 | 0 | 0
Buell Conversion 33 kV | 2030 |  |  | 0 | 0 | 0 | 0 | 0 | 0 | 0 | 0 | 0 | 0 | 0 | 0 | 0 | 0 | 0 | 0 | 0 | 0 | 0 | 0 | 0 | 0 | 0 | 0 | 0 | 0 | 0 | 0 | 0 | 0 | 0 | 0 | 0 | 0 | 0 | 0 | 0 | 0 | 0 | 0 | 0 | 0 | 0 | 0 | 0 | 0 | 0 | 0 | 0 |  |  | 0 |  | 0 | 0 | 0
Hither Hills Conversion to 33 kV | 2030 |  |  | 0 | 0 | 0 | 0 | 0 | 0 | 0 | 0 | 0 | 0 | 0 | 0 | 0 | 0 | 0 | 0 | 0 | 0 | 0 | 0 | 0 | 0 | 0 | 0 | 0 | 0 | 0 | 0 | 0 | 0 | 0 | 0 | 0 | 0 | 0 | 0 | 0 | 0 | 0 | 0 | 0 | 0 | 0 | 0 | 0 | 0 | 0 | 0 | 0 |  |  | 0 |  | 0 | 0 | 0
Culloden Pt Conversion to 33 kV | 2030 |  |  | 0 | 0 | 0 | 0 | 0 | 0 | 0 | 0 | 0 | 0 | 0 | 0 | 0 | 0 | 0 | 0 | 0 | 0 | 0 | 0 | 0 | 0 | 0 | 0 | 0 | 0 | 0 | 0 | 0 | 0 | 0 | 0 | 0 | 0 | 0 | 0 | 0 | 0 | 0 | 0 | 0 | 0 | 0 | 0 | 0 | 0 | 0 | 0 | 0 |  |  | 0 |  | 0 | 0 | 0
[59 empty] | 0 | =Area I Portion
Area II Projects: | [58 empty] | 0 | =Area I+II+III Portions
Riverhead Canal 2nd Line and Bank | 2026 |  |  | 0 | 0 | 0 | 0 | 18.2337 | 18.2337 | 18.2337 | 18.2337 | 18.2337 | 18.2337 | -3.5383 | -3.5383 | -3.5383 | -3.5383 | -3.5383 | -3.5383 | -3.5383 | -3.5383 | -3.5383 | -3.5383 | -3.5383 | -3.5383 | -3.5383 | -3.5383 | -3.5383 | -3.5383 | -3.5383 | -3.5383 | -3.5383 | -3.5383 | -3.5383 | -3.5383 | -3.5383 | -3.5383 | -3.5383 | -3.5383 | -3.5383 | -3.5383 | -3.5383 | -21.772 | -21.772 | -21.772 | -21.772 | -21.772 | -21.772 | 0 | 0 | 0 | 0 |  |  | 30.3588 |  | 30.3588 | 632475.0457 | 0
[59 empty] | 0 | =Area II Portion
Area III Projects: | [58 empty] | 0 | =Area II+III Portions
New Canal - Southampton Cable | 2023 |  |  | 0 | 4.5863 | 4.5863 | 4.5863 | 4.5863 | 4.5863 | 4.5863 | -0.88999 | -0.88999 | -0.88999 | -0.88999 | -0.88999 | -0.88999 | -0.88999 | -0.88999 | -0.88999 | -0.88999 | -0.88999 | -0.88999 | -0.88999 | -0.88999 | -0.88999 | -0.88999 | -0.88999 | -0.88999 | -0.88999 | -0.88999 | -0.88999 | -0.88999 | -0.88999 | -0.88999 | -0.88999 | -0.88999 | -0.88999 | -0.88999 | -0.88999 | -5.4763 | -5.4763 | -5.4763 | -5.4763 | -5.4763 | -5.4763 | 0 | 0 | 0 | 0 | 0 | 0 | 0 |  |  | 8.9667 |  | 0 | 0 | 0
Upgrade Wildwood - Riverhead to 138 kV | 2022 |  |  | 0 | 0.93922 | 0.93922 | 0.93922 | 0.93922 | 0.93922 | -0.14959 | -0.14959 | -0.14959 | -0.14959 | -0.14959 | -0.14959 | -0.14959 | -0.14959 | -0.14959 | -0.14959 | -0.14959 | -0.14959 | -0.14959 | -0.14959 | -0.14959 | -0.14959 | -0.14959 | -0.14959 | -0.14959 | -0.14959 | -0.14959 | -0.14959 | -0.14959 | -0.14959 | -0.14959 | -0.14959 | -0.14959 | -0.14959 | -0.14959 | -0.14959 | -1.0888 | -1.0888 | -1.0888 | -1.0888 | -1.0888 | 0 | 0 | 0 | 0 | 0 | 0 | 0 | 0 |  |  | 1.5483 |  | 0 | 0 | 0
Bridgehampton - Buell New 69 kV UG Cable | 2023 |  |  | 0 | 4.0496 | 4.0496 | 4.0496 | 4.0496 | 4.0496 | 4.0496 | -0.78584 | -0.78584 | -0.78584 | -0.78584 | -0.78584 | -0.78584 | -0.78584 | -0.78584 | -0.78584 | -0.78584 | -0.78584 | -0.78584 | -0.78584 | -0.78584 | -0.78584 | -0.78584 | -0.78584 | -0.78584 | -0.78584 | -0.78584 | -0.78584 | -0.78584 | -0.78584 | -0.78584 | -0.78584 | -0.78584 | -0.78584 | -0.78584 | -0.78584 | -4.8355 | -4.8355 | -4.8355 | -4.8355 | -4.8355 | -4.8355 | 0 | 0 | 0 | 0 | 0 | 0 | 0 |  |  | 7.9174 |  | 0 | 0 | 0
Canal - Wainscott New 138 kV UG Cable | 2028 |  |  | 0 | 0 | 0 | 0 | 0 | 0 | 38.957 | 38.957 | 38.957 | 38.957 | 38.957 | 38.957 | -7.5597 | -7.5597 | -7.5597 | -7.5597 | -7.5597 | -7.5597 | -7.5597 | -7.5597 | -7.5597 | -7.5597 | -7.5597 | -7.5597 | -7.5597 | -7.5597 | -7.5597 | -7.5597 | -7.5597 | -7.5597 | -7.5597 | -7.5597 | -7.5597 | -7.5597 | -7.5597 | -7.5597 | -7.5597 | -7.5597 | -7.5597 | -7.5597 | -7.5597 | -46.5167 | -46.5167 | -46.5167 | -46.5167 | -46.5167 | -46.5167 | 0 | 0 |  |  | 58.276 |  | 58.276 | 925015.732 | 0
[59 empty] | 0 | =Area III Portion
Total - Area 2 Proposal, $Millions (unadjusted) |  |  |  | 0 | 0 | 0 | 0 | 18.2337 | 18.2337 | 57.1907 | 57.1907 | 57.1907 | 57.1907 | 35.4187 | 35.4187 | -11.098 | -11.098 | -11.098 | -11.098 | -11.098 | -11.098 | -11.098 | -11.098 | -11.098 | -11.098 | -11.098 | -11.098 | -11.098 | -11.098 | -11.098 | -11.098 | -11.098 | -11.098 | -11.098 | -11.098 | -11.098 | -11.098 | -11.098 | -11.098 | -11.098 | -11.098 | -11.098 | -29.3317 | -29.3317 | -68.2887 | -68.2887 | -68.2887 | -68.2887 | -46.5167 | -46.5167 | 0 | 0 |  |  | 88.6348 |  |  | 1557490.7777 | 0
$/MW-yr |  |  |  | 0 | 0 | 0 | 0 | 379869.2372 | 379869.2372 | 998234.0488 | 998234.0488 | 998234.0488 | 998234.0488 | 544650.3137 | 544650.3137 | -193709.6096 | -193709.6096 | -193709.6096 | -193709.6096 | -193709.6096 | -193709.6096 | -193709.6096 | -193709.6096 | -193709.6096 | -193709.6096 | -193709.6096 | -193709.6096 | -193709.6096 | -193709.6096 | -193709.6096 | -193709.6096 | -193709.6096 | -193709.6096 | -193709.6096 | -193709.6096 | -193709.6096 | -193709.6096 | -193709.6096 | -193709.6096 | -193709.6096 | -193709.6096 | -193709.6096 | -573578.8469 | -573578.8469 | -1191943.6585 | -1191943.6585 | -1191943.6585 | -1191943.6585 | -738359.9234 | -738359.9234 | 0 | 0
$Millions (adjusted) |  |  |  | 0 | 0 | 0 | 0 | 0 | 0 | 0 | 0 | 0 | 0 | 0 | 0 | 0 | 0 | 0 | 0 | 0 | 0 | 0 | 0 | 0 | 0 | 0 | 0 | 0 | 0 | 0 | 0 | 0 | 0 | 0 | 0 | 0 | 0 | 0 | 0 | 0 | 0 | 0 | 0 | 0 | 0 | 0 | 0 | 0 | 0 | 0 | 0 | 0 |  |  | 0
Annual Avoided Costs for Deferrals - Area 3 Proposal: (see note*) | Deferral Year |  |  | 2016 | 2017 | 2018 | 2019 | 2020 | 2021 | 2022 | 2023 | 2024 | 2025 | 2026 | 2027 | 2028 | 2029 | 2030 | 2031 | 2032 | 2033 | 2034 | 2035 | 2036 | 2037 | 2038 | 2039 | 2040 | 2041 | 2042 | 2043 | 2044 | 2045 | 2046 | 2047 | 2048 | 2049 | 2050 | 2051 | 2052 | 2053 | 2054 | 2055 | 2056 | 2057 | 2058 | 2059 | 2060 | 2061 | 2062 | 2063 | 2064 |  |  | Differential NPV $M |  | Differential NPV $M (adjusted for COD of Selected Project) | Differntial NPV $/MW | NPV of Transmission Avoided Costs for Selected Project
Area I Projects:
Amagansett Conversion 33 kV | 2030 |  |  | 0 | 0 | 0 | 0 | 0 | 0 | 0 | 0 | 0 | 0 | 0 | 0 | 0 | 0 | 0 | 0 | 0 | 0 | 0 | 0 | 0 | 0 | 0 | 0 | 0 | 0 | 0 | 0 | 0 | 0 | 0 | 0 | 0 | 0 | 0 | 0 | 0 | 0 | 0 | 0 | 0 | 0 | 0 | 0 | 0 | 0 | 0 | 0 | 0 |  |  | 0 |  | 0 | 0 | 0
East Hampton Conversion 33 kV | 2030 |  |  | 0 | 0 | 0 | 0 | 0 | 0 | 0 | 0 | 0 | 0 | 0 | 0 | 0 | 0 | 0 | 0 | 0 | 0 | 0 | 0 | 0 | 0 | 0 | 0 | 0 | 0 | 0 | 0 | 0 | 0 | 0 | 0 | 0 | 0 | 0 | 0 | 0 | 0 | 0 | 0 | 0 | 0 | 0 | 0 | 0 | 0 | 0 | 0 | 0 |  |  | 0 |  | 0 | 0 | 0
Buell Conversion 33 kV | 2030 |  |  | 0 | 0 | 0 | 0 | 0 | 0 | 0 | 0 | 0 | 0 | 0 | 0 | 0 | 0 | 0 | 0 | 0 | 0 | 0 | 0 | 0 | 0 | 0 | 0 | 0 | 0 | 0 | 0 | 0 | 0 | 0 | 0 | 0 | 0 | 0 | 0 | 0 | 0 | 0 | 0 | 0 | 0 | 0 | 0 | 0 | 0 | 0 | 0 | 0 |  |  | 0 |  | 0 | 0 | 0
Hither Hills Conversion to 33 kV | 2030 |  |  | 0 | 0 | 0 | 0 | 0 | 0 | 0 | 0 | 0 | 0 | 0 | 0 | 0 | 0 | 0 | 0 | 0 | 0 | 0 | 0 | 0 | 0 | 0 | 0 | 0 | 0 | 0 | 0 | 0 | 0 | 0 | 0 | 0 | 0 | 0 | 0 | 0 | 0 | 0 | 0 | 0 | 0 | 0 | 0 | 0 | 0 | 0 | 0 | 0 |  |  | 0 |  | 0 | 0 | 0
Culloden Pt Conversion to 33 kV | 2030 |  |  | 0 | 0 | 0 | 0 | 0 | 0 | 0 | 0 | 0 | 0 | 0 | 0 | 0 | 0 | 0 | 0 | 0 | 0 | 0 | 0 | 0 | 0 | 0 | 0 | 0 | 0 | 0 | 0 | 0 | 0 | 0 | 0 | 0 | 0 | 0 | 0 | 0 | 0 | 0 | 0 | 0 | 0 | 0 | 0 | 0 | 0 | 0 | 0 | 0 |  |  | 0 |  | 0 | 0 | 0
[59 empty] | 0 | =Area I Portion
Area II Projects: | [58 empty] | 2084526.6521 | =Area I+II+III Portions
Riverhead Canal 2nd Line and Bank | 2026 |  |  | 0 | 0 | 0 | 0 | 0 | 0 | 0 | 0 | 0 | 0 | 0 | 0 | 0 | 0 | 0 | 0 | 0 | 0 | 0 | 0 | 0 | 0 | 0 | 0 | 0 | 0 | 0 | 0 | 0 | 0 | 0 | 0 | 0 | 0 | 0 | 0 | 0 | 0 | 0 | 0 | 0 | 0 | 0 | 0 | 0 | 0 | 0 | 0 | 0 |  |  | 0 |  | 0 | 0 | 0
[59 empty] | 0 | =Area II Portion
Area III Projects: | [58 empty] | 2084526.6521 | =Area II+III Portions
New Canal - Southampton Cable | 2023 |  |  | 0 | 4.5863 | 4.5863 | 4.5863 | 4.5863 | 4.5863 | 4.5863 | -0.88999 | -0.88999 | -0.88999 | -0.88999 | -0.88999 | -0.88999 | -0.88999 | -0.88999 | -0.88999 | -0.88999 | -0.88999 | -0.88999 | -0.88999 | -0.88999 | -0.88999 | -0.88999 | -0.88999 | -0.88999 | -0.88999 | -0.88999 | -0.88999 | -0.88999 | -0.88999 | -0.88999 | -0.88999 | -0.88999 | -0.88999 | -0.88999 | -0.88999 | -5.4763 | -5.4763 | -5.4763 | -5.4763 | -5.4763 | -5.4763 | 0 | 0 | 0 | 0 | 0 | 0 | 0 |  |  | 8.9667 |  | 0 | 0 | 0
Upgrade Wildwood - Riverhead to 138 kV | 2022 |  |  | 0 | 0.93922 | 0.93922 | 0.93922 | 0.93922 | 0.93922 | -0.14959 | -0.14959 | -0.14959 | -0.14959 | -0.14959 | -0.14959 | -0.14959 | -0.14959 | -0.14959 | -0.14959 | -0.14959 | -0.14959 | -0.14959 | -0.14959 | -0.14959 | -0.14959 | -0.14959 | -0.14959 | -0.14959 | -0.14959 | -0.14959 | -0.14959 | -0.14959 | -0.14959 | -0.14959 | -0.14959 | -0.14959 | -0.14959 | -0.14959 | -0.14959 | -1.0888 | -1.0888 | -1.0888 | -1.0888 | -1.0888 | 0 | 0 | 0 | 0 | 0 | 0 | 0 | 0 |  |  | 1.5483 |  | 0 | 0 | 0
Bridgehampton - Buell New 69 kV UG Cable | 2023 |  |  | 0 | 4.0496 | 4.0496 | 4.0496 | 4.0496 | 4.0496 | 4.0496 | -0.78584 | -0.78584 | -0.78584 | -0.78584 | -0.78584 | -0.78584 | -0.78584 | -0.78584 | -0.78584 | -0.78584 | -0.78584 | -0.78584 | -0.78584 | -0.78584 | -0.78584 | -0.78584 | -0.78584 | -0.78584 | -0.78584 | -0.78584 | -0.78584 | -0.78584 | -0.78584 | -0.78584 | -0.78584 | -0.78584 | -0.78584 | -0.78584 | -0.78584 | -4.8355 | -4.8355 | -4.8355 | -4.8355 | -4.8355 | -4.8355 | 0 | 0 | 0 | 0 | 0 | 0 | 0 |  |  | 7.9174 |  | 0 | 0 | 0
Canal - Wainscott New 138 kV UG Cable | 2028 |  |  | 0 | 0 | 0 | 0 | 0 | 0 | 38.957 | 38.957 | 38.957 | 38.957 | 38.957 | 38.957 | -7.5597 | -7.5597 | -7.5597 | -7.5597 | -7.5597 | -7.5597 | -7.5597 | -7.5597 | -7.5597 | -7.5597 | -7.5597 | -7.5597 | -7.5597 | -7.5597 | -7.5597 | -7.5597 | -7.5597 | -7.5597 | -7.5597 | -7.5597 | -7.5597 | -7.5597 | -7.5597 | -7.5597 | -7.5597 | -7.5597 | -7.5597 | -7.5597 | -7.5597 | -46.5167 | -46.5167 | -46.5167 | -46.5167 | -46.5167 | -46.5167 | 0 | 0 |  |  | 58.276 |  | 58.276 | 925015.732 | 2084526.6521
[59 empty] | 2084526.6521 | =Area III Portion
Total - Area 3 Proposal, $Millions (unadjusted) |  |  |  | 0 | 9.5752 | 9.5752 | 9.5752 | 9.5752 | 9.5752 | 47.4434 | 37.1316 | 37.1316 | 37.1316 | 37.1316 | 37.1316 | -9.3851 | -9.3851 | -9.3851 | -9.3851 | -9.3851 | -9.3851 | -9.3851 | -9.3851 | -9.3851 | -9.3851 | -9.3851 | -9.3851 | -9.3851 | -9.3851 | -9.3851 | -9.3851 | -9.3851 | -9.3851 | -9.3851 | -9.3851 | -9.3851 | -9.3851 | -9.3851 | -9.3851 | -18.9603 | -18.9603 | -18.9603 | -18.9603 | -18.9603 | -56.8285 | -46.5167 | -46.5167 | -46.5167 | -46.5167 | -46.5167 | 0 | 0 |  |  | 76.7083 |  |  | 925015.732 | 2084526.6521
$/MW-yr |  |  |  | 0 | 0 | 0 | 0 | 0 | 0 | 618364.8116 | 618364.8116 | 618364.8116 | 618364.8116 | 618364.8116 | 618364.8116 | -119995.1118 | -119995.1118 | -119995.1118 | -119995.1118 | -119995.1118 | -119995.1118 | -119995.1118 | -119995.1118 | -119995.1118 | -119995.1118 | -119995.1118 | -119995.1118 | -119995.1118 | -119995.1118 | -119995.1118 | -119995.1118 | -119995.1118 | -119995.1118 | -119995.1118 | -119995.1118 | -119995.1118 | -119995.1118 | -119995.1118 | -119995.1118 | -119995.1118 | -119995.1118 | -119995.1118 | -119995.1118 | -119995.1118 | -738359.9234 | -738359.9234 | -738359.9234 | -738359.9234 | -738359.9234 | -738359.9234 | 0 | 0
$Millions (adjusted) |  |  |  | 0 | 0 | 0 | 0 | 0 | 0 | 1.3935 | 1.3935 | 1.3935 | 1.3935 | 1.3935 | 1.3935 | -0.27041 | -0.27041 | -0.27041 | -0.27041 | -0.27041 | -0.27041 | -0.27041 | -0.27041 | -0.27041 | -0.27041 | -0.27041 | -0.27041 | -0.27041 | -0.27041 | -0.27041 | -0.27041 | -0.27041 | -0.27041 | -0.27041 | -0.27041 | -0.27041 | -0.27041 | -0.27041 | -0.27041 | -0.27041 | -0.27041 | -0.27041 | -0.27041 | -0.27041 | -1.6639 | -1.6639 | -1.6639 | -1.6639 | -1.6639 | -1.6639 | 0 | 0 |  |  | 2084.5267
Discount Factor (Relative to 1/1/2016) = |  |  |  | 0.94787 | 0.89845 | 0.85161 | 0.80722 | 0.76513 | 0.72525 | 0.68744 | 0.6516 | 0.61763 | 0.58543 | 0.55491 | 0.52598 | 0.49856 | 0.47257 | 0.44793 | 0.42458 | 0.40245 | 0.38147 | 0.36158 | 0.34273 | 0.32486 | 0.30793 | 0.29187 | 0.27666 | 0.26223 | 0.24856 | 0.2356 | 0.22332 | 0.21168 | 0.20064 | 0.19018 | 0.18027 | 0.17087 | 0.16196 | 0.15352 | 0.14552 | 0.13793 | 0.13074 | 0.12392 | 0.11746 | 0.11134 | 0.10554 | 0.10003 | 0.094818 | 0.089875 | 0.08519 | 0.080748 | 0.076539 | 0.072549
* Note: A positive (+) avoided cost in a given year represents a cost savings relative to not having a transmission project deferral.

## AEG100 Summary
|  | 2016 | 2017 | 2018 | 2019 | 2020 | 2021 | 2022 | 2023 | 2024 | 2025 | 2026 | 2027 | 2028 | 2029 | 2030 | 2031 | 2032 | 2033 | 2034 | 2035 | 2036 | 2037 | 2038 | 2039 | 2040 | 2041 | 2042 | 2043 | 2044 | 2045 | 2046 | 2047 | 2048 | 2049 | 2050 | 2051 | 2052 | 2053 | 2054 | 2055 | 2056 | 2057 | 2058 | 2059 | 2060 | 2061 | 2062 | 2063 | 2064 | NPV Base $M
355 kW (378 kW effective) Implemented in 2017 - Area 1 | $/MW-yr | 0 | 273150.8096 | 313354.3958 | 337510.0504 | 717379.2877 | 717379.2877 | 1318461.3078 | 1154782.05 | 1154782.05 | 1154782.05 | 701198.3149 | 701198.3149 | -37161.6085 | -37161.6085 | -305852.3926 | -305852.3926 | -305852.3926 | -305852.3926 | -305852.3926 | -305852.3926 | -305852.3926 | -305852.3926 | -305852.3926 | -305852.3926 | -305852.3926 | -305852.3926 | -305852.3926 | -305852.3926 | -305852.3926 | -305852.3926 | -305852.3926 | -305852.3926 | -305852.3926 | -305852.3926 | -305852.3926 | -305852.3926 | -579003.2023 | -619206.7884 | -643362.4431 | -1023231.6803 | -1023231.6803 | -1624313.7004 | -1460634.4426 | -1460634.4426 | -1460634.4426 | -1007050.7076 | -1007050.7076 | -268690.7842 | -268690.7842
| $Millions (adjusted) | 0 | 0.10335 | 0.11856 | 0.1277 | 0.27143 | 0.27143 | 0.49885 | 0.43692 | 0.43692 | 0.43692 | 0.2653 | 0.2653 | -0.01406 | -0.01406 | -0.11572 | -0.11572 | -0.11572 | -0.11572 | -0.11572 | -0.11572 | -0.11572 | -0.11572 | -0.11572 | -0.11572 | -0.11572 | -0.11572 | -0.11572 | -0.11572 | -0.11572 | -0.11572 | -0.11572 | -0.11572 | -0.11572 | -0.11572 | -0.11572 | -0.11572 | -0.21907 | -0.23428 | -0.24342 | -0.38715 | -0.38715 | -0.61457 | -0.55264 | -0.55264 | -0.55264 | -0.38103 | -0.38103 | -0.10166 | -0.10166 | 959.4931 | 959493.0863
2,600 kW (2,775 kW effective) Implemented in 2017 - Area 3 | $/MW-yr | 0 | 151987.0893 | 151987.0893 | 151987.0893 | 151987.0893 | 151987.0893 | 753069.1094 | 589389.8516 | 589389.8516 | 589389.8516 | 589389.8516 | 589389.8516 | -148970.0718 | -148970.0718 | -148970.0718 | -148970.0718 | -148970.0718 | -148970.0718 | -148970.0718 | -148970.0718 | -148970.0718 | -148970.0718 | -148970.0718 | -148970.0718 | -148970.0718 | -148970.0718 | -148970.0718 | -148970.0718 | -148970.0718 | -148970.0718 | -148970.0718 | -148970.0718 | -148970.0718 | -148970.0718 | -148970.0718 | -148970.0718 | -300957.161 | -300957.161 | -300957.161 | -300957.161 | -300957.161 | -902039.1812 | -738359.9234 | -738359.9234 | -738359.9234 | -738359.9234 | -738359.9234 | 0 | 0
| $Millions (adjusted) | 0 | 0.42171 | 0.42171 | 0.42171 | 0.42171 | 0.42171 | 2.0895 | 1.6353 | 1.6353 | 1.6353 | 1.6353 | 1.6353 | -0.41334 | -0.41334 | -0.41334 | -0.41334 | -0.41334 | -0.41334 | -0.41334 | -0.41334 | -0.41334 | -0.41334 | -0.41334 | -0.41334 | -0.41334 | -0.41334 | -0.41334 | -0.41334 | -0.41334 | -0.41334 | -0.41334 | -0.41334 | -0.41334 | -0.41334 | -0.41334 | -0.41334 | -0.83504 | -0.83504 | -0.83504 | -0.83504 | -0.83504 | -2.5028 | -2.0487 | -2.0487 | -2.0487 | -2.0487 | -2.0487 | 0 | 0 | 3378.3656 | 3378365.5763
288 kW (307 kW effective) Implemented in 2018 - Area 1 | $/MW-yr | 0 | 0 | 40203.5861 | 64359.2408 | 444228.478 | 444228.478 | 1062593.2896 | 1062593.2896 | 1062593.2896 | 1062593.2896 | 609009.5545 | 609009.5545 | -129350.3688 | -129350.3688 | -220108.1448 | -220108.1448 | -220108.1448 | -220108.1448 | -220108.1448 | -220108.1448 | -220108.1448 | -220108.1448 | -220108.1448 | -220108.1448 | -220108.1448 | -220108.1448 | -220108.1448 | -220108.1448 | -220108.1448 | -220108.1448 | -220108.1448 | -220108.1448 | -220108.1448 | -220108.1448 | -220108.1448 | -220108.1448 | -220108.1448 | -260311.731 | -284467.3856 | -664336.6229 | -664336.6229 | -1282701.4345 | -1282701.4345 | -1282701.4345 | -1282701.4345 | -829117.6994 | -829117.6994 | -90757.776 | -90757.776
| $Millions (adjusted) | 0 | 0 | 0.012354 | 0.019777 | 0.13651 | 0.13651 | 0.32653 | 0.32653 | 0.32653 | 0.32653 | 0.18715 | 0.18715 | -0.039749 | -0.039749 | -0.067638 | -0.067638 | -0.067638 | -0.067638 | -0.067638 | -0.067638 | -0.067638 | -0.067638 | -0.067638 | -0.067638 | -0.067638 | -0.067638 | -0.067638 | -0.067638 | -0.067638 | -0.067638 | -0.067638 | -0.067638 | -0.067638 | -0.067638 | -0.067638 | -0.067638 | -0.067638 | -0.079993 | -0.087416 | -0.20415 | -0.20415 | -0.39417 | -0.39417 | -0.39417 | -0.39417 | -0.25478 | -0.25478 | -0.02789 | -0.02789 | 543.8911 | 543891.1188
2,112 kW (2,254 kW effective) Implemented in 2018 - Area 3 | $/MW-yr | 0 | 0 | 0 | 0 | 0 | 0 | 618364.8116 | 618364.8116 | 618364.8116 | 618364.8116 | 618364.8116 | 618364.8116 | -119995.1118 | -119995.1118 | -119995.1118 | -119995.1118 | -119995.1118 | -119995.1118 | -119995.1118 | -119995.1118 | -119995.1118 | -119995.1118 | -119995.1118 | -119995.1118 | -119995.1118 | -119995.1118 | -119995.1118 | -119995.1118 | -119995.1118 | -119995.1118 | -119995.1118 | -119995.1118 | -119995.1118 | -119995.1118 | -119995.1118 | -119995.1118 | -119995.1118 | -119995.1118 | -119995.1118 | -119995.1118 | -119995.1118 | -738359.9234 | -738359.9234 | -738359.9234 | -738359.9234 | -738359.9234 | -738359.9234 | 0 | 0
| $Millions (adjusted) | 0 | 0 | 0 | 0 | 0 | 0 | 1.3935 | 1.3935 | 1.3935 | 1.3935 | 1.3935 | 1.3935 | -0.27041 | -0.27041 | -0.27041 | -0.27041 | -0.27041 | -0.27041 | -0.27041 | -0.27041 | -0.27041 | -0.27041 | -0.27041 | -0.27041 | -0.27041 | -0.27041 | -0.27041 | -0.27041 | -0.27041 | -0.27041 | -0.27041 | -0.27041 | -0.27041 | -0.27041 | -0.27041 | -0.27041 | -0.27041 | -0.27041 | -0.27041 | -0.27041 | -0.27041 | -1.6639 | -1.6639 | -1.6639 | -1.6639 | -1.6639 | -1.6639 | 0 | 0 | 2084.5267 | 2084526.6521
288 kW (307 kW effective) Implemented in 2019 - Area 1 | $/MW-yr | 0 | 0 | 0 | 24155.6547 | 404024.8919 | 404024.8919 | 1022389.7035 | 1022389.7035 | 1022389.7035 | 1022389.7035 | 568805.9684 | 568805.9684 | -169553.955 | -169553.955 | -202991.0303 | -202991.0303 | -202991.0303 | -202991.0303 | -202991.0303 | -202991.0303 | -202991.0303 | -202991.0303 | -202991.0303 | -202991.0303 | -202991.0303 | -202991.0303 | -202991.0303 | -202991.0303 | -202991.0303 | -202991.0303 | -202991.0303 | -202991.0303 | -202991.0303 | -202991.0303 | -202991.0303 | -202991.0303 | -202991.0303 | -202991.0303 | -227146.685 | -607015.9222 | -607015.9222 | -1225380.7338 | -1225380.7338 | -1225380.7338 | -1225380.7338 | -771796.9988 | -771796.9988 | -33437.0754 | -33437.0754
| $Millions (adjusted) | 0 | 0 | 0 | 0.0074229 | 0.12416 | 0.12416 | 0.31418 | 0.31418 | 0.31418 | 0.31418 | 0.17479 | 0.17479 | -0.052103 | -0.052103 | -0.062378 | -0.062378 | -0.062378 | -0.062378 | -0.062378 | -0.062378 | -0.062378 | -0.062378 | -0.062378 | -0.062378 | -0.062378 | -0.062378 | -0.062378 | -0.062378 | -0.062378 | -0.062378 | -0.062378 | -0.062378 | -0.062378 | -0.062378 | -0.062378 | -0.062378 | -0.062378 | -0.062378 | -0.069801 | -0.18653 | -0.18653 | -0.37655 | -0.37655 | -0.37655 | -0.37655 | -0.23717 | -0.23717 | -0.010275 | -0.010275 | 501.1699 | 501169.9415
2,112 kW (2,254 kW effective) Implemented in 2019 - Area 3 | $/MW-yr | 0 | 0 | 0 | 0 | 0 | 0 | 618364.8116 | 618364.8116 | 618364.8116 | 618364.8116 | 618364.8116 | 618364.8116 | -119995.1118 | -119995.1118 | -119995.1118 | -119995.1118 | -119995.1118 | -119995.1118 | -119995.1118 | -119995.1118 | -119995.1118 | -119995.1118 | -119995.1118 | -119995.1118 | -119995.1118 | -119995.1118 | -119995.1118 | -119995.1118 | -119995.1118 | -119995.1118 | -119995.1118 | -119995.1118 | -119995.1118 | -119995.1118 | -119995.1118 | -119995.1118 | -119995.1118 | -119995.1118 | -119995.1118 | -119995.1118 | -119995.1118 | -738359.9234 | -738359.9234 | -738359.9234 | -738359.9234 | -738359.9234 | -738359.9234 | 0 | 0
| $Millions (adjusted) | 0 | 0 | 0 | 0 | 0 | 0 | 1.3935 | 1.3935 | 1.3935 | 1.3935 | 1.3935 | 1.3935 | -0.27041 | -0.27041 | -0.27041 | -0.27041 | -0.27041 | -0.27041 | -0.27041 | -0.27041 | -0.27041 | -0.27041 | -0.27041 | -0.27041 | -0.27041 | -0.27041 | -0.27041 | -0.27041 | -0.27041 | -0.27041 | -0.27041 | -0.27041 | -0.27041 | -0.27041 | -0.27041 | -0.27041 | -0.27041 | -0.27041 | -0.27041 | -0.27041 | -0.27041 | -1.6639 | -1.6639 | -1.6639 | -1.6639 | -1.6639 | -1.6639 | 0 | 0 | 2084.5267 | 2084526.6521
Thermostats & Pool Pumps - 7,755 kW (8,275 kW effective) Composite | $/MW-yr | 0 | 166526.7357 | 96708.9399 | 69675.7966 | 115254.6408 | 115254.6408 | 727047.7573 | 664678.6784 | 664678.6784 | 664678.6784 | 610248.6302 | 610248.6302 | -128111.2932 | -128111.2932 | -145009.5355 | -145009.5355 | -145009.5355 | -145009.5355 | -145009.5355 | -145009.5355 | -145009.5355 | -145009.5355 | -145009.5355 | -145009.5355 | -145009.5355 | -145009.5355 | -145009.5355 | -145009.5355 | -145009.5355 | -145009.5355 | -145009.5355 | -145009.5355 | -145009.5355 | -145009.5355 | -145009.5355 | -145009.5355 | -208463.6301 | -211795.0066 | -214693.6852 | -260277.9936 | -260277.9936 | -872057.2928 | -809688.2139 | -809688.2139 | -809688.2139 | -755258.1657 | -755258.1657 | -140818.6861 | -140818.6861
| $Millions (adjusted) | 0 | 0.52506 | 0.55262 | 0.57661 | 0.9538 | 0.9538 | 6.016 | 5.4999 | 5.4999 | 5.4999 | 5.0496 | 5.0496 | -1.0601 | -1.0601 | -1.1999 | -1.1999 | -1.1999 | -1.1999 | -1.1999 | -1.1999 | -1.1999 | -1.1999 | -1.1999 | -1.1999 | -1.1999 | -1.1999 | -1.1999 | -1.1999 | -1.1999 | -1.1999 | -1.1999 | -1.1999 | -1.1999 | -1.1999 | -1.1999 | -1.1999 | -1.725 | -1.7525 | -1.7765 | -2.1537 | -2.1537 | -7.2159 | -6.6998 | -6.6998 | -6.6998 | -6.2494 | -6.2494 | -0.13983 | -0.13983 | 9551.973 | 9551973.0272
Discount Factor (Relative to 1/1/2016) = |  | 0.94787 | 0.89845 | 0.85161 | 0.80722 | 0.76513 | 0.72525 | 0.68744 | 0.6516 | 0.61763 | 0.58543 | 0.55491 | 0.52598 | 0.49856 | 0.47257 | 0.44793 | 0.42458 | 0.40245 | 0.38147 | 0.36158 | 0.34273 | 0.32486 | 0.30793 | 0.29187 | 0.27666 | 0.26223 | 0.24856 | 0.2356 | 0.22332 | 0.21168 | 0.20064 | 0.19018 | 0.18027 | 0.17087 | 0.16196 | 0.15352 | 0.14552 | 0.13793 | 0.13074 | 0.12392 | 0.11746 | 0.11134 | 0.10554 | 0.10003 | 0.094818 | 0.089875 | 0.08519 | 0.080748 | 0.076539 | 0.072549
* Note: A positive (+) avoided cost in a given year represents a cost savings relative to not having a transmission project deferral.
Phased in effective kW (including losses) - 2017 Area 1 portion implemented |  | 0 | 378.3582 | 378.3582 | 378.3582 | 378.3582 | 378.3582 | 378.3582 | 378.3582 | 378.3582 | 378.3582 | 378.3582 | 378.3582 | 378.3582 | 378.3582 | 378.3582 | 378.3582 | 378.3582 | 378.3582 | 378.3582 | 378.3582 | 378.3582 | 378.3582 | 378.3582 | 378.3582 | 378.3582 | 378.3582 | 378.3582 | 378.3582 | 378.3582 | 378.3582 | 378.3582 | 378.3582 | 378.3582 | 378.3582 | 378.3582 | 378.3582 | 378.3582 | 378.3582 | 378.3582 | 378.3582 | 378.3582 | 378.3582 | 378.3582 | 378.3582 | 378.3582 | 378.3582 | 378.3582 | 378.3582 | 378.3582
Phased in effective kW (including losses) - 2017 Areas 3 portion implemented |  | 0 | 2774.6268 | 2774.6268 | 2774.6268 | 2774.6268 | 2774.6268 | 2774.6268 | 2774.6268 | 2774.6268 | 2774.6268 | 2774.6268 | 2774.6268 | 2774.6268 | 2774.6268 | 2774.6268 | 2774.6268 | 2774.6268 | 2774.6268 | 2774.6268 | 2774.6268 | 2774.6268 | 2774.6268 | 2774.6268 | 2774.6268 | 2774.6268 | 2774.6268 | 2774.6268 | 2774.6268 | 2774.6268 | 2774.6268 | 2774.6268 | 2774.6268 | 2774.6268 | 2774.6268 | 2774.6268 | 2774.6268 | 2774.6268 | 2774.6268 | 2774.6268 | 2774.6268 | 2774.6268 | 2774.6268 | 2774.6268 | 2774.6268 | 2774.6268 | 2774.6268 | 2774.6268 | 0 | 0
Phased in effective kW (including losses) - 2018 Area 1 portion implemented |  | 0 | 0 | 307.296 | 307.296 | 307.296 | 307.296 | 307.296 | 307.296 | 307.296 | 307.296 | 307.296 | 307.296 | 307.296 | 307.296 | 307.296 | 307.296 | 307.296 | 307.296 | 307.296 | 307.296 | 307.296 | 307.296 | 307.296 | 307.296 | 307.296 | 307.296 | 307.296 | 307.296 | 307.296 | 307.296 | 307.296 | 307.296 | 307.296 | 307.296 | 307.296 | 307.296 | 307.296 | 307.296 | 307.296 | 307.296 | 307.296 | 307.296 | 307.296 | 307.296 | 307.296 | 307.296 | 307.296 | 307.296 | 307.296
Phased in effective kW (including losses) - 2018 Area 3 portion implemented |  | 0 | 0 | 2254 | 2254 | 2254 | 2254 | 2253.504 | 2253.504 | 2253.504 | 2253.504 | 2253.504 | 2253.504 | 2253.504 | 2253.504 | 2253.504 | 2253.504 | 2253.504 | 2253.504 | 2253.504 | 2253.504 | 2253.504 | 2253.504 | 2253.504 | 2253.504 | 2253.504 | 2253.504 | 2253.504 | 2253.504 | 2253.504 | 2253.504 | 2253.504 | 2253.504 | 2253.504 | 2253.504 | 2253.504 | 2253.504 | 2253.504 | 2253.504 | 2253.504 | 2253.504 | 2253.504 | 2253.504 | 2253.504 | 2253.504 | 2253.504 | 2253.504 | 2253.504 | 0 | 0
Phased in effective kW (including losses) - 2019 Area 1 portion implemented |  | 0 | 0 | 0 | 307.296 | 307.296 | 307.296 | 307.296 | 307.296 | 307.296 | 307.296 | 307.296 | 307.296 | 307.296 | 307.296 | 307.296 | 307.296 | 307.296 | 307.296 | 307.296 | 307.296 | 307.296 | 307.296 | 307.296 | 307.296 | 307.296 | 307.296 | 307.296 | 307.296 | 307.296 | 307.296 | 307.296 | 307.296 | 307.296 | 307.296 | 307.296 | 307.296 | 307.296 | 307.296 | 307.296 | 307.296 | 307.296 | 307.296 | 307.296 | 307.296 | 307.296 | 307.296 | 307.296 | 307.296 | 307.296
Phased in effective kW (including losses) - 2019 Area 3 portion implemented |  | 0 | 0 | 0 | 2254 | 2254 | 2254 | 2253.504 | 2253.504 | 2253.504 | 2253.504 | 2253.504 | 2253.504 | 2253.504 | 2253.504 | 2253.504 | 2253.504 | 2253.504 | 2253.504 | 2253.504 | 2253.504 | 2253.504 | 2253.504 | 2253.504 | 2253.504 | 2253.504 | 2253.504 | 2253.504 | 2253.504 | 2253.504 | 2253.504 | 2253.504 | 2253.504 | 2253.504 | 2253.504 | 2253.504 | 2253.504 | 2253.504 | 2253.504 | 2253.504 | 2253.504 | 2253.504 | 2253.504 | 2253.504 | 2253.504 | 2253.504 | 2253.504 | 2253.504 | 0 | 0
Phased in effective kW (including losses) - composite implementation |  | 0 | 3152.985 | 5714.281 | 8275.577 | 8275.577 | 8275.577 | 8274.585 | 8274.585 | 8274.585 | 8274.585 | 8274.585 | 8274.585 | 8274.585 | 8274.585 | 8274.585 | 8274.585 | 8274.585 | 8274.585 | 8274.585 | 8274.585 | 8274.585 | 8274.585 | 8274.585 | 8274.585 | 8274.585 | 8274.585 | 8274.585 | 8274.585 | 8274.585 | 8274.585 | 8274.585 | 8274.585 | 8274.585 | 8274.585 | 8274.585 | 8274.585 | 8274.585 | 8274.585 | 8274.585 | 8274.585 | 8274.585 | 8274.585 | 8274.585 | 8274.585 | 8274.585 | 8274.585 | 8274.585 | 992.9502 | 992.9502

## PhII (AES100-Mont, EH, and SH)
Version |  | Based on PSEGLI file: "East End Utility 2_0_Economics_2014_10_13_r28_Sargent_Lundy.xlsx"
Annual Revenue Requirements (Millions of $s)
1) Reference (Transmission only) Case
Project | I/S Year | Investor | Capital (2015$s) | 2016 | 2017 | 2018 | 2019 | 2020 | 2021 | 2022 | 2023 | 2024 | 2025 | 2026 | 2027 | 2028 | 2029 | 2030 | 2031 | 2032 | 2033 | 2034 | 2035 | 2036 | 2037 | 2038 | 2039 | 2040 | 2041 | 2042 | 2043 | 2044 | 2045 | 2046 | 2047 | 2048 | 2049 | 2050 | 2051 | 2052 | 2053 | 2054 | 2055 | 2056 | 2057 | 2058 | 2059 | 2060 | 2061 | 2062 | 2063 | 2064 |  | NPV |  | Proposal Number = | AES100
Transmission Reinforcement I | 2017 | PSEGLI | 93.4 | 0 | 11.3926 | 11.3926 | 11.3926 | 11.3926 | 11.3926 | 11.3926 | 11.3926 | 11.3926 | 11.3926 | 11.3926 | 11.3926 | 11.3926 | 11.3926 | 11.3926 | 11.3926 | 11.3926 | 11.3926 | 11.3926 | 11.3926 | 11.3926 | 11.3926 | 11.3926 | 11.3926 | 11.3926 | 11.3926 | 11.3926 | 11.3926 | 11.3926 | 11.3926 | 11.3926 | 11.3926 | 11.3926 | 11.3926 | 11.3926 | 11.3926 | [13 empty] | 35 | 166.1982 |  | Proposer Name = | AES Generation Development
Transmission Reinforcement II | 2018 | PSEGLI | 4.8 | 0 | 0 | 0.60305 | 0.60305 | 0.60305 | 0.60305 | 0.60305 | 0.60305 | 0.60305 | 0.60305 | 0.60305 | 0.60305 | 0.60305 | 0.60305 | 0.60305 | 0.60305 | 0.60305 | 0.60305 | 0.60305 | 0.60305 | 0.60305 | 0.60305 | 0.60305 | 0.60305 | 0.60305 | 0.60305 | 0.60305 | 0.60305 | 0.60305 | 0.60305 | 0.60305 | 0.60305 | 0.60305 | 0.60305 | 0.60305 | 0.60305 | 0.60305 | [12 empty] | 35 | 8.3388 |  | Proposal/Project = | Montauk, East Hampton, and Southampton
Transmission Reinforcement III | 2019 | PSEGLI | 2.8 | 0 | 0 | 0 | 0.36233 | 0.36233 | 0.36233 | 0.36233 | 0.36233 | 0.36233 | 0.36233 | 0.36233 | 0.36233 | 0.36233 | 0.36233 | 0.36233 | 0.36233 | 0.36233 | 0.36233 | 0.36233 | 0.36233 | 0.36233 | 0.36233 | 0.36233 | 0.36233 | 0.36233 | 0.36233 | 0.36233 | 0.36233 | 0.36233 | 0.36233 | 0.36233 | 0.36233 | 0.36233 | 0.36233 | 0.36233 | 0.36233 | 0.36233 | 0.36233 | [11 empty] | 35 | 4.7491 |  | Option Number = | 1
Transmission Reinforcement IV | 2020 | PSEGLI | 136.8 | 0 | 0 | 0 | 0 | 18.2337 | 18.2337 | 18.2337 | 18.2337 | 18.2337 | 18.2337 | 18.2337 | 18.2337 | 18.2337 | 18.2337 | 18.2337 | 18.2337 | 18.2337 | 18.2337 | 18.2337 | 18.2337 | 18.2337 | 18.2337 | 18.2337 | 18.2337 | 18.2337 | 18.2337 | 18.2337 | 18.2337 | 18.2337 | 18.2337 | 18.2337 | 18.2337 | 18.2337 | 18.2337 | 18.2337 | 18.2337 | 18.2337 | 18.2337 | 18.2337 | [10 empty] | 35 | 226.5269 |  | Location = | 1, 2, and 3
Transmission Reinforcement V | 2022 | PSEGLI | 275.5 | 0 | 0 | 0 | 0 | 0 | 0 | 38.957 | 38.957 | 38.957 | 38.957 | 38.957 | 38.957 | 38.957 | 38.957 | 38.957 | 38.957 | 38.957 | 38.957 | 38.957 | 38.957 | 38.957 | 38.957 | 38.957 | 38.957 | 38.957 | 38.957 | 38.957 | 38.957 | 38.957 | 38.957 | 38.957 | 38.957 | 38.957 | 38.957 | 38.957 | 38.957 | 38.957 | 38.957 | 38.957 | 38.957 | 38.957 | [8 empty] | 35 | 434.8353 |  | Technology = | Battery Storage
[56 empty] | Interconnection Points = | 13 kV Radial Feeders at Montauk, East Hampton, and Southampton
Total |  |  | 513.3 | 0 | 11.3926 | 11.9957 | 12.358 | 30.5918 | 30.5918 | 69.5487 | 69.5487 | 69.5487 | 69.5487 | 69.5487 | 69.5487 | 69.5487 | 69.5487 | 69.5487 | 69.5487 | 69.5487 | 69.5487 | 69.5487 | 69.5487 | 69.5487 | 69.5487 | 69.5487 | 69.5487 | 69.5487 | 69.5487 | 69.5487 | 69.5487 | 69.5487 | 69.5487 | 69.5487 | 69.5487 | 69.5487 | 69.5487 | 69.5487 | 69.5487 | 58.1561 | 57.553 | 57.1907 | 38.957 | 38.957 | 0 | 0 | 0 | 0 | 0 | 0 | 0 | 0 |  | 840.6482 |  | Loss Factor = | 1.026
2016 NPV @ 5.5%, thru 2035 |  |  |  | 2016: 559.7216
2016 NPV @ 5.5%, thru 2056 |  |  |  | 2016: 840.6482 |  |  |  | MW Required by 2022 (cap) = | 15 | 33 | 15 | Output: NPV of Transmission Avoided Costs for Selected Project (see note*)
[57 empty] | Selected Project Inputs - Area 1 Portion | Selected Project Inputs - Area 2 Portion | Selected Project Inputs - Area 3 Portion | Area 1 | Area 2 | Area 3 | Total | check
[56 empty] | Project kW = | 5130 | 5130 | 5130
[55 empty] | Capped kW = | 15390 | 5130 | 5130 | 5130
[56 empty] | Project Area (1, 2, or 3) = | 1 | 2 | 3
[56 empty] | Proportion of Peak Hours Covered = | 100% | 100% | 100%
[55 empty] | Project COD = | 2018
[55 empty] | Effective kW = | 15390 |  |  |  | 9079719.3573 | 7989927.6896 | 4745330.7052 | 21814977.7521
[60 empty] | check | check | check
| I/S Year |  | Capital (2015$s) | 2016 | 2017 | 2018 | 2019 | 2020 | 2021 | 2022 | 2023 | 2024 | 2025 | 2026 | 2027 | 2028 | 2029 | 2030 | 2031 | 2032 | 2033 | 2034 | 2035 | 2036 | 2037 | 2038 | 2039 | 2040 | 2041 | 2042 | 2043 | 2044 | 2045 | 2046 | 2047 | 2048 | 2049 | 2050 | 2051 | 2052 | 2053 | 2054 | 2055 | 2056 | 2057 | 2058 | 2059 | 2060 | 2061 | 2062 | 2063 | 2064 |  | MW Required by 2022 | NPV Base $M | Differential NPV $M | Differential NPV $M (adjusted for COD of Selected Project) | Differntial NPV $/MW | NPV of Transmission Avoided Costs for Selected Project
Area I Projects: | [53 empty] | 15
Amagansett Conversion 33 kV | 2017 |  | 8 | 0 | 0.97582 | 0.97582 | 0.97582 | 0.97582 | 0.97582 | 0.97582 | 0.97582 | 0.97582 | 0.97582 | 0.97582 | 0.97582 | 0.97582 | 0.97582 | 0.97582 | 0.97582 | 0.97582 | 0.97582 | 0.97582 | 0.97582 | 0.97582 | 0.97582 | 0.97582 | 0.97582 | 0.97582 | 0.97582 | 0.97582 | 0.97582 | 0.97582 | 0.97582 | 0.97582 | 0.97582 | 0.97582 | 0.97582 | 0.97582 | 0.97582 | [13 empty] | 35 |  | 14.2354
East Hampton Conversion 33 kV | 2017 |  | 3.2 | 0 | 0.39033 | 0.39033 | 0.39033 | 0.39033 | 0.39033 | 0.39033 | 0.39033 | 0.39033 | 0.39033 | 0.39033 | 0.39033 | 0.39033 | 0.39033 | 0.39033 | 0.39033 | 0.39033 | 0.39033 | 0.39033 | 0.39033 | 0.39033 | 0.39033 | 0.39033 | 0.39033 | 0.39033 | 0.39033 | 0.39033 | 0.39033 | 0.39033 | 0.39033 | 0.39033 | 0.39033 | 0.39033 | 0.39033 | 0.39033 | 0.39033 | [13 empty] | 35 |  | 5.6942
Buell Conversion 33 kV | 2017 |  | 3.7 | 0 | 0.45131 | 0.45131 | 0.45131 | 0.45131 | 0.45131 | 0.45131 | 0.45131 | 0.45131 | 0.45131 | 0.45131 | 0.45131 | 0.45131 | 0.45131 | 0.45131 | 0.45131 | 0.45131 | 0.45131 | 0.45131 | 0.45131 | 0.45131 | 0.45131 | 0.45131 | 0.45131 | 0.45131 | 0.45131 | 0.45131 | 0.45131 | 0.45131 | 0.45131 | 0.45131 | 0.45131 | 0.45131 | 0.45131 | 0.45131 | 0.45131 | [13 empty] | 35 |  | 6.5839
Hither Hills Conversion to 33 kV | 2018 |  | 4.8 | 0 | 0 | 0.60305 | 0.60305 | 0.60305 | 0.60305 | 0.60305 | 0.60305 | 0.60305 | 0.60305 | 0.60305 | 0.60305 | 0.60305 | 0.60305 | 0.60305 | 0.60305 | 0.60305 | 0.60305 | 0.60305 | 0.60305 | 0.60305 | 0.60305 | 0.60305 | 0.60305 | 0.60305 | 0.60305 | 0.60305 | 0.60305 | 0.60305 | 0.60305 | 0.60305 | 0.60305 | 0.60305 | 0.60305 | 0.60305 | 0.60305 | 0.60305 | [12 empty] | 35 |  | 8.3388
Culloden Pt Conversion to 33 kV | 2019 |  | 2.8 | 0 | 0 | 0 | 0.36233 | 0.36233 | 0.36233 | 0.36233 | 0.36233 | 0.36233 | 0.36233 | 0.36233 | 0.36233 | 0.36233 | 0.36233 | 0.36233 | 0.36233 | 0.36233 | 0.36233 | 0.36233 | 0.36233 | 0.36233 | 0.36233 | 0.36233 | 0.36233 | 0.36233 | 0.36233 | 0.36233 | 0.36233 | 0.36233 | 0.36233 | 0.36233 | 0.36233 | 0.36233 | 0.36233 | 0.36233 | 0.36233 | 0.36233 | 0.36233 | [11 empty] | 35 |  | 4.7491
No Deferral |  |  | 22.5 |  | 1.8175 | 2.4205 | 2.7828 | 2.7828 | 2.7828 | 2.7828 | 2.7828 | 2.7828 | 2.7828 | 2.7828 | 2.7828 | 2.7828 | 2.7828 | 2.7828 | 2.7828 | 2.7828 | 2.7828 | 2.7828 | 2.7828 | 2.7828 | 2.7828 | 2.7828 | 2.7828 | 2.7828 | 2.7828 | 2.7828 | 2.7828 | 2.7828 | 2.7828 | 2.7828 | 2.7828 | 2.7828 | 2.7828 | 2.7828 | 2.7828 | 0.96539 | 0.36233 | 0 | 0 | 0 | [10 empty] | 39.6013
Amagansett Conversion 33 kV | 2030 |  | 8 | [14 empty] | 1.433 | 1.433 | 1.433 | 1.433 | 1.433 | 1.433 | 1.433 | 1.433 | 1.433 | 1.433 | 1.433 | 1.433 | 1.433 | 1.433 | 1.433 | 1.433 | 1.433 | 1.433 | 1.433 | 1.433 | 1.433 | 1.433 | 1.433 | 1.433 | 1.433 | 1.433 | 1.433 | 1.433 | 1.433 | 1.433 | 1.433 | 1.433 | 1.433 | 1.433 | 1.433 | 35 |  | 10.4225 | 3.8129 | 0 | 0 | 0
East Hampton Conversion 33 kV | 2030 |  | 3.2 | [14 empty] | 0.57321 | 0.57321 | 0.57321 | 0.57321 | 0.57321 | 0.57321 | 0.57321 | 0.57321 | 0.57321 | 0.57321 | 0.57321 | 0.57321 | 0.57321 | 0.57321 | 0.57321 | 0.57321 | 0.57321 | 0.57321 | 0.57321 | 0.57321 | 0.57321 | 0.57321 | 0.57321 | 0.57321 | 0.57321 | 0.57321 | 0.57321 | 0.57321 | 0.57321 | 0.57321 | 0.57321 | 0.57321 | 0.57321 | 0.57321 | 0.57321 | 35 |  | 4.169 | 1.5252 | 0 | 0 | 0
Buell Conversion 33 kV | 2030 |  | 3.7 | [14 empty] | 0.66277 | 0.66277 | 0.66277 | 0.66277 | 0.66277 | 0.66277 | 0.66277 | 0.66277 | 0.66277 | 0.66277 | 0.66277 | 0.66277 | 0.66277 | 0.66277 | 0.66277 | 0.66277 | 0.66277 | 0.66277 | 0.66277 | 0.66277 | 0.66277 | 0.66277 | 0.66277 | 0.66277 | 0.66277 | 0.66277 | 0.66277 | 0.66277 | 0.66277 | 0.66277 | 0.66277 | 0.66277 | 0.66277 | 0.66277 | 0.66277 | 35 |  | 4.8204 | 1.7635 | 0 | 0 | 0
Hither Hills Conversion to 33 kV | 2030 |  | 4.8 | [14 empty] | 0.85981 | 0.85981 | 0.85981 | 0.85981 | 0.85981 | 0.85981 | 0.85981 | 0.85981 | 0.85981 | 0.85981 | 0.85981 | 0.85981 | 0.85981 | 0.85981 | 0.85981 | 0.85981 | 0.85981 | 0.85981 | 0.85981 | 0.85981 | 0.85981 | 0.85981 | 0.85981 | 0.85981 | 0.85981 | 0.85981 | 0.85981 | 0.85981 | 0.85981 | 0.85981 | 0.85981 | 0.85981 | 0.85981 | 0.85981 | 0.85981 | 35 |  | 6.2535 | 2.0853 | 2.0853 | 139022.8879 | 2139562.2452
Culloden Pt Conversion to 33 kV | 2030 |  | 2.8 | [14 empty] | 0.50156 | 0.50156 | 0.50156 | 0.50156 | 0.50156 | 0.50156 | 0.50156 | 0.50156 | 0.50156 | 0.50156 | 0.50156 | 0.50156 | 0.50156 | 0.50156 | 0.50156 | 0.50156 | 0.50156 | 0.50156 | 0.50156 | 0.50156 | 0.50156 | 0.50156 | 0.50156 | 0.50156 | 0.50156 | 0.50156 | 0.50156 | 0.50156 | 0.50156 | 0.50156 | 0.50156 | 0.50156 | 0.50156 | 0.50156 | 0.50156 | 35 |  | 3.6479 | 1.1012 | 1.1012 | 73412.135 | 1129812.7577
Deferral to Indicated Year |  |  | 22.5 | [6 empty] | 0 | 0 | 0 | 0 | 0 | 0 | 0 | 0 | 4.0304 | 4.0304 | 4.0304 | 4.0304 | 4.0304 | 4.0304 | 4.0304 | 4.0304 | 4.0304 | 4.0304 | 4.0304 | 4.0304 | 4.0304 | 4.0304 | 4.0304 | 4.0304 | 4.0304 | 4.0304 | 4.0304 | 4.0304 | 4.0304 | 4.0304 | 4.0304 | 4.0304 | 4.0304 | 4.0304 | 4.0304 | 4.0304 | 4.0304 | 4.0304 | 4.0304 | 4.0304 | 4.0304 | 4.0304 | 4.0304 | 35 |  | 29.3132 | 10.2881 | 3.1865 | 212435.0229 | 3269375.0029 | =Area I Portion
[59 empty] | 27239158.0718 | =Area I+II+III Portions
Annual Avoided Costs for Deferral to Indicated Year:
Amagansett Conversion 33 kV | 2030 |  |  | 0 | 0.97582 | 0.97582 | 0.97582 | 0.97582 | 0.97582 | 0.97582 | 0.97582 | 0.97582 | 0.97582 | 0.97582 | 0.97582 | 0.97582 | 0.97582 | -0.4572 | -0.4572 | -0.4572 | -0.4572 | -0.4572 | -0.4572 | -0.4572 | -0.4572 | -0.4572 | -0.4572 | -0.4572 | -0.4572 | -0.4572 | -0.4572 | -0.4572 | -0.4572 | -0.4572 | -0.4572 | -0.4572 | -0.4572 | -0.4572 | -0.4572 | -1.433 | -1.433 | -1.433 | -1.433 | -1.433 | -1.433 | -1.433 | -1.433 | -1.433 | -1.433 | -1.433 | -1.433 | -1.433 | 35 |  |  | 3.8129
East Hampton Conversion 33 kV | 2030 |  |  | 0 | 0.39033 | 0.39033 | 0.39033 | 0.39033 | 0.39033 | 0.39033 | 0.39033 | 0.39033 | 0.39033 | 0.39033 | 0.39033 | 0.39033 | 0.39033 | -0.18288 | -0.18288 | -0.18288 | -0.18288 | -0.18288 | -0.18288 | -0.18288 | -0.18288 | -0.18288 | -0.18288 | -0.18288 | -0.18288 | -0.18288 | -0.18288 | -0.18288 | -0.18288 | -0.18288 | -0.18288 | -0.18288 | -0.18288 | -0.18288 | -0.18288 | -0.57321 | -0.57321 | -0.57321 | -0.57321 | -0.57321 | -0.57321 | -0.57321 | -0.57321 | -0.57321 | -0.57321 | -0.57321 | -0.57321 | -0.57321 | 35 |  |  | 1.5252
Buell Conversion 33 kV | 2030 |  |  | 0 | 0.45131 | 0.45131 | 0.45131 | 0.45131 | 0.45131 | 0.45131 | 0.45131 | 0.45131 | 0.45131 | 0.45131 | 0.45131 | 0.45131 | 0.45131 | -0.21146 | -0.21146 | -0.21146 | -0.21146 | -0.21146 | -0.21146 | -0.21146 | -0.21146 | -0.21146 | -0.21146 | -0.21146 | -0.21146 | -0.21146 | -0.21146 | -0.21146 | -0.21146 | -0.21146 | -0.21146 | -0.21146 | -0.21146 | -0.21146 | -0.21146 | -0.66277 | -0.66277 | -0.66277 | -0.66277 | -0.66277 | -0.66277 | -0.66277 | -0.66277 | -0.66277 | -0.66277 | -0.66277 | -0.66277 | -0.66277 | 35 |  |  | 1.7635
Hither Hills Conversion to 33 kV | 2030 |  |  | 0 | 0 | 0.60305 | 0.60305 | 0.60305 | 0.60305 | 0.60305 | 0.60305 | 0.60305 | 0.60305 | 0.60305 | 0.60305 | 0.60305 | 0.60305 | -0.25676 | -0.25676 | -0.25676 | -0.25676 | -0.25676 | -0.25676 | -0.25676 | -0.25676 | -0.25676 | -0.25676 | -0.25676 | -0.25676 | -0.25676 | -0.25676 | -0.25676 | -0.25676 | -0.25676 | -0.25676 | -0.25676 | -0.25676 | -0.25676 | -0.25676 | -0.25676 | -0.85981 | -0.85981 | -0.85981 | -0.85981 | -0.85981 | -0.85981 | -0.85981 | -0.85981 | -0.85981 | -0.85981 | -0.85981 | -0.85981 | 35 |  |  | 2.0853
Culloden Pt Conversion to 33 kV | 2030 |  |  | 0 | 0 | 0 | 0.36233 | 0.36233 | 0.36233 | 0.36233 | 0.36233 | 0.36233 | 0.36233 | 0.36233 | 0.36233 | 0.36233 | 0.36233 | -0.13922 | -0.13922 | -0.13922 | -0.13922 | -0.13922 | -0.13922 | -0.13922 | -0.13922 | -0.13922 | -0.13922 | -0.13922 | -0.13922 | -0.13922 | -0.13922 | -0.13922 | -0.13922 | -0.13922 | -0.13922 | -0.13922 | -0.13922 | -0.13922 | -0.13922 | -0.13922 | -0.13922 | -0.50156 | -0.50156 | -0.50156 | -0.50156 | -0.50156 | -0.50156 | -0.50156 | -0.50156 | -0.50156 | -0.50156 | -0.50156 | 35 |  |  | 1.1012
Area II Projects: | [53 empty] | 33
Riverhead Canal 2nd Line and Bank | 2020 |  | 136.8 | 0 | 0 | 0 | 0 | 18.2337 | 18.2337 | 18.2337 | 18.2337 | 18.2337 | 18.2337 | 18.2337 | 18.2337 | 18.2337 | 18.2337 | 18.2337 | 18.2337 | 18.2337 | 18.2337 | 18.2337 | 18.2337 | 18.2337 | 18.2337 | 18.2337 | 18.2337 | 18.2337 | 18.2337 | 18.2337 | 18.2337 | 18.2337 | 18.2337 | 18.2337 | 18.2337 | 18.2337 | 18.2337 | 18.2337 | 18.2337 | 18.2337 | 18.2337 | 18.2337 | [10 empty] | 35 |  | 226.5269
No Deferral |  |  | 136.8 |  | 0 | 0 | 0 | 18.2337 | 18.2337 | 18.2337 | 18.2337 | 18.2337 | 18.2337 | 18.2337 | 18.2337 | 18.2337 | 18.2337 | 18.2337 | 18.2337 | 18.2337 | 18.2337 | 18.2337 | 18.2337 | 18.2337 | 18.2337 | 18.2337 | 18.2337 | 18.2337 | 18.2337 | 18.2337 | 18.2337 | 18.2337 | 18.2337 | 18.2337 | 18.2337 | 18.2337 | 18.2337 | 18.2337 | 18.2337 | 18.2337 | 18.2337 | 18.2337 | [10 empty] | 35 |  | 226.5269
Riverhead Canal 2nd Line and Bank | 2026 |  | 136.8 | [10 empty] | 21.772 | 21.772 | 21.772 | 21.772 | 21.772 | 21.772 | 21.772 | 21.772 | 21.772 | 21.772 | 21.772 | 21.772 | 21.772 | 21.772 | 21.772 | 21.772 | 21.772 | 21.772 | 21.772 | 21.772 | 21.772 | 21.772 | 21.772 | 21.772 | 21.772 | 21.772 | 21.772 | 21.772 | 21.772 | 21.772 | 21.772 | 21.772 | 21.772 | 21.772 | 21.772 |  |  |  |  | 35 |  | 196.1681 | 30.3588 | 30.3588 | 632475.0457 | 9733790.9534
Deferral to Indicated Year |  |  | 136.8 | [6 empty] | 0 | 0 | 0 | 0 | 21.772 | 21.772 | 21.772 | 21.772 | 21.772 | 21.772 | 21.772 | 21.772 | 21.772 | 21.772 | 21.772 | 21.772 | 21.772 | 21.772 | 21.772 | 21.772 | 21.772 | 21.772 | 21.772 | 21.772 | 21.772 | 21.772 | 21.772 | 21.772 | 21.772 | 21.772 | 21.772 | 21.772 | 21.772 | 21.772 | 21.772 | 21.772 | 21.772 | 21.772 | 21.772 |  |  |  |  | 35 |  | 196.1681 | 30.3588 | 30.3588 | 632475.0457 | 9733790.9534 | =Area II Portion
[59 empty] | 23969783.0689 | =Area II+III Portions
Annual Avoided Costs for Deferral to Indicated Year:
Riverhead Canal 2nd Line and Bank | 2026 |  |  | 0 | 0 | 0 | 0 | 18.2337 | 18.2337 | 18.2337 | 18.2337 | 18.2337 | 18.2337 | -3.5383 | -3.5383 | -3.5383 | -3.5383 | -3.5383 | -3.5383 | -3.5383 | -3.5383 | -3.5383 | -3.5383 | -3.5383 | -3.5383 | -3.5383 | -3.5383 | -3.5383 | -3.5383 | -3.5383 | -3.5383 | -3.5383 | -3.5383 | -3.5383 | -3.5383 | -3.5383 | -3.5383 | -3.5383 | -3.5383 | -3.5383 | -3.5383 | -3.5383 | -21.772 | -21.772 | -21.772 | -21.772 | -21.772 | -21.772 |  |  |  |  | 35 |  |  | 30.3588
0
Area III Projects: | [52 empty] | 0 | 15
New Canal - Southampton Cable | 2017 |  | 37.6 | 0 | 4.5863 | 4.5863 | 4.5863 | 4.5863 | 4.5863 | 4.5863 | 4.5863 | 4.5863 | 4.5863 | 4.5863 | 4.5863 | 4.5863 | 4.5863 | 4.5863 | 4.5863 | 4.5863 | 4.5863 | 4.5863 | 4.5863 | 4.5863 | 4.5863 | 4.5863 | 4.5863 | 4.5863 | 4.5863 | 4.5863 | 4.5863 | 4.5863 | 4.5863 | 4.5863 | 4.5863 | 4.5863 | 4.5863 | 4.5863 | 4.5863 | [13 empty] | 35 |  | 66.9063
Upgrade Wildwood - Riverhead to 138 kV | 2017 |  | 7.7 | 0 | 0.93922 | 0.93922 | 0.93922 | 0.93922 | 0.93922 | 0.93922 | 0.93922 | 0.93922 | 0.93922 | 0.93922 | 0.93922 | 0.93922 | 0.93922 | 0.93922 | 0.93922 | 0.93922 | 0.93922 | 0.93922 | 0.93922 | 0.93922 | 0.93922 | 0.93922 | 0.93922 | 0.93922 | 0.93922 | 0.93922 | 0.93922 | 0.93922 | 0.93922 | 0.93922 | 0.93922 | 0.93922 | 0.93922 | 0.93922 | 0.93922 | [13 empty] | 35 |  | 13.7016
Bridgehampton - Buell New 69 kV UG Cable | 2017 |  | 33.2 | 0 | 4.0496 | 4.0496 | 4.0496 | 4.0496 | 4.0496 | 4.0496 | 4.0496 | 4.0496 | 4.0496 | 4.0496 | 4.0496 | 4.0496 | 4.0496 | 4.0496 | 4.0496 | 4.0496 | 4.0496 | 4.0496 | 4.0496 | 4.0496 | 4.0496 | 4.0496 | 4.0496 | 4.0496 | 4.0496 | 4.0496 | 4.0496 | 4.0496 | 4.0496 | 4.0496 | 4.0496 | 4.0496 | 4.0496 | 4.0496 | 4.0496 | [13 empty] | 35 |  | 59.0769
Canal - Wainscott New 138 kV UG Cable | 2022 |  | 275.5 | 0 | 0 | 0 | 0 | 0 | 0 | 38.957 | 38.957 | 38.957 | 38.957 | 38.957 | 38.957 | 38.957 | 38.957 | 38.957 | 38.957 | 38.957 | 38.957 | 38.957 | 38.957 | 38.957 | 38.957 | 38.957 | 38.957 | 38.957 | 38.957 | 38.957 | 38.957 | 38.957 | 38.957 | 38.957 | 38.957 | 38.957 | 38.957 | 38.957 | 38.957 | 38.957 | 38.957 | 38.957 | 38.957 | 38.957 | [8 empty] | 35 |  | 434.8353
No Deferral |  |  | 354 |  | 9.5752 | 9.5752 | 9.5752 | 9.5752 | 9.5752 | 48.5322 | 48.5322 | 48.5322 | 48.5322 | 48.5322 | 48.5322 | 48.5322 | 48.5322 | 48.5322 | 48.5322 | 48.5322 | 48.5322 | 48.5322 | 48.5322 | 48.5322 | 48.5322 | 48.5322 | 48.5322 | 48.5322 | 48.5322 | 48.5322 | 48.5322 | 48.5322 | 48.5322 | 48.5322 | 48.5322 | 48.5322 | 48.5322 | 48.5322 | 48.5322 | 38.957 | 38.957 | 38.957 | 38.957 | 38.957 | [10 empty] | 574.52
New Canal - Southampton Cable | 2023 |  | 37.6 | [7 empty] | 5.4763 | 5.4763 | 5.4763 | 5.4763 | 5.4763 | 5.4763 | 5.4763 | 5.4763 | 5.4763 | 5.4763 | 5.4763 | 5.4763 | 5.4763 | 5.4763 | 5.4763 | 5.4763 | 5.4763 | 5.4763 | 5.4763 | 5.4763 | 5.4763 | 5.4763 | 5.4763 | 5.4763 | 5.4763 | 5.4763 | 5.4763 | 5.4763 | 5.4763 | 5.4763 | 5.4763 | 5.4763 | 5.4763 | 5.4763 | 5.4763 | [7 empty] | 35 |  | 57.9396 | 8.9667 | 0 | 0 | 0
Upgrade Wildwood - Riverhead to 138 kV | 2022 |  | 7.7 | [6 empty] | 1.0888 | 1.0888 | 1.0888 | 1.0888 | 1.0888 | 1.0888 | 1.0888 | 1.0888 | 1.0888 | 1.0888 | 1.0888 | 1.0888 | 1.0888 | 1.0888 | 1.0888 | 1.0888 | 1.0888 | 1.0888 | 1.0888 | 1.0888 | 1.0888 | 1.0888 | 1.0888 | 1.0888 | 1.0888 | 1.0888 | 1.0888 | 1.0888 | 1.0888 | 1.0888 | 1.0888 | 1.0888 | 1.0888 | 1.0888 | 1.0888 | [8 empty] | 35 |  | 12.1533 | 1.5483 | 0 | 0 | 0
Bridgehampton - Buell New 69 kV UG Cable | 2023 |  | 33.2 | [7 empty] | 4.8355 | 4.8355 | 4.8355 | 4.8355 | 4.8355 | 4.8355 | 4.8355 | 4.8355 | 4.8355 | 4.8355 | 4.8355 | 4.8355 | 4.8355 | 4.8355 | 4.8355 | 4.8355 | 4.8355 | 4.8355 | 4.8355 | 4.8355 | 4.8355 | 4.8355 | 4.8355 | 4.8355 | 4.8355 | 4.8355 | 4.8355 | 4.8355 | 4.8355 | 4.8355 | 4.8355 | 4.8355 | 4.8355 | 4.8355 | 4.8355 | [7 empty] | 35 |  | 51.1595 | 7.9174 | 0 | 0 | 0
Canal - Wainscott New 138 kV UG Cable | 2028 |  | 275.5 | [12 empty] | 46.5167 | 46.5167 | 46.5167 | 46.5167 | 46.5167 | 46.5167 | 46.5167 | 46.5167 | 46.5167 | 46.5167 | 46.5167 | 46.5167 | 46.5167 | 46.5167 | 46.5167 | 46.5167 | 46.5167 | 46.5167 | 46.5167 | 46.5167 | 46.5167 | 46.5167 | 46.5167 | 46.5167 | 46.5167 | 46.5167 | 46.5167 | 46.5167 | 46.5167 | 46.5167 | 46.5167 | 46.5167 | 46.5167 | 46.5167 | 46.5167 |  |  | 35 |  | 376.5593 | 58.276 | 58.276 | 925015.732 | 14235992.1155
Deferral to Indicated Year |  |  | 354 | [6 empty] | 1.0888 | 11.4006 | 11.4006 | 11.4006 | 11.4006 | 11.4006 | 57.9173 | 57.9173 | 57.9173 | 57.9173 | 57.9173 | 57.9173 | 57.9173 | 57.9173 | 57.9173 | 57.9173 | 57.9173 | 57.9173 | 57.9173 | 57.9173 | 57.9173 | 57.9173 | 57.9173 | 57.9173 | 57.9173 | 57.9173 | 57.9173 | 57.9173 | 57.9173 | 57.9173 | 57.9173 | 57.9173 | 57.9173 | 57.9173 | 57.9173 | 56.8285 | 46.5167 | 46.5167 | 46.5167 | 46.5167 | 46.5167 |  |  | 41 |  | 497.8117 | 76.7083 | 58.276 | 925015.732 | 14235992.1155 | =Area III Portion
[59 empty] | 14235992.1155 | =Area III Portion
Annual Avoided Costs for Deferral to Indicated Year:
New Canal - Southampton Cable | 2023 |  |  | 0 | 4.5863 | 4.5863 | 4.5863 | 4.5863 | 4.5863 | 4.5863 | -0.88999 | -0.88999 | -0.88999 | -0.88999 | -0.88999 | -0.88999 | -0.88999 | -0.88999 | -0.88999 | -0.88999 | -0.88999 | -0.88999 | -0.88999 | -0.88999 | -0.88999 | -0.88999 | -0.88999 | -0.88999 | -0.88999 | -0.88999 | -0.88999 | -0.88999 | -0.88999 | -0.88999 | -0.88999 | -0.88999 | -0.88999 | -0.88999 | -0.88999 | -5.4763 | -5.4763 | -5.4763 | -5.4763 | -5.4763 | -5.4763 | 0 | 0 | 0 | 0 | 0 |  |  | 35 |  |  | 8.9667
Upgrade Wildwood - Riverhead to 138 kV | 2022 |  |  | 0 | 0.93922 | 0.93922 | 0.93922 | 0.93922 | 0.93922 | -0.14959 | -0.14959 | -0.14959 | -0.14959 | -0.14959 | -0.14959 | -0.14959 | -0.14959 | -0.14959 | -0.14959 | -0.14959 | -0.14959 | -0.14959 | -0.14959 | -0.14959 | -0.14959 | -0.14959 | -0.14959 | -0.14959 | -0.14959 | -0.14959 | -0.14959 | -0.14959 | -0.14959 | -0.14959 | -0.14959 | -0.14959 | -0.14959 | -0.14959 | -0.14959 | -1.0888 | -1.0888 | -1.0888 | -1.0888 | -1.0888 | 0 | 0 | 0 | 0 | 0 | 0 |  |  | 35 |  |  | 1.5483
Bridgehampton - Buell New 69 kV UG Cable | 2023 |  |  | 0 | 4.0496 | 4.0496 | 4.0496 | 4.0496 | 4.0496 | 4.0496 | -0.78584 | -0.78584 | -0.78584 | -0.78584 | -0.78584 | -0.78584 | -0.78584 | -0.78584 | -0.78584 | -0.78584 | -0.78584 | -0.78584 | -0.78584 | -0.78584 | -0.78584 | -0.78584 | -0.78584 | -0.78584 | -0.78584 | -0.78584 | -0.78584 | -0.78584 | -0.78584 | -0.78584 | -0.78584 | -0.78584 | -0.78584 | -0.78584 | -0.78584 | -4.8355 | -4.8355 | -4.8355 | -4.8355 | -4.8355 | -4.8355 | 0 | 0 | 0 | 0 | 0 |  |  | 35 |  |  | 7.9174
Canal - Wainscott New 138 kV UG Cable | 2028 |  |  | 0 | 0 | 0 | 0 | 0 | 0 | 38.957 | 38.957 | 38.957 | 38.957 | 38.957 | 38.957 | -7.5597 | -7.5597 | -7.5597 | -7.5597 | -7.5597 | -7.5597 | -7.5597 | -7.5597 | -7.5597 | -7.5597 | -7.5597 | -7.5597 | -7.5597 | -7.5597 | -7.5597 | -7.5597 | -7.5597 | -7.5597 | -7.5597 | -7.5597 | -7.5597 | -7.5597 | -7.5597 | -7.5597 | -7.5597 | -7.5597 | -7.5597 | -7.5597 | -7.5597 | -46.5167 | -46.5167 | -46.5167 | -46.5167 | -46.5167 | -46.5167 | [5 empty] | 58.276
Total - All Areas (No Deferrals,$Millions) |  |  | 513.3 |  | 11.3926 | 11.9957 | 12.358 | 30.5918 | 30.5918 | 69.5487 | 69.5487 | 69.5487 | 69.5487 | 69.5487 | 69.5487 | 69.5487 | 69.5487 | 69.5487 | 69.5487 | 69.5487 | 69.5487 | 69.5487 | 69.5487 | 69.5487 | 69.5487 | 69.5487 | 69.5487 | 69.5487 | 69.5487 | 69.5487 | 69.5487 | 69.5487 | 69.5487 | 69.5487 | 69.5487 | 69.5487 | 69.5487 | 69.5487 | 69.5487 | 58.1561 | 57.553 | 57.1907 | 38.957 | 38.957 | 0 | 0 | 0 | 0 | 0 | 0 | 0 | 0 |  | 63 | 840.6482 | 117.3552 | = max. total avoided cost in portfolio
Annual Avoided Costs for Deferrals - Area 1 Proposal: (see note*) | Deferral Year |  |  | 2016 | 2017 | 2018 | 2019 | 2020 | 2021 | 2022 | 2023 | 2024 | 2025 | 2026 | 2027 | 2028 | 2029 | 2030 | 2031 | 2032 | 2033 | 2034 | 2035 | 2036 | 2037 | 2038 | 2039 | 2040 | 2041 | 2042 | 2043 | 2044 | 2045 | 2046 | 2047 | 2048 | 2049 | 2050 | 2051 | 2052 | 2053 | 2054 | 2055 | 2056 | 2057 | 2058 | 2059 | 2060 | 2061 | 2062 | 2063 | 2064 |  |  | Differential NPV $M |  | Differential NPV $M (adjusted for COD of Selected Project) | Differntial NPV $/MW | NPV of Transmission Avoided Costs for Selected Project
Area I Projects:
Amagansett Conversion 33 kV | 2030 |  |  | 0 | 0.97582 | 0.97582 | 0.97582 | 0.97582 | 0.97582 | 0.97582 | 0.97582 | 0.97582 | 0.97582 | 0.97582 | 0.97582 | 0.97582 | 0.97582 | -0.4572 | -0.4572 | -0.4572 | -0.4572 | -0.4572 | -0.4572 | -0.4572 | -0.4572 | -0.4572 | -0.4572 | -0.4572 | -0.4572 | -0.4572 | -0.4572 | -0.4572 | -0.4572 | -0.4572 | -0.4572 | -0.4572 | -0.4572 | -0.4572 | -0.4572 | -1.433 | -1.433 | -1.433 | -1.433 | -1.433 | -1.433 | -1.433 | -1.433 | -1.433 | -1.433 | -1.433 | -1.433 | -1.433 |  |  | 3.8129 |  | 0 | 0 | 0
East Hampton Conversion 33 kV | 2030 |  |  | 0 | 0.39033 | 0.39033 | 0.39033 | 0.39033 | 0.39033 | 0.39033 | 0.39033 | 0.39033 | 0.39033 | 0.39033 | 0.39033 | 0.39033 | 0.39033 | -0.18288 | -0.18288 | -0.18288 | -0.18288 | -0.18288 | -0.18288 | -0.18288 | -0.18288 | -0.18288 | -0.18288 | -0.18288 | -0.18288 | -0.18288 | -0.18288 | -0.18288 | -0.18288 | -0.18288 | -0.18288 | -0.18288 | -0.18288 | -0.18288 | -0.18288 | -0.57321 | -0.57321 | -0.57321 | -0.57321 | -0.57321 | -0.57321 | -0.57321 | -0.57321 | -0.57321 | -0.57321 | -0.57321 | -0.57321 | -0.57321 |  |  | 1.5252 |  | 0 | 0 | 0
Buell Conversion 33 kV | 2030 |  |  | 0 | 0.45131 | 0.45131 | 0.45131 | 0.45131 | 0.45131 | 0.45131 | 0.45131 | 0.45131 | 0.45131 | 0.45131 | 0.45131 | 0.45131 | 0.45131 | -0.21146 | -0.21146 | -0.21146 | -0.21146 | -0.21146 | -0.21146 | -0.21146 | -0.21146 | -0.21146 | -0.21146 | -0.21146 | -0.21146 | -0.21146 | -0.21146 | -0.21146 | -0.21146 | -0.21146 | -0.21146 | -0.21146 | -0.21146 | -0.21146 | -0.21146 | -0.66277 | -0.66277 | -0.66277 | -0.66277 | -0.66277 | -0.66277 | -0.66277 | -0.66277 | -0.66277 | -0.66277 | -0.66277 | -0.66277 | -0.66277 |  |  | 1.7635 |  | 0 | 0 | 0
Hither Hills Conversion to 33 kV | 2030 |  |  | 0 | 0 | 0.60305 | 0.60305 | 0.60305 | 0.60305 | 0.60305 | 0.60305 | 0.60305 | 0.60305 | 0.60305 | 0.60305 | 0.60305 | 0.60305 | -0.25676 | -0.25676 | -0.25676 | -0.25676 | -0.25676 | -0.25676 | -0.25676 | -0.25676 | -0.25676 | -0.25676 | -0.25676 | -0.25676 | -0.25676 | -0.25676 | -0.25676 | -0.25676 | -0.25676 | -0.25676 | -0.25676 | -0.25676 | -0.25676 | -0.25676 | -0.25676 | -0.85981 | -0.85981 | -0.85981 | -0.85981 | -0.85981 | -0.85981 | -0.85981 | -0.85981 | -0.85981 | -0.85981 | -0.85981 | -0.85981 |  |  | 2.0853 |  | 2.0853 | 139022.8879 | 713187.4151
Culloden Pt Conversion to 33 kV | 2030 |  |  | 0 | 0 | 0 | 0.36233 | 0.36233 | 0.36233 | 0.36233 | 0.36233 | 0.36233 | 0.36233 | 0.36233 | 0.36233 | 0.36233 | 0.36233 | -0.13922 | -0.13922 | -0.13922 | -0.13922 | -0.13922 | -0.13922 | -0.13922 | -0.13922 | -0.13922 | -0.13922 | -0.13922 | -0.13922 | -0.13922 | -0.13922 | -0.13922 | -0.13922 | -0.13922 | -0.13922 | -0.13922 | -0.13922 | -0.13922 | -0.13922 | -0.13922 | -0.13922 | -0.50156 | -0.50156 | -0.50156 | -0.50156 | -0.50156 | -0.50156 | -0.50156 | -0.50156 | -0.50156 | -0.50156 | -0.50156 |  |  | 1.1012 |  | 1.1012 | 73412.135 | 376604.2526
[59 empty] | 1089791.6676 | =Area I Portion
Area II Projects: | [58 empty] | 9079719.3573 | =Area I+II+III Portions
Riverhead Canal 2nd Line and Bank | 2026 |  |  | 0 | 0 | 0 | 0 | 18.2337 | 18.2337 | 18.2337 | 18.2337 | 18.2337 | 18.2337 | -3.5383 | -3.5383 | -3.5383 | -3.5383 | -3.5383 | -3.5383 | -3.5383 | -3.5383 | -3.5383 | -3.5383 | -3.5383 | -3.5383 | -3.5383 | -3.5383 | -3.5383 | -3.5383 | -3.5383 | -3.5383 | -3.5383 | -3.5383 | -3.5383 | -3.5383 | -3.5383 | -3.5383 | -3.5383 | -3.5383 | -3.5383 | -3.5383 | -3.5383 | -21.772 | -21.772 | -21.772 | -21.772 | -21.772 | -21.772 | 0 | 0 | 0 | 0 |  |  | 30.3588 |  | 30.3588 | 632475.0457 | 3244596.9845
[59 empty] | 3244596.9845 | =Area II Portion
Area III Projects: | [58 empty] | 7989927.6896 | =Area II+III Portions
New Canal - Southampton Cable | 2023 |  |  | 0 | 4.5863 | 4.5863 | 4.5863 | 4.5863 | 4.5863 | 4.5863 | -0.88999 | -0.88999 | -0.88999 | -0.88999 | -0.88999 | -0.88999 | -0.88999 | -0.88999 | -0.88999 | -0.88999 | -0.88999 | -0.88999 | -0.88999 | -0.88999 | -0.88999 | -0.88999 | -0.88999 | -0.88999 | -0.88999 | -0.88999 | -0.88999 | -0.88999 | -0.88999 | -0.88999 | -0.88999 | -0.88999 | -0.88999 | -0.88999 | -0.88999 | -5.4763 | -5.4763 | -5.4763 | -5.4763 | -5.4763 | -5.4763 | 0 | 0 | 0 | 0 | 0 | 0 | 0 |  |  | 8.9667 |  | 0 | 0 | 0
Upgrade Wildwood - Riverhead to 138 kV | 2022 |  |  | 0 | 0.93922 | 0.93922 | 0.93922 | 0.93922 | 0.93922 | -0.14959 | -0.14959 | -0.14959 | -0.14959 | -0.14959 | -0.14959 | -0.14959 | -0.14959 | -0.14959 | -0.14959 | -0.14959 | -0.14959 | -0.14959 | -0.14959 | -0.14959 | -0.14959 | -0.14959 | -0.14959 | -0.14959 | -0.14959 | -0.14959 | -0.14959 | -0.14959 | -0.14959 | -0.14959 | -0.14959 | -0.14959 | -0.14959 | -0.14959 | -0.14959 | -1.0888 | -1.0888 | -1.0888 | -1.0888 | -1.0888 | 0 | 0 | 0 | 0 | 0 | 0 | 0 | 0 |  |  | 1.5483 |  | 0 | 0 | 0
Bridgehampton - Buell New 69 kV UG Cable | 2023 |  |  | 0 | 4.0496 | 4.0496 | 4.0496 | 4.0496 | 4.0496 | 4.0496 | -0.78584 | -0.78584 | -0.78584 | -0.78584 | -0.78584 | -0.78584 | -0.78584 | -0.78584 | -0.78584 | -0.78584 | -0.78584 | -0.78584 | -0.78584 | -0.78584 | -0.78584 | -0.78584 | -0.78584 | -0.78584 | -0.78584 | -0.78584 | -0.78584 | -0.78584 | -0.78584 | -0.78584 | -0.78584 | -0.78584 | -0.78584 | -0.78584 | -0.78584 | -4.8355 | -4.8355 | -4.8355 | -4.8355 | -4.8355 | -4.8355 | 0 | 0 | 0 | 0 | 0 | 0 | 0 |  |  | 7.9174 |  | 0 | 0 | 0
Canal - Wainscott New 138 kV UG Cable | 2028 |  |  | 0 | 0 | 0 | 0 | 0 | 0 | 38.957 | 38.957 | 38.957 | 38.957 | 38.957 | 38.957 | -7.5597 | -7.5597 | -7.5597 | -7.5597 | -7.5597 | -7.5597 | -7.5597 | -7.5597 | -7.5597 | -7.5597 | -7.5597 | -7.5597 | -7.5597 | -7.5597 | -7.5597 | -7.5597 | -7.5597 | -7.5597 | -7.5597 | -7.5597 | -7.5597 | -7.5597 | -7.5597 | -7.5597 | -7.5597 | -7.5597 | -7.5597 | -7.5597 | -7.5597 | -46.5167 | -46.5167 | -46.5167 | -46.5167 | -46.5167 | -46.5167 | 0 | 0 |  |  | 58.276 |  | 58.276 | 925015.732 | 4745330.7052
[59 empty] | 4745330.7052 | =Area III Portion
Total - Area 1 Proposal, $Millions (unadjusted) |  |  |  | 0 | 0 | 0.60305 | 0.96539 | 19.1991 | 19.1991 | 58.1561 | 58.1561 | 58.1561 | 58.1561 | 36.3841 | 36.3841 | -10.1326 | -10.1326 | -11.494 | -11.494 | -11.494 | -11.494 | -11.494 | -11.494 | -11.494 | -11.494 | -11.494 | -11.494 | -11.494 | -11.494 | -11.494 | -11.494 | -11.494 | -11.494 | -11.494 | -11.494 | -11.494 | -11.494 | -11.494 | -11.494 | -11.494 | -12.097 | -12.4594 | -30.6931 | -30.6931 | -69.6501 | -69.6501 | -69.6501 | -69.6501 | -47.878 | -47.878 | -1.3614 | -1.3614 |  |  | 91.8213 |  |  | 1769925.8006 | 9079719.3573
$/MW-yr |  |  |  | 0 | 0 | 40203.5861 | 64359.2408 | 444228.478 | 444228.478 | 1062593.2896 | 1062593.2896 | 1062593.2896 | 1062593.2896 | 609009.5545 | 609009.5545 | -129350.3688 | -129350.3688 | -220108.1448 | -220108.1448 | -220108.1448 | -220108.1448 | -220108.1448 | -220108.1448 | -220108.1448 | -220108.1448 | -220108.1448 | -220108.1448 | -220108.1448 | -220108.1448 | -220108.1448 | -220108.1448 | -220108.1448 | -220108.1448 | -220108.1448 | -220108.1448 | -220108.1448 | -220108.1448 | -220108.1448 | -220108.1448 | -220108.1448 | -260311.731 | -284467.3856 | -664336.6229 | -664336.6229 | -1282701.4345 | -1282701.4345 | -1282701.4345 | -1282701.4345 | -829117.6994 | -829117.6994 | -90757.776 | -90757.776
$Millions (adjusted) |  |  |  | 0 | 0 | 0.20624 | 0.33016 | 2.2789 | 2.2789 | 5.4511 | 5.4511 | 5.4511 | 5.4511 | 3.1242 | 3.1242 | -0.66357 | -0.66357 | -1.1292 | -1.1292 | -1.1292 | -1.1292 | -1.1292 | -1.1292 | -1.1292 | -1.1292 | -1.1292 | -1.1292 | -1.1292 | -1.1292 | -1.1292 | -1.1292 | -1.1292 | -1.1292 | -1.1292 | -1.1292 | -1.1292 | -1.1292 | -1.1292 | -1.1292 | -1.1292 | -1.3354 | -1.4593 | -3.408 | -3.408 | -6.5803 | -6.5803 | -6.5803 | -6.5803 | -4.2534 | -4.2534 | -0.46559 | -0.46559 |  |  | 9079.7194
Annual Avoided Costs for Deferrals - Area 2 Proposal: (see note*) | Deferral Year |  |  | 2016 | 2017 | 2018 | 2019 | 2020 | 2021 | 2022 | 2023 | 2024 | 2025 | 2026 | 2027 | 2028 | 2029 | 2030 | 2031 | 2032 | 2033 | 2034 | 2035 | 2036 | 2037 | 2038 | 2039 | 2040 | 2041 | 2042 | 2043 | 2044 | 2045 | 2046 | 2047 | 2048 | 2049 | 2050 | 2051 | 2052 | 2053 | 2054 | 2055 | 2056 | 2057 | 2058 | 2059 | 2060 | 2061 | 2062 | 2063 | 2064 |  |  | Differential NPV $M |  | Differential NPV $M (adjusted for COD of Selected Project) | Differntial NPV $/MW | NPV of Transmission Avoided Costs for Selected Project
Area I Projects:
Amagansett Conversion 33 kV | 2030 |  |  | 0 | 0 | 0 | 0 | 0 | 0 | 0 | 0 | 0 | 0 | 0 | 0 | 0 | 0 | 0 | 0 | 0 | 0 | 0 | 0 | 0 | 0 | 0 | 0 | 0 | 0 | 0 | 0 | 0 | 0 | 0 | 0 | 0 | 0 | 0 | 0 | 0 | 0 | 0 | 0 | 0 | 0 | 0 | 0 | 0 | 0 | 0 | 0 | 0 |  |  | 0 |  | 0 | 0 | 0
East Hampton Conversion 33 kV | 2030 |  |  | 0 | 0 | 0 | 0 | 0 | 0 | 0 | 0 | 0 | 0 | 0 | 0 | 0 | 0 | 0 | 0 | 0 | 0 | 0 | 0 | 0 | 0 | 0 | 0 | 0 | 0 | 0 | 0 | 0 | 0 | 0 | 0 | 0 | 0 | 0 | 0 | 0 | 0 | 0 | 0 | 0 | 0 | 0 | 0 | 0 | 0 | 0 | 0 | 0 |  |  | 0 |  | 0 | 0 | 0
Buell Conversion 33 kV | 2030 |  |  | 0 | 0 | 0 | 0 | 0 | 0 | 0 | 0 | 0 | 0 | 0 | 0 | 0 | 0 | 0 | 0 | 0 | 0 | 0 | 0 | 0 | 0 | 0 | 0 | 0 | 0 | 0 | 0 | 0 | 0 | 0 | 0 | 0 | 0 | 0 | 0 | 0 | 0 | 0 | 0 | 0 | 0 | 0 | 0 | 0 | 0 | 0 | 0 | 0 |  |  | 0 |  | 0 | 0 | 0
Hither Hills Conversion to 33 kV | 2030 |  |  | 0 | 0 | 0 | 0 | 0 | 0 | 0 | 0 | 0 | 0 | 0 | 0 | 0 | 0 | 0 | 0 | 0 | 0 | 0 | 0 | 0 | 0 | 0 | 0 | 0 | 0 | 0 | 0 | 0 | 0 | 0 | 0 | 0 | 0 | 0 | 0 | 0 | 0 | 0 | 0 | 0 | 0 | 0 | 0 | 0 | 0 | 0 | 0 | 0 |  |  | 0 |  | 0 | 0 | 0
Culloden Pt Conversion to 33 kV | 2030 |  |  | 0 | 0 | 0 | 0 | 0 | 0 | 0 | 0 | 0 | 0 | 0 | 0 | 0 | 0 | 0 | 0 | 0 | 0 | 0 | 0 | 0 | 0 | 0 | 0 | 0 | 0 | 0 | 0 | 0 | 0 | 0 | 0 | 0 | 0 | 0 | 0 | 0 | 0 | 0 | 0 | 0 | 0 | 0 | 0 | 0 | 0 | 0 | 0 | 0 |  |  | 0 |  | 0 | 0 | 0
[59 empty] | 0 | =Area I Portion
Area II Projects: | [58 empty] | 7989927.6896 | =Area I+II+III Portions
Riverhead Canal 2nd Line and Bank | 2026 |  |  | 0 | 0 | 0 | 0 | 18.2337 | 18.2337 | 18.2337 | 18.2337 | 18.2337 | 18.2337 | -3.5383 | -3.5383 | -3.5383 | -3.5383 | -3.5383 | -3.5383 | -3.5383 | -3.5383 | -3.5383 | -3.5383 | -3.5383 | -3.5383 | -3.5383 | -3.5383 | -3.5383 | -3.5383 | -3.5383 | -3.5383 | -3.5383 | -3.5383 | -3.5383 | -3.5383 | -3.5383 | -3.5383 | -3.5383 | -3.5383 | -3.5383 | -3.5383 | -3.5383 | -21.772 | -21.772 | -21.772 | -21.772 | -21.772 | -21.772 | 0 | 0 | 0 | 0 |  |  | 30.3588 |  | 30.3588 | 632475.0457 | 3244596.9845
[59 empty] | 3244596.9845 | =Area II Portion
Area III Projects: | [58 empty] | 7989927.6896 | =Area II+III Portions
New Canal - Southampton Cable | 2023 |  |  | 0 | 4.5863 | 4.5863 | 4.5863 | 4.5863 | 4.5863 | 4.5863 | -0.88999 | -0.88999 | -0.88999 | -0.88999 | -0.88999 | -0.88999 | -0.88999 | -0.88999 | -0.88999 | -0.88999 | -0.88999 | -0.88999 | -0.88999 | -0.88999 | -0.88999 | -0.88999 | -0.88999 | -0.88999 | -0.88999 | -0.88999 | -0.88999 | -0.88999 | -0.88999 | -0.88999 | -0.88999 | -0.88999 | -0.88999 | -0.88999 | -0.88999 | -5.4763 | -5.4763 | -5.4763 | -5.4763 | -5.4763 | -5.4763 | 0 | 0 | 0 | 0 | 0 | 0 | 0 |  |  | 8.9667 |  | 0 | 0 | 0
Upgrade Wildwood - Riverhead to 138 kV | 2022 |  |  | 0 | 0.93922 | 0.93922 | 0.93922 | 0.93922 | 0.93922 | -0.14959 | -0.14959 | -0.14959 | -0.14959 | -0.14959 | -0.14959 | -0.14959 | -0.14959 | -0.14959 | -0.14959 | -0.14959 | -0.14959 | -0.14959 | -0.14959 | -0.14959 | -0.14959 | -0.14959 | -0.14959 | -0.14959 | -0.14959 | -0.14959 | -0.14959 | -0.14959 | -0.14959 | -0.14959 | -0.14959 | -0.14959 | -0.14959 | -0.14959 | -0.14959 | -1.0888 | -1.0888 | -1.0888 | -1.0888 | -1.0888 | 0 | 0 | 0 | 0 | 0 | 0 | 0 | 0 |  |  | 1.5483 |  | 0 | 0 | 0
Bridgehampton - Buell New 69 kV UG Cable | 2023 |  |  | 0 | 4.0496 | 4.0496 | 4.0496 | 4.0496 | 4.0496 | 4.0496 | -0.78584 | -0.78584 | -0.78584 | -0.78584 | -0.78584 | -0.78584 | -0.78584 | -0.78584 | -0.78584 | -0.78584 | -0.78584 | -0.78584 | -0.78584 | -0.78584 | -0.78584 | -0.78584 | -0.78584 | -0.78584 | -0.78584 | -0.78584 | -0.78584 | -0.78584 | -0.78584 | -0.78584 | -0.78584 | -0.78584 | -0.78584 | -0.78584 | -0.78584 | -4.8355 | -4.8355 | -4.8355 | -4.8355 | -4.8355 | -4.8355 | 0 | 0 | 0 | 0 | 0 | 0 | 0 |  |  | 7.9174 |  | 0 | 0 | 0
Canal - Wainscott New 138 kV UG Cable | 2028 |  |  | 0 | 0 | 0 | 0 | 0 | 0 | 38.957 | 38.957 | 38.957 | 38.957 | 38.957 | 38.957 | -7.5597 | -7.5597 | -7.5597 | -7.5597 | -7.5597 | -7.5597 | -7.5597 | -7.5597 | -7.5597 | -7.5597 | -7.5597 | -7.5597 | -7.5597 | -7.5597 | -7.5597 | -7.5597 | -7.5597 | -7.5597 | -7.5597 | -7.5597 | -7.5597 | -7.5597 | -7.5597 | -7.5597 | -7.5597 | -7.5597 | -7.5597 | -7.5597 | -7.5597 | -46.5167 | -46.5167 | -46.5167 | -46.5167 | -46.5167 | -46.5167 | 0 | 0 |  |  | 58.276 |  | 58.276 | 925015.732 | 4745330.7052
[59 empty] | 4745330.7052 | =Area III Portion
Total - Area 2 Proposal, $Millions (unadjusted) |  |  |  | 0 | 0 | 0 | 0 | 18.2337 | 18.2337 | 57.1907 | 57.1907 | 57.1907 | 57.1907 | 35.4187 | 35.4187 | -11.098 | -11.098 | -11.098 | -11.098 | -11.098 | -11.098 | -11.098 | -11.098 | -11.098 | -11.098 | -11.098 | -11.098 | -11.098 | -11.098 | -11.098 | -11.098 | -11.098 | -11.098 | -11.098 | -11.098 | -11.098 | -11.098 | -11.098 | -11.098 | -11.098 | -11.098 | -11.098 | -29.3317 | -29.3317 | -68.2887 | -68.2887 | -68.2887 | -68.2887 | -46.5167 | -46.5167 | 0 | 0 |  |  | 88.6348 |  |  | 1557490.7777 | 7989927.6896
$/MW-yr |  |  |  | 0 | 0 | 0 | 0 | 379869.2372 | 379869.2372 | 998234.0488 | 998234.0488 | 998234.0488 | 998234.0488 | 544650.3137 | 544650.3137 | -193709.6096 | -193709.6096 | -193709.6096 | -193709.6096 | -193709.6096 | -193709.6096 | -193709.6096 | -193709.6096 | -193709.6096 | -193709.6096 | -193709.6096 | -193709.6096 | -193709.6096 | -193709.6096 | -193709.6096 | -193709.6096 | -193709.6096 | -193709.6096 | -193709.6096 | -193709.6096 | -193709.6096 | -193709.6096 | -193709.6096 | -193709.6096 | -193709.6096 | -193709.6096 | -193709.6096 | -573578.8469 | -573578.8469 | -1191943.6585 | -1191943.6585 | -1191943.6585 | -1191943.6585 | -738359.9234 | -738359.9234 | 0 | 0
$Millions (adjusted) |  |  |  | 0 | 0 | 0 | 0 | 1.9487 | 1.9487 | 5.1209 | 5.1209 | 5.1209 | 5.1209 | 2.7941 | 2.7941 | -0.99373 | -0.99373 | -0.99373 | -0.99373 | -0.99373 | -0.99373 | -0.99373 | -0.99373 | -0.99373 | -0.99373 | -0.99373 | -0.99373 | -0.99373 | -0.99373 | -0.99373 | -0.99373 | -0.99373 | -0.99373 | -0.99373 | -0.99373 | -0.99373 | -0.99373 | -0.99373 | -0.99373 | -0.99373 | -0.99373 | -0.99373 | -2.9425 | -2.9425 | -6.1147 | -6.1147 | -6.1147 | -6.1147 | -3.7878 | -3.7878 | 0 | 0 |  |  | 7989.9277
Annual Avoided Costs for Deferrals - Area 3 Proposal: (see note*) | Deferral Year |  |  | 2016 | 2017 | 2018 | 2019 | 2020 | 2021 | 2022 | 2023 | 2024 | 2025 | 2026 | 2027 | 2028 | 2029 | 2030 | 2031 | 2032 | 2033 | 2034 | 2035 | 2036 | 2037 | 2038 | 2039 | 2040 | 2041 | 2042 | 2043 | 2044 | 2045 | 2046 | 2047 | 2048 | 2049 | 2050 | 2051 | 2052 | 2053 | 2054 | 2055 | 2056 | 2057 | 2058 | 2059 | 2060 | 2061 | 2062 | 2063 | 2064 |  |  | Differential NPV $M |  | Differential NPV $M (adjusted for COD of Selected Project) | Differntial NPV $/MW | NPV of Transmission Avoided Costs for Selected Project
Area I Projects:
Amagansett Conversion 33 kV | 2030 |  |  | 0 | 0 | 0 | 0 | 0 | 0 | 0 | 0 | 0 | 0 | 0 | 0 | 0 | 0 | 0 | 0 | 0 | 0 | 0 | 0 | 0 | 0 | 0 | 0 | 0 | 0 | 0 | 0 | 0 | 0 | 0 | 0 | 0 | 0 | 0 | 0 | 0 | 0 | 0 | 0 | 0 | 0 | 0 | 0 | 0 | 0 | 0 | 0 | 0 |  |  | 0 |  | 0 | 0 | 0
East Hampton Conversion 33 kV | 2030 |  |  | 0 | 0 | 0 | 0 | 0 | 0 | 0 | 0 | 0 | 0 | 0 | 0 | 0 | 0 | 0 | 0 | 0 | 0 | 0 | 0 | 0 | 0 | 0 | 0 | 0 | 0 | 0 | 0 | 0 | 0 | 0 | 0 | 0 | 0 | 0 | 0 | 0 | 0 | 0 | 0 | 0 | 0 | 0 | 0 | 0 | 0 | 0 | 0 | 0 |  |  | 0 |  | 0 | 0 | 0
Buell Conversion 33 kV | 2030 |  |  | 0 | 0 | 0 | 0 | 0 | 0 | 0 | 0 | 0 | 0 | 0 | 0 | 0 | 0 | 0 | 0 | 0 | 0 | 0 | 0 | 0 | 0 | 0 | 0 | 0 | 0 | 0 | 0 | 0 | 0 | 0 | 0 | 0 | 0 | 0 | 0 | 0 | 0 | 0 | 0 | 0 | 0 | 0 | 0 | 0 | 0 | 0 | 0 | 0 |  |  | 0 |  | 0 | 0 | 0
Hither Hills Conversion to 33 kV | 2030 |  |  | 0 | 0 | 0 | 0 | 0 | 0 | 0 | 0 | 0 | 0 | 0 | 0 | 0 | 0 | 0 | 0 | 0 | 0 | 0 | 0 | 0 | 0 | 0 | 0 | 0 | 0 | 0 | 0 | 0 | 0 | 0 | 0 | 0 | 0 | 0 | 0 | 0 | 0 | 0 | 0 | 0 | 0 | 0 | 0 | 0 | 0 | 0 | 0 | 0 |  |  | 0 |  | 0 | 0 | 0
Culloden Pt Conversion to 33 kV | 2030 |  |  | 0 | 0 | 0 | 0 | 0 | 0 | 0 | 0 | 0 | 0 | 0 | 0 | 0 | 0 | 0 | 0 | 0 | 0 | 0 | 0 | 0 | 0 | 0 | 0 | 0 | 0 | 0 | 0 | 0 | 0 | 0 | 0 | 0 | 0 | 0 | 0 | 0 | 0 | 0 | 0 | 0 | 0 | 0 | 0 | 0 | 0 | 0 | 0 | 0 |  |  | 0 |  | 0 | 0 | 0
[59 empty] | 0 | =Area I Portion
Area II Projects: | [58 empty] | 4745330.7052 | =Area I+II+III Portions
Riverhead Canal 2nd Line and Bank | 2026 |  |  | 0 | 0 | 0 | 0 | 0 | 0 | 0 | 0 | 0 | 0 | 0 | 0 | 0 | 0 | 0 | 0 | 0 | 0 | 0 | 0 | 0 | 0 | 0 | 0 | 0 | 0 | 0 | 0 | 0 | 0 | 0 | 0 | 0 | 0 | 0 | 0 | 0 | 0 | 0 | 0 | 0 | 0 | 0 | 0 | 0 | 0 | 0 | 0 | 0 |  |  | 0 |  | 0 | 0 | 0
[59 empty] | 0 | =Area II Portion
Area III Projects: | [58 empty] | 4745330.7052 | =Area II+III Portions
New Canal - Southampton Cable | 2023 |  |  | 0 | 4.5863 | 4.5863 | 4.5863 | 4.5863 | 4.5863 | 4.5863 | -0.88999 | -0.88999 | -0.88999 | -0.88999 | -0.88999 | -0.88999 | -0.88999 | -0.88999 | -0.88999 | -0.88999 | -0.88999 | -0.88999 | -0.88999 | -0.88999 | -0.88999 | -0.88999 | -0.88999 | -0.88999 | -0.88999 | -0.88999 | -0.88999 | -0.88999 | -0.88999 | -0.88999 | -0.88999 | -0.88999 | -0.88999 | -0.88999 | -0.88999 | -5.4763 | -5.4763 | -5.4763 | -5.4763 | -5.4763 | -5.4763 | 0 | 0 | 0 | 0 | 0 | 0 | 0 |  |  | 8.9667 |  | 0 | 0 | 0
Upgrade Wildwood - Riverhead to 138 kV | 2022 |  |  | 0 | 0.93922 | 0.93922 | 0.93922 | 0.93922 | 0.93922 | -0.14959 | -0.14959 | -0.14959 | -0.14959 | -0.14959 | -0.14959 | -0.14959 | -0.14959 | -0.14959 | -0.14959 | -0.14959 | -0.14959 | -0.14959 | -0.14959 | -0.14959 | -0.14959 | -0.14959 | -0.14959 | -0.14959 | -0.14959 | -0.14959 | -0.14959 | -0.14959 | -0.14959 | -0.14959 | -0.14959 | -0.14959 | -0.14959 | -0.14959 | -0.14959 | -1.0888 | -1.0888 | -1.0888 | -1.0888 | -1.0888 | 0 | 0 | 0 | 0 | 0 | 0 | 0 | 0 |  |  | 1.5483 |  | 0 | 0 | 0
Bridgehampton - Buell New 69 kV UG Cable | 2023 |  |  | 0 | 4.0496 | 4.0496 | 4.0496 | 4.0496 | 4.0496 | 4.0496 | -0.78584 | -0.78584 | -0.78584 | -0.78584 | -0.78584 | -0.78584 | -0.78584 | -0.78584 | -0.78584 | -0.78584 | -0.78584 | -0.78584 | -0.78584 | -0.78584 | -0.78584 | -0.78584 | -0.78584 | -0.78584 | -0.78584 | -0.78584 | -0.78584 | -0.78584 | -0.78584 | -0.78584 | -0.78584 | -0.78584 | -0.78584 | -0.78584 | -0.78584 | -4.8355 | -4.8355 | -4.8355 | -4.8355 | -4.8355 | -4.8355 | 0 | 0 | 0 | 0 | 0 | 0 | 0 |  |  | 7.9174 |  | 0 | 0 | 0
Canal - Wainscott New 138 kV UG Cable | 2028 |  |  | 0 | 0 | 0 | 0 | 0 | 0 | 38.957 | 38.957 | 38.957 | 38.957 | 38.957 | 38.957 | -7.5597 | -7.5597 | -7.5597 | -7.5597 | -7.5597 | -7.5597 | -7.5597 | -7.5597 | -7.5597 | -7.5597 | -7.5597 | -7.5597 | -7.5597 | -7.5597 | -7.5597 | -7.5597 | -7.5597 | -7.5597 | -7.5597 | -7.5597 | -7.5597 | -7.5597 | -7.5597 | -7.5597 | -7.5597 | -7.5597 | -7.5597 | -7.5597 | -7.5597 | -46.5167 | -46.5167 | -46.5167 | -46.5167 | -46.5167 | -46.5167 | 0 | 0 |  |  | 58.276 |  | 58.276 | 925015.732 | 4745330.7052
[59 empty] | 4745330.7052 | =Area III Portion
Total - Area 3 Proposal, $Millions (unadjusted) |  |  |  | 0 | 9.5752 | 9.5752 | 9.5752 | 9.5752 | 9.5752 | 47.4434 | 37.1316 | 37.1316 | 37.1316 | 37.1316 | 37.1316 | -9.3851 | -9.3851 | -9.3851 | -9.3851 | -9.3851 | -9.3851 | -9.3851 | -9.3851 | -9.3851 | -9.3851 | -9.3851 | -9.3851 | -9.3851 | -9.3851 | -9.3851 | -9.3851 | -9.3851 | -9.3851 | -9.3851 | -9.3851 | -9.3851 | -9.3851 | -9.3851 | -9.3851 | -18.9603 | -18.9603 | -18.9603 | -18.9603 | -18.9603 | -56.8285 | -46.5167 | -46.5167 | -46.5167 | -46.5167 | -46.5167 | 0 | 0 |  |  | 76.7083 |  |  | 925015.732 | 4745330.7052
$/MW-yr |  |  |  | 0 | 0 | 0 | 0 | 0 | 0 | 618364.8116 | 618364.8116 | 618364.8116 | 618364.8116 | 618364.8116 | 618364.8116 | -119995.1118 | -119995.1118 | -119995.1118 | -119995.1118 | -119995.1118 | -119995.1118 | -119995.1118 | -119995.1118 | -119995.1118 | -119995.1118 | -119995.1118 | -119995.1118 | -119995.1118 | -119995.1118 | -119995.1118 | -119995.1118 | -119995.1118 | -119995.1118 | -119995.1118 | -119995.1118 | -119995.1118 | -119995.1118 | -119995.1118 | -119995.1118 | -119995.1118 | -119995.1118 | -119995.1118 | -119995.1118 | -119995.1118 | -738359.9234 | -738359.9234 | -738359.9234 | -738359.9234 | -738359.9234 | -738359.9234 | 0 | 0
$Millions (adjusted) |  |  |  | 0 | 0 | 0 | 0 | 0 | 0 | 3.1722 | 3.1722 | 3.1722 | 3.1722 | 3.1722 | 3.1722 | -0.61557 | -0.61557 | -0.61557 | -0.61557 | -0.61557 | -0.61557 | -0.61557 | -0.61557 | -0.61557 | -0.61557 | -0.61557 | -0.61557 | -0.61557 | -0.61557 | -0.61557 | -0.61557 | -0.61557 | -0.61557 | -0.61557 | -0.61557 | -0.61557 | -0.61557 | -0.61557 | -0.61557 | -0.61557 | -0.61557 | -0.61557 | -0.61557 | -0.61557 | -3.7878 | -3.7878 | -3.7878 | -3.7878 | -3.7878 | -3.7878 | 0 | 0 |  |  | 4745.3307
Discount Factor (Relative to 1/1/2016) = |  |  |  | 0.94787 | 0.89845 | 0.85161 | 0.80722 | 0.76513 | 0.72525 | 0.68744 | 0.6516 | 0.61763 | 0.58543 | 0.55491 | 0.52598 | 0.49856 | 0.47257 | 0.44793 | 0.42458 | 0.40245 | 0.38147 | 0.36158 | 0.34273 | 0.32486 | 0.30793 | 0.29187 | 0.27666 | 0.26223 | 0.24856 | 0.2356 | 0.22332 | 0.21168 | 0.20064 | 0.19018 | 0.18027 | 0.17087 | 0.16196 | 0.15352 | 0.14552 | 0.13793 | 0.13074 | 0.12392 | 0.11746 | 0.11134 | 0.10554 | 0.10003 | 0.094818 | 0.089875 | 0.08519 | 0.080748 | 0.076539 | 0.072549
* Note: A positive (+) avoided cost in a given year represents a cost savings relative to not having a transmission project deferral.
Note on BE18: Todd Kantarek: Base was 3 x 10 MW x 4hr. scaled to 3 x 5 MW x 8hr
Note on BF17: Todd Kantarek: 2.6% transmission loss factor added

## PhII (ANB100)
Version |  | Based on PSEGLI file: "East End Utility 2_0_Economics_2014_10_13_r28_Sargent_Lundy.xlsx"
Annual Revenue Requirements (Millions of $s)
1) Reference (Transmission only) Case
Project | I/S Year | Investor | Capital (2015$s) | 2016 | 2017 | 2018 | 2019 | 2020 | 2021 | 2022 | 2023 | 2024 | 2025 | 2026 | 2027 | 2028 | 2029 | 2030 | 2031 | 2032 | 2033 | 2034 | 2035 | 2036 | 2037 | 2038 | 2039 | 2040 | 2041 | 2042 | 2043 | 2044 | 2045 | 2046 | 2047 | 2048 | 2049 | 2050 | 2051 | 2052 | 2053 | 2054 | 2055 | 2056 | 2057 | 2058 | 2059 | 2060 | 2061 | 2062 | 2063 | 2064 |  | NPV |  | Proposal Number = | ANB100
Transmission Reinforcement I | 2017 | PSEGLI | 93.4 | 0 | 11.3926 | 11.3926 | 11.3926 | 11.3926 | 11.3926 | 11.3926 | 11.3926 | 11.3926 | 11.3926 | 11.3926 | 11.3926 | 11.3926 | 11.3926 | 11.3926 | 11.3926 | 11.3926 | 11.3926 | 11.3926 | 11.3926 | 11.3926 | 11.3926 | 11.3926 | 11.3926 | 11.3926 | 11.3926 | 11.3926 | 11.3926 | 11.3926 | 11.3926 | 11.3926 | 11.3926 | 11.3926 | 11.3926 | 11.3926 | 11.3926 | [13 empty] | 35 | 166.1982 |  | Proposer Name = | Anbaric Microgrid II LLC
Transmission Reinforcement II | 2018 | PSEGLI | 4.8 | 0 | 0 | 0.60305 | 0.60305 | 0.60305 | 0.60305 | 0.60305 | 0.60305 | 0.60305 | 0.60305 | 0.60305 | 0.60305 | 0.60305 | 0.60305 | 0.60305 | 0.60305 | 0.60305 | 0.60305 | 0.60305 | 0.60305 | 0.60305 | 0.60305 | 0.60305 | 0.60305 | 0.60305 | 0.60305 | 0.60305 | 0.60305 | 0.60305 | 0.60305 | 0.60305 | 0.60305 | 0.60305 | 0.60305 | 0.60305 | 0.60305 | 0.60305 | [12 empty] | 35 | 8.3388 |  | Proposal/Project = | South Fork Microgrid
Transmission Reinforcement III | 2019 | PSEGLI | 2.8 | 0 | 0 | 0 | 0.36233 | 0.36233 | 0.36233 | 0.36233 | 0.36233 | 0.36233 | 0.36233 | 0.36233 | 0.36233 | 0.36233 | 0.36233 | 0.36233 | 0.36233 | 0.36233 | 0.36233 | 0.36233 | 0.36233 | 0.36233 | 0.36233 | 0.36233 | 0.36233 | 0.36233 | 0.36233 | 0.36233 | 0.36233 | 0.36233 | 0.36233 | 0.36233 | 0.36233 | 0.36233 | 0.36233 | 0.36233 | 0.36233 | 0.36233 | 0.36233 | [11 empty] | 35 | 4.7491 |  | Option Number = | 1
Transmission Reinforcement IV | 2020 | PSEGLI | 136.8 | 0 | 0 | 0 | 0 | 18.2337 | 18.2337 | 18.2337 | 18.2337 | 18.2337 | 18.2337 | 18.2337 | 18.2337 | 18.2337 | 18.2337 | 18.2337 | 18.2337 | 18.2337 | 18.2337 | 18.2337 | 18.2337 | 18.2337 | 18.2337 | 18.2337 | 18.2337 | 18.2337 | 18.2337 | 18.2337 | 18.2337 | 18.2337 | 18.2337 | 18.2337 | 18.2337 | 18.2337 | 18.2337 | 18.2337 | 18.2337 | 18.2337 | 18.2337 | 18.2337 | [10 empty] | 35 | 226.5269 |  | Location = | 1, 2, and 3
Transmission Reinforcement V | 2022 | PSEGLI | 275.5 | 0 | 0 | 0 | 0 | 0 | 0 | 38.957 | 38.957 | 38.957 | 38.957 | 38.957 | 38.957 | 38.957 | 38.957 | 38.957 | 38.957 | 38.957 | 38.957 | 38.957 | 38.957 | 38.957 | 38.957 | 38.957 | 38.957 | 38.957 | 38.957 | 38.957 | 38.957 | 38.957 | 38.957 | 38.957 | 38.957 | 38.957 | 38.957 | 38.957 | 38.957 | 38.957 | 38.957 | 38.957 | 38.957 | 38.957 | [8 empty] | 35 | 434.8353 |  | Technology = | Demand Response, Battery Storage, Conventional Generation, Solar Power
[56 empty] | Interconnection Points = | Southampton, East Hampton, and Montauk - Dist'n Bus
Total |  |  | 513.3 | 0 | 11.3926 | 11.9957 | 12.358 | 30.5918 | 30.5918 | 69.5487 | 69.5487 | 69.5487 | 69.5487 | 69.5487 | 69.5487 | 69.5487 | 69.5487 | 69.5487 | 69.5487 | 69.5487 | 69.5487 | 69.5487 | 69.5487 | 69.5487 | 69.5487 | 69.5487 | 69.5487 | 69.5487 | 69.5487 | 69.5487 | 69.5487 | 69.5487 | 69.5487 | 69.5487 | 69.5487 | 69.5487 | 69.5487 | 69.5487 | 69.5487 | 58.1561 | 57.553 | 57.1907 | 38.957 | 38.957 | 0 | 0 | 0 | 0 | 0 | 0 | 0 | 0 |  | 840.6482 |  | Loss Factor = | 1.026
2016 NPV @ 5.5%, thru 2035 |  |  |  | 2016: 559.7216
2016 NPV @ 5.5%, thru 2056 |  |  |  | 2016: 840.6482 |  |  |  | MW Required by 2022 (cap) = | 15 | 33 | 15 | Output: NPV of Transmission Avoided Costs for Selected Project (see note*)
[57 empty] | Selected Project Inputs - Area 1 Portion | Selected Project Inputs - Area 2 Portion | Selected Project Inputs - Area 3 Portion | Area 1 | Area 2 | Area 3 | Total | check
[56 empty] | Project kW = | 5130 | 10260 | 10260
[55 empty] | Capped kW = | 25650 | 5130 | 10260 | 10260
[56 empty] | Project Area (1, 2, or 3) = | 1 | 2 | 3
[56 empty] | Proportion of Peak Hours Covered = | 100% | 100% | 100%
[55 empty] | Project COD = | 2019
[55 empty] | Effective kW = | 25650 |  |  |  | 8366531.9422 | 15979855.3793 | 9490661.4103 | 33837048.7318
[60 empty] | check | check | check
| I/S Year |  | Capital (2015$s) | 2016 | 2017 | 2018 | 2019 | 2020 | 2021 | 2022 | 2023 | 2024 | 2025 | 2026 | 2027 | 2028 | 2029 | 2030 | 2031 | 2032 | 2033 | 2034 | 2035 | 2036 | 2037 | 2038 | 2039 | 2040 | 2041 | 2042 | 2043 | 2044 | 2045 | 2046 | 2047 | 2048 | 2049 | 2050 | 2051 | 2052 | 2053 | 2054 | 2055 | 2056 | 2057 | 2058 | 2059 | 2060 | 2061 | 2062 | 2063 | 2064 |  | MW Required by 2022 | NPV Base $M | Differential NPV $M | Differential NPV $M (adjusted for COD of Selected Project) | Differntial NPV $/MW | NPV of Transmission Avoided Costs for Selected Project
Area I Projects: | [53 empty] | 15
Amagansett Conversion 33 kV | 2017 |  | 8 | 0 | 0.97582 | 0.97582 | 0.97582 | 0.97582 | 0.97582 | 0.97582 | 0.97582 | 0.97582 | 0.97582 | 0.97582 | 0.97582 | 0.97582 | 0.97582 | 0.97582 | 0.97582 | 0.97582 | 0.97582 | 0.97582 | 0.97582 | 0.97582 | 0.97582 | 0.97582 | 0.97582 | 0.97582 | 0.97582 | 0.97582 | 0.97582 | 0.97582 | 0.97582 | 0.97582 | 0.97582 | 0.97582 | 0.97582 | 0.97582 | 0.97582 | [13 empty] | 35 |  | 14.2354
East Hampton Conversion 33 kV | 2017 |  | 3.2 | 0 | 0.39033 | 0.39033 | 0.39033 | 0.39033 | 0.39033 | 0.39033 | 0.39033 | 0.39033 | 0.39033 | 0.39033 | 0.39033 | 0.39033 | 0.39033 | 0.39033 | 0.39033 | 0.39033 | 0.39033 | 0.39033 | 0.39033 | 0.39033 | 0.39033 | 0.39033 | 0.39033 | 0.39033 | 0.39033 | 0.39033 | 0.39033 | 0.39033 | 0.39033 | 0.39033 | 0.39033 | 0.39033 | 0.39033 | 0.39033 | 0.39033 | [13 empty] | 35 |  | 5.6942
Buell Conversion 33 kV | 2017 |  | 3.7 | 0 | 0.45131 | 0.45131 | 0.45131 | 0.45131 | 0.45131 | 0.45131 | 0.45131 | 0.45131 | 0.45131 | 0.45131 | 0.45131 | 0.45131 | 0.45131 | 0.45131 | 0.45131 | 0.45131 | 0.45131 | 0.45131 | 0.45131 | 0.45131 | 0.45131 | 0.45131 | 0.45131 | 0.45131 | 0.45131 | 0.45131 | 0.45131 | 0.45131 | 0.45131 | 0.45131 | 0.45131 | 0.45131 | 0.45131 | 0.45131 | 0.45131 | [13 empty] | 35 |  | 6.5839
Hither Hills Conversion to 33 kV | 2018 |  | 4.8 | 0 | 0 | 0.60305 | 0.60305 | 0.60305 | 0.60305 | 0.60305 | 0.60305 | 0.60305 | 0.60305 | 0.60305 | 0.60305 | 0.60305 | 0.60305 | 0.60305 | 0.60305 | 0.60305 | 0.60305 | 0.60305 | 0.60305 | 0.60305 | 0.60305 | 0.60305 | 0.60305 | 0.60305 | 0.60305 | 0.60305 | 0.60305 | 0.60305 | 0.60305 | 0.60305 | 0.60305 | 0.60305 | 0.60305 | 0.60305 | 0.60305 | 0.60305 | [12 empty] | 35 |  | 8.3388
Culloden Pt Conversion to 33 kV | 2019 |  | 2.8 | 0 | 0 | 0 | 0.36233 | 0.36233 | 0.36233 | 0.36233 | 0.36233 | 0.36233 | 0.36233 | 0.36233 | 0.36233 | 0.36233 | 0.36233 | 0.36233 | 0.36233 | 0.36233 | 0.36233 | 0.36233 | 0.36233 | 0.36233 | 0.36233 | 0.36233 | 0.36233 | 0.36233 | 0.36233 | 0.36233 | 0.36233 | 0.36233 | 0.36233 | 0.36233 | 0.36233 | 0.36233 | 0.36233 | 0.36233 | 0.36233 | 0.36233 | 0.36233 | [11 empty] | 35 |  | 4.7491
No Deferral |  |  | 22.5 |  | 1.8175 | 2.4205 | 2.7828 | 2.7828 | 2.7828 | 2.7828 | 2.7828 | 2.7828 | 2.7828 | 2.7828 | 2.7828 | 2.7828 | 2.7828 | 2.7828 | 2.7828 | 2.7828 | 2.7828 | 2.7828 | 2.7828 | 2.7828 | 2.7828 | 2.7828 | 2.7828 | 2.7828 | 2.7828 | 2.7828 | 2.7828 | 2.7828 | 2.7828 | 2.7828 | 2.7828 | 2.7828 | 2.7828 | 2.7828 | 2.7828 | 0.96539 | 0.36233 | 0 | 0 | 0 | [10 empty] | 39.6013
Amagansett Conversion 33 kV | 2030 |  | 8 | [14 empty] | 1.433 | 1.433 | 1.433 | 1.433 | 1.433 | 1.433 | 1.433 | 1.433 | 1.433 | 1.433 | 1.433 | 1.433 | 1.433 | 1.433 | 1.433 | 1.433 | 1.433 | 1.433 | 1.433 | 1.433 | 1.433 | 1.433 | 1.433 | 1.433 | 1.433 | 1.433 | 1.433 | 1.433 | 1.433 | 1.433 | 1.433 | 1.433 | 1.433 | 1.433 | 1.433 | 35 |  | 10.4225 | 3.8129 | 0 | 0 | 0
East Hampton Conversion 33 kV | 2030 |  | 3.2 | [14 empty] | 0.57321 | 0.57321 | 0.57321 | 0.57321 | 0.57321 | 0.57321 | 0.57321 | 0.57321 | 0.57321 | 0.57321 | 0.57321 | 0.57321 | 0.57321 | 0.57321 | 0.57321 | 0.57321 | 0.57321 | 0.57321 | 0.57321 | 0.57321 | 0.57321 | 0.57321 | 0.57321 | 0.57321 | 0.57321 | 0.57321 | 0.57321 | 0.57321 | 0.57321 | 0.57321 | 0.57321 | 0.57321 | 0.57321 | 0.57321 | 0.57321 | 35 |  | 4.169 | 1.5252 | 0 | 0 | 0
Buell Conversion 33 kV | 2030 |  | 3.7 | [14 empty] | 0.66277 | 0.66277 | 0.66277 | 0.66277 | 0.66277 | 0.66277 | 0.66277 | 0.66277 | 0.66277 | 0.66277 | 0.66277 | 0.66277 | 0.66277 | 0.66277 | 0.66277 | 0.66277 | 0.66277 | 0.66277 | 0.66277 | 0.66277 | 0.66277 | 0.66277 | 0.66277 | 0.66277 | 0.66277 | 0.66277 | 0.66277 | 0.66277 | 0.66277 | 0.66277 | 0.66277 | 0.66277 | 0.66277 | 0.66277 | 0.66277 | 35 |  | 4.8204 | 1.7635 | 0 | 0 | 0
Hither Hills Conversion to 33 kV | 2030 |  | 4.8 | [14 empty] | 0.85981 | 0.85981 | 0.85981 | 0.85981 | 0.85981 | 0.85981 | 0.85981 | 0.85981 | 0.85981 | 0.85981 | 0.85981 | 0.85981 | 0.85981 | 0.85981 | 0.85981 | 0.85981 | 0.85981 | 0.85981 | 0.85981 | 0.85981 | 0.85981 | 0.85981 | 0.85981 | 0.85981 | 0.85981 | 0.85981 | 0.85981 | 0.85981 | 0.85981 | 0.85981 | 0.85981 | 0.85981 | 0.85981 | 0.85981 | 0.85981 | 35 |  | 6.2535 | 2.0853 | 0 | 0 | 0
Culloden Pt Conversion to 33 kV | 2030 |  | 2.8 | [14 empty] | 0.50156 | 0.50156 | 0.50156 | 0.50156 | 0.50156 | 0.50156 | 0.50156 | 0.50156 | 0.50156 | 0.50156 | 0.50156 | 0.50156 | 0.50156 | 0.50156 | 0.50156 | 0.50156 | 0.50156 | 0.50156 | 0.50156 | 0.50156 | 0.50156 | 0.50156 | 0.50156 | 0.50156 | 0.50156 | 0.50156 | 0.50156 | 0.50156 | 0.50156 | 0.50156 | 0.50156 | 0.50156 | 0.50156 | 0.50156 | 0.50156 | 35 |  | 3.6479 | 1.1012 | 1.1012 | 73412.135 | 1883021.2628
Deferral to Indicated Year |  |  | 22.5 | [6 empty] | 0 | 0 | 0 | 0 | 0 | 0 | 0 | 0 | 4.0304 | 4.0304 | 4.0304 | 4.0304 | 4.0304 | 4.0304 | 4.0304 | 4.0304 | 4.0304 | 4.0304 | 4.0304 | 4.0304 | 4.0304 | 4.0304 | 4.0304 | 4.0304 | 4.0304 | 4.0304 | 4.0304 | 4.0304 | 4.0304 | 4.0304 | 4.0304 | 4.0304 | 4.0304 | 4.0304 | 4.0304 | 4.0304 | 4.0304 | 4.0304 | 4.0304 | 4.0304 | 4.0304 | 4.0304 | 4.0304 | 35 |  | 29.3132 | 10.2881 | 1.1012 | 73412.135 | 1883021.2628 | =Area I Portion
[59 empty] | 41832659.711 | =Area I+II+III Portions
Annual Avoided Costs for Deferral to Indicated Year:
Amagansett Conversion 33 kV | 2030 |  |  | 0 | 0.97582 | 0.97582 | 0.97582 | 0.97582 | 0.97582 | 0.97582 | 0.97582 | 0.97582 | 0.97582 | 0.97582 | 0.97582 | 0.97582 | 0.97582 | -0.4572 | -0.4572 | -0.4572 | -0.4572 | -0.4572 | -0.4572 | -0.4572 | -0.4572 | -0.4572 | -0.4572 | -0.4572 | -0.4572 | -0.4572 | -0.4572 | -0.4572 | -0.4572 | -0.4572 | -0.4572 | -0.4572 | -0.4572 | -0.4572 | -0.4572 | -1.433 | -1.433 | -1.433 | -1.433 | -1.433 | -1.433 | -1.433 | -1.433 | -1.433 | -1.433 | -1.433 | -1.433 | -1.433 | 35 |  |  | 3.8129
East Hampton Conversion 33 kV | 2030 |  |  | 0 | 0.39033 | 0.39033 | 0.39033 | 0.39033 | 0.39033 | 0.39033 | 0.39033 | 0.39033 | 0.39033 | 0.39033 | 0.39033 | 0.39033 | 0.39033 | -0.18288 | -0.18288 | -0.18288 | -0.18288 | -0.18288 | -0.18288 | -0.18288 | -0.18288 | -0.18288 | -0.18288 | -0.18288 | -0.18288 | -0.18288 | -0.18288 | -0.18288 | -0.18288 | -0.18288 | -0.18288 | -0.18288 | -0.18288 | -0.18288 | -0.18288 | -0.57321 | -0.57321 | -0.57321 | -0.57321 | -0.57321 | -0.57321 | -0.57321 | -0.57321 | -0.57321 | -0.57321 | -0.57321 | -0.57321 | -0.57321 | 35 |  |  | 1.5252
Buell Conversion 33 kV | 2030 |  |  | 0 | 0.45131 | 0.45131 | 0.45131 | 0.45131 | 0.45131 | 0.45131 | 0.45131 | 0.45131 | 0.45131 | 0.45131 | 0.45131 | 0.45131 | 0.45131 | -0.21146 | -0.21146 | -0.21146 | -0.21146 | -0.21146 | -0.21146 | -0.21146 | -0.21146 | -0.21146 | -0.21146 | -0.21146 | -0.21146 | -0.21146 | -0.21146 | -0.21146 | -0.21146 | -0.21146 | -0.21146 | -0.21146 | -0.21146 | -0.21146 | -0.21146 | -0.66277 | -0.66277 | -0.66277 | -0.66277 | -0.66277 | -0.66277 | -0.66277 | -0.66277 | -0.66277 | -0.66277 | -0.66277 | -0.66277 | -0.66277 | 35 |  |  | 1.7635
Hither Hills Conversion to 33 kV | 2030 |  |  | 0 | 0 | 0.60305 | 0.60305 | 0.60305 | 0.60305 | 0.60305 | 0.60305 | 0.60305 | 0.60305 | 0.60305 | 0.60305 | 0.60305 | 0.60305 | -0.25676 | -0.25676 | -0.25676 | -0.25676 | -0.25676 | -0.25676 | -0.25676 | -0.25676 | -0.25676 | -0.25676 | -0.25676 | -0.25676 | -0.25676 | -0.25676 | -0.25676 | -0.25676 | -0.25676 | -0.25676 | -0.25676 | -0.25676 | -0.25676 | -0.25676 | -0.25676 | -0.85981 | -0.85981 | -0.85981 | -0.85981 | -0.85981 | -0.85981 | -0.85981 | -0.85981 | -0.85981 | -0.85981 | -0.85981 | -0.85981 | 35 |  |  | 2.0853
Culloden Pt Conversion to 33 kV | 2030 |  |  | 0 | 0 | 0 | 0.36233 | 0.36233 | 0.36233 | 0.36233 | 0.36233 | 0.36233 | 0.36233 | 0.36233 | 0.36233 | 0.36233 | 0.36233 | -0.13922 | -0.13922 | -0.13922 | -0.13922 | -0.13922 | -0.13922 | -0.13922 | -0.13922 | -0.13922 | -0.13922 | -0.13922 | -0.13922 | -0.13922 | -0.13922 | -0.13922 | -0.13922 | -0.13922 | -0.13922 | -0.13922 | -0.13922 | -0.13922 | -0.13922 | -0.13922 | -0.13922 | -0.50156 | -0.50156 | -0.50156 | -0.50156 | -0.50156 | -0.50156 | -0.50156 | -0.50156 | -0.50156 | -0.50156 | -0.50156 | 35 |  |  | 1.1012
Area II Projects: | [53 empty] | 33
Riverhead Canal 2nd Line and Bank | 2020 |  | 136.8 | 0 | 0 | 0 | 0 | 18.2337 | 18.2337 | 18.2337 | 18.2337 | 18.2337 | 18.2337 | 18.2337 | 18.2337 | 18.2337 | 18.2337 | 18.2337 | 18.2337 | 18.2337 | 18.2337 | 18.2337 | 18.2337 | 18.2337 | 18.2337 | 18.2337 | 18.2337 | 18.2337 | 18.2337 | 18.2337 | 18.2337 | 18.2337 | 18.2337 | 18.2337 | 18.2337 | 18.2337 | 18.2337 | 18.2337 | 18.2337 | 18.2337 | 18.2337 | 18.2337 | [10 empty] | 35 |  | 226.5269
No Deferral |  |  | 136.8 |  | 0 | 0 | 0 | 18.2337 | 18.2337 | 18.2337 | 18.2337 | 18.2337 | 18.2337 | 18.2337 | 18.2337 | 18.2337 | 18.2337 | 18.2337 | 18.2337 | 18.2337 | 18.2337 | 18.2337 | 18.2337 | 18.2337 | 18.2337 | 18.2337 | 18.2337 | 18.2337 | 18.2337 | 18.2337 | 18.2337 | 18.2337 | 18.2337 | 18.2337 | 18.2337 | 18.2337 | 18.2337 | 18.2337 | 18.2337 | 18.2337 | 18.2337 | 18.2337 | [10 empty] | 35 |  | 226.5269
Riverhead Canal 2nd Line and Bank | 2026 |  | 136.8 | [10 empty] | 21.772 | 21.772 | 21.772 | 21.772 | 21.772 | 21.772 | 21.772 | 21.772 | 21.772 | 21.772 | 21.772 | 21.772 | 21.772 | 21.772 | 21.772 | 21.772 | 21.772 | 21.772 | 21.772 | 21.772 | 21.772 | 21.772 | 21.772 | 21.772 | 21.772 | 21.772 | 21.772 | 21.772 | 21.772 | 21.772 | 21.772 | 21.772 | 21.772 | 21.772 | 21.772 |  |  |  |  | 35 |  | 196.1681 | 30.3588 | 30.3588 | 632475.0457 | 16222984.9223
Deferral to Indicated Year |  |  | 136.8 | [6 empty] | 0 | 0 | 0 | 0 | 21.772 | 21.772 | 21.772 | 21.772 | 21.772 | 21.772 | 21.772 | 21.772 | 21.772 | 21.772 | 21.772 | 21.772 | 21.772 | 21.772 | 21.772 | 21.772 | 21.772 | 21.772 | 21.772 | 21.772 | 21.772 | 21.772 | 21.772 | 21.772 | 21.772 | 21.772 | 21.772 | 21.772 | 21.772 | 21.772 | 21.772 | 21.772 | 21.772 | 21.772 | 21.772 |  |  |  |  | 35 |  | 196.1681 | 30.3588 | 30.3588 | 632475.0457 | 16222984.9223 | =Area II Portion
[59 empty] | 39949638.4482 | =Area II+III Portions
Annual Avoided Costs for Deferral to Indicated Year:
Riverhead Canal 2nd Line and Bank | 2026 |  |  | 0 | 0 | 0 | 0 | 18.2337 | 18.2337 | 18.2337 | 18.2337 | 18.2337 | 18.2337 | -3.5383 | -3.5383 | -3.5383 | -3.5383 | -3.5383 | -3.5383 | -3.5383 | -3.5383 | -3.5383 | -3.5383 | -3.5383 | -3.5383 | -3.5383 | -3.5383 | -3.5383 | -3.5383 | -3.5383 | -3.5383 | -3.5383 | -3.5383 | -3.5383 | -3.5383 | -3.5383 | -3.5383 | -3.5383 | -3.5383 | -3.5383 | -3.5383 | -3.5383 | -21.772 | -21.772 | -21.772 | -21.772 | -21.772 | -21.772 |  |  |  |  | 35 |  |  | 30.3588
0
Area III Projects: | [52 empty] | 0 | 15
New Canal - Southampton Cable | 2017 |  | 37.6 | 0 | 4.5863 | 4.5863 | 4.5863 | 4.5863 | 4.5863 | 4.5863 | 4.5863 | 4.5863 | 4.5863 | 4.5863 | 4.5863 | 4.5863 | 4.5863 | 4.5863 | 4.5863 | 4.5863 | 4.5863 | 4.5863 | 4.5863 | 4.5863 | 4.5863 | 4.5863 | 4.5863 | 4.5863 | 4.5863 | 4.5863 | 4.5863 | 4.5863 | 4.5863 | 4.5863 | 4.5863 | 4.5863 | 4.5863 | 4.5863 | 4.5863 | [13 empty] | 35 |  | 66.9063
Upgrade Wildwood - Riverhead to 138 kV | 2017 |  | 7.7 | 0 | 0.93922 | 0.93922 | 0.93922 | 0.93922 | 0.93922 | 0.93922 | 0.93922 | 0.93922 | 0.93922 | 0.93922 | 0.93922 | 0.93922 | 0.93922 | 0.93922 | 0.93922 | 0.93922 | 0.93922 | 0.93922 | 0.93922 | 0.93922 | 0.93922 | 0.93922 | 0.93922 | 0.93922 | 0.93922 | 0.93922 | 0.93922 | 0.93922 | 0.93922 | 0.93922 | 0.93922 | 0.93922 | 0.93922 | 0.93922 | 0.93922 | [13 empty] | 35 |  | 13.7016
Bridgehampton - Buell New 69 kV UG Cable | 2017 |  | 33.2 | 0 | 4.0496 | 4.0496 | 4.0496 | 4.0496 | 4.0496 | 4.0496 | 4.0496 | 4.0496 | 4.0496 | 4.0496 | 4.0496 | 4.0496 | 4.0496 | 4.0496 | 4.0496 | 4.0496 | 4.0496 | 4.0496 | 4.0496 | 4.0496 | 4.0496 | 4.0496 | 4.0496 | 4.0496 | 4.0496 | 4.0496 | 4.0496 | 4.0496 | 4.0496 | 4.0496 | 4.0496 | 4.0496 | 4.0496 | 4.0496 | 4.0496 | [13 empty] | 35 |  | 59.0769
Canal - Wainscott New 138 kV UG Cable | 2022 |  | 275.5 | 0 | 0 | 0 | 0 | 0 | 0 | 38.957 | 38.957 | 38.957 | 38.957 | 38.957 | 38.957 | 38.957 | 38.957 | 38.957 | 38.957 | 38.957 | 38.957 | 38.957 | 38.957 | 38.957 | 38.957 | 38.957 | 38.957 | 38.957 | 38.957 | 38.957 | 38.957 | 38.957 | 38.957 | 38.957 | 38.957 | 38.957 | 38.957 | 38.957 | 38.957 | 38.957 | 38.957 | 38.957 | 38.957 | 38.957 | [8 empty] | 35 |  | 434.8353
No Deferral |  |  | 354 |  | 9.5752 | 9.5752 | 9.5752 | 9.5752 | 9.5752 | 48.5322 | 48.5322 | 48.5322 | 48.5322 | 48.5322 | 48.5322 | 48.5322 | 48.5322 | 48.5322 | 48.5322 | 48.5322 | 48.5322 | 48.5322 | 48.5322 | 48.5322 | 48.5322 | 48.5322 | 48.5322 | 48.5322 | 48.5322 | 48.5322 | 48.5322 | 48.5322 | 48.5322 | 48.5322 | 48.5322 | 48.5322 | 48.5322 | 48.5322 | 48.5322 | 38.957 | 38.957 | 38.957 | 38.957 | 38.957 | [10 empty] | 574.52
New Canal - Southampton Cable | 2023 |  | 37.6 | [7 empty] | 5.4763 | 5.4763 | 5.4763 | 5.4763 | 5.4763 | 5.4763 | 5.4763 | 5.4763 | 5.4763 | 5.4763 | 5.4763 | 5.4763 | 5.4763 | 5.4763 | 5.4763 | 5.4763 | 5.4763 | 5.4763 | 5.4763 | 5.4763 | 5.4763 | 5.4763 | 5.4763 | 5.4763 | 5.4763 | 5.4763 | 5.4763 | 5.4763 | 5.4763 | 5.4763 | 5.4763 | 5.4763 | 5.4763 | 5.4763 | 5.4763 | [7 empty] | 35 |  | 57.9396 | 8.9667 | 0 | 0 | 0
Upgrade Wildwood - Riverhead to 138 kV | 2022 |  | 7.7 | [6 empty] | 1.0888 | 1.0888 | 1.0888 | 1.0888 | 1.0888 | 1.0888 | 1.0888 | 1.0888 | 1.0888 | 1.0888 | 1.0888 | 1.0888 | 1.0888 | 1.0888 | 1.0888 | 1.0888 | 1.0888 | 1.0888 | 1.0888 | 1.0888 | 1.0888 | 1.0888 | 1.0888 | 1.0888 | 1.0888 | 1.0888 | 1.0888 | 1.0888 | 1.0888 | 1.0888 | 1.0888 | 1.0888 | 1.0888 | 1.0888 | 1.0888 | [8 empty] | 35 |  | 12.1533 | 1.5483 | 0 | 0 | 0
Bridgehampton - Buell New 69 kV UG Cable | 2023 |  | 33.2 | [7 empty] | 4.8355 | 4.8355 | 4.8355 | 4.8355 | 4.8355 | 4.8355 | 4.8355 | 4.8355 | 4.8355 | 4.8355 | 4.8355 | 4.8355 | 4.8355 | 4.8355 | 4.8355 | 4.8355 | 4.8355 | 4.8355 | 4.8355 | 4.8355 | 4.8355 | 4.8355 | 4.8355 | 4.8355 | 4.8355 | 4.8355 | 4.8355 | 4.8355 | 4.8355 | 4.8355 | 4.8355 | 4.8355 | 4.8355 | 4.8355 | 4.8355 | [7 empty] | 35 |  | 51.1595 | 7.9174 | 0 | 0 | 0
Canal - Wainscott New 138 kV UG Cable | 2028 |  | 275.5 | [12 empty] | 46.5167 | 46.5167 | 46.5167 | 46.5167 | 46.5167 | 46.5167 | 46.5167 | 46.5167 | 46.5167 | 46.5167 | 46.5167 | 46.5167 | 46.5167 | 46.5167 | 46.5167 | 46.5167 | 46.5167 | 46.5167 | 46.5167 | 46.5167 | 46.5167 | 46.5167 | 46.5167 | 46.5167 | 46.5167 | 46.5167 | 46.5167 | 46.5167 | 46.5167 | 46.5167 | 46.5167 | 46.5167 | 46.5167 | 46.5167 | 46.5167 |  |  | 35 |  | 376.5593 | 58.276 | 58.276 | 925015.732 | 23726653.5259
Deferral to Indicated Year |  |  | 354 | [6 empty] | 1.0888 | 11.4006 | 11.4006 | 11.4006 | 11.4006 | 11.4006 | 57.9173 | 57.9173 | 57.9173 | 57.9173 | 57.9173 | 57.9173 | 57.9173 | 57.9173 | 57.9173 | 57.9173 | 57.9173 | 57.9173 | 57.9173 | 57.9173 | 57.9173 | 57.9173 | 57.9173 | 57.9173 | 57.9173 | 57.9173 | 57.9173 | 57.9173 | 57.9173 | 57.9173 | 57.9173 | 57.9173 | 57.9173 | 57.9173 | 57.9173 | 56.8285 | 46.5167 | 46.5167 | 46.5167 | 46.5167 | 46.5167 |  |  | 41 |  | 497.8117 | 76.7083 | 58.276 | 925015.732 | 23726653.5259 | =Area III Portion
[59 empty] | 23726653.5259 | =Area III Portion
Annual Avoided Costs for Deferral to Indicated Year:
New Canal - Southampton Cable | 2023 |  |  | 0 | 4.5863 | 4.5863 | 4.5863 | 4.5863 | 4.5863 | 4.5863 | -0.88999 | -0.88999 | -0.88999 | -0.88999 | -0.88999 | -0.88999 | -0.88999 | -0.88999 | -0.88999 | -0.88999 | -0.88999 | -0.88999 | -0.88999 | -0.88999 | -0.88999 | -0.88999 | -0.88999 | -0.88999 | -0.88999 | -0.88999 | -0.88999 | -0.88999 | -0.88999 | -0.88999 | -0.88999 | -0.88999 | -0.88999 | -0.88999 | -0.88999 | -5.4763 | -5.4763 | -5.4763 | -5.4763 | -5.4763 | -5.4763 | 0 | 0 | 0 | 0 | 0 |  |  | 35 |  |  | 8.9667
Upgrade Wildwood - Riverhead to 138 kV | 2022 |  |  | 0 | 0.93922 | 0.93922 | 0.93922 | 0.93922 | 0.93922 | -0.14959 | -0.14959 | -0.14959 | -0.14959 | -0.14959 | -0.14959 | -0.14959 | -0.14959 | -0.14959 | -0.14959 | -0.14959 | -0.14959 | -0.14959 | -0.14959 | -0.14959 | -0.14959 | -0.14959 | -0.14959 | -0.14959 | -0.14959 | -0.14959 | -0.14959 | -0.14959 | -0.14959 | -0.14959 | -0.14959 | -0.14959 | -0.14959 | -0.14959 | -0.14959 | -1.0888 | -1.0888 | -1.0888 | -1.0888 | -1.0888 | 0 | 0 | 0 | 0 | 0 | 0 |  |  | 35 |  |  | 1.5483
Bridgehampton - Buell New 69 kV UG Cable | 2023 |  |  | 0 | 4.0496 | 4.0496 | 4.0496 | 4.0496 | 4.0496 | 4.0496 | -0.78584 | -0.78584 | -0.78584 | -0.78584 | -0.78584 | -0.78584 | -0.78584 | -0.78584 | -0.78584 | -0.78584 | -0.78584 | -0.78584 | -0.78584 | -0.78584 | -0.78584 | -0.78584 | -0.78584 | -0.78584 | -0.78584 | -0.78584 | -0.78584 | -0.78584 | -0.78584 | -0.78584 | -0.78584 | -0.78584 | -0.78584 | -0.78584 | -0.78584 | -4.8355 | -4.8355 | -4.8355 | -4.8355 | -4.8355 | -4.8355 | 0 | 0 | 0 | 0 | 0 |  |  | 35 |  |  | 7.9174
Canal - Wainscott New 138 kV UG Cable | 2028 |  |  | 0 | 0 | 0 | 0 | 0 | 0 | 38.957 | 38.957 | 38.957 | 38.957 | 38.957 | 38.957 | -7.5597 | -7.5597 | -7.5597 | -7.5597 | -7.5597 | -7.5597 | -7.5597 | -7.5597 | -7.5597 | -7.5597 | -7.5597 | -7.5597 | -7.5597 | -7.5597 | -7.5597 | -7.5597 | -7.5597 | -7.5597 | -7.5597 | -7.5597 | -7.5597 | -7.5597 | -7.5597 | -7.5597 | -7.5597 | -7.5597 | -7.5597 | -7.5597 | -7.5597 | -46.5167 | -46.5167 | -46.5167 | -46.5167 | -46.5167 | -46.5167 | [5 empty] | 58.276
Total - All Areas (No Deferrals,$Millions) |  |  | 513.3 |  | 11.3926 | 11.9957 | 12.358 | 30.5918 | 30.5918 | 69.5487 | 69.5487 | 69.5487 | 69.5487 | 69.5487 | 69.5487 | 69.5487 | 69.5487 | 69.5487 | 69.5487 | 69.5487 | 69.5487 | 69.5487 | 69.5487 | 69.5487 | 69.5487 | 69.5487 | 69.5487 | 69.5487 | 69.5487 | 69.5487 | 69.5487 | 69.5487 | 69.5487 | 69.5487 | 69.5487 | 69.5487 | 69.5487 | 69.5487 | 69.5487 | 58.1561 | 57.553 | 57.1907 | 38.957 | 38.957 | 0 | 0 | 0 | 0 | 0 | 0 | 0 | 0 |  | 63 | 840.6482 | 117.3552 | = max. total avoided cost in portfolio
Annual Avoided Costs for Deferrals - Area 1 Proposal: (see note*) | Deferral Year |  |  | 2016 | 2017 | 2018 | 2019 | 2020 | 2021 | 2022 | 2023 | 2024 | 2025 | 2026 | 2027 | 2028 | 2029 | 2030 | 2031 | 2032 | 2033 | 2034 | 2035 | 2036 | 2037 | 2038 | 2039 | 2040 | 2041 | 2042 | 2043 | 2044 | 2045 | 2046 | 2047 | 2048 | 2049 | 2050 | 2051 | 2052 | 2053 | 2054 | 2055 | 2056 | 2057 | 2058 | 2059 | 2060 | 2061 | 2062 | 2063 | 2064 |  |  | Differential NPV $M |  | Differential NPV $M (adjusted for COD of Selected Project) | Differntial NPV $/MW | NPV of Transmission Avoided Costs for Selected Project
Area I Projects:
Amagansett Conversion 33 kV | 2030 |  |  | 0 | 0.97582 | 0.97582 | 0.97582 | 0.97582 | 0.97582 | 0.97582 | 0.97582 | 0.97582 | 0.97582 | 0.97582 | 0.97582 | 0.97582 | 0.97582 | -0.4572 | -0.4572 | -0.4572 | -0.4572 | -0.4572 | -0.4572 | -0.4572 | -0.4572 | -0.4572 | -0.4572 | -0.4572 | -0.4572 | -0.4572 | -0.4572 | -0.4572 | -0.4572 | -0.4572 | -0.4572 | -0.4572 | -0.4572 | -0.4572 | -0.4572 | -1.433 | -1.433 | -1.433 | -1.433 | -1.433 | -1.433 | -1.433 | -1.433 | -1.433 | -1.433 | -1.433 | -1.433 | -1.433 |  |  | 3.8129 |  | 0 | 0 | 0
East Hampton Conversion 33 kV | 2030 |  |  | 0 | 0.39033 | 0.39033 | 0.39033 | 0.39033 | 0.39033 | 0.39033 | 0.39033 | 0.39033 | 0.39033 | 0.39033 | 0.39033 | 0.39033 | 0.39033 | -0.18288 | -0.18288 | -0.18288 | -0.18288 | -0.18288 | -0.18288 | -0.18288 | -0.18288 | -0.18288 | -0.18288 | -0.18288 | -0.18288 | -0.18288 | -0.18288 | -0.18288 | -0.18288 | -0.18288 | -0.18288 | -0.18288 | -0.18288 | -0.18288 | -0.18288 | -0.57321 | -0.57321 | -0.57321 | -0.57321 | -0.57321 | -0.57321 | -0.57321 | -0.57321 | -0.57321 | -0.57321 | -0.57321 | -0.57321 | -0.57321 |  |  | 1.5252 |  | 0 | 0 | 0
Buell Conversion 33 kV | 2030 |  |  | 0 | 0.45131 | 0.45131 | 0.45131 | 0.45131 | 0.45131 | 0.45131 | 0.45131 | 0.45131 | 0.45131 | 0.45131 | 0.45131 | 0.45131 | 0.45131 | -0.21146 | -0.21146 | -0.21146 | -0.21146 | -0.21146 | -0.21146 | -0.21146 | -0.21146 | -0.21146 | -0.21146 | -0.21146 | -0.21146 | -0.21146 | -0.21146 | -0.21146 | -0.21146 | -0.21146 | -0.21146 | -0.21146 | -0.21146 | -0.21146 | -0.21146 | -0.66277 | -0.66277 | -0.66277 | -0.66277 | -0.66277 | -0.66277 | -0.66277 | -0.66277 | -0.66277 | -0.66277 | -0.66277 | -0.66277 | -0.66277 |  |  | 1.7635 |  | 0 | 0 | 0
Hither Hills Conversion to 33 kV | 2030 |  |  | 0 | 0 | 0.60305 | 0.60305 | 0.60305 | 0.60305 | 0.60305 | 0.60305 | 0.60305 | 0.60305 | 0.60305 | 0.60305 | 0.60305 | 0.60305 | -0.25676 | -0.25676 | -0.25676 | -0.25676 | -0.25676 | -0.25676 | -0.25676 | -0.25676 | -0.25676 | -0.25676 | -0.25676 | -0.25676 | -0.25676 | -0.25676 | -0.25676 | -0.25676 | -0.25676 | -0.25676 | -0.25676 | -0.25676 | -0.25676 | -0.25676 | -0.25676 | -0.85981 | -0.85981 | -0.85981 | -0.85981 | -0.85981 | -0.85981 | -0.85981 | -0.85981 | -0.85981 | -0.85981 | -0.85981 | -0.85981 |  |  | 2.0853 |  | 0 | 0 | 0
Culloden Pt Conversion to 33 kV | 2030 |  |  | 0 | 0 | 0 | 0.36233 | 0.36233 | 0.36233 | 0.36233 | 0.36233 | 0.36233 | 0.36233 | 0.36233 | 0.36233 | 0.36233 | 0.36233 | -0.13922 | -0.13922 | -0.13922 | -0.13922 | -0.13922 | -0.13922 | -0.13922 | -0.13922 | -0.13922 | -0.13922 | -0.13922 | -0.13922 | -0.13922 | -0.13922 | -0.13922 | -0.13922 | -0.13922 | -0.13922 | -0.13922 | -0.13922 | -0.13922 | -0.13922 | -0.13922 | -0.13922 | -0.50156 | -0.50156 | -0.50156 | -0.50156 | -0.50156 | -0.50156 | -0.50156 | -0.50156 | -0.50156 | -0.50156 | -0.50156 |  |  | 1.1012 |  | 1.1012 | 73412.135 | 376604.2526
[59 empty] | 376604.2526 | =Area I Portion
Area II Projects: | [58 empty] | 8366531.9422 | =Area I+II+III Portions
Riverhead Canal 2nd Line and Bank | 2026 |  |  | 0 | 0 | 0 | 0 | 18.2337 | 18.2337 | 18.2337 | 18.2337 | 18.2337 | 18.2337 | -3.5383 | -3.5383 | -3.5383 | -3.5383 | -3.5383 | -3.5383 | -3.5383 | -3.5383 | -3.5383 | -3.5383 | -3.5383 | -3.5383 | -3.5383 | -3.5383 | -3.5383 | -3.5383 | -3.5383 | -3.5383 | -3.5383 | -3.5383 | -3.5383 | -3.5383 | -3.5383 | -3.5383 | -3.5383 | -3.5383 | -3.5383 | -3.5383 | -3.5383 | -21.772 | -21.772 | -21.772 | -21.772 | -21.772 | -21.772 | 0 | 0 | 0 | 0 |  |  | 30.3588 |  | 30.3588 | 632475.0457 | 3244596.9845
[59 empty] | 3244596.9845 | =Area II Portion
Area III Projects: | [58 empty] | 7989927.6896 | =Area II+III Portions
New Canal - Southampton Cable | 2023 |  |  | 0 | 4.5863 | 4.5863 | 4.5863 | 4.5863 | 4.5863 | 4.5863 | -0.88999 | -0.88999 | -0.88999 | -0.88999 | -0.88999 | -0.88999 | -0.88999 | -0.88999 | -0.88999 | -0.88999 | -0.88999 | -0.88999 | -0.88999 | -0.88999 | -0.88999 | -0.88999 | -0.88999 | -0.88999 | -0.88999 | -0.88999 | -0.88999 | -0.88999 | -0.88999 | -0.88999 | -0.88999 | -0.88999 | -0.88999 | -0.88999 | -0.88999 | -5.4763 | -5.4763 | -5.4763 | -5.4763 | -5.4763 | -5.4763 | 0 | 0 | 0 | 0 | 0 | 0 | 0 |  |  | 8.9667 |  | 0 | 0 | 0
Upgrade Wildwood - Riverhead to 138 kV | 2022 |  |  | 0 | 0.93922 | 0.93922 | 0.93922 | 0.93922 | 0.93922 | -0.14959 | -0.14959 | -0.14959 | -0.14959 | -0.14959 | -0.14959 | -0.14959 | -0.14959 | -0.14959 | -0.14959 | -0.14959 | -0.14959 | -0.14959 | -0.14959 | -0.14959 | -0.14959 | -0.14959 | -0.14959 | -0.14959 | -0.14959 | -0.14959 | -0.14959 | -0.14959 | -0.14959 | -0.14959 | -0.14959 | -0.14959 | -0.14959 | -0.14959 | -0.14959 | -1.0888 | -1.0888 | -1.0888 | -1.0888 | -1.0888 | 0 | 0 | 0 | 0 | 0 | 0 | 0 | 0 |  |  | 1.5483 |  | 0 | 0 | 0
Bridgehampton - Buell New 69 kV UG Cable | 2023 |  |  | 0 | 4.0496 | 4.0496 | 4.0496 | 4.0496 | 4.0496 | 4.0496 | -0.78584 | -0.78584 | -0.78584 | -0.78584 | -0.78584 | -0.78584 | -0.78584 | -0.78584 | -0.78584 | -0.78584 | -0.78584 | -0.78584 | -0.78584 | -0.78584 | -0.78584 | -0.78584 | -0.78584 | -0.78584 | -0.78584 | -0.78584 | -0.78584 | -0.78584 | -0.78584 | -0.78584 | -0.78584 | -0.78584 | -0.78584 | -0.78584 | -0.78584 | -4.8355 | -4.8355 | -4.8355 | -4.8355 | -4.8355 | -4.8355 | 0 | 0 | 0 | 0 | 0 | 0 | 0 |  |  | 7.9174 |  | 0 | 0 | 0
Canal - Wainscott New 138 kV UG Cable | 2028 |  |  | 0 | 0 | 0 | 0 | 0 | 0 | 38.957 | 38.957 | 38.957 | 38.957 | 38.957 | 38.957 | -7.5597 | -7.5597 | -7.5597 | -7.5597 | -7.5597 | -7.5597 | -7.5597 | -7.5597 | -7.5597 | -7.5597 | -7.5597 | -7.5597 | -7.5597 | -7.5597 | -7.5597 | -7.5597 | -7.5597 | -7.5597 | -7.5597 | -7.5597 | -7.5597 | -7.5597 | -7.5597 | -7.5597 | -7.5597 | -7.5597 | -7.5597 | -7.5597 | -7.5597 | -46.5167 | -46.5167 | -46.5167 | -46.5167 | -46.5167 | -46.5167 | 0 | 0 |  |  | 58.276 |  | 58.276 | 925015.732 | 4745330.7052
[59 empty] | 4745330.7052 | =Area III Portion
Total - Area 1 Proposal, $Millions (unadjusted) |  |  |  | 0 | 0 | 0 | 0.36233 | 18.5961 | 18.5961 | 57.553 | 57.553 | 57.553 | 57.553 | 35.781 | 35.781 | -10.7357 | -10.7357 | -11.2372 | -11.2372 | -11.2372 | -11.2372 | -11.2372 | -11.2372 | -11.2372 | -11.2372 | -11.2372 | -11.2372 | -11.2372 | -11.2372 | -11.2372 | -11.2372 | -11.2372 | -11.2372 | -11.2372 | -11.2372 | -11.2372 | -11.2372 | -11.2372 | -11.2372 | -11.2372 | -11.2372 | -11.5995 | -29.8333 | -29.8333 | -68.7903 | -68.7903 | -68.7903 | -68.7903 | -47.0182 | -47.0182 | -0.50156 | -0.50156 |  |  | 89.736 |  |  | 1630902.9127 | 8366531.9422
$/MW-yr |  |  |  | 0 | 0 | 0 | 24155.6547 | 404024.8919 | 404024.8919 | 1022389.7035 | 1022389.7035 | 1022389.7035 | 1022389.7035 | 568805.9684 | 568805.9684 | -169553.955 | -169553.955 | -202991.0303 | -202991.0303 | -202991.0303 | -202991.0303 | -202991.0303 | -202991.0303 | -202991.0303 | -202991.0303 | -202991.0303 | -202991.0303 | -202991.0303 | -202991.0303 | -202991.0303 | -202991.0303 | -202991.0303 | -202991.0303 | -202991.0303 | -202991.0303 | -202991.0303 | -202991.0303 | -202991.0303 | -202991.0303 | -202991.0303 | -202991.0303 | -227146.685 | -607015.9222 | -607015.9222 | -1225380.7338 | -1225380.7338 | -1225380.7338 | -1225380.7338 | -771796.9988 | -771796.9988 | -33437.0754 | -33437.0754
$Millions (adjusted) |  |  |  | 0 | 0 | 0 | 0.12392 | 2.0726 | 2.0726 | 5.2449 | 5.2449 | 5.2449 | 5.2449 | 2.918 | 2.918 | -0.86981 | -0.86981 | -1.0413 | -1.0413 | -1.0413 | -1.0413 | -1.0413 | -1.0413 | -1.0413 | -1.0413 | -1.0413 | -1.0413 | -1.0413 | -1.0413 | -1.0413 | -1.0413 | -1.0413 | -1.0413 | -1.0413 | -1.0413 | -1.0413 | -1.0413 | -1.0413 | -1.0413 | -1.0413 | -1.0413 | -1.1653 | -3.114 | -3.114 | -6.2862 | -6.2862 | -6.2862 | -6.2862 | -3.9593 | -3.9593 | -0.17153 | -0.17153 |  |  | 8366.5319
Annual Avoided Costs for Deferrals - Area 2 Proposal: (see note*) | Deferral Year |  |  | 2016 | 2017 | 2018 | 2019 | 2020 | 2021 | 2022 | 2023 | 2024 | 2025 | 2026 | 2027 | 2028 | 2029 | 2030 | 2031 | 2032 | 2033 | 2034 | 2035 | 2036 | 2037 | 2038 | 2039 | 2040 | 2041 | 2042 | 2043 | 2044 | 2045 | 2046 | 2047 | 2048 | 2049 | 2050 | 2051 | 2052 | 2053 | 2054 | 2055 | 2056 | 2057 | 2058 | 2059 | 2060 | 2061 | 2062 | 2063 | 2064 |  |  | Differential NPV $M |  | Differential NPV $M (adjusted for COD of Selected Project) | Differntial NPV $/MW | NPV of Transmission Avoided Costs for Selected Project
Area I Projects:
Amagansett Conversion 33 kV | 2030 |  |  | 0 | 0 | 0 | 0 | 0 | 0 | 0 | 0 | 0 | 0 | 0 | 0 | 0 | 0 | 0 | 0 | 0 | 0 | 0 | 0 | 0 | 0 | 0 | 0 | 0 | 0 | 0 | 0 | 0 | 0 | 0 | 0 | 0 | 0 | 0 | 0 | 0 | 0 | 0 | 0 | 0 | 0 | 0 | 0 | 0 | 0 | 0 | 0 | 0 |  |  | 0 |  | 0 | 0 | 0
East Hampton Conversion 33 kV | 2030 |  |  | 0 | 0 | 0 | 0 | 0 | 0 | 0 | 0 | 0 | 0 | 0 | 0 | 0 | 0 | 0 | 0 | 0 | 0 | 0 | 0 | 0 | 0 | 0 | 0 | 0 | 0 | 0 | 0 | 0 | 0 | 0 | 0 | 0 | 0 | 0 | 0 | 0 | 0 | 0 | 0 | 0 | 0 | 0 | 0 | 0 | 0 | 0 | 0 | 0 |  |  | 0 |  | 0 | 0 | 0
Buell Conversion 33 kV | 2030 |  |  | 0 | 0 | 0 | 0 | 0 | 0 | 0 | 0 | 0 | 0 | 0 | 0 | 0 | 0 | 0 | 0 | 0 | 0 | 0 | 0 | 0 | 0 | 0 | 0 | 0 | 0 | 0 | 0 | 0 | 0 | 0 | 0 | 0 | 0 | 0 | 0 | 0 | 0 | 0 | 0 | 0 | 0 | 0 | 0 | 0 | 0 | 0 | 0 | 0 |  |  | 0 |  | 0 | 0 | 0
Hither Hills Conversion to 33 kV | 2030 |  |  | 0 | 0 | 0 | 0 | 0 | 0 | 0 | 0 | 0 | 0 | 0 | 0 | 0 | 0 | 0 | 0 | 0 | 0 | 0 | 0 | 0 | 0 | 0 | 0 | 0 | 0 | 0 | 0 | 0 | 0 | 0 | 0 | 0 | 0 | 0 | 0 | 0 | 0 | 0 | 0 | 0 | 0 | 0 | 0 | 0 | 0 | 0 | 0 | 0 |  |  | 0 |  | 0 | 0 | 0
Culloden Pt Conversion to 33 kV | 2030 |  |  | 0 | 0 | 0 | 0 | 0 | 0 | 0 | 0 | 0 | 0 | 0 | 0 | 0 | 0 | 0 | 0 | 0 | 0 | 0 | 0 | 0 | 0 | 0 | 0 | 0 | 0 | 0 | 0 | 0 | 0 | 0 | 0 | 0 | 0 | 0 | 0 | 0 | 0 | 0 | 0 | 0 | 0 | 0 | 0 | 0 | 0 | 0 | 0 | 0 |  |  | 0 |  | 0 | 0 | 0
[59 empty] | 0 | =Area I Portion
Area II Projects: | [58 empty] | 15979855.3793 | =Area I+II+III Portions
Riverhead Canal 2nd Line and Bank | 2026 |  |  | 0 | 0 | 0 | 0 | 18.2337 | 18.2337 | 18.2337 | 18.2337 | 18.2337 | 18.2337 | -3.5383 | -3.5383 | -3.5383 | -3.5383 | -3.5383 | -3.5383 | -3.5383 | -3.5383 | -3.5383 | -3.5383 | -3.5383 | -3.5383 | -3.5383 | -3.5383 | -3.5383 | -3.5383 | -3.5383 | -3.5383 | -3.5383 | -3.5383 | -3.5383 | -3.5383 | -3.5383 | -3.5383 | -3.5383 | -3.5383 | -3.5383 | -3.5383 | -3.5383 | -21.772 | -21.772 | -21.772 | -21.772 | -21.772 | -21.772 | 0 | 0 | 0 | 0 |  |  | 30.3588 |  | 30.3588 | 632475.0457 | 6489193.9689
[59 empty] | 6489193.9689 | =Area II Portion
Area III Projects: | [58 empty] | 15979855.3793 | =Area II+III Portions
New Canal - Southampton Cable | 2023 |  |  | 0 | 4.5863 | 4.5863 | 4.5863 | 4.5863 | 4.5863 | 4.5863 | -0.88999 | -0.88999 | -0.88999 | -0.88999 | -0.88999 | -0.88999 | -0.88999 | -0.88999 | -0.88999 | -0.88999 | -0.88999 | -0.88999 | -0.88999 | -0.88999 | -0.88999 | -0.88999 | -0.88999 | -0.88999 | -0.88999 | -0.88999 | -0.88999 | -0.88999 | -0.88999 | -0.88999 | -0.88999 | -0.88999 | -0.88999 | -0.88999 | -0.88999 | -5.4763 | -5.4763 | -5.4763 | -5.4763 | -5.4763 | -5.4763 | 0 | 0 | 0 | 0 | 0 | 0 | 0 |  |  | 8.9667 |  | 0 | 0 | 0
Upgrade Wildwood - Riverhead to 138 kV | 2022 |  |  | 0 | 0.93922 | 0.93922 | 0.93922 | 0.93922 | 0.93922 | -0.14959 | -0.14959 | -0.14959 | -0.14959 | -0.14959 | -0.14959 | -0.14959 | -0.14959 | -0.14959 | -0.14959 | -0.14959 | -0.14959 | -0.14959 | -0.14959 | -0.14959 | -0.14959 | -0.14959 | -0.14959 | -0.14959 | -0.14959 | -0.14959 | -0.14959 | -0.14959 | -0.14959 | -0.14959 | -0.14959 | -0.14959 | -0.14959 | -0.14959 | -0.14959 | -1.0888 | -1.0888 | -1.0888 | -1.0888 | -1.0888 | 0 | 0 | 0 | 0 | 0 | 0 | 0 | 0 |  |  | 1.5483 |  | 0 | 0 | 0
Bridgehampton - Buell New 69 kV UG Cable | 2023 |  |  | 0 | 4.0496 | 4.0496 | 4.0496 | 4.0496 | 4.0496 | 4.0496 | -0.78584 | -0.78584 | -0.78584 | -0.78584 | -0.78584 | -0.78584 | -0.78584 | -0.78584 | -0.78584 | -0.78584 | -0.78584 | -0.78584 | -0.78584 | -0.78584 | -0.78584 | -0.78584 | -0.78584 | -0.78584 | -0.78584 | -0.78584 | -0.78584 | -0.78584 | -0.78584 | -0.78584 | -0.78584 | -0.78584 | -0.78584 | -0.78584 | -0.78584 | -4.8355 | -4.8355 | -4.8355 | -4.8355 | -4.8355 | -4.8355 | 0 | 0 | 0 | 0 | 0 | 0 | 0 |  |  | 7.9174 |  | 0 | 0 | 0
Canal - Wainscott New 138 kV UG Cable | 2028 |  |  | 0 | 0 | 0 | 0 | 0 | 0 | 38.957 | 38.957 | 38.957 | 38.957 | 38.957 | 38.957 | -7.5597 | -7.5597 | -7.5597 | -7.5597 | -7.5597 | -7.5597 | -7.5597 | -7.5597 | -7.5597 | -7.5597 | -7.5597 | -7.5597 | -7.5597 | -7.5597 | -7.5597 | -7.5597 | -7.5597 | -7.5597 | -7.5597 | -7.5597 | -7.5597 | -7.5597 | -7.5597 | -7.5597 | -7.5597 | -7.5597 | -7.5597 | -7.5597 | -7.5597 | -46.5167 | -46.5167 | -46.5167 | -46.5167 | -46.5167 | -46.5167 | 0 | 0 |  |  | 58.276 |  | 58.276 | 925015.732 | 9490661.4103
[59 empty] | 9490661.4103 | =Area III Portion
Total - Area 2 Proposal, $Millions (unadjusted) |  |  |  | 0 | 0 | 0 | 0 | 18.2337 | 18.2337 | 57.1907 | 57.1907 | 57.1907 | 57.1907 | 35.4187 | 35.4187 | -11.098 | -11.098 | -11.098 | -11.098 | -11.098 | -11.098 | -11.098 | -11.098 | -11.098 | -11.098 | -11.098 | -11.098 | -11.098 | -11.098 | -11.098 | -11.098 | -11.098 | -11.098 | -11.098 | -11.098 | -11.098 | -11.098 | -11.098 | -11.098 | -11.098 | -11.098 | -11.098 | -29.3317 | -29.3317 | -68.2887 | -68.2887 | -68.2887 | -68.2887 | -46.5167 | -46.5167 | 0 | 0 |  |  | 88.6348 |  |  | 1557490.7777 | 15979855.3793
$/MW-yr |  |  |  | 0 | 0 | 0 | 0 | 379869.2372 | 379869.2372 | 998234.0488 | 998234.0488 | 998234.0488 | 998234.0488 | 544650.3137 | 544650.3137 | -193709.6096 | -193709.6096 | -193709.6096 | -193709.6096 | -193709.6096 | -193709.6096 | -193709.6096 | -193709.6096 | -193709.6096 | -193709.6096 | -193709.6096 | -193709.6096 | -193709.6096 | -193709.6096 | -193709.6096 | -193709.6096 | -193709.6096 | -193709.6096 | -193709.6096 | -193709.6096 | -193709.6096 | -193709.6096 | -193709.6096 | -193709.6096 | -193709.6096 | -193709.6096 | -193709.6096 | -573578.8469 | -573578.8469 | -1191943.6585 | -1191943.6585 | -1191943.6585 | -1191943.6585 | -738359.9234 | -738359.9234 | 0 | 0
$Millions (adjusted) |  |  |  | 0 | 0 | 0 | 0 | 3.8975 | 3.8975 | 10.2419 | 10.2419 | 10.2419 | 10.2419 | 5.5881 | 5.5881 | -1.9875 | -1.9875 | -1.9875 | -1.9875 | -1.9875 | -1.9875 | -1.9875 | -1.9875 | -1.9875 | -1.9875 | -1.9875 | -1.9875 | -1.9875 | -1.9875 | -1.9875 | -1.9875 | -1.9875 | -1.9875 | -1.9875 | -1.9875 | -1.9875 | -1.9875 | -1.9875 | -1.9875 | -1.9875 | -1.9875 | -1.9875 | -5.8849 | -5.8849 | -12.2293 | -12.2293 | -12.2293 | -12.2293 | -7.5756 | -7.5756 | 0 | 0 |  |  | 15979.8554
Annual Avoided Costs for Deferrals - Area 3 Proposal: (see note*) | Deferral Year |  |  | 2016 | 2017 | 2018 | 2019 | 2020 | 2021 | 2022 | 2023 | 2024 | 2025 | 2026 | 2027 | 2028 | 2029 | 2030 | 2031 | 2032 | 2033 | 2034 | 2035 | 2036 | 2037 | 2038 | 2039 | 2040 | 2041 | 2042 | 2043 | 2044 | 2045 | 2046 | 2047 | 2048 | 2049 | 2050 | 2051 | 2052 | 2053 | 2054 | 2055 | 2056 | 2057 | 2058 | 2059 | 2060 | 2061 | 2062 | 2063 | 2064 |  |  | Differential NPV $M |  | Differential NPV $M (adjusted for COD of Selected Project) | Differntial NPV $/MW | NPV of Transmission Avoided Costs for Selected Project
Area I Projects:
Amagansett Conversion 33 kV | 2030 |  |  | 0 | 0 | 0 | 0 | 0 | 0 | 0 | 0 | 0 | 0 | 0 | 0 | 0 | 0 | 0 | 0 | 0 | 0 | 0 | 0 | 0 | 0 | 0 | 0 | 0 | 0 | 0 | 0 | 0 | 0 | 0 | 0 | 0 | 0 | 0 | 0 | 0 | 0 | 0 | 0 | 0 | 0 | 0 | 0 | 0 | 0 | 0 | 0 | 0 |  |  | 0 |  | 0 | 0 | 0
East Hampton Conversion 33 kV | 2030 |  |  | 0 | 0 | 0 | 0 | 0 | 0 | 0 | 0 | 0 | 0 | 0 | 0 | 0 | 0 | 0 | 0 | 0 | 0 | 0 | 0 | 0 | 0 | 0 | 0 | 0 | 0 | 0 | 0 | 0 | 0 | 0 | 0 | 0 | 0 | 0 | 0 | 0 | 0 | 0 | 0 | 0 | 0 | 0 | 0 | 0 | 0 | 0 | 0 | 0 |  |  | 0 |  | 0 | 0 | 0
Buell Conversion 33 kV | 2030 |  |  | 0 | 0 | 0 | 0 | 0 | 0 | 0 | 0 | 0 | 0 | 0 | 0 | 0 | 0 | 0 | 0 | 0 | 0 | 0 | 0 | 0 | 0 | 0 | 0 | 0 | 0 | 0 | 0 | 0 | 0 | 0 | 0 | 0 | 0 | 0 | 0 | 0 | 0 | 0 | 0 | 0 | 0 | 0 | 0 | 0 | 0 | 0 | 0 | 0 |  |  | 0 |  | 0 | 0 | 0
Hither Hills Conversion to 33 kV | 2030 |  |  | 0 | 0 | 0 | 0 | 0 | 0 | 0 | 0 | 0 | 0 | 0 | 0 | 0 | 0 | 0 | 0 | 0 | 0 | 0 | 0 | 0 | 0 | 0 | 0 | 0 | 0 | 0 | 0 | 0 | 0 | 0 | 0 | 0 | 0 | 0 | 0 | 0 | 0 | 0 | 0 | 0 | 0 | 0 | 0 | 0 | 0 | 0 | 0 | 0 |  |  | 0 |  | 0 | 0 | 0
Culloden Pt Conversion to 33 kV | 2030 |  |  | 0 | 0 | 0 | 0 | 0 | 0 | 0 | 0 | 0 | 0 | 0 | 0 | 0 | 0 | 0 | 0 | 0 | 0 | 0 | 0 | 0 | 0 | 0 | 0 | 0 | 0 | 0 | 0 | 0 | 0 | 0 | 0 | 0 | 0 | 0 | 0 | 0 | 0 | 0 | 0 | 0 | 0 | 0 | 0 | 0 | 0 | 0 | 0 | 0 |  |  | 0 |  | 0 | 0 | 0
[59 empty] | 0 | =Area I Portion
Area II Projects: | [58 empty] | 9490661.4103 | =Area I+II+III Portions
Riverhead Canal 2nd Line and Bank | 2026 |  |  | 0 | 0 | 0 | 0 | 0 | 0 | 0 | 0 | 0 | 0 | 0 | 0 | 0 | 0 | 0 | 0 | 0 | 0 | 0 | 0 | 0 | 0 | 0 | 0 | 0 | 0 | 0 | 0 | 0 | 0 | 0 | 0 | 0 | 0 | 0 | 0 | 0 | 0 | 0 | 0 | 0 | 0 | 0 | 0 | 0 | 0 | 0 | 0 | 0 |  |  | 0 |  | 0 | 0 | 0
[59 empty] | 0 | =Area II Portion
Area III Projects: | [58 empty] | 9490661.4103 | =Area II+III Portions
New Canal - Southampton Cable | 2023 |  |  | 0 | 4.5863 | 4.5863 | 4.5863 | 4.5863 | 4.5863 | 4.5863 | -0.88999 | -0.88999 | -0.88999 | -0.88999 | -0.88999 | -0.88999 | -0.88999 | -0.88999 | -0.88999 | -0.88999 | -0.88999 | -0.88999 | -0.88999 | -0.88999 | -0.88999 | -0.88999 | -0.88999 | -0.88999 | -0.88999 | -0.88999 | -0.88999 | -0.88999 | -0.88999 | -0.88999 | -0.88999 | -0.88999 | -0.88999 | -0.88999 | -0.88999 | -5.4763 | -5.4763 | -5.4763 | -5.4763 | -5.4763 | -5.4763 | 0 | 0 | 0 | 0 | 0 | 0 | 0 |  |  | 8.9667 |  | 0 | 0 | 0
Upgrade Wildwood - Riverhead to 138 kV | 2022 |  |  | 0 | 0.93922 | 0.93922 | 0.93922 | 0.93922 | 0.93922 | -0.14959 | -0.14959 | -0.14959 | -0.14959 | -0.14959 | -0.14959 | -0.14959 | -0.14959 | -0.14959 | -0.14959 | -0.14959 | -0.14959 | -0.14959 | -0.14959 | -0.14959 | -0.14959 | -0.14959 | -0.14959 | -0.14959 | -0.14959 | -0.14959 | -0.14959 | -0.14959 | -0.14959 | -0.14959 | -0.14959 | -0.14959 | -0.14959 | -0.14959 | -0.14959 | -1.0888 | -1.0888 | -1.0888 | -1.0888 | -1.0888 | 0 | 0 | 0 | 0 | 0 | 0 | 0 | 0 |  |  | 1.5483 |  | 0 | 0 | 0
Bridgehampton - Buell New 69 kV UG Cable | 2023 |  |  | 0 | 4.0496 | 4.0496 | 4.0496 | 4.0496 | 4.0496 | 4.0496 | -0.78584 | -0.78584 | -0.78584 | -0.78584 | -0.78584 | -0.78584 | -0.78584 | -0.78584 | -0.78584 | -0.78584 | -0.78584 | -0.78584 | -0.78584 | -0.78584 | -0.78584 | -0.78584 | -0.78584 | -0.78584 | -0.78584 | -0.78584 | -0.78584 | -0.78584 | -0.78584 | -0.78584 | -0.78584 | -0.78584 | -0.78584 | -0.78584 | -0.78584 | -4.8355 | -4.8355 | -4.8355 | -4.8355 | -4.8355 | -4.8355 | 0 | 0 | 0 | 0 | 0 | 0 | 0 |  |  | 7.9174 |  | 0 | 0 | 0
Canal - Wainscott New 138 kV UG Cable | 2028 |  |  | 0 | 0 | 0 | 0 | 0 | 0 | 38.957 | 38.957 | 38.957 | 38.957 | 38.957 | 38.957 | -7.5597 | -7.5597 | -7.5597 | -7.5597 | -7.5597 | -7.5597 | -7.5597 | -7.5597 | -7.5597 | -7.5597 | -7.5597 | -7.5597 | -7.5597 | -7.5597 | -7.5597 | -7.5597 | -7.5597 | -7.5597 | -7.5597 | -7.5597 | -7.5597 | -7.5597 | -7.5597 | -7.5597 | -7.5597 | -7.5597 | -7.5597 | -7.5597 | -7.5597 | -46.5167 | -46.5167 | -46.5167 | -46.5167 | -46.5167 | -46.5167 | 0 | 0 |  |  | 58.276 |  | 58.276 | 925015.732 | 9490661.4103
[59 empty] | 9490661.4103 | =Area III Portion
Total - Area 3 Proposal, $Millions (unadjusted) |  |  |  | 0 | 9.5752 | 9.5752 | 9.5752 | 9.5752 | 9.5752 | 47.4434 | 37.1316 | 37.1316 | 37.1316 | 37.1316 | 37.1316 | -9.3851 | -9.3851 | -9.3851 | -9.3851 | -9.3851 | -9.3851 | -9.3851 | -9.3851 | -9.3851 | -9.3851 | -9.3851 | -9.3851 | -9.3851 | -9.3851 | -9.3851 | -9.3851 | -9.3851 | -9.3851 | -9.3851 | -9.3851 | -9.3851 | -9.3851 | -9.3851 | -9.3851 | -18.9603 | -18.9603 | -18.9603 | -18.9603 | -18.9603 | -56.8285 | -46.5167 | -46.5167 | -46.5167 | -46.5167 | -46.5167 | 0 | 0 |  |  | 76.7083 |  |  | 925015.732 | 9490661.4103
$/MW-yr |  |  |  | 0 | 0 | 0 | 0 | 0 | 0 | 618364.8116 | 618364.8116 | 618364.8116 | 618364.8116 | 618364.8116 | 618364.8116 | -119995.1118 | -119995.1118 | -119995.1118 | -119995.1118 | -119995.1118 | -119995.1118 | -119995.1118 | -119995.1118 | -119995.1118 | -119995.1118 | -119995.1118 | -119995.1118 | -119995.1118 | -119995.1118 | -119995.1118 | -119995.1118 | -119995.1118 | -119995.1118 | -119995.1118 | -119995.1118 | -119995.1118 | -119995.1118 | -119995.1118 | -119995.1118 | -119995.1118 | -119995.1118 | -119995.1118 | -119995.1118 | -119995.1118 | -738359.9234 | -738359.9234 | -738359.9234 | -738359.9234 | -738359.9234 | -738359.9234 | 0 | 0
$Millions (adjusted) |  |  |  | 0 | 0 | 0 | 0 | 0 | 0 | 6.3444 | 6.3444 | 6.3444 | 6.3444 | 6.3444 | 6.3444 | -1.2311 | -1.2311 | -1.2311 | -1.2311 | -1.2311 | -1.2311 | -1.2311 | -1.2311 | -1.2311 | -1.2311 | -1.2311 | -1.2311 | -1.2311 | -1.2311 | -1.2311 | -1.2311 | -1.2311 | -1.2311 | -1.2311 | -1.2311 | -1.2311 | -1.2311 | -1.2311 | -1.2311 | -1.2311 | -1.2311 | -1.2311 | -1.2311 | -1.2311 | -7.5756 | -7.5756 | -7.5756 | -7.5756 | -7.5756 | -7.5756 | 0 | 0 |  |  | 9490.6614
Discount Factor (Relative to 1/1/2016) = |  |  |  | 0.94787 | 0.89845 | 0.85161 | 0.80722 | 0.76513 | 0.72525 | 0.68744 | 0.6516 | 0.61763 | 0.58543 | 0.55491 | 0.52598 | 0.49856 | 0.47257 | 0.44793 | 0.42458 | 0.40245 | 0.38147 | 0.36158 | 0.34273 | 0.32486 | 0.30793 | 0.29187 | 0.27666 | 0.26223 | 0.24856 | 0.2356 | 0.22332 | 0.21168 | 0.20064 | 0.19018 | 0.18027 | 0.17087 | 0.16196 | 0.15352 | 0.14552 | 0.13793 | 0.13074 | 0.12392 | 0.11746 | 0.11134 | 0.10554 | 0.10003 | 0.094818 | 0.089875 | 0.08519 | 0.080748 | 0.076539 | 0.072549
* Note: A positive (+) avoided cost in a given year represents a cost savings relative to not having a transmission project deferral.
Note on BF17: Todd Kantarek: Interconnect at substation dist'n voltage. Added 2.6% transmission loss factor.

## PhII (BPC100)
Version |  | Based on PSEGLI file: "East End Utility 2_0_Economics_2014_10_13_r28_Sargent_Lundy.xlsx"
Annual Revenue Requirements (Millions of $s)
1) Reference (Transmission only) Case
Project | I/S Year | Investor | Capital (2015$s) | 2016 | 2017 | 2018 | 2019 | 2020 | 2021 | 2022 | 2023 | 2024 | 2025 | 2026 | 2027 | 2028 | 2029 | 2030 | 2031 | 2032 | 2033 | 2034 | 2035 | 2036 | 2037 | 2038 | 2039 | 2040 | 2041 | 2042 | 2043 | 2044 | 2045 | 2046 | 2047 | 2048 | 2049 | 2050 | 2051 | 2052 | 2053 | 2054 | 2055 | 2056 | 2057 | 2058 | 2059 | 2060 | 2061 | 2062 | 2063 | 2064 |  | NPV |  | Proposal Number = | BPC100
Transmission Reinforcement I | 2017 | PSEGLI | 93.4 | 0 | 11.3926 | 11.3926 | 11.3926 | 11.3926 | 11.3926 | 11.3926 | 11.3926 | 11.3926 | 11.3926 | 11.3926 | 11.3926 | 11.3926 | 11.3926 | 11.3926 | 11.3926 | 11.3926 | 11.3926 | 11.3926 | 11.3926 | 11.3926 | 11.3926 | 11.3926 | 11.3926 | 11.3926 | 11.3926 | 11.3926 | 11.3926 | 11.3926 | 11.3926 | 11.3926 | 11.3926 | 11.3926 | 11.3926 | 11.3926 | 11.3926 | [13 empty] | 35 | 166.1982 |  | Proposer Name = | Baseload Power Corp
Transmission Reinforcement II | 2018 | PSEGLI | 4.8 | 0 | 0 | 0.60305 | 0.60305 | 0.60305 | 0.60305 | 0.60305 | 0.60305 | 0.60305 | 0.60305 | 0.60305 | 0.60305 | 0.60305 | 0.60305 | 0.60305 | 0.60305 | 0.60305 | 0.60305 | 0.60305 | 0.60305 | 0.60305 | 0.60305 | 0.60305 | 0.60305 | 0.60305 | 0.60305 | 0.60305 | 0.60305 | 0.60305 | 0.60305 | 0.60305 | 0.60305 | 0.60305 | 0.60305 | 0.60305 | 0.60305 | 0.60305 | [12 empty] | 35 | 8.3388 |  | Proposal/Project = | Montauk Flow Battery Storage
Transmission Reinforcement III | 2019 | PSEGLI | 2.8 | 0 | 0 | 0 | 0.36233 | 0.36233 | 0.36233 | 0.36233 | 0.36233 | 0.36233 | 0.36233 | 0.36233 | 0.36233 | 0.36233 | 0.36233 | 0.36233 | 0.36233 | 0.36233 | 0.36233 | 0.36233 | 0.36233 | 0.36233 | 0.36233 | 0.36233 | 0.36233 | 0.36233 | 0.36233 | 0.36233 | 0.36233 | 0.36233 | 0.36233 | 0.36233 | 0.36233 | 0.36233 | 0.36233 | 0.36233 | 0.36233 | 0.36233 | 0.36233 | [11 empty] | 35 | 4.7491 |  | Option Number = | 1
Transmission Reinforcement IV | 2020 | PSEGLI | 136.8 | 0 | 0 | 0 | 0 | 18.2337 | 18.2337 | 18.2337 | 18.2337 | 18.2337 | 18.2337 | 18.2337 | 18.2337 | 18.2337 | 18.2337 | 18.2337 | 18.2337 | 18.2337 | 18.2337 | 18.2337 | 18.2337 | 18.2337 | 18.2337 | 18.2337 | 18.2337 | 18.2337 | 18.2337 | 18.2337 | 18.2337 | 18.2337 | 18.2337 | 18.2337 | 18.2337 | 18.2337 | 18.2337 | 18.2337 | 18.2337 | 18.2337 | 18.2337 | 18.2337 | [10 empty] | 35 | 226.5269 |  | Location = | 1
Transmission Reinforcement V | 2022 | PSEGLI | 275.5 | 0 | 0 | 0 | 0 | 0 | 0 | 38.957 | 38.957 | 38.957 | 38.957 | 38.957 | 38.957 | 38.957 | 38.957 | 38.957 | 38.957 | 38.957 | 38.957 | 38.957 | 38.957 | 38.957 | 38.957 | 38.957 | 38.957 | 38.957 | 38.957 | 38.957 | 38.957 | 38.957 | 38.957 | 38.957 | 38.957 | 38.957 | 38.957 | 38.957 | 38.957 | 38.957 | 38.957 | 38.957 | 38.957 | 38.957 | [8 empty] | 35 | 434.8353 |  | Technology = | Battery Storage
[56 empty] | Interconnection Points = | Distribution Feeders
Total |  |  | 513.3 | 0 | 11.3926 | 11.9957 | 12.358 | 30.5918 | 30.5918 | 69.5487 | 69.5487 | 69.5487 | 69.5487 | 69.5487 | 69.5487 | 69.5487 | 69.5487 | 69.5487 | 69.5487 | 69.5487 | 69.5487 | 69.5487 | 69.5487 | 69.5487 | 69.5487 | 69.5487 | 69.5487 | 69.5487 | 69.5487 | 69.5487 | 69.5487 | 69.5487 | 69.5487 | 69.5487 | 69.5487 | 69.5487 | 69.5487 | 69.5487 | 69.5487 | 58.1561 | 57.553 | 57.1907 | 38.957 | 38.957 | 0 | 0 | 0 | 0 | 0 | 0 | 0 | 0 |  | 840.6482 |  | Loss Factor = | 1.026
2016 NPV @ 5.5%, thru 2035 |  |  |  | 2016: 559.7216
2016 NPV @ 5.5%, thru 2056 |  |  |  | 2016: 840.6482 |  |  |  | MW Required by 2022 (cap) = | 15 | 33 | 15 | Output: NPV of Transmission Avoided Costs for Selected Project (see note*)
[57 empty] | Selected Project Inputs - Area 1 Portion | Selected Project Inputs - Area 2 Portion | Selected Project Inputs - Area 3 Portion | Area 1 | Area 2 | Area 3 | Total | check
[56 empty] | Project kW = | 769.5 | 0 | 0
[55 empty] | Capped kW = | 769.5 | 769.5 | 0 | 0
[56 empty] | Project Area (1, 2, or 3) = | 1 | 2 | 3
[56 empty] | Proportion of Peak Hours Covered = | 100% | 100% | 100%
[55 empty] | Project COD = | 2017
[55 empty] | Effective kW = | 769.5 |  |  |  | 1951404.5947 | 0 | 0 | 1951404.5947
[60 empty] | check | check | check
| I/S Year |  | Capital (2015$s) | 2016 | 2017 | 2018 | 2019 | 2020 | 2021 | 2022 | 2023 | 2024 | 2025 | 2026 | 2027 | 2028 | 2029 | 2030 | 2031 | 2032 | 2033 | 2034 | 2035 | 2036 | 2037 | 2038 | 2039 | 2040 | 2041 | 2042 | 2043 | 2044 | 2045 | 2046 | 2047 | 2048 | 2049 | 2050 | 2051 | 2052 | 2053 | 2054 | 2055 | 2056 | 2057 | 2058 | 2059 | 2060 | 2061 | 2062 | 2063 | 2064 |  | MW Required by 2022 | NPV Base $M | Differential NPV $M | Differential NPV $M (adjusted for COD of Selected Project) | Differntial NPV $/MW | NPV of Transmission Avoided Costs for Selected Project
Area I Projects: | [53 empty] | 15
Amagansett Conversion 33 kV | 2017 |  | 8 | 0 | 0.97582 | 0.97582 | 0.97582 | 0.97582 | 0.97582 | 0.97582 | 0.97582 | 0.97582 | 0.97582 | 0.97582 | 0.97582 | 0.97582 | 0.97582 | 0.97582 | 0.97582 | 0.97582 | 0.97582 | 0.97582 | 0.97582 | 0.97582 | 0.97582 | 0.97582 | 0.97582 | 0.97582 | 0.97582 | 0.97582 | 0.97582 | 0.97582 | 0.97582 | 0.97582 | 0.97582 | 0.97582 | 0.97582 | 0.97582 | 0.97582 | [13 empty] | 35 |  | 14.2354
East Hampton Conversion 33 kV | 2017 |  | 3.2 | 0 | 0.39033 | 0.39033 | 0.39033 | 0.39033 | 0.39033 | 0.39033 | 0.39033 | 0.39033 | 0.39033 | 0.39033 | 0.39033 | 0.39033 | 0.39033 | 0.39033 | 0.39033 | 0.39033 | 0.39033 | 0.39033 | 0.39033 | 0.39033 | 0.39033 | 0.39033 | 0.39033 | 0.39033 | 0.39033 | 0.39033 | 0.39033 | 0.39033 | 0.39033 | 0.39033 | 0.39033 | 0.39033 | 0.39033 | 0.39033 | 0.39033 | [13 empty] | 35 |  | 5.6942
Buell Conversion 33 kV | 2017 |  | 3.7 | 0 | 0.45131 | 0.45131 | 0.45131 | 0.45131 | 0.45131 | 0.45131 | 0.45131 | 0.45131 | 0.45131 | 0.45131 | 0.45131 | 0.45131 | 0.45131 | 0.45131 | 0.45131 | 0.45131 | 0.45131 | 0.45131 | 0.45131 | 0.45131 | 0.45131 | 0.45131 | 0.45131 | 0.45131 | 0.45131 | 0.45131 | 0.45131 | 0.45131 | 0.45131 | 0.45131 | 0.45131 | 0.45131 | 0.45131 | 0.45131 | 0.45131 | [13 empty] | 35 |  | 6.5839
Hither Hills Conversion to 33 kV | 2018 |  | 4.8 | 0 | 0 | 0.60305 | 0.60305 | 0.60305 | 0.60305 | 0.60305 | 0.60305 | 0.60305 | 0.60305 | 0.60305 | 0.60305 | 0.60305 | 0.60305 | 0.60305 | 0.60305 | 0.60305 | 0.60305 | 0.60305 | 0.60305 | 0.60305 | 0.60305 | 0.60305 | 0.60305 | 0.60305 | 0.60305 | 0.60305 | 0.60305 | 0.60305 | 0.60305 | 0.60305 | 0.60305 | 0.60305 | 0.60305 | 0.60305 | 0.60305 | 0.60305 | [12 empty] | 35 |  | 8.3388
Culloden Pt Conversion to 33 kV | 2019 |  | 2.8 | 0 | 0 | 0 | 0.36233 | 0.36233 | 0.36233 | 0.36233 | 0.36233 | 0.36233 | 0.36233 | 0.36233 | 0.36233 | 0.36233 | 0.36233 | 0.36233 | 0.36233 | 0.36233 | 0.36233 | 0.36233 | 0.36233 | 0.36233 | 0.36233 | 0.36233 | 0.36233 | 0.36233 | 0.36233 | 0.36233 | 0.36233 | 0.36233 | 0.36233 | 0.36233 | 0.36233 | 0.36233 | 0.36233 | 0.36233 | 0.36233 | 0.36233 | 0.36233 | [11 empty] | 35 |  | 4.7491
No Deferral |  |  | 22.5 |  | 1.8175 | 2.4205 | 2.7828 | 2.7828 | 2.7828 | 2.7828 | 2.7828 | 2.7828 | 2.7828 | 2.7828 | 2.7828 | 2.7828 | 2.7828 | 2.7828 | 2.7828 | 2.7828 | 2.7828 | 2.7828 | 2.7828 | 2.7828 | 2.7828 | 2.7828 | 2.7828 | 2.7828 | 2.7828 | 2.7828 | 2.7828 | 2.7828 | 2.7828 | 2.7828 | 2.7828 | 2.7828 | 2.7828 | 2.7828 | 2.7828 | 0.96539 | 0.36233 | 0 | 0 | 0 | [10 empty] | 39.6013
Amagansett Conversion 33 kV | 2030 |  | 8 | [14 empty] | 1.433 | 1.433 | 1.433 | 1.433 | 1.433 | 1.433 | 1.433 | 1.433 | 1.433 | 1.433 | 1.433 | 1.433 | 1.433 | 1.433 | 1.433 | 1.433 | 1.433 | 1.433 | 1.433 | 1.433 | 1.433 | 1.433 | 1.433 | 1.433 | 1.433 | 1.433 | 1.433 | 1.433 | 1.433 | 1.433 | 1.433 | 1.433 | 1.433 | 1.433 | 1.433 | 35 |  | 10.4225 | 3.8129 | 3.8129 | 254193.5784 | 195601.9586
East Hampton Conversion 33 kV | 2030 |  | 3.2 | [14 empty] | 0.57321 | 0.57321 | 0.57321 | 0.57321 | 0.57321 | 0.57321 | 0.57321 | 0.57321 | 0.57321 | 0.57321 | 0.57321 | 0.57321 | 0.57321 | 0.57321 | 0.57321 | 0.57321 | 0.57321 | 0.57321 | 0.57321 | 0.57321 | 0.57321 | 0.57321 | 0.57321 | 0.57321 | 0.57321 | 0.57321 | 0.57321 | 0.57321 | 0.57321 | 0.57321 | 0.57321 | 0.57321 | 0.57321 | 0.57321 | 0.57321 | 35 |  | 4.169 | 1.5252 | 1.5252 | 101677.4314 | 78240.7834
Buell Conversion 33 kV | 2030 |  | 3.7 | [14 empty] | 0.66277 | 0.66277 | 0.66277 | 0.66277 | 0.66277 | 0.66277 | 0.66277 | 0.66277 | 0.66277 | 0.66277 | 0.66277 | 0.66277 | 0.66277 | 0.66277 | 0.66277 | 0.66277 | 0.66277 | 0.66277 | 0.66277 | 0.66277 | 0.66277 | 0.66277 | 0.66277 | 0.66277 | 0.66277 | 0.66277 | 0.66277 | 0.66277 | 0.66277 | 0.66277 | 0.66277 | 0.66277 | 0.66277 | 0.66277 | 0.66277 | 35 |  | 4.8204 | 1.7635 | 1.7635 | 117564.53 | 90465.9058
Hither Hills Conversion to 33 kV | 2030 |  | 4.8 | [14 empty] | 0.85981 | 0.85981 | 0.85981 | 0.85981 | 0.85981 | 0.85981 | 0.85981 | 0.85981 | 0.85981 | 0.85981 | 0.85981 | 0.85981 | 0.85981 | 0.85981 | 0.85981 | 0.85981 | 0.85981 | 0.85981 | 0.85981 | 0.85981 | 0.85981 | 0.85981 | 0.85981 | 0.85981 | 0.85981 | 0.85981 | 0.85981 | 0.85981 | 0.85981 | 0.85981 | 0.85981 | 0.85981 | 0.85981 | 0.85981 | 0.85981 | 35 |  | 6.2535 | 2.0853 | 2.0853 | 139022.8879 | 106978.1123
Culloden Pt Conversion to 33 kV | 2030 |  | 2.8 | [14 empty] | 0.50156 | 0.50156 | 0.50156 | 0.50156 | 0.50156 | 0.50156 | 0.50156 | 0.50156 | 0.50156 | 0.50156 | 0.50156 | 0.50156 | 0.50156 | 0.50156 | 0.50156 | 0.50156 | 0.50156 | 0.50156 | 0.50156 | 0.50156 | 0.50156 | 0.50156 | 0.50156 | 0.50156 | 0.50156 | 0.50156 | 0.50156 | 0.50156 | 0.50156 | 0.50156 | 0.50156 | 0.50156 | 0.50156 | 0.50156 | 0.50156 | 35 |  | 3.6479 | 1.1012 | 1.1012 | 73412.135 | 56490.6379
Deferral to Indicated Year |  |  | 22.5 | [6 empty] | 0 | 0 | 0 | 0 | 0 | 0 | 0 | 0 | 4.0304 | 4.0304 | 4.0304 | 4.0304 | 4.0304 | 4.0304 | 4.0304 | 4.0304 | 4.0304 | 4.0304 | 4.0304 | 4.0304 | 4.0304 | 4.0304 | 4.0304 | 4.0304 | 4.0304 | 4.0304 | 4.0304 | 4.0304 | 4.0304 | 4.0304 | 4.0304 | 4.0304 | 4.0304 | 4.0304 | 4.0304 | 4.0304 | 4.0304 | 4.0304 | 4.0304 | 4.0304 | 4.0304 | 4.0304 | 4.0304 | 35 |  | 29.3132 | 10.2881 | 10.2881 | 685870.5627 | 527777.398 | =Area I Portion
[59 empty] | 1951404.5947 | =Area I+II+III Portions
Annual Avoided Costs for Deferral to Indicated Year:
Amagansett Conversion 33 kV | 2030 |  |  | 0 | 0.97582 | 0.97582 | 0.97582 | 0.97582 | 0.97582 | 0.97582 | 0.97582 | 0.97582 | 0.97582 | 0.97582 | 0.97582 | 0.97582 | 0.97582 | -0.4572 | -0.4572 | -0.4572 | -0.4572 | -0.4572 | -0.4572 | -0.4572 | -0.4572 | -0.4572 | -0.4572 | -0.4572 | -0.4572 | -0.4572 | -0.4572 | -0.4572 | -0.4572 | -0.4572 | -0.4572 | -0.4572 | -0.4572 | -0.4572 | -0.4572 | -1.433 | -1.433 | -1.433 | -1.433 | -1.433 | -1.433 | -1.433 | -1.433 | -1.433 | -1.433 | -1.433 | -1.433 | -1.433 | 35 |  |  | 3.8129
East Hampton Conversion 33 kV | 2030 |  |  | 0 | 0.39033 | 0.39033 | 0.39033 | 0.39033 | 0.39033 | 0.39033 | 0.39033 | 0.39033 | 0.39033 | 0.39033 | 0.39033 | 0.39033 | 0.39033 | -0.18288 | -0.18288 | -0.18288 | -0.18288 | -0.18288 | -0.18288 | -0.18288 | -0.18288 | -0.18288 | -0.18288 | -0.18288 | -0.18288 | -0.18288 | -0.18288 | -0.18288 | -0.18288 | -0.18288 | -0.18288 | -0.18288 | -0.18288 | -0.18288 | -0.18288 | -0.57321 | -0.57321 | -0.57321 | -0.57321 | -0.57321 | -0.57321 | -0.57321 | -0.57321 | -0.57321 | -0.57321 | -0.57321 | -0.57321 | -0.57321 | 35 |  |  | 1.5252
Buell Conversion 33 kV | 2030 |  |  | 0 | 0.45131 | 0.45131 | 0.45131 | 0.45131 | 0.45131 | 0.45131 | 0.45131 | 0.45131 | 0.45131 | 0.45131 | 0.45131 | 0.45131 | 0.45131 | -0.21146 | -0.21146 | -0.21146 | -0.21146 | -0.21146 | -0.21146 | -0.21146 | -0.21146 | -0.21146 | -0.21146 | -0.21146 | -0.21146 | -0.21146 | -0.21146 | -0.21146 | -0.21146 | -0.21146 | -0.21146 | -0.21146 | -0.21146 | -0.21146 | -0.21146 | -0.66277 | -0.66277 | -0.66277 | -0.66277 | -0.66277 | -0.66277 | -0.66277 | -0.66277 | -0.66277 | -0.66277 | -0.66277 | -0.66277 | -0.66277 | 35 |  |  | 1.7635
Hither Hills Conversion to 33 kV | 2030 |  |  | 0 | 0 | 0.60305 | 0.60305 | 0.60305 | 0.60305 | 0.60305 | 0.60305 | 0.60305 | 0.60305 | 0.60305 | 0.60305 | 0.60305 | 0.60305 | -0.25676 | -0.25676 | -0.25676 | -0.25676 | -0.25676 | -0.25676 | -0.25676 | -0.25676 | -0.25676 | -0.25676 | -0.25676 | -0.25676 | -0.25676 | -0.25676 | -0.25676 | -0.25676 | -0.25676 | -0.25676 | -0.25676 | -0.25676 | -0.25676 | -0.25676 | -0.25676 | -0.85981 | -0.85981 | -0.85981 | -0.85981 | -0.85981 | -0.85981 | -0.85981 | -0.85981 | -0.85981 | -0.85981 | -0.85981 | -0.85981 | 35 |  |  | 2.0853
Culloden Pt Conversion to 33 kV | 2030 |  |  | 0 | 0 | 0 | 0.36233 | 0.36233 | 0.36233 | 0.36233 | 0.36233 | 0.36233 | 0.36233 | 0.36233 | 0.36233 | 0.36233 | 0.36233 | -0.13922 | -0.13922 | -0.13922 | -0.13922 | -0.13922 | -0.13922 | -0.13922 | -0.13922 | -0.13922 | -0.13922 | -0.13922 | -0.13922 | -0.13922 | -0.13922 | -0.13922 | -0.13922 | -0.13922 | -0.13922 | -0.13922 | -0.13922 | -0.13922 | -0.13922 | -0.13922 | -0.13922 | -0.50156 | -0.50156 | -0.50156 | -0.50156 | -0.50156 | -0.50156 | -0.50156 | -0.50156 | -0.50156 | -0.50156 | -0.50156 | 35 |  |  | 1.1012
Area II Projects: | [53 empty] | 33
Riverhead Canal 2nd Line and Bank | 2020 |  | 136.8 | 0 | 0 | 0 | 0 | 18.2337 | 18.2337 | 18.2337 | 18.2337 | 18.2337 | 18.2337 | 18.2337 | 18.2337 | 18.2337 | 18.2337 | 18.2337 | 18.2337 | 18.2337 | 18.2337 | 18.2337 | 18.2337 | 18.2337 | 18.2337 | 18.2337 | 18.2337 | 18.2337 | 18.2337 | 18.2337 | 18.2337 | 18.2337 | 18.2337 | 18.2337 | 18.2337 | 18.2337 | 18.2337 | 18.2337 | 18.2337 | 18.2337 | 18.2337 | 18.2337 | [10 empty] | 35 |  | 226.5269
No Deferral |  |  | 136.8 |  | 0 | 0 | 0 | 18.2337 | 18.2337 | 18.2337 | 18.2337 | 18.2337 | 18.2337 | 18.2337 | 18.2337 | 18.2337 | 18.2337 | 18.2337 | 18.2337 | 18.2337 | 18.2337 | 18.2337 | 18.2337 | 18.2337 | 18.2337 | 18.2337 | 18.2337 | 18.2337 | 18.2337 | 18.2337 | 18.2337 | 18.2337 | 18.2337 | 18.2337 | 18.2337 | 18.2337 | 18.2337 | 18.2337 | 18.2337 | 18.2337 | 18.2337 | 18.2337 | [10 empty] | 35 |  | 226.5269
Riverhead Canal 2nd Line and Bank | 2026 |  | 136.8 | [10 empty] | 21.772 | 21.772 | 21.772 | 21.772 | 21.772 | 21.772 | 21.772 | 21.772 | 21.772 | 21.772 | 21.772 | 21.772 | 21.772 | 21.772 | 21.772 | 21.772 | 21.772 | 21.772 | 21.772 | 21.772 | 21.772 | 21.772 | 21.772 | 21.772 | 21.772 | 21.772 | 21.772 | 21.772 | 21.772 | 21.772 | 21.772 | 21.772 | 21.772 | 21.772 | 21.772 |  |  |  |  | 35 |  | 196.1681 | 30.3588 | 30.3588 | 632475.0457 | 486689.5477
Deferral to Indicated Year |  |  | 136.8 | [6 empty] | 0 | 0 | 0 | 0 | 21.772 | 21.772 | 21.772 | 21.772 | 21.772 | 21.772 | 21.772 | 21.772 | 21.772 | 21.772 | 21.772 | 21.772 | 21.772 | 21.772 | 21.772 | 21.772 | 21.772 | 21.772 | 21.772 | 21.772 | 21.772 | 21.772 | 21.772 | 21.772 | 21.772 | 21.772 | 21.772 | 21.772 | 21.772 | 21.772 | 21.772 | 21.772 | 21.772 | 21.772 | 21.772 |  |  |  |  | 35 |  | 196.1681 | 30.3588 | 30.3588 | 632475.0457 | 486689.5477 | =Area II Portion
[59 empty] | 1423627.1967 | =Area II+III Portions
Annual Avoided Costs for Deferral to Indicated Year:
Riverhead Canal 2nd Line and Bank | 2026 |  |  | 0 | 0 | 0 | 0 | 18.2337 | 18.2337 | 18.2337 | 18.2337 | 18.2337 | 18.2337 | -3.5383 | -3.5383 | -3.5383 | -3.5383 | -3.5383 | -3.5383 | -3.5383 | -3.5383 | -3.5383 | -3.5383 | -3.5383 | -3.5383 | -3.5383 | -3.5383 | -3.5383 | -3.5383 | -3.5383 | -3.5383 | -3.5383 | -3.5383 | -3.5383 | -3.5383 | -3.5383 | -3.5383 | -3.5383 | -3.5383 | -3.5383 | -3.5383 | -3.5383 | -21.772 | -21.772 | -21.772 | -21.772 | -21.772 | -21.772 |  |  |  |  | 35 |  |  | 30.3588
0
Area III Projects: | [52 empty] | 0 | 15
New Canal - Southampton Cable | 2017 |  | 37.6 | 0 | 4.5863 | 4.5863 | 4.5863 | 4.5863 | 4.5863 | 4.5863 | 4.5863 | 4.5863 | 4.5863 | 4.5863 | 4.5863 | 4.5863 | 4.5863 | 4.5863 | 4.5863 | 4.5863 | 4.5863 | 4.5863 | 4.5863 | 4.5863 | 4.5863 | 4.5863 | 4.5863 | 4.5863 | 4.5863 | 4.5863 | 4.5863 | 4.5863 | 4.5863 | 4.5863 | 4.5863 | 4.5863 | 4.5863 | 4.5863 | 4.5863 | [13 empty] | 35 |  | 66.9063
Upgrade Wildwood - Riverhead to 138 kV | 2017 |  | 7.7 | 0 | 0.93922 | 0.93922 | 0.93922 | 0.93922 | 0.93922 | 0.93922 | 0.93922 | 0.93922 | 0.93922 | 0.93922 | 0.93922 | 0.93922 | 0.93922 | 0.93922 | 0.93922 | 0.93922 | 0.93922 | 0.93922 | 0.93922 | 0.93922 | 0.93922 | 0.93922 | 0.93922 | 0.93922 | 0.93922 | 0.93922 | 0.93922 | 0.93922 | 0.93922 | 0.93922 | 0.93922 | 0.93922 | 0.93922 | 0.93922 | 0.93922 | [13 empty] | 35 |  | 13.7016
Bridgehampton - Buell New 69 kV UG Cable | 2017 |  | 33.2 | 0 | 4.0496 | 4.0496 | 4.0496 | 4.0496 | 4.0496 | 4.0496 | 4.0496 | 4.0496 | 4.0496 | 4.0496 | 4.0496 | 4.0496 | 4.0496 | 4.0496 | 4.0496 | 4.0496 | 4.0496 | 4.0496 | 4.0496 | 4.0496 | 4.0496 | 4.0496 | 4.0496 | 4.0496 | 4.0496 | 4.0496 | 4.0496 | 4.0496 | 4.0496 | 4.0496 | 4.0496 | 4.0496 | 4.0496 | 4.0496 | 4.0496 | [13 empty] | 35 |  | 59.0769
Canal - Wainscott New 138 kV UG Cable | 2022 |  | 275.5 | 0 | 0 | 0 | 0 | 0 | 0 | 38.957 | 38.957 | 38.957 | 38.957 | 38.957 | 38.957 | 38.957 | 38.957 | 38.957 | 38.957 | 38.957 | 38.957 | 38.957 | 38.957 | 38.957 | 38.957 | 38.957 | 38.957 | 38.957 | 38.957 | 38.957 | 38.957 | 38.957 | 38.957 | 38.957 | 38.957 | 38.957 | 38.957 | 38.957 | 38.957 | 38.957 | 38.957 | 38.957 | 38.957 | 38.957 | [8 empty] | 35 |  | 434.8353
No Deferral |  |  | 354 |  | 9.5752 | 9.5752 | 9.5752 | 9.5752 | 9.5752 | 48.5322 | 48.5322 | 48.5322 | 48.5322 | 48.5322 | 48.5322 | 48.5322 | 48.5322 | 48.5322 | 48.5322 | 48.5322 | 48.5322 | 48.5322 | 48.5322 | 48.5322 | 48.5322 | 48.5322 | 48.5322 | 48.5322 | 48.5322 | 48.5322 | 48.5322 | 48.5322 | 48.5322 | 48.5322 | 48.5322 | 48.5322 | 48.5322 | 48.5322 | 48.5322 | 38.957 | 38.957 | 38.957 | 38.957 | 38.957 | [10 empty] | 574.52
New Canal - Southampton Cable | 2023 |  | 37.6 | [7 empty] | 5.4763 | 5.4763 | 5.4763 | 5.4763 | 5.4763 | 5.4763 | 5.4763 | 5.4763 | 5.4763 | 5.4763 | 5.4763 | 5.4763 | 5.4763 | 5.4763 | 5.4763 | 5.4763 | 5.4763 | 5.4763 | 5.4763 | 5.4763 | 5.4763 | 5.4763 | 5.4763 | 5.4763 | 5.4763 | 5.4763 | 5.4763 | 5.4763 | 5.4763 | 5.4763 | 5.4763 | 5.4763 | 5.4763 | 5.4763 | 5.4763 | [7 empty] | 35 |  | 57.9396 | 8.9667 | 8.9667 | 142328.3896 | 109521.6958
Upgrade Wildwood - Riverhead to 138 kV | 2022 |  | 7.7 | [6 empty] | 1.0888 | 1.0888 | 1.0888 | 1.0888 | 1.0888 | 1.0888 | 1.0888 | 1.0888 | 1.0888 | 1.0888 | 1.0888 | 1.0888 | 1.0888 | 1.0888 | 1.0888 | 1.0888 | 1.0888 | 1.0888 | 1.0888 | 1.0888 | 1.0888 | 1.0888 | 1.0888 | 1.0888 | 1.0888 | 1.0888 | 1.0888 | 1.0888 | 1.0888 | 1.0888 | 1.0888 | 1.0888 | 1.0888 | 1.0888 | 1.0888 | [8 empty] | 35 |  | 12.1533 | 1.5483 | 1.5483 | 24575.725 | 18911.0204
Bridgehampton - Buell New 69 kV UG Cable | 2023 |  | 33.2 | [7 empty] | 4.8355 | 4.8355 | 4.8355 | 4.8355 | 4.8355 | 4.8355 | 4.8355 | 4.8355 | 4.8355 | 4.8355 | 4.8355 | 4.8355 | 4.8355 | 4.8355 | 4.8355 | 4.8355 | 4.8355 | 4.8355 | 4.8355 | 4.8355 | 4.8355 | 4.8355 | 4.8355 | 4.8355 | 4.8355 | 4.8355 | 4.8355 | 4.8355 | 4.8355 | 4.8355 | 4.8355 | 4.8355 | 4.8355 | 4.8355 | 4.8355 | [7 empty] | 35 |  | 51.1595 | 7.9174 | 7.9174 | 125672.9397 | 96705.3271
Canal - Wainscott New 138 kV UG Cable | 2028 |  | 275.5 | [12 empty] | 46.5167 | 46.5167 | 46.5167 | 46.5167 | 46.5167 | 46.5167 | 46.5167 | 46.5167 | 46.5167 | 46.5167 | 46.5167 | 46.5167 | 46.5167 | 46.5167 | 46.5167 | 46.5167 | 46.5167 | 46.5167 | 46.5167 | 46.5167 | 46.5167 | 46.5167 | 46.5167 | 46.5167 | 46.5167 | 46.5167 | 46.5167 | 46.5167 | 46.5167 | 46.5167 | 46.5167 | 46.5167 | 46.5167 | 46.5167 | 46.5167 |  |  | 35 |  | 376.5593 | 58.276 | 58.276 | 925015.732 | 711799.6058
Deferral to Indicated Year |  |  | 354 | [6 empty] | 1.0888 | 11.4006 | 11.4006 | 11.4006 | 11.4006 | 11.4006 | 57.9173 | 57.9173 | 57.9173 | 57.9173 | 57.9173 | 57.9173 | 57.9173 | 57.9173 | 57.9173 | 57.9173 | 57.9173 | 57.9173 | 57.9173 | 57.9173 | 57.9173 | 57.9173 | 57.9173 | 57.9173 | 57.9173 | 57.9173 | 57.9173 | 57.9173 | 57.9173 | 57.9173 | 57.9173 | 57.9173 | 57.9173 | 57.9173 | 57.9173 | 56.8285 | 46.5167 | 46.5167 | 46.5167 | 46.5167 | 46.5167 |  |  | 41 |  | 497.8117 | 76.7083 | 76.7083 | 1217592.7863 | 936937.6491 | =Area III Portion
[59 empty] | 936937.6491 | =Area III Portion
Annual Avoided Costs for Deferral to Indicated Year:
New Canal - Southampton Cable | 2023 |  |  | 0 | 4.5863 | 4.5863 | 4.5863 | 4.5863 | 4.5863 | 4.5863 | -0.88999 | -0.88999 | -0.88999 | -0.88999 | -0.88999 | -0.88999 | -0.88999 | -0.88999 | -0.88999 | -0.88999 | -0.88999 | -0.88999 | -0.88999 | -0.88999 | -0.88999 | -0.88999 | -0.88999 | -0.88999 | -0.88999 | -0.88999 | -0.88999 | -0.88999 | -0.88999 | -0.88999 | -0.88999 | -0.88999 | -0.88999 | -0.88999 | -0.88999 | -5.4763 | -5.4763 | -5.4763 | -5.4763 | -5.4763 | -5.4763 | 0 | 0 | 0 | 0 | 0 |  |  | 35 |  |  | 8.9667
Upgrade Wildwood - Riverhead to 138 kV | 2022 |  |  | 0 | 0.93922 | 0.93922 | 0.93922 | 0.93922 | 0.93922 | -0.14959 | -0.14959 | -0.14959 | -0.14959 | -0.14959 | -0.14959 | -0.14959 | -0.14959 | -0.14959 | -0.14959 | -0.14959 | -0.14959 | -0.14959 | -0.14959 | -0.14959 | -0.14959 | -0.14959 | -0.14959 | -0.14959 | -0.14959 | -0.14959 | -0.14959 | -0.14959 | -0.14959 | -0.14959 | -0.14959 | -0.14959 | -0.14959 | -0.14959 | -0.14959 | -1.0888 | -1.0888 | -1.0888 | -1.0888 | -1.0888 | 0 | 0 | 0 | 0 | 0 | 0 |  |  | 35 |  |  | 1.5483
Bridgehampton - Buell New 69 kV UG Cable | 2023 |  |  | 0 | 4.0496 | 4.0496 | 4.0496 | 4.0496 | 4.0496 | 4.0496 | -0.78584 | -0.78584 | -0.78584 | -0.78584 | -0.78584 | -0.78584 | -0.78584 | -0.78584 | -0.78584 | -0.78584 | -0.78584 | -0.78584 | -0.78584 | -0.78584 | -0.78584 | -0.78584 | -0.78584 | -0.78584 | -0.78584 | -0.78584 | -0.78584 | -0.78584 | -0.78584 | -0.78584 | -0.78584 | -0.78584 | -0.78584 | -0.78584 | -0.78584 | -4.8355 | -4.8355 | -4.8355 | -4.8355 | -4.8355 | -4.8355 | 0 | 0 | 0 | 0 | 0 |  |  | 35 |  |  | 7.9174
Canal - Wainscott New 138 kV UG Cable | 2028 |  |  | 0 | 0 | 0 | 0 | 0 | 0 | 38.957 | 38.957 | 38.957 | 38.957 | 38.957 | 38.957 | -7.5597 | -7.5597 | -7.5597 | -7.5597 | -7.5597 | -7.5597 | -7.5597 | -7.5597 | -7.5597 | -7.5597 | -7.5597 | -7.5597 | -7.5597 | -7.5597 | -7.5597 | -7.5597 | -7.5597 | -7.5597 | -7.5597 | -7.5597 | -7.5597 | -7.5597 | -7.5597 | -7.5597 | -7.5597 | -7.5597 | -7.5597 | -7.5597 | -7.5597 | -46.5167 | -46.5167 | -46.5167 | -46.5167 | -46.5167 | -46.5167 | [5 empty] | 58.276
Total - All Areas (No Deferrals,$Millions) |  |  | 513.3 |  | 11.3926 | 11.9957 | 12.358 | 30.5918 | 30.5918 | 69.5487 | 69.5487 | 69.5487 | 69.5487 | 69.5487 | 69.5487 | 69.5487 | 69.5487 | 69.5487 | 69.5487 | 69.5487 | 69.5487 | 69.5487 | 69.5487 | 69.5487 | 69.5487 | 69.5487 | 69.5487 | 69.5487 | 69.5487 | 69.5487 | 69.5487 | 69.5487 | 69.5487 | 69.5487 | 69.5487 | 69.5487 | 69.5487 | 69.5487 | 69.5487 | 58.1561 | 57.553 | 57.1907 | 38.957 | 38.957 | 0 | 0 | 0 | 0 | 0 | 0 | 0 | 0 |  | 63 | 840.6482 | 117.3552 | = max. total avoided cost in portfolio
Annual Avoided Costs for Deferrals - Area 1 Proposal: (see note*) | Deferral Year |  |  | 2016 | 2017 | 2018 | 2019 | 2020 | 2021 | 2022 | 2023 | 2024 | 2025 | 2026 | 2027 | 2028 | 2029 | 2030 | 2031 | 2032 | 2033 | 2034 | 2035 | 2036 | 2037 | 2038 | 2039 | 2040 | 2041 | 2042 | 2043 | 2044 | 2045 | 2046 | 2047 | 2048 | 2049 | 2050 | 2051 | 2052 | 2053 | 2054 | 2055 | 2056 | 2057 | 2058 | 2059 | 2060 | 2061 | 2062 | 2063 | 2064 |  |  | Differential NPV $M |  | Differential NPV $M (adjusted for COD of Selected Project) | Differntial NPV $/MW | NPV of Transmission Avoided Costs for Selected Project
Area I Projects:
Amagansett Conversion 33 kV | 2030 |  |  | 0 | 0.97582 | 0.97582 | 0.97582 | 0.97582 | 0.97582 | 0.97582 | 0.97582 | 0.97582 | 0.97582 | 0.97582 | 0.97582 | 0.97582 | 0.97582 | -0.4572 | -0.4572 | -0.4572 | -0.4572 | -0.4572 | -0.4572 | -0.4572 | -0.4572 | -0.4572 | -0.4572 | -0.4572 | -0.4572 | -0.4572 | -0.4572 | -0.4572 | -0.4572 | -0.4572 | -0.4572 | -0.4572 | -0.4572 | -0.4572 | -0.4572 | -1.433 | -1.433 | -1.433 | -1.433 | -1.433 | -1.433 | -1.433 | -1.433 | -1.433 | -1.433 | -1.433 | -1.433 | -1.433 |  |  | 3.8129 |  | 3.8129 | 254193.5784 | 195601.9586
East Hampton Conversion 33 kV | 2030 |  |  | 0 | 0.39033 | 0.39033 | 0.39033 | 0.39033 | 0.39033 | 0.39033 | 0.39033 | 0.39033 | 0.39033 | 0.39033 | 0.39033 | 0.39033 | 0.39033 | -0.18288 | -0.18288 | -0.18288 | -0.18288 | -0.18288 | -0.18288 | -0.18288 | -0.18288 | -0.18288 | -0.18288 | -0.18288 | -0.18288 | -0.18288 | -0.18288 | -0.18288 | -0.18288 | -0.18288 | -0.18288 | -0.18288 | -0.18288 | -0.18288 | -0.18288 | -0.57321 | -0.57321 | -0.57321 | -0.57321 | -0.57321 | -0.57321 | -0.57321 | -0.57321 | -0.57321 | -0.57321 | -0.57321 | -0.57321 | -0.57321 |  |  | 1.5252 |  | 1.5252 | 101677.4314 | 78240.7834
Buell Conversion 33 kV | 2030 |  |  | 0 | 0.45131 | 0.45131 | 0.45131 | 0.45131 | 0.45131 | 0.45131 | 0.45131 | 0.45131 | 0.45131 | 0.45131 | 0.45131 | 0.45131 | 0.45131 | -0.21146 | -0.21146 | -0.21146 | -0.21146 | -0.21146 | -0.21146 | -0.21146 | -0.21146 | -0.21146 | -0.21146 | -0.21146 | -0.21146 | -0.21146 | -0.21146 | -0.21146 | -0.21146 | -0.21146 | -0.21146 | -0.21146 | -0.21146 | -0.21146 | -0.21146 | -0.66277 | -0.66277 | -0.66277 | -0.66277 | -0.66277 | -0.66277 | -0.66277 | -0.66277 | -0.66277 | -0.66277 | -0.66277 | -0.66277 | -0.66277 |  |  | 1.7635 |  | 1.7635 | 117564.53 | 90465.9058
Hither Hills Conversion to 33 kV | 2030 |  |  | 0 | 0 | 0.60305 | 0.60305 | 0.60305 | 0.60305 | 0.60305 | 0.60305 | 0.60305 | 0.60305 | 0.60305 | 0.60305 | 0.60305 | 0.60305 | -0.25676 | -0.25676 | -0.25676 | -0.25676 | -0.25676 | -0.25676 | -0.25676 | -0.25676 | -0.25676 | -0.25676 | -0.25676 | -0.25676 | -0.25676 | -0.25676 | -0.25676 | -0.25676 | -0.25676 | -0.25676 | -0.25676 | -0.25676 | -0.25676 | -0.25676 | -0.25676 | -0.85981 | -0.85981 | -0.85981 | -0.85981 | -0.85981 | -0.85981 | -0.85981 | -0.85981 | -0.85981 | -0.85981 | -0.85981 | -0.85981 |  |  | 2.0853 |  | 2.0853 | 139022.8879 | 106978.1123
Culloden Pt Conversion to 33 kV | 2030 |  |  | 0 | 0 | 0 | 0.36233 | 0.36233 | 0.36233 | 0.36233 | 0.36233 | 0.36233 | 0.36233 | 0.36233 | 0.36233 | 0.36233 | 0.36233 | -0.13922 | -0.13922 | -0.13922 | -0.13922 | -0.13922 | -0.13922 | -0.13922 | -0.13922 | -0.13922 | -0.13922 | -0.13922 | -0.13922 | -0.13922 | -0.13922 | -0.13922 | -0.13922 | -0.13922 | -0.13922 | -0.13922 | -0.13922 | -0.13922 | -0.13922 | -0.13922 | -0.13922 | -0.50156 | -0.50156 | -0.50156 | -0.50156 | -0.50156 | -0.50156 | -0.50156 | -0.50156 | -0.50156 | -0.50156 | -0.50156 |  |  | 1.1012 |  | 1.1012 | 73412.135 | 56490.6379
[59 empty] | 527777.398 | =Area I Portion
Area II Projects: | [58 empty] | 1951404.5947 | =Area I+II+III Portions
Riverhead Canal 2nd Line and Bank | 2026 |  |  | 0 | 0 | 0 | 0 | 18.2337 | 18.2337 | 18.2337 | 18.2337 | 18.2337 | 18.2337 | -3.5383 | -3.5383 | -3.5383 | -3.5383 | -3.5383 | -3.5383 | -3.5383 | -3.5383 | -3.5383 | -3.5383 | -3.5383 | -3.5383 | -3.5383 | -3.5383 | -3.5383 | -3.5383 | -3.5383 | -3.5383 | -3.5383 | -3.5383 | -3.5383 | -3.5383 | -3.5383 | -3.5383 | -3.5383 | -3.5383 | -3.5383 | -3.5383 | -3.5383 | -21.772 | -21.772 | -21.772 | -21.772 | -21.772 | -21.772 | 0 | 0 | 0 | 0 |  |  | 30.3588 |  | 30.3588 | 632475.0457 | 486689.5477
[59 empty] | 486689.5477 | =Area II Portion
Area III Projects: | [58 empty] | 1423627.1967 | =Area II+III Portions
New Canal - Southampton Cable | 2023 |  |  | 0 | 4.5863 | 4.5863 | 4.5863 | 4.5863 | 4.5863 | 4.5863 | -0.88999 | -0.88999 | -0.88999 | -0.88999 | -0.88999 | -0.88999 | -0.88999 | -0.88999 | -0.88999 | -0.88999 | -0.88999 | -0.88999 | -0.88999 | -0.88999 | -0.88999 | -0.88999 | -0.88999 | -0.88999 | -0.88999 | -0.88999 | -0.88999 | -0.88999 | -0.88999 | -0.88999 | -0.88999 | -0.88999 | -0.88999 | -0.88999 | -0.88999 | -5.4763 | -5.4763 | -5.4763 | -5.4763 | -5.4763 | -5.4763 | 0 | 0 | 0 | 0 | 0 | 0 | 0 |  |  | 8.9667 |  | 8.9667 | 142328.3896 | 109521.6958
Upgrade Wildwood - Riverhead to 138 kV | 2022 |  |  | 0 | 0.93922 | 0.93922 | 0.93922 | 0.93922 | 0.93922 | -0.14959 | -0.14959 | -0.14959 | -0.14959 | -0.14959 | -0.14959 | -0.14959 | -0.14959 | -0.14959 | -0.14959 | -0.14959 | -0.14959 | -0.14959 | -0.14959 | -0.14959 | -0.14959 | -0.14959 | -0.14959 | -0.14959 | -0.14959 | -0.14959 | -0.14959 | -0.14959 | -0.14959 | -0.14959 | -0.14959 | -0.14959 | -0.14959 | -0.14959 | -0.14959 | -1.0888 | -1.0888 | -1.0888 | -1.0888 | -1.0888 | 0 | 0 | 0 | 0 | 0 | 0 | 0 | 0 |  |  | 1.5483 |  | 1.5483 | 24575.725 | 18911.0204
Bridgehampton - Buell New 69 kV UG Cable | 2023 |  |  | 0 | 4.0496 | 4.0496 | 4.0496 | 4.0496 | 4.0496 | 4.0496 | -0.78584 | -0.78584 | -0.78584 | -0.78584 | -0.78584 | -0.78584 | -0.78584 | -0.78584 | -0.78584 | -0.78584 | -0.78584 | -0.78584 | -0.78584 | -0.78584 | -0.78584 | -0.78584 | -0.78584 | -0.78584 | -0.78584 | -0.78584 | -0.78584 | -0.78584 | -0.78584 | -0.78584 | -0.78584 | -0.78584 | -0.78584 | -0.78584 | -0.78584 | -4.8355 | -4.8355 | -4.8355 | -4.8355 | -4.8355 | -4.8355 | 0 | 0 | 0 | 0 | 0 | 0 | 0 |  |  | 7.9174 |  | 7.9174 | 125672.9397 | 96705.3271
Canal - Wainscott New 138 kV UG Cable | 2028 |  |  | 0 | 0 | 0 | 0 | 0 | 0 | 38.957 | 38.957 | 38.957 | 38.957 | 38.957 | 38.957 | -7.5597 | -7.5597 | -7.5597 | -7.5597 | -7.5597 | -7.5597 | -7.5597 | -7.5597 | -7.5597 | -7.5597 | -7.5597 | -7.5597 | -7.5597 | -7.5597 | -7.5597 | -7.5597 | -7.5597 | -7.5597 | -7.5597 | -7.5597 | -7.5597 | -7.5597 | -7.5597 | -7.5597 | -7.5597 | -7.5597 | -7.5597 | -7.5597 | -7.5597 | -46.5167 | -46.5167 | -46.5167 | -46.5167 | -46.5167 | -46.5167 | 0 | 0 |  |  | 58.276 |  | 58.276 | 925015.732 | 711799.6058
[59 empty] | 936937.6491 | =Area III Portion
Total - Area 1 Proposal, $Millions (unadjusted) |  |  |  | 0 | 11.3926 | 11.9957 | 12.358 | 30.5918 | 30.5918 | 68.4599 | 58.1481 | 58.1481 | 58.1481 | 36.3761 | 36.3761 | -10.1406 | -10.1406 | -14.1709 | -14.1709 | -14.1709 | -14.1709 | -14.1709 | -14.1709 | -14.1709 | -14.1709 | -14.1709 | -14.1709 | -14.1709 | -14.1709 | -14.1709 | -14.1709 | -14.1709 | -14.1709 | -14.1709 | -14.1709 | -14.1709 | -14.1709 | -14.1709 | -14.1709 | -25.5636 | -26.1666 | -26.529 | -44.7627 | -44.7627 | -82.6308 | -72.3191 | -72.3191 | -72.3191 | -50.547 | -50.547 | -4.0304 | -4.0304 |  |  | 117.3552 |  |  | 2535938.3947 | 1951404.5947
$/MW-yr |  |  |  | 0 | 273150.8096 | 313354.3958 | 337510.0504 | 717379.2877 | 717379.2877 | 1318461.3078 | 1154782.05 | 1154782.05 | 1154782.05 | 701198.3149 | 701198.3149 | -37161.6085 | -37161.6085 | -305852.3926 | -305852.3926 | -305852.3926 | -305852.3926 | -305852.3926 | -305852.3926 | -305852.3926 | -305852.3926 | -305852.3926 | -305852.3926 | -305852.3926 | -305852.3926 | -305852.3926 | -305852.3926 | -305852.3926 | -305852.3926 | -305852.3926 | -305852.3926 | -305852.3926 | -305852.3926 | -305852.3926 | -305852.3926 | -579003.2023 | -619206.7884 | -643362.4431 | -1023231.6803 | -1023231.6803 | -1624313.7004 | -1460634.4426 | -1460634.4426 | -1460634.4426 | -1007050.7076 | -1007050.7076 | -268690.7842 | -268690.7842
$Millions (adjusted) |  |  |  | 0 | 0.21019 | 0.24113 | 0.25971 | 0.55202 | 0.55202 | 1.0146 | 0.8886 | 0.8886 | 0.8886 | 0.53957 | 0.53957 | -0.028596 | -0.028596 | -0.23535 | -0.23535 | -0.23535 | -0.23535 | -0.23535 | -0.23535 | -0.23535 | -0.23535 | -0.23535 | -0.23535 | -0.23535 | -0.23535 | -0.23535 | -0.23535 | -0.23535 | -0.23535 | -0.23535 | -0.23535 | -0.23535 | -0.23535 | -0.23535 | -0.23535 | -0.44554 | -0.47648 | -0.49507 | -0.78738 | -0.78738 | -1.2499 | -1.124 | -1.124 | -1.124 | -0.77493 | -0.77493 | -0.20676 | -0.20676 |  |  | 1951.4046
Annual Avoided Costs for Deferrals - Area 2 Proposal: (see note*) | Deferral Year |  |  | 2016 | 2017 | 2018 | 2019 | 2020 | 2021 | 2022 | 2023 | 2024 | 2025 | 2026 | 2027 | 2028 | 2029 | 2030 | 2031 | 2032 | 2033 | 2034 | 2035 | 2036 | 2037 | 2038 | 2039 | 2040 | 2041 | 2042 | 2043 | 2044 | 2045 | 2046 | 2047 | 2048 | 2049 | 2050 | 2051 | 2052 | 2053 | 2054 | 2055 | 2056 | 2057 | 2058 | 2059 | 2060 | 2061 | 2062 | 2063 | 2064 |  |  | Differential NPV $M |  | Differential NPV $M (adjusted for COD of Selected Project) | Differntial NPV $/MW | NPV of Transmission Avoided Costs for Selected Project
Area I Projects:
Amagansett Conversion 33 kV | 2030 |  |  | 0 | 0 | 0 | 0 | 0 | 0 | 0 | 0 | 0 | 0 | 0 | 0 | 0 | 0 | 0 | 0 | 0 | 0 | 0 | 0 | 0 | 0 | 0 | 0 | 0 | 0 | 0 | 0 | 0 | 0 | 0 | 0 | 0 | 0 | 0 | 0 | 0 | 0 | 0 | 0 | 0 | 0 | 0 | 0 | 0 | 0 | 0 | 0 | 0 |  |  | 0 |  | 0 | 0 | 0
East Hampton Conversion 33 kV | 2030 |  |  | 0 | 0 | 0 | 0 | 0 | 0 | 0 | 0 | 0 | 0 | 0 | 0 | 0 | 0 | 0 | 0 | 0 | 0 | 0 | 0 | 0 | 0 | 0 | 0 | 0 | 0 | 0 | 0 | 0 | 0 | 0 | 0 | 0 | 0 | 0 | 0 | 0 | 0 | 0 | 0 | 0 | 0 | 0 | 0 | 0 | 0 | 0 | 0 | 0 |  |  | 0 |  | 0 | 0 | 0
Buell Conversion 33 kV | 2030 |  |  | 0 | 0 | 0 | 0 | 0 | 0 | 0 | 0 | 0 | 0 | 0 | 0 | 0 | 0 | 0 | 0 | 0 | 0 | 0 | 0 | 0 | 0 | 0 | 0 | 0 | 0 | 0 | 0 | 0 | 0 | 0 | 0 | 0 | 0 | 0 | 0 | 0 | 0 | 0 | 0 | 0 | 0 | 0 | 0 | 0 | 0 | 0 | 0 | 0 |  |  | 0 |  | 0 | 0 | 0
Hither Hills Conversion to 33 kV | 2030 |  |  | 0 | 0 | 0 | 0 | 0 | 0 | 0 | 0 | 0 | 0 | 0 | 0 | 0 | 0 | 0 | 0 | 0 | 0 | 0 | 0 | 0 | 0 | 0 | 0 | 0 | 0 | 0 | 0 | 0 | 0 | 0 | 0 | 0 | 0 | 0 | 0 | 0 | 0 | 0 | 0 | 0 | 0 | 0 | 0 | 0 | 0 | 0 | 0 | 0 |  |  | 0 |  | 0 | 0 | 0
Culloden Pt Conversion to 33 kV | 2030 |  |  | 0 | 0 | 0 | 0 | 0 | 0 | 0 | 0 | 0 | 0 | 0 | 0 | 0 | 0 | 0 | 0 | 0 | 0 | 0 | 0 | 0 | 0 | 0 | 0 | 0 | 0 | 0 | 0 | 0 | 0 | 0 | 0 | 0 | 0 | 0 | 0 | 0 | 0 | 0 | 0 | 0 | 0 | 0 | 0 | 0 | 0 | 0 | 0 | 0 |  |  | 0 |  | 0 | 0 | 0
[59 empty] | 0 | =Area I Portion
Area II Projects: | [58 empty] | 0 | =Area I+II+III Portions
Riverhead Canal 2nd Line and Bank | 2026 |  |  | 0 | 0 | 0 | 0 | 18.2337 | 18.2337 | 18.2337 | 18.2337 | 18.2337 | 18.2337 | -3.5383 | -3.5383 | -3.5383 | -3.5383 | -3.5383 | -3.5383 | -3.5383 | -3.5383 | -3.5383 | -3.5383 | -3.5383 | -3.5383 | -3.5383 | -3.5383 | -3.5383 | -3.5383 | -3.5383 | -3.5383 | -3.5383 | -3.5383 | -3.5383 | -3.5383 | -3.5383 | -3.5383 | -3.5383 | -3.5383 | -3.5383 | -3.5383 | -3.5383 | -21.772 | -21.772 | -21.772 | -21.772 | -21.772 | -21.772 | 0 | 0 | 0 | 0 |  |  | 30.3588 |  | 30.3588 | 632475.0457 | 0
[59 empty] | 0 | =Area II Portion
Area III Projects: | [58 empty] | 0 | =Area II+III Portions
New Canal - Southampton Cable | 2023 |  |  | 0 | 4.5863 | 4.5863 | 4.5863 | 4.5863 | 4.5863 | 4.5863 | -0.88999 | -0.88999 | -0.88999 | -0.88999 | -0.88999 | -0.88999 | -0.88999 | -0.88999 | -0.88999 | -0.88999 | -0.88999 | -0.88999 | -0.88999 | -0.88999 | -0.88999 | -0.88999 | -0.88999 | -0.88999 | -0.88999 | -0.88999 | -0.88999 | -0.88999 | -0.88999 | -0.88999 | -0.88999 | -0.88999 | -0.88999 | -0.88999 | -0.88999 | -5.4763 | -5.4763 | -5.4763 | -5.4763 | -5.4763 | -5.4763 | 0 | 0 | 0 | 0 | 0 | 0 | 0 |  |  | 8.9667 |  | 8.9667 | 142328.3896 | 0
Upgrade Wildwood - Riverhead to 138 kV | 2022 |  |  | 0 | 0.93922 | 0.93922 | 0.93922 | 0.93922 | 0.93922 | -0.14959 | -0.14959 | -0.14959 | -0.14959 | -0.14959 | -0.14959 | -0.14959 | -0.14959 | -0.14959 | -0.14959 | -0.14959 | -0.14959 | -0.14959 | -0.14959 | -0.14959 | -0.14959 | -0.14959 | -0.14959 | -0.14959 | -0.14959 | -0.14959 | -0.14959 | -0.14959 | -0.14959 | -0.14959 | -0.14959 | -0.14959 | -0.14959 | -0.14959 | -0.14959 | -1.0888 | -1.0888 | -1.0888 | -1.0888 | -1.0888 | 0 | 0 | 0 | 0 | 0 | 0 | 0 | 0 |  |  | 1.5483 |  | 1.5483 | 24575.725 | 0
Bridgehampton - Buell New 69 kV UG Cable | 2023 |  |  | 0 | 4.0496 | 4.0496 | 4.0496 | 4.0496 | 4.0496 | 4.0496 | -0.78584 | -0.78584 | -0.78584 | -0.78584 | -0.78584 | -0.78584 | -0.78584 | -0.78584 | -0.78584 | -0.78584 | -0.78584 | -0.78584 | -0.78584 | -0.78584 | -0.78584 | -0.78584 | -0.78584 | -0.78584 | -0.78584 | -0.78584 | -0.78584 | -0.78584 | -0.78584 | -0.78584 | -0.78584 | -0.78584 | -0.78584 | -0.78584 | -0.78584 | -4.8355 | -4.8355 | -4.8355 | -4.8355 | -4.8355 | -4.8355 | 0 | 0 | 0 | 0 | 0 | 0 | 0 |  |  | 7.9174 |  | 7.9174 | 125672.9397 | 0
Canal - Wainscott New 138 kV UG Cable | 2028 |  |  | 0 | 0 | 0 | 0 | 0 | 0 | 38.957 | 38.957 | 38.957 | 38.957 | 38.957 | 38.957 | -7.5597 | -7.5597 | -7.5597 | -7.5597 | -7.5597 | -7.5597 | -7.5597 | -7.5597 | -7.5597 | -7.5597 | -7.5597 | -7.5597 | -7.5597 | -7.5597 | -7.5597 | -7.5597 | -7.5597 | -7.5597 | -7.5597 | -7.5597 | -7.5597 | -7.5597 | -7.5597 | -7.5597 | -7.5597 | -7.5597 | -7.5597 | -7.5597 | -7.5597 | -46.5167 | -46.5167 | -46.5167 | -46.5167 | -46.5167 | -46.5167 | 0 | 0 |  |  | 58.276 |  | 58.276 | 925015.732 | 0
[59 empty] | 0 | =Area III Portion
Total - Area 2 Proposal, $Millions (unadjusted) |  |  |  | 0 | 9.5752 | 9.5752 | 9.5752 | 27.8089 | 27.8089 | 65.6771 | 55.3653 | 55.3653 | 55.3653 | 33.5933 | 33.5933 | -12.9234 | -12.9234 | -12.9234 | -12.9234 | -12.9234 | -12.9234 | -12.9234 | -12.9234 | -12.9234 | -12.9234 | -12.9234 | -12.9234 | -12.9234 | -12.9234 | -12.9234 | -12.9234 | -12.9234 | -12.9234 | -12.9234 | -12.9234 | -12.9234 | -12.9234 | -12.9234 | -12.9234 | -22.4986 | -22.4986 | -22.4986 | -40.7323 | -40.7323 | -78.6005 | -68.2887 | -68.2887 | -68.2887 | -46.5167 | -46.5167 | 0 | 0 |  |  | 107.0671 |  |  | 1850067.832 | 0
$/MW-yr |  |  |  | 0 | 151987.0893 | 151987.0893 | 151987.0893 | 531856.3265 | 531856.3265 | 1132938.3466 | 969259.0889 | 969259.0889 | 969259.0889 | 515675.3538 | 515675.3538 | -222684.5696 | -222684.5696 | -222684.5696 | -222684.5696 | -222684.5696 | -222684.5696 | -222684.5696 | -222684.5696 | -222684.5696 | -222684.5696 | -222684.5696 | -222684.5696 | -222684.5696 | -222684.5696 | -222684.5696 | -222684.5696 | -222684.5696 | -222684.5696 | -222684.5696 | -222684.5696 | -222684.5696 | -222684.5696 | -222684.5696 | -222684.5696 | -374671.6589 | -374671.6589 | -374671.6589 | -754540.8961 | -754540.8961 | -1355622.9163 | -1191943.6585 | -1191943.6585 | -1191943.6585 | -738359.9234 | -738359.9234 | 0 | 0
$Millions (adjusted) |  |  |  | 0 | 0 | 0 | 0 | 0 | 0 | 0 | 0 | 0 | 0 | 0 | 0 | 0 | 0 | 0 | 0 | 0 | 0 | 0 | 0 | 0 | 0 | 0 | 0 | 0 | 0 | 0 | 0 | 0 | 0 | 0 | 0 | 0 | 0 | 0 | 0 | 0 | 0 | 0 | 0 | 0 | 0 | 0 | 0 | 0 | 0 | 0 | 0 | 0 |  |  | 0
Annual Avoided Costs for Deferrals - Area 3 Proposal: (see note*) | Deferral Year |  |  | 2016 | 2017 | 2018 | 2019 | 2020 | 2021 | 2022 | 2023 | 2024 | 2025 | 2026 | 2027 | 2028 | 2029 | 2030 | 2031 | 2032 | 2033 | 2034 | 2035 | 2036 | 2037 | 2038 | 2039 | 2040 | 2041 | 2042 | 2043 | 2044 | 2045 | 2046 | 2047 | 2048 | 2049 | 2050 | 2051 | 2052 | 2053 | 2054 | 2055 | 2056 | 2057 | 2058 | 2059 | 2060 | 2061 | 2062 | 2063 | 2064 |  |  | Differential NPV $M |  | Differential NPV $M (adjusted for COD of Selected Project) | Differntial NPV $/MW | NPV of Transmission Avoided Costs for Selected Project
Area I Projects:
Amagansett Conversion 33 kV | 2030 |  |  | 0 | 0 | 0 | 0 | 0 | 0 | 0 | 0 | 0 | 0 | 0 | 0 | 0 | 0 | 0 | 0 | 0 | 0 | 0 | 0 | 0 | 0 | 0 | 0 | 0 | 0 | 0 | 0 | 0 | 0 | 0 | 0 | 0 | 0 | 0 | 0 | 0 | 0 | 0 | 0 | 0 | 0 | 0 | 0 | 0 | 0 | 0 | 0 | 0 |  |  | 0 |  | 0 | 0 | 0
East Hampton Conversion 33 kV | 2030 |  |  | 0 | 0 | 0 | 0 | 0 | 0 | 0 | 0 | 0 | 0 | 0 | 0 | 0 | 0 | 0 | 0 | 0 | 0 | 0 | 0 | 0 | 0 | 0 | 0 | 0 | 0 | 0 | 0 | 0 | 0 | 0 | 0 | 0 | 0 | 0 | 0 | 0 | 0 | 0 | 0 | 0 | 0 | 0 | 0 | 0 | 0 | 0 | 0 | 0 |  |  | 0 |  | 0 | 0 | 0
Buell Conversion 33 kV | 2030 |  |  | 0 | 0 | 0 | 0 | 0 | 0 | 0 | 0 | 0 | 0 | 0 | 0 | 0 | 0 | 0 | 0 | 0 | 0 | 0 | 0 | 0 | 0 | 0 | 0 | 0 | 0 | 0 | 0 | 0 | 0 | 0 | 0 | 0 | 0 | 0 | 0 | 0 | 0 | 0 | 0 | 0 | 0 | 0 | 0 | 0 | 0 | 0 | 0 | 0 |  |  | 0 |  | 0 | 0 | 0
Hither Hills Conversion to 33 kV | 2030 |  |  | 0 | 0 | 0 | 0 | 0 | 0 | 0 | 0 | 0 | 0 | 0 | 0 | 0 | 0 | 0 | 0 | 0 | 0 | 0 | 0 | 0 | 0 | 0 | 0 | 0 | 0 | 0 | 0 | 0 | 0 | 0 | 0 | 0 | 0 | 0 | 0 | 0 | 0 | 0 | 0 | 0 | 0 | 0 | 0 | 0 | 0 | 0 | 0 | 0 |  |  | 0 |  | 0 | 0 | 0
Culloden Pt Conversion to 33 kV | 2030 |  |  | 0 | 0 | 0 | 0 | 0 | 0 | 0 | 0 | 0 | 0 | 0 | 0 | 0 | 0 | 0 | 0 | 0 | 0 | 0 | 0 | 0 | 0 | 0 | 0 | 0 | 0 | 0 | 0 | 0 | 0 | 0 | 0 | 0 | 0 | 0 | 0 | 0 | 0 | 0 | 0 | 0 | 0 | 0 | 0 | 0 | 0 | 0 | 0 | 0 |  |  | 0 |  | 0 | 0 | 0
[59 empty] | 0 | =Area I Portion
Area II Projects: | [58 empty] | 0 | =Area I+II+III Portions
Riverhead Canal 2nd Line and Bank | 2026 |  |  | 0 | 0 | 0 | 0 | 0 | 0 | 0 | 0 | 0 | 0 | 0 | 0 | 0 | 0 | 0 | 0 | 0 | 0 | 0 | 0 | 0 | 0 | 0 | 0 | 0 | 0 | 0 | 0 | 0 | 0 | 0 | 0 | 0 | 0 | 0 | 0 | 0 | 0 | 0 | 0 | 0 | 0 | 0 | 0 | 0 | 0 | 0 | 0 | 0 |  |  | 0 |  | 0 | 0 | 0
[59 empty] | 0 | =Area II Portion
Area III Projects: | [58 empty] | 0 | =Area II+III Portions
New Canal - Southampton Cable | 2023 |  |  | 0 | 4.5863 | 4.5863 | 4.5863 | 4.5863 | 4.5863 | 4.5863 | -0.88999 | -0.88999 | -0.88999 | -0.88999 | -0.88999 | -0.88999 | -0.88999 | -0.88999 | -0.88999 | -0.88999 | -0.88999 | -0.88999 | -0.88999 | -0.88999 | -0.88999 | -0.88999 | -0.88999 | -0.88999 | -0.88999 | -0.88999 | -0.88999 | -0.88999 | -0.88999 | -0.88999 | -0.88999 | -0.88999 | -0.88999 | -0.88999 | -0.88999 | -5.4763 | -5.4763 | -5.4763 | -5.4763 | -5.4763 | -5.4763 | 0 | 0 | 0 | 0 | 0 | 0 | 0 |  |  | 8.9667 |  | 8.9667 | 142328.3896 | 0
Upgrade Wildwood - Riverhead to 138 kV | 2022 |  |  | 0 | 0.93922 | 0.93922 | 0.93922 | 0.93922 | 0.93922 | -0.14959 | -0.14959 | -0.14959 | -0.14959 | -0.14959 | -0.14959 | -0.14959 | -0.14959 | -0.14959 | -0.14959 | -0.14959 | -0.14959 | -0.14959 | -0.14959 | -0.14959 | -0.14959 | -0.14959 | -0.14959 | -0.14959 | -0.14959 | -0.14959 | -0.14959 | -0.14959 | -0.14959 | -0.14959 | -0.14959 | -0.14959 | -0.14959 | -0.14959 | -0.14959 | -1.0888 | -1.0888 | -1.0888 | -1.0888 | -1.0888 | 0 | 0 | 0 | 0 | 0 | 0 | 0 | 0 |  |  | 1.5483 |  | 1.5483 | 24575.725 | 0
Bridgehampton - Buell New 69 kV UG Cable | 2023 |  |  | 0 | 4.0496 | 4.0496 | 4.0496 | 4.0496 | 4.0496 | 4.0496 | -0.78584 | -0.78584 | -0.78584 | -0.78584 | -0.78584 | -0.78584 | -0.78584 | -0.78584 | -0.78584 | -0.78584 | -0.78584 | -0.78584 | -0.78584 | -0.78584 | -0.78584 | -0.78584 | -0.78584 | -0.78584 | -0.78584 | -0.78584 | -0.78584 | -0.78584 | -0.78584 | -0.78584 | -0.78584 | -0.78584 | -0.78584 | -0.78584 | -0.78584 | -4.8355 | -4.8355 | -4.8355 | -4.8355 | -4.8355 | -4.8355 | 0 | 0 | 0 | 0 | 0 | 0 | 0 |  |  | 7.9174 |  | 7.9174 | 125672.9397 | 0
Canal - Wainscott New 138 kV UG Cable | 2028 |  |  | 0 | 0 | 0 | 0 | 0 | 0 | 38.957 | 38.957 | 38.957 | 38.957 | 38.957 | 38.957 | -7.5597 | -7.5597 | -7.5597 | -7.5597 | -7.5597 | -7.5597 | -7.5597 | -7.5597 | -7.5597 | -7.5597 | -7.5597 | -7.5597 | -7.5597 | -7.5597 | -7.5597 | -7.5597 | -7.5597 | -7.5597 | -7.5597 | -7.5597 | -7.5597 | -7.5597 | -7.5597 | -7.5597 | -7.5597 | -7.5597 | -7.5597 | -7.5597 | -7.5597 | -46.5167 | -46.5167 | -46.5167 | -46.5167 | -46.5167 | -46.5167 | 0 | 0 |  |  | 58.276 |  | 58.276 | 925015.732 | 0
[59 empty] | 0 | =Area III Portion
Total - Area 3 Proposal, $Millions (unadjusted) |  |  |  | 0 | 9.5752 | 9.5752 | 9.5752 | 9.5752 | 9.5752 | 47.4434 | 37.1316 | 37.1316 | 37.1316 | 37.1316 | 37.1316 | -9.3851 | -9.3851 | -9.3851 | -9.3851 | -9.3851 | -9.3851 | -9.3851 | -9.3851 | -9.3851 | -9.3851 | -9.3851 | -9.3851 | -9.3851 | -9.3851 | -9.3851 | -9.3851 | -9.3851 | -9.3851 | -9.3851 | -9.3851 | -9.3851 | -9.3851 | -9.3851 | -9.3851 | -18.9603 | -18.9603 | -18.9603 | -18.9603 | -18.9603 | -56.8285 | -46.5167 | -46.5167 | -46.5167 | -46.5167 | -46.5167 | 0 | 0 |  |  | 76.7083 |  |  | 1217592.7863 | 0
$/MW-yr |  |  |  | 0 | 151987.0893 | 151987.0893 | 151987.0893 | 151987.0893 | 151987.0893 | 753069.1094 | 589389.8516 | 589389.8516 | 589389.8516 | 589389.8516 | 589389.8516 | -148970.0718 | -148970.0718 | -148970.0718 | -148970.0718 | -148970.0718 | -148970.0718 | -148970.0718 | -148970.0718 | -148970.0718 | -148970.0718 | -148970.0718 | -148970.0718 | -148970.0718 | -148970.0718 | -148970.0718 | -148970.0718 | -148970.0718 | -148970.0718 | -148970.0718 | -148970.0718 | -148970.0718 | -148970.0718 | -148970.0718 | -148970.0718 | -300957.161 | -300957.161 | -300957.161 | -300957.161 | -300957.161 | -902039.1812 | -738359.9234 | -738359.9234 | -738359.9234 | -738359.9234 | -738359.9234 | 0 | 0
$Millions (adjusted) |  |  |  | 0 | 0 | 0 | 0 | 0 | 0 | 0 | 0 | 0 | 0 | 0 | 0 | 0 | 0 | 0 | 0 | 0 | 0 | 0 | 0 | 0 | 0 | 0 | 0 | 0 | 0 | 0 | 0 | 0 | 0 | 0 | 0 | 0 | 0 | 0 | 0 | 0 | 0 | 0 | 0 | 0 | 0 | 0 | 0 | 0 | 0 | 0 | 0 | 0 |  |  | 0
Discount Factor (Relative to 1/1/2016) = |  |  |  | 0.94787 | 0.89845 | 0.85161 | 0.80722 | 0.76513 | 0.72525 | 0.68744 | 0.6516 | 0.61763 | 0.58543 | 0.55491 | 0.52598 | 0.49856 | 0.47257 | 0.44793 | 0.42458 | 0.40245 | 0.38147 | 0.36158 | 0.34273 | 0.32486 | 0.30793 | 0.29187 | 0.27666 | 0.26223 | 0.24856 | 0.2356 | 0.22332 | 0.21168 | 0.20064 | 0.19018 | 0.18027 | 0.17087 | 0.16196 | 0.15352 | 0.14552 | 0.13793 | 0.13074 | 0.12392 | 0.11746 | 0.11134 | 0.10554 | 0.10003 | 0.094818 | 0.089875 | 0.08519 | 0.080748 | 0.076539 | 0.072549
* Note: A positive (+) avoided cost in a given year represents a cost savings relative to not having a transmission project deferral.
Note on BE21: Todd Kantarek: Dec 31, 2017
Note on BF17: Todd Kantarek: 4kV feeder-connected battery systems. Added 2.6% transmission loss factor.

## PhII (CON100-Mont and BH)
Version |  | Based on PSEGLI file: "East End Utility 2_0_Economics_2014_10_13_r28_Sargent_Lundy.xlsx"
Annual Revenue Requirements (Millions of $s)
1) Reference (Transmission only) Case
Project | I/S Year | Investor | Capital (2015$s) | 2016 | 2017 | 2018 | 2019 | 2020 | 2021 | 2022 | 2023 | 2024 | 2025 | 2026 | 2027 | 2028 | 2029 | 2030 | 2031 | 2032 | 2033 | 2034 | 2035 | 2036 | 2037 | 2038 | 2039 | 2040 | 2041 | 2042 | 2043 | 2044 | 2045 | 2046 | 2047 | 2048 | 2049 | 2050 | 2051 | 2052 | 2053 | 2054 | 2055 | 2056 | 2057 | 2058 | 2059 | 2060 | 2061 | 2062 | 2063 | 2064 |  | NPV |  | Proposal Number = | CON100
Transmission Reinforcement I | 2017 | PSEGLI | 93.4 | 0 | 11.3926 | 11.3926 | 11.3926 | 11.3926 | 11.3926 | 11.3926 | 11.3926 | 11.3926 | 11.3926 | 11.3926 | 11.3926 | 11.3926 | 11.3926 | 11.3926 | 11.3926 | 11.3926 | 11.3926 | 11.3926 | 11.3926 | 11.3926 | 11.3926 | 11.3926 | 11.3926 | 11.3926 | 11.3926 | 11.3926 | 11.3926 | 11.3926 | 11.3926 | 11.3926 | 11.3926 | 11.3926 | 11.3926 | 11.3926 | 11.3926 | [13 empty] | 35 | 166.1982 |  | Proposer Name = | Convergent Energy + Power
Transmission Reinforcement II | 2018 | PSEGLI | 4.8 | 0 | 0 | 0.60305 | 0.60305 | 0.60305 | 0.60305 | 0.60305 | 0.60305 | 0.60305 | 0.60305 | 0.60305 | 0.60305 | 0.60305 | 0.60305 | 0.60305 | 0.60305 | 0.60305 | 0.60305 | 0.60305 | 0.60305 | 0.60305 | 0.60305 | 0.60305 | 0.60305 | 0.60305 | 0.60305 | 0.60305 | 0.60305 | 0.60305 | 0.60305 | 0.60305 | 0.60305 | 0.60305 | 0.60305 | 0.60305 | 0.60305 | 0.60305 | [12 empty] | 35 | 8.3388 |  | Proposal/Project = | Bridgehampton and Montauk Project
Transmission Reinforcement III | 2019 | PSEGLI | 2.8 | 0 | 0 | 0 | 0.36233 | 0.36233 | 0.36233 | 0.36233 | 0.36233 | 0.36233 | 0.36233 | 0.36233 | 0.36233 | 0.36233 | 0.36233 | 0.36233 | 0.36233 | 0.36233 | 0.36233 | 0.36233 | 0.36233 | 0.36233 | 0.36233 | 0.36233 | 0.36233 | 0.36233 | 0.36233 | 0.36233 | 0.36233 | 0.36233 | 0.36233 | 0.36233 | 0.36233 | 0.36233 | 0.36233 | 0.36233 | 0.36233 | 0.36233 | 0.36233 | [11 empty] | 35 | 4.7491 |  | Option Number = | 1
Transmission Reinforcement IV | 2020 | PSEGLI | 136.8 | 0 | 0 | 0 | 0 | 18.2337 | 18.2337 | 18.2337 | 18.2337 | 18.2337 | 18.2337 | 18.2337 | 18.2337 | 18.2337 | 18.2337 | 18.2337 | 18.2337 | 18.2337 | 18.2337 | 18.2337 | 18.2337 | 18.2337 | 18.2337 | 18.2337 | 18.2337 | 18.2337 | 18.2337 | 18.2337 | 18.2337 | 18.2337 | 18.2337 | 18.2337 | 18.2337 | 18.2337 | 18.2337 | 18.2337 | 18.2337 | 18.2337 | 18.2337 | 18.2337 | [10 empty] | 35 | 226.5269 |  | Location = | 1 and 3
Transmission Reinforcement V | 2022 | PSEGLI | 275.5 | 0 | 0 | 0 | 0 | 0 | 0 | 38.957 | 38.957 | 38.957 | 38.957 | 38.957 | 38.957 | 38.957 | 38.957 | 38.957 | 38.957 | 38.957 | 38.957 | 38.957 | 38.957 | 38.957 | 38.957 | 38.957 | 38.957 | 38.957 | 38.957 | 38.957 | 38.957 | 38.957 | 38.957 | 38.957 | 38.957 | 38.957 | 38.957 | 38.957 | 38.957 | 38.957 | 38.957 | 38.957 | 38.957 | 38.957 | [8 empty] | 35 | 434.8353 |  | Technology = | Battery Storage
[56 empty] | Interconnection Points = | Bridgehampton and Montauk Substations - Dist'n Side
Total |  |  | 513.3 | 0 | 11.3926 | 11.9957 | 12.358 | 30.5918 | 30.5918 | 69.5487 | 69.5487 | 69.5487 | 69.5487 | 69.5487 | 69.5487 | 69.5487 | 69.5487 | 69.5487 | 69.5487 | 69.5487 | 69.5487 | 69.5487 | 69.5487 | 69.5487 | 69.5487 | 69.5487 | 69.5487 | 69.5487 | 69.5487 | 69.5487 | 69.5487 | 69.5487 | 69.5487 | 69.5487 | 69.5487 | 69.5487 | 69.5487 | 69.5487 | 69.5487 | 58.1561 | 57.553 | 57.1907 | 38.957 | 38.957 | 0 | 0 | 0 | 0 | 0 | 0 | 0 | 0 |  | 840.6482 |  | Loss Factor = | 1.026
2016 NPV @ 5.5%, thru 2035 |  |  |  | 2016: 559.7216
2016 NPV @ 5.5%, thru 2056 |  |  |  | 2016: 840.6482 |  |  |  | MW Required by 2022 (cap) = | 15 | 33 | 15 | Output: NPV of Transmission Avoided Costs for Selected Project (see note*)
[57 empty] | Selected Project Inputs - Area 1 Portion | Selected Project Inputs - Area 2 Portion | Selected Project Inputs - Area 3 Portion | Area 1 | Area 2 | Area 3 | Total | check
[56 empty] | Project kW = | 10260 | 0 | 10260
[55 empty] | Capped kW = | 20520 | 10260 | 0 | 10260
[56 empty] | Project Area (1, 2, or 3) = | 1 | 2 | 3
[56 empty] | Proportion of Peak Hours Covered = | 100% | 100% | 100%
[55 empty] | Project COD = | 2018
[55 empty] | Effective kW = | 20520 |  |  |  | 18159438.7145 | 0 | 9490661.4103 | 27650100.1249
[60 empty] | check | check | check
| I/S Year |  | Capital (2015$s) | 2016 | 2017 | 2018 | 2019 | 2020 | 2021 | 2022 | 2023 | 2024 | 2025 | 2026 | 2027 | 2028 | 2029 | 2030 | 2031 | 2032 | 2033 | 2034 | 2035 | 2036 | 2037 | 2038 | 2039 | 2040 | 2041 | 2042 | 2043 | 2044 | 2045 | 2046 | 2047 | 2048 | 2049 | 2050 | 2051 | 2052 | 2053 | 2054 | 2055 | 2056 | 2057 | 2058 | 2059 | 2060 | 2061 | 2062 | 2063 | 2064 |  | MW Required by 2022 | NPV Base $M | Differential NPV $M | Differential NPV $M (adjusted for COD of Selected Project) | Differntial NPV $/MW | NPV of Transmission Avoided Costs for Selected Project
Area I Projects: | [53 empty] | 15
Amagansett Conversion 33 kV | 2017 |  | 8 | 0 | 0.97582 | 0.97582 | 0.97582 | 0.97582 | 0.97582 | 0.97582 | 0.97582 | 0.97582 | 0.97582 | 0.97582 | 0.97582 | 0.97582 | 0.97582 | 0.97582 | 0.97582 | 0.97582 | 0.97582 | 0.97582 | 0.97582 | 0.97582 | 0.97582 | 0.97582 | 0.97582 | 0.97582 | 0.97582 | 0.97582 | 0.97582 | 0.97582 | 0.97582 | 0.97582 | 0.97582 | 0.97582 | 0.97582 | 0.97582 | 0.97582 | [13 empty] | 35 |  | 14.2354
East Hampton Conversion 33 kV | 2017 |  | 3.2 | 0 | 0.39033 | 0.39033 | 0.39033 | 0.39033 | 0.39033 | 0.39033 | 0.39033 | 0.39033 | 0.39033 | 0.39033 | 0.39033 | 0.39033 | 0.39033 | 0.39033 | 0.39033 | 0.39033 | 0.39033 | 0.39033 | 0.39033 | 0.39033 | 0.39033 | 0.39033 | 0.39033 | 0.39033 | 0.39033 | 0.39033 | 0.39033 | 0.39033 | 0.39033 | 0.39033 | 0.39033 | 0.39033 | 0.39033 | 0.39033 | 0.39033 | [13 empty] | 35 |  | 5.6942
Buell Conversion 33 kV | 2017 |  | 3.7 | 0 | 0.45131 | 0.45131 | 0.45131 | 0.45131 | 0.45131 | 0.45131 | 0.45131 | 0.45131 | 0.45131 | 0.45131 | 0.45131 | 0.45131 | 0.45131 | 0.45131 | 0.45131 | 0.45131 | 0.45131 | 0.45131 | 0.45131 | 0.45131 | 0.45131 | 0.45131 | 0.45131 | 0.45131 | 0.45131 | 0.45131 | 0.45131 | 0.45131 | 0.45131 | 0.45131 | 0.45131 | 0.45131 | 0.45131 | 0.45131 | 0.45131 | [13 empty] | 35 |  | 6.5839
Hither Hills Conversion to 33 kV | 2018 |  | 4.8 | 0 | 0 | 0.60305 | 0.60305 | 0.60305 | 0.60305 | 0.60305 | 0.60305 | 0.60305 | 0.60305 | 0.60305 | 0.60305 | 0.60305 | 0.60305 | 0.60305 | 0.60305 | 0.60305 | 0.60305 | 0.60305 | 0.60305 | 0.60305 | 0.60305 | 0.60305 | 0.60305 | 0.60305 | 0.60305 | 0.60305 | 0.60305 | 0.60305 | 0.60305 | 0.60305 | 0.60305 | 0.60305 | 0.60305 | 0.60305 | 0.60305 | 0.60305 | [12 empty] | 35 |  | 8.3388
Culloden Pt Conversion to 33 kV | 2019 |  | 2.8 | 0 | 0 | 0 | 0.36233 | 0.36233 | 0.36233 | 0.36233 | 0.36233 | 0.36233 | 0.36233 | 0.36233 | 0.36233 | 0.36233 | 0.36233 | 0.36233 | 0.36233 | 0.36233 | 0.36233 | 0.36233 | 0.36233 | 0.36233 | 0.36233 | 0.36233 | 0.36233 | 0.36233 | 0.36233 | 0.36233 | 0.36233 | 0.36233 | 0.36233 | 0.36233 | 0.36233 | 0.36233 | 0.36233 | 0.36233 | 0.36233 | 0.36233 | 0.36233 | [11 empty] | 35 |  | 4.7491
No Deferral |  |  | 22.5 |  | 1.8175 | 2.4205 | 2.7828 | 2.7828 | 2.7828 | 2.7828 | 2.7828 | 2.7828 | 2.7828 | 2.7828 | 2.7828 | 2.7828 | 2.7828 | 2.7828 | 2.7828 | 2.7828 | 2.7828 | 2.7828 | 2.7828 | 2.7828 | 2.7828 | 2.7828 | 2.7828 | 2.7828 | 2.7828 | 2.7828 | 2.7828 | 2.7828 | 2.7828 | 2.7828 | 2.7828 | 2.7828 | 2.7828 | 2.7828 | 2.7828 | 0.96539 | 0.36233 | 0 | 0 | 0 | [10 empty] | 39.6013
Amagansett Conversion 33 kV | 2030 |  | 8 | [14 empty] | 1.433 | 1.433 | 1.433 | 1.433 | 1.433 | 1.433 | 1.433 | 1.433 | 1.433 | 1.433 | 1.433 | 1.433 | 1.433 | 1.433 | 1.433 | 1.433 | 1.433 | 1.433 | 1.433 | 1.433 | 1.433 | 1.433 | 1.433 | 1.433 | 1.433 | 1.433 | 1.433 | 1.433 | 1.433 | 1.433 | 1.433 | 1.433 | 1.433 | 1.433 | 1.433 | 35 |  | 10.4225 | 3.8129 | 0 | 0 | 0
East Hampton Conversion 33 kV | 2030 |  | 3.2 | [14 empty] | 0.57321 | 0.57321 | 0.57321 | 0.57321 | 0.57321 | 0.57321 | 0.57321 | 0.57321 | 0.57321 | 0.57321 | 0.57321 | 0.57321 | 0.57321 | 0.57321 | 0.57321 | 0.57321 | 0.57321 | 0.57321 | 0.57321 | 0.57321 | 0.57321 | 0.57321 | 0.57321 | 0.57321 | 0.57321 | 0.57321 | 0.57321 | 0.57321 | 0.57321 | 0.57321 | 0.57321 | 0.57321 | 0.57321 | 0.57321 | 0.57321 | 35 |  | 4.169 | 1.5252 | 0 | 0 | 0
Buell Conversion 33 kV | 2030 |  | 3.7 | [14 empty] | 0.66277 | 0.66277 | 0.66277 | 0.66277 | 0.66277 | 0.66277 | 0.66277 | 0.66277 | 0.66277 | 0.66277 | 0.66277 | 0.66277 | 0.66277 | 0.66277 | 0.66277 | 0.66277 | 0.66277 | 0.66277 | 0.66277 | 0.66277 | 0.66277 | 0.66277 | 0.66277 | 0.66277 | 0.66277 | 0.66277 | 0.66277 | 0.66277 | 0.66277 | 0.66277 | 0.66277 | 0.66277 | 0.66277 | 0.66277 | 0.66277 | 35 |  | 4.8204 | 1.7635 | 0 | 0 | 0
Hither Hills Conversion to 33 kV | 2030 |  | 4.8 | [14 empty] | 0.85981 | 0.85981 | 0.85981 | 0.85981 | 0.85981 | 0.85981 | 0.85981 | 0.85981 | 0.85981 | 0.85981 | 0.85981 | 0.85981 | 0.85981 | 0.85981 | 0.85981 | 0.85981 | 0.85981 | 0.85981 | 0.85981 | 0.85981 | 0.85981 | 0.85981 | 0.85981 | 0.85981 | 0.85981 | 0.85981 | 0.85981 | 0.85981 | 0.85981 | 0.85981 | 0.85981 | 0.85981 | 0.85981 | 0.85981 | 0.85981 | 35 |  | 6.2535 | 2.0853 | 2.0853 | 139022.8879 | 2852749.6603
Culloden Pt Conversion to 33 kV | 2030 |  | 2.8 | [14 empty] | 0.50156 | 0.50156 | 0.50156 | 0.50156 | 0.50156 | 0.50156 | 0.50156 | 0.50156 | 0.50156 | 0.50156 | 0.50156 | 0.50156 | 0.50156 | 0.50156 | 0.50156 | 0.50156 | 0.50156 | 0.50156 | 0.50156 | 0.50156 | 0.50156 | 0.50156 | 0.50156 | 0.50156 | 0.50156 | 0.50156 | 0.50156 | 0.50156 | 0.50156 | 0.50156 | 0.50156 | 0.50156 | 0.50156 | 0.50156 | 0.50156 | 35 |  | 3.6479 | 1.1012 | 1.1012 | 73412.135 | 1506417.0102
Deferral to Indicated Year |  |  | 22.5 | [6 empty] | 0 | 0 | 0 | 0 | 0 | 0 | 0 | 0 | 4.0304 | 4.0304 | 4.0304 | 4.0304 | 4.0304 | 4.0304 | 4.0304 | 4.0304 | 4.0304 | 4.0304 | 4.0304 | 4.0304 | 4.0304 | 4.0304 | 4.0304 | 4.0304 | 4.0304 | 4.0304 | 4.0304 | 4.0304 | 4.0304 | 4.0304 | 4.0304 | 4.0304 | 4.0304 | 4.0304 | 4.0304 | 4.0304 | 4.0304 | 4.0304 | 4.0304 | 4.0304 | 4.0304 | 4.0304 | 4.0304 | 35 |  | 29.3132 | 10.2881 | 3.1865 | 212435.0229 | 4359166.6706 | =Area I Portion
[59 empty] | 36318877.4291 | =Area I+II+III Portions
Annual Avoided Costs for Deferral to Indicated Year:
Amagansett Conversion 33 kV | 2030 |  |  | 0 | 0.97582 | 0.97582 | 0.97582 | 0.97582 | 0.97582 | 0.97582 | 0.97582 | 0.97582 | 0.97582 | 0.97582 | 0.97582 | 0.97582 | 0.97582 | -0.4572 | -0.4572 | -0.4572 | -0.4572 | -0.4572 | -0.4572 | -0.4572 | -0.4572 | -0.4572 | -0.4572 | -0.4572 | -0.4572 | -0.4572 | -0.4572 | -0.4572 | -0.4572 | -0.4572 | -0.4572 | -0.4572 | -0.4572 | -0.4572 | -0.4572 | -1.433 | -1.433 | -1.433 | -1.433 | -1.433 | -1.433 | -1.433 | -1.433 | -1.433 | -1.433 | -1.433 | -1.433 | -1.433 | 35 |  |  | 3.8129
East Hampton Conversion 33 kV | 2030 |  |  | 0 | 0.39033 | 0.39033 | 0.39033 | 0.39033 | 0.39033 | 0.39033 | 0.39033 | 0.39033 | 0.39033 | 0.39033 | 0.39033 | 0.39033 | 0.39033 | -0.18288 | -0.18288 | -0.18288 | -0.18288 | -0.18288 | -0.18288 | -0.18288 | -0.18288 | -0.18288 | -0.18288 | -0.18288 | -0.18288 | -0.18288 | -0.18288 | -0.18288 | -0.18288 | -0.18288 | -0.18288 | -0.18288 | -0.18288 | -0.18288 | -0.18288 | -0.57321 | -0.57321 | -0.57321 | -0.57321 | -0.57321 | -0.57321 | -0.57321 | -0.57321 | -0.57321 | -0.57321 | -0.57321 | -0.57321 | -0.57321 | 35 |  |  | 1.5252
Buell Conversion 33 kV | 2030 |  |  | 0 | 0.45131 | 0.45131 | 0.45131 | 0.45131 | 0.45131 | 0.45131 | 0.45131 | 0.45131 | 0.45131 | 0.45131 | 0.45131 | 0.45131 | 0.45131 | -0.21146 | -0.21146 | -0.21146 | -0.21146 | -0.21146 | -0.21146 | -0.21146 | -0.21146 | -0.21146 | -0.21146 | -0.21146 | -0.21146 | -0.21146 | -0.21146 | -0.21146 | -0.21146 | -0.21146 | -0.21146 | -0.21146 | -0.21146 | -0.21146 | -0.21146 | -0.66277 | -0.66277 | -0.66277 | -0.66277 | -0.66277 | -0.66277 | -0.66277 | -0.66277 | -0.66277 | -0.66277 | -0.66277 | -0.66277 | -0.66277 | 35 |  |  | 1.7635
Hither Hills Conversion to 33 kV | 2030 |  |  | 0 | 0 | 0.60305 | 0.60305 | 0.60305 | 0.60305 | 0.60305 | 0.60305 | 0.60305 | 0.60305 | 0.60305 | 0.60305 | 0.60305 | 0.60305 | -0.25676 | -0.25676 | -0.25676 | -0.25676 | -0.25676 | -0.25676 | -0.25676 | -0.25676 | -0.25676 | -0.25676 | -0.25676 | -0.25676 | -0.25676 | -0.25676 | -0.25676 | -0.25676 | -0.25676 | -0.25676 | -0.25676 | -0.25676 | -0.25676 | -0.25676 | -0.25676 | -0.85981 | -0.85981 | -0.85981 | -0.85981 | -0.85981 | -0.85981 | -0.85981 | -0.85981 | -0.85981 | -0.85981 | -0.85981 | -0.85981 | 35 |  |  | 2.0853
Culloden Pt Conversion to 33 kV | 2030 |  |  | 0 | 0 | 0 | 0.36233 | 0.36233 | 0.36233 | 0.36233 | 0.36233 | 0.36233 | 0.36233 | 0.36233 | 0.36233 | 0.36233 | 0.36233 | -0.13922 | -0.13922 | -0.13922 | -0.13922 | -0.13922 | -0.13922 | -0.13922 | -0.13922 | -0.13922 | -0.13922 | -0.13922 | -0.13922 | -0.13922 | -0.13922 | -0.13922 | -0.13922 | -0.13922 | -0.13922 | -0.13922 | -0.13922 | -0.13922 | -0.13922 | -0.13922 | -0.13922 | -0.50156 | -0.50156 | -0.50156 | -0.50156 | -0.50156 | -0.50156 | -0.50156 | -0.50156 | -0.50156 | -0.50156 | -0.50156 | 35 |  |  | 1.1012
Area II Projects: | [53 empty] | 33
Riverhead Canal 2nd Line and Bank | 2020 |  | 136.8 | 0 | 0 | 0 | 0 | 18.2337 | 18.2337 | 18.2337 | 18.2337 | 18.2337 | 18.2337 | 18.2337 | 18.2337 | 18.2337 | 18.2337 | 18.2337 | 18.2337 | 18.2337 | 18.2337 | 18.2337 | 18.2337 | 18.2337 | 18.2337 | 18.2337 | 18.2337 | 18.2337 | 18.2337 | 18.2337 | 18.2337 | 18.2337 | 18.2337 | 18.2337 | 18.2337 | 18.2337 | 18.2337 | 18.2337 | 18.2337 | 18.2337 | 18.2337 | 18.2337 | [10 empty] | 35 |  | 226.5269
No Deferral |  |  | 136.8 |  | 0 | 0 | 0 | 18.2337 | 18.2337 | 18.2337 | 18.2337 | 18.2337 | 18.2337 | 18.2337 | 18.2337 | 18.2337 | 18.2337 | 18.2337 | 18.2337 | 18.2337 | 18.2337 | 18.2337 | 18.2337 | 18.2337 | 18.2337 | 18.2337 | 18.2337 | 18.2337 | 18.2337 | 18.2337 | 18.2337 | 18.2337 | 18.2337 | 18.2337 | 18.2337 | 18.2337 | 18.2337 | 18.2337 | 18.2337 | 18.2337 | 18.2337 | 18.2337 | [10 empty] | 35 |  | 226.5269
Riverhead Canal 2nd Line and Bank | 2026 |  | 136.8 | [10 empty] | 21.772 | 21.772 | 21.772 | 21.772 | 21.772 | 21.772 | 21.772 | 21.772 | 21.772 | 21.772 | 21.772 | 21.772 | 21.772 | 21.772 | 21.772 | 21.772 | 21.772 | 21.772 | 21.772 | 21.772 | 21.772 | 21.772 | 21.772 | 21.772 | 21.772 | 21.772 | 21.772 | 21.772 | 21.772 | 21.772 | 21.772 | 21.772 | 21.772 | 21.772 | 21.772 |  |  |  |  | 35 |  | 196.1681 | 30.3588 | 30.3588 | 632475.0457 | 12978387.9378
Deferral to Indicated Year |  |  | 136.8 | [6 empty] | 0 | 0 | 0 | 0 | 21.772 | 21.772 | 21.772 | 21.772 | 21.772 | 21.772 | 21.772 | 21.772 | 21.772 | 21.772 | 21.772 | 21.772 | 21.772 | 21.772 | 21.772 | 21.772 | 21.772 | 21.772 | 21.772 | 21.772 | 21.772 | 21.772 | 21.772 | 21.772 | 21.772 | 21.772 | 21.772 | 21.772 | 21.772 | 21.772 | 21.772 | 21.772 | 21.772 | 21.772 | 21.772 |  |  |  |  | 35 |  | 196.1681 | 30.3588 | 30.3588 | 632475.0457 | 12978387.9378 | =Area II Portion
[59 empty] | 31959710.7585 | =Area II+III Portions
Annual Avoided Costs for Deferral to Indicated Year:
Riverhead Canal 2nd Line and Bank | 2026 |  |  | 0 | 0 | 0 | 0 | 18.2337 | 18.2337 | 18.2337 | 18.2337 | 18.2337 | 18.2337 | -3.5383 | -3.5383 | -3.5383 | -3.5383 | -3.5383 | -3.5383 | -3.5383 | -3.5383 | -3.5383 | -3.5383 | -3.5383 | -3.5383 | -3.5383 | -3.5383 | -3.5383 | -3.5383 | -3.5383 | -3.5383 | -3.5383 | -3.5383 | -3.5383 | -3.5383 | -3.5383 | -3.5383 | -3.5383 | -3.5383 | -3.5383 | -3.5383 | -3.5383 | -21.772 | -21.772 | -21.772 | -21.772 | -21.772 | -21.772 |  |  |  |  | 35 |  |  | 30.3588
0
Area III Projects: | [52 empty] | 0 | 15
New Canal - Southampton Cable | 2017 |  | 37.6 | 0 | 4.5863 | 4.5863 | 4.5863 | 4.5863 | 4.5863 | 4.5863 | 4.5863 | 4.5863 | 4.5863 | 4.5863 | 4.5863 | 4.5863 | 4.5863 | 4.5863 | 4.5863 | 4.5863 | 4.5863 | 4.5863 | 4.5863 | 4.5863 | 4.5863 | 4.5863 | 4.5863 | 4.5863 | 4.5863 | 4.5863 | 4.5863 | 4.5863 | 4.5863 | 4.5863 | 4.5863 | 4.5863 | 4.5863 | 4.5863 | 4.5863 | [13 empty] | 35 |  | 66.9063
Upgrade Wildwood - Riverhead to 138 kV | 2017 |  | 7.7 | 0 | 0.93922 | 0.93922 | 0.93922 | 0.93922 | 0.93922 | 0.93922 | 0.93922 | 0.93922 | 0.93922 | 0.93922 | 0.93922 | 0.93922 | 0.93922 | 0.93922 | 0.93922 | 0.93922 | 0.93922 | 0.93922 | 0.93922 | 0.93922 | 0.93922 | 0.93922 | 0.93922 | 0.93922 | 0.93922 | 0.93922 | 0.93922 | 0.93922 | 0.93922 | 0.93922 | 0.93922 | 0.93922 | 0.93922 | 0.93922 | 0.93922 | [13 empty] | 35 |  | 13.7016
Bridgehampton - Buell New 69 kV UG Cable | 2017 |  | 33.2 | 0 | 4.0496 | 4.0496 | 4.0496 | 4.0496 | 4.0496 | 4.0496 | 4.0496 | 4.0496 | 4.0496 | 4.0496 | 4.0496 | 4.0496 | 4.0496 | 4.0496 | 4.0496 | 4.0496 | 4.0496 | 4.0496 | 4.0496 | 4.0496 | 4.0496 | 4.0496 | 4.0496 | 4.0496 | 4.0496 | 4.0496 | 4.0496 | 4.0496 | 4.0496 | 4.0496 | 4.0496 | 4.0496 | 4.0496 | 4.0496 | 4.0496 | [13 empty] | 35 |  | 59.0769
Canal - Wainscott New 138 kV UG Cable | 2022 |  | 275.5 | 0 | 0 | 0 | 0 | 0 | 0 | 38.957 | 38.957 | 38.957 | 38.957 | 38.957 | 38.957 | 38.957 | 38.957 | 38.957 | 38.957 | 38.957 | 38.957 | 38.957 | 38.957 | 38.957 | 38.957 | 38.957 | 38.957 | 38.957 | 38.957 | 38.957 | 38.957 | 38.957 | 38.957 | 38.957 | 38.957 | 38.957 | 38.957 | 38.957 | 38.957 | 38.957 | 38.957 | 38.957 | 38.957 | 38.957 | [8 empty] | 35 |  | 434.8353
No Deferral |  |  | 354 |  | 9.5752 | 9.5752 | 9.5752 | 9.5752 | 9.5752 | 48.5322 | 48.5322 | 48.5322 | 48.5322 | 48.5322 | 48.5322 | 48.5322 | 48.5322 | 48.5322 | 48.5322 | 48.5322 | 48.5322 | 48.5322 | 48.5322 | 48.5322 | 48.5322 | 48.5322 | 48.5322 | 48.5322 | 48.5322 | 48.5322 | 48.5322 | 48.5322 | 48.5322 | 48.5322 | 48.5322 | 48.5322 | 48.5322 | 48.5322 | 48.5322 | 38.957 | 38.957 | 38.957 | 38.957 | 38.957 | [10 empty] | 574.52
New Canal - Southampton Cable | 2023 |  | 37.6 | [7 empty] | 5.4763 | 5.4763 | 5.4763 | 5.4763 | 5.4763 | 5.4763 | 5.4763 | 5.4763 | 5.4763 | 5.4763 | 5.4763 | 5.4763 | 5.4763 | 5.4763 | 5.4763 | 5.4763 | 5.4763 | 5.4763 | 5.4763 | 5.4763 | 5.4763 | 5.4763 | 5.4763 | 5.4763 | 5.4763 | 5.4763 | 5.4763 | 5.4763 | 5.4763 | 5.4763 | 5.4763 | 5.4763 | 5.4763 | 5.4763 | 5.4763 | [7 empty] | 35 |  | 57.9396 | 8.9667 | 0 | 0 | 0
Upgrade Wildwood - Riverhead to 138 kV | 2022 |  | 7.7 | [6 empty] | 1.0888 | 1.0888 | 1.0888 | 1.0888 | 1.0888 | 1.0888 | 1.0888 | 1.0888 | 1.0888 | 1.0888 | 1.0888 | 1.0888 | 1.0888 | 1.0888 | 1.0888 | 1.0888 | 1.0888 | 1.0888 | 1.0888 | 1.0888 | 1.0888 | 1.0888 | 1.0888 | 1.0888 | 1.0888 | 1.0888 | 1.0888 | 1.0888 | 1.0888 | 1.0888 | 1.0888 | 1.0888 | 1.0888 | 1.0888 | 1.0888 | [8 empty] | 35 |  | 12.1533 | 1.5483 | 0 | 0 | 0
Bridgehampton - Buell New 69 kV UG Cable | 2023 |  | 33.2 | [7 empty] | 4.8355 | 4.8355 | 4.8355 | 4.8355 | 4.8355 | 4.8355 | 4.8355 | 4.8355 | 4.8355 | 4.8355 | 4.8355 | 4.8355 | 4.8355 | 4.8355 | 4.8355 | 4.8355 | 4.8355 | 4.8355 | 4.8355 | 4.8355 | 4.8355 | 4.8355 | 4.8355 | 4.8355 | 4.8355 | 4.8355 | 4.8355 | 4.8355 | 4.8355 | 4.8355 | 4.8355 | 4.8355 | 4.8355 | 4.8355 | 4.8355 | [7 empty] | 35 |  | 51.1595 | 7.9174 | 0 | 0 | 0
Canal - Wainscott New 138 kV UG Cable | 2028 |  | 275.5 | [12 empty] | 46.5167 | 46.5167 | 46.5167 | 46.5167 | 46.5167 | 46.5167 | 46.5167 | 46.5167 | 46.5167 | 46.5167 | 46.5167 | 46.5167 | 46.5167 | 46.5167 | 46.5167 | 46.5167 | 46.5167 | 46.5167 | 46.5167 | 46.5167 | 46.5167 | 46.5167 | 46.5167 | 46.5167 | 46.5167 | 46.5167 | 46.5167 | 46.5167 | 46.5167 | 46.5167 | 46.5167 | 46.5167 | 46.5167 | 46.5167 | 46.5167 |  |  | 35 |  | 376.5593 | 58.276 | 58.276 | 925015.732 | 18981322.8207
Deferral to Indicated Year |  |  | 354 | [6 empty] | 1.0888 | 11.4006 | 11.4006 | 11.4006 | 11.4006 | 11.4006 | 57.9173 | 57.9173 | 57.9173 | 57.9173 | 57.9173 | 57.9173 | 57.9173 | 57.9173 | 57.9173 | 57.9173 | 57.9173 | 57.9173 | 57.9173 | 57.9173 | 57.9173 | 57.9173 | 57.9173 | 57.9173 | 57.9173 | 57.9173 | 57.9173 | 57.9173 | 57.9173 | 57.9173 | 57.9173 | 57.9173 | 57.9173 | 57.9173 | 57.9173 | 56.8285 | 46.5167 | 46.5167 | 46.5167 | 46.5167 | 46.5167 |  |  | 41 |  | 497.8117 | 76.7083 | 58.276 | 925015.732 | 18981322.8207 | =Area III Portion
[59 empty] | 18981322.8207 | =Area III Portion
Annual Avoided Costs for Deferral to Indicated Year:
New Canal - Southampton Cable | 2023 |  |  | 0 | 4.5863 | 4.5863 | 4.5863 | 4.5863 | 4.5863 | 4.5863 | -0.88999 | -0.88999 | -0.88999 | -0.88999 | -0.88999 | -0.88999 | -0.88999 | -0.88999 | -0.88999 | -0.88999 | -0.88999 | -0.88999 | -0.88999 | -0.88999 | -0.88999 | -0.88999 | -0.88999 | -0.88999 | -0.88999 | -0.88999 | -0.88999 | -0.88999 | -0.88999 | -0.88999 | -0.88999 | -0.88999 | -0.88999 | -0.88999 | -0.88999 | -5.4763 | -5.4763 | -5.4763 | -5.4763 | -5.4763 | -5.4763 | 0 | 0 | 0 | 0 | 0 |  |  | 35 |  |  | 8.9667
Upgrade Wildwood - Riverhead to 138 kV | 2022 |  |  | 0 | 0.93922 | 0.93922 | 0.93922 | 0.93922 | 0.93922 | -0.14959 | -0.14959 | -0.14959 | -0.14959 | -0.14959 | -0.14959 | -0.14959 | -0.14959 | -0.14959 | -0.14959 | -0.14959 | -0.14959 | -0.14959 | -0.14959 | -0.14959 | -0.14959 | -0.14959 | -0.14959 | -0.14959 | -0.14959 | -0.14959 | -0.14959 | -0.14959 | -0.14959 | -0.14959 | -0.14959 | -0.14959 | -0.14959 | -0.14959 | -0.14959 | -1.0888 | -1.0888 | -1.0888 | -1.0888 | -1.0888 | 0 | 0 | 0 | 0 | 0 | 0 |  |  | 35 |  |  | 1.5483
Bridgehampton - Buell New 69 kV UG Cable | 2023 |  |  | 0 | 4.0496 | 4.0496 | 4.0496 | 4.0496 | 4.0496 | 4.0496 | -0.78584 | -0.78584 | -0.78584 | -0.78584 | -0.78584 | -0.78584 | -0.78584 | -0.78584 | -0.78584 | -0.78584 | -0.78584 | -0.78584 | -0.78584 | -0.78584 | -0.78584 | -0.78584 | -0.78584 | -0.78584 | -0.78584 | -0.78584 | -0.78584 | -0.78584 | -0.78584 | -0.78584 | -0.78584 | -0.78584 | -0.78584 | -0.78584 | -0.78584 | -4.8355 | -4.8355 | -4.8355 | -4.8355 | -4.8355 | -4.8355 | 0 | 0 | 0 | 0 | 0 |  |  | 35 |  |  | 7.9174
Canal - Wainscott New 138 kV UG Cable | 2028 |  |  | 0 | 0 | 0 | 0 | 0 | 0 | 38.957 | 38.957 | 38.957 | 38.957 | 38.957 | 38.957 | -7.5597 | -7.5597 | -7.5597 | -7.5597 | -7.5597 | -7.5597 | -7.5597 | -7.5597 | -7.5597 | -7.5597 | -7.5597 | -7.5597 | -7.5597 | -7.5597 | -7.5597 | -7.5597 | -7.5597 | -7.5597 | -7.5597 | -7.5597 | -7.5597 | -7.5597 | -7.5597 | -7.5597 | -7.5597 | -7.5597 | -7.5597 | -7.5597 | -7.5597 | -46.5167 | -46.5167 | -46.5167 | -46.5167 | -46.5167 | -46.5167 | [5 empty] | 58.276
Total - All Areas (No Deferrals,$Millions) |  |  | 513.3 |  | 11.3926 | 11.9957 | 12.358 | 30.5918 | 30.5918 | 69.5487 | 69.5487 | 69.5487 | 69.5487 | 69.5487 | 69.5487 | 69.5487 | 69.5487 | 69.5487 | 69.5487 | 69.5487 | 69.5487 | 69.5487 | 69.5487 | 69.5487 | 69.5487 | 69.5487 | 69.5487 | 69.5487 | 69.5487 | 69.5487 | 69.5487 | 69.5487 | 69.5487 | 69.5487 | 69.5487 | 69.5487 | 69.5487 | 69.5487 | 69.5487 | 58.1561 | 57.553 | 57.1907 | 38.957 | 38.957 | 0 | 0 | 0 | 0 | 0 | 0 | 0 | 0 |  | 63 | 840.6482 | 117.3552 | = max. total avoided cost in portfolio
Annual Avoided Costs for Deferrals - Area 1 Proposal: (see note*) | Deferral Year |  |  | 2016 | 2017 | 2018 | 2019 | 2020 | 2021 | 2022 | 2023 | 2024 | 2025 | 2026 | 2027 | 2028 | 2029 | 2030 | 2031 | 2032 | 2033 | 2034 | 2035 | 2036 | 2037 | 2038 | 2039 | 2040 | 2041 | 2042 | 2043 | 2044 | 2045 | 2046 | 2047 | 2048 | 2049 | 2050 | 2051 | 2052 | 2053 | 2054 | 2055 | 2056 | 2057 | 2058 | 2059 | 2060 | 2061 | 2062 | 2063 | 2064 |  |  | Differential NPV $M |  | Differential NPV $M (adjusted for COD of Selected Project) | Differntial NPV $/MW | NPV of Transmission Avoided Costs for Selected Project
Area I Projects:
Amagansett Conversion 33 kV | 2030 |  |  | 0 | 0.97582 | 0.97582 | 0.97582 | 0.97582 | 0.97582 | 0.97582 | 0.97582 | 0.97582 | 0.97582 | 0.97582 | 0.97582 | 0.97582 | 0.97582 | -0.4572 | -0.4572 | -0.4572 | -0.4572 | -0.4572 | -0.4572 | -0.4572 | -0.4572 | -0.4572 | -0.4572 | -0.4572 | -0.4572 | -0.4572 | -0.4572 | -0.4572 | -0.4572 | -0.4572 | -0.4572 | -0.4572 | -0.4572 | -0.4572 | -0.4572 | -1.433 | -1.433 | -1.433 | -1.433 | -1.433 | -1.433 | -1.433 | -1.433 | -1.433 | -1.433 | -1.433 | -1.433 | -1.433 |  |  | 3.8129 |  | 0 | 0 | 0
East Hampton Conversion 33 kV | 2030 |  |  | 0 | 0.39033 | 0.39033 | 0.39033 | 0.39033 | 0.39033 | 0.39033 | 0.39033 | 0.39033 | 0.39033 | 0.39033 | 0.39033 | 0.39033 | 0.39033 | -0.18288 | -0.18288 | -0.18288 | -0.18288 | -0.18288 | -0.18288 | -0.18288 | -0.18288 | -0.18288 | -0.18288 | -0.18288 | -0.18288 | -0.18288 | -0.18288 | -0.18288 | -0.18288 | -0.18288 | -0.18288 | -0.18288 | -0.18288 | -0.18288 | -0.18288 | -0.57321 | -0.57321 | -0.57321 | -0.57321 | -0.57321 | -0.57321 | -0.57321 | -0.57321 | -0.57321 | -0.57321 | -0.57321 | -0.57321 | -0.57321 |  |  | 1.5252 |  | 0 | 0 | 0
Buell Conversion 33 kV | 2030 |  |  | 0 | 0.45131 | 0.45131 | 0.45131 | 0.45131 | 0.45131 | 0.45131 | 0.45131 | 0.45131 | 0.45131 | 0.45131 | 0.45131 | 0.45131 | 0.45131 | -0.21146 | -0.21146 | -0.21146 | -0.21146 | -0.21146 | -0.21146 | -0.21146 | -0.21146 | -0.21146 | -0.21146 | -0.21146 | -0.21146 | -0.21146 | -0.21146 | -0.21146 | -0.21146 | -0.21146 | -0.21146 | -0.21146 | -0.21146 | -0.21146 | -0.21146 | -0.66277 | -0.66277 | -0.66277 | -0.66277 | -0.66277 | -0.66277 | -0.66277 | -0.66277 | -0.66277 | -0.66277 | -0.66277 | -0.66277 | -0.66277 |  |  | 1.7635 |  | 0 | 0 | 0
Hither Hills Conversion to 33 kV | 2030 |  |  | 0 | 0 | 0.60305 | 0.60305 | 0.60305 | 0.60305 | 0.60305 | 0.60305 | 0.60305 | 0.60305 | 0.60305 | 0.60305 | 0.60305 | 0.60305 | -0.25676 | -0.25676 | -0.25676 | -0.25676 | -0.25676 | -0.25676 | -0.25676 | -0.25676 | -0.25676 | -0.25676 | -0.25676 | -0.25676 | -0.25676 | -0.25676 | -0.25676 | -0.25676 | -0.25676 | -0.25676 | -0.25676 | -0.25676 | -0.25676 | -0.25676 | -0.25676 | -0.85981 | -0.85981 | -0.85981 | -0.85981 | -0.85981 | -0.85981 | -0.85981 | -0.85981 | -0.85981 | -0.85981 | -0.85981 | -0.85981 |  |  | 2.0853 |  | 2.0853 | 139022.8879 | 1426374.8302
Culloden Pt Conversion to 33 kV | 2030 |  |  | 0 | 0 | 0 | 0.36233 | 0.36233 | 0.36233 | 0.36233 | 0.36233 | 0.36233 | 0.36233 | 0.36233 | 0.36233 | 0.36233 | 0.36233 | -0.13922 | -0.13922 | -0.13922 | -0.13922 | -0.13922 | -0.13922 | -0.13922 | -0.13922 | -0.13922 | -0.13922 | -0.13922 | -0.13922 | -0.13922 | -0.13922 | -0.13922 | -0.13922 | -0.13922 | -0.13922 | -0.13922 | -0.13922 | -0.13922 | -0.13922 | -0.13922 | -0.13922 | -0.50156 | -0.50156 | -0.50156 | -0.50156 | -0.50156 | -0.50156 | -0.50156 | -0.50156 | -0.50156 | -0.50156 | -0.50156 |  |  | 1.1012 |  | 1.1012 | 73412.135 | 753208.5051
[59 empty] | 2179583.3353 | =Area I Portion
Area II Projects: | [58 empty] | 18159438.7145 | =Area I+II+III Portions
Riverhead Canal 2nd Line and Bank | 2026 |  |  | 0 | 0 | 0 | 0 | 18.2337 | 18.2337 | 18.2337 | 18.2337 | 18.2337 | 18.2337 | -3.5383 | -3.5383 | -3.5383 | -3.5383 | -3.5383 | -3.5383 | -3.5383 | -3.5383 | -3.5383 | -3.5383 | -3.5383 | -3.5383 | -3.5383 | -3.5383 | -3.5383 | -3.5383 | -3.5383 | -3.5383 | -3.5383 | -3.5383 | -3.5383 | -3.5383 | -3.5383 | -3.5383 | -3.5383 | -3.5383 | -3.5383 | -3.5383 | -3.5383 | -21.772 | -21.772 | -21.772 | -21.772 | -21.772 | -21.772 | 0 | 0 | 0 | 0 |  |  | 30.3588 |  | 30.3588 | 632475.0457 | 6489193.9689
[59 empty] | 6489193.9689 | =Area II Portion
Area III Projects: | [58 empty] | 15979855.3793 | =Area II+III Portions
New Canal - Southampton Cable | 2023 |  |  | 0 | 4.5863 | 4.5863 | 4.5863 | 4.5863 | 4.5863 | 4.5863 | -0.88999 | -0.88999 | -0.88999 | -0.88999 | -0.88999 | -0.88999 | -0.88999 | -0.88999 | -0.88999 | -0.88999 | -0.88999 | -0.88999 | -0.88999 | -0.88999 | -0.88999 | -0.88999 | -0.88999 | -0.88999 | -0.88999 | -0.88999 | -0.88999 | -0.88999 | -0.88999 | -0.88999 | -0.88999 | -0.88999 | -0.88999 | -0.88999 | -0.88999 | -5.4763 | -5.4763 | -5.4763 | -5.4763 | -5.4763 | -5.4763 | 0 | 0 | 0 | 0 | 0 | 0 | 0 |  |  | 8.9667 |  | 0 | 0 | 0
Upgrade Wildwood - Riverhead to 138 kV | 2022 |  |  | 0 | 0.93922 | 0.93922 | 0.93922 | 0.93922 | 0.93922 | -0.14959 | -0.14959 | -0.14959 | -0.14959 | -0.14959 | -0.14959 | -0.14959 | -0.14959 | -0.14959 | -0.14959 | -0.14959 | -0.14959 | -0.14959 | -0.14959 | -0.14959 | -0.14959 | -0.14959 | -0.14959 | -0.14959 | -0.14959 | -0.14959 | -0.14959 | -0.14959 | -0.14959 | -0.14959 | -0.14959 | -0.14959 | -0.14959 | -0.14959 | -0.14959 | -1.0888 | -1.0888 | -1.0888 | -1.0888 | -1.0888 | 0 | 0 | 0 | 0 | 0 | 0 | 0 | 0 |  |  | 1.5483 |  | 0 | 0 | 0
Bridgehampton - Buell New 69 kV UG Cable | 2023 |  |  | 0 | 4.0496 | 4.0496 | 4.0496 | 4.0496 | 4.0496 | 4.0496 | -0.78584 | -0.78584 | -0.78584 | -0.78584 | -0.78584 | -0.78584 | -0.78584 | -0.78584 | -0.78584 | -0.78584 | -0.78584 | -0.78584 | -0.78584 | -0.78584 | -0.78584 | -0.78584 | -0.78584 | -0.78584 | -0.78584 | -0.78584 | -0.78584 | -0.78584 | -0.78584 | -0.78584 | -0.78584 | -0.78584 | -0.78584 | -0.78584 | -0.78584 | -4.8355 | -4.8355 | -4.8355 | -4.8355 | -4.8355 | -4.8355 | 0 | 0 | 0 | 0 | 0 | 0 | 0 |  |  | 7.9174 |  | 0 | 0 | 0
Canal - Wainscott New 138 kV UG Cable | 2028 |  |  | 0 | 0 | 0 | 0 | 0 | 0 | 38.957 | 38.957 | 38.957 | 38.957 | 38.957 | 38.957 | -7.5597 | -7.5597 | -7.5597 | -7.5597 | -7.5597 | -7.5597 | -7.5597 | -7.5597 | -7.5597 | -7.5597 | -7.5597 | -7.5597 | -7.5597 | -7.5597 | -7.5597 | -7.5597 | -7.5597 | -7.5597 | -7.5597 | -7.5597 | -7.5597 | -7.5597 | -7.5597 | -7.5597 | -7.5597 | -7.5597 | -7.5597 | -7.5597 | -7.5597 | -46.5167 | -46.5167 | -46.5167 | -46.5167 | -46.5167 | -46.5167 | 0 | 0 |  |  | 58.276 |  | 58.276 | 925015.732 | 9490661.4103
[59 empty] | 9490661.4103 | =Area III Portion
Total - Area 1 Proposal, $Millions (unadjusted) |  |  |  | 0 | 0 | 0.60305 | 0.96539 | 19.1991 | 19.1991 | 58.1561 | 58.1561 | 58.1561 | 58.1561 | 36.3841 | 36.3841 | -10.1326 | -10.1326 | -11.494 | -11.494 | -11.494 | -11.494 | -11.494 | -11.494 | -11.494 | -11.494 | -11.494 | -11.494 | -11.494 | -11.494 | -11.494 | -11.494 | -11.494 | -11.494 | -11.494 | -11.494 | -11.494 | -11.494 | -11.494 | -11.494 | -11.494 | -12.097 | -12.4594 | -30.6931 | -30.6931 | -69.6501 | -69.6501 | -69.6501 | -69.6501 | -47.878 | -47.878 | -1.3614 | -1.3614 |  |  | 91.8213 |  |  | 1769925.8006 | 18159438.7145
$/MW-yr |  |  |  | 0 | 0 | 40203.5861 | 64359.2408 | 444228.478 | 444228.478 | 1062593.2896 | 1062593.2896 | 1062593.2896 | 1062593.2896 | 609009.5545 | 609009.5545 | -129350.3688 | -129350.3688 | -220108.1448 | -220108.1448 | -220108.1448 | -220108.1448 | -220108.1448 | -220108.1448 | -220108.1448 | -220108.1448 | -220108.1448 | -220108.1448 | -220108.1448 | -220108.1448 | -220108.1448 | -220108.1448 | -220108.1448 | -220108.1448 | -220108.1448 | -220108.1448 | -220108.1448 | -220108.1448 | -220108.1448 | -220108.1448 | -220108.1448 | -260311.731 | -284467.3856 | -664336.6229 | -664336.6229 | -1282701.4345 | -1282701.4345 | -1282701.4345 | -1282701.4345 | -829117.6994 | -829117.6994 | -90757.776 | -90757.776
$Millions (adjusted) |  |  |  | 0 | 0 | 0.41249 | 0.66033 | 4.5578 | 4.5578 | 10.9022 | 10.9022 | 10.9022 | 10.9022 | 6.2484 | 6.2484 | -1.3271 | -1.3271 | -2.2583 | -2.2583 | -2.2583 | -2.2583 | -2.2583 | -2.2583 | -2.2583 | -2.2583 | -2.2583 | -2.2583 | -2.2583 | -2.2583 | -2.2583 | -2.2583 | -2.2583 | -2.2583 | -2.2583 | -2.2583 | -2.2583 | -2.2583 | -2.2583 | -2.2583 | -2.2583 | -2.6708 | -2.9186 | -6.8161 | -6.8161 | -13.1605 | -13.1605 | -13.1605 | -13.1605 | -8.5067 | -8.5067 | -0.93117 | -0.93117 |  |  | 18159.4387
Annual Avoided Costs for Deferrals - Area 2 Proposal: (see note*) | Deferral Year |  |  | 2016 | 2017 | 2018 | 2019 | 2020 | 2021 | 2022 | 2023 | 2024 | 2025 | 2026 | 2027 | 2028 | 2029 | 2030 | 2031 | 2032 | 2033 | 2034 | 2035 | 2036 | 2037 | 2038 | 2039 | 2040 | 2041 | 2042 | 2043 | 2044 | 2045 | 2046 | 2047 | 2048 | 2049 | 2050 | 2051 | 2052 | 2053 | 2054 | 2055 | 2056 | 2057 | 2058 | 2059 | 2060 | 2061 | 2062 | 2063 | 2064 |  |  | Differential NPV $M |  | Differential NPV $M (adjusted for COD of Selected Project) | Differntial NPV $/MW | NPV of Transmission Avoided Costs for Selected Project
Area I Projects:
Amagansett Conversion 33 kV | 2030 |  |  | 0 | 0 | 0 | 0 | 0 | 0 | 0 | 0 | 0 | 0 | 0 | 0 | 0 | 0 | 0 | 0 | 0 | 0 | 0 | 0 | 0 | 0 | 0 | 0 | 0 | 0 | 0 | 0 | 0 | 0 | 0 | 0 | 0 | 0 | 0 | 0 | 0 | 0 | 0 | 0 | 0 | 0 | 0 | 0 | 0 | 0 | 0 | 0 | 0 |  |  | 0 |  | 0 | 0 | 0
East Hampton Conversion 33 kV | 2030 |  |  | 0 | 0 | 0 | 0 | 0 | 0 | 0 | 0 | 0 | 0 | 0 | 0 | 0 | 0 | 0 | 0 | 0 | 0 | 0 | 0 | 0 | 0 | 0 | 0 | 0 | 0 | 0 | 0 | 0 | 0 | 0 | 0 | 0 | 0 | 0 | 0 | 0 | 0 | 0 | 0 | 0 | 0 | 0 | 0 | 0 | 0 | 0 | 0 | 0 |  |  | 0 |  | 0 | 0 | 0
Buell Conversion 33 kV | 2030 |  |  | 0 | 0 | 0 | 0 | 0 | 0 | 0 | 0 | 0 | 0 | 0 | 0 | 0 | 0 | 0 | 0 | 0 | 0 | 0 | 0 | 0 | 0 | 0 | 0 | 0 | 0 | 0 | 0 | 0 | 0 | 0 | 0 | 0 | 0 | 0 | 0 | 0 | 0 | 0 | 0 | 0 | 0 | 0 | 0 | 0 | 0 | 0 | 0 | 0 |  |  | 0 |  | 0 | 0 | 0
Hither Hills Conversion to 33 kV | 2030 |  |  | 0 | 0 | 0 | 0 | 0 | 0 | 0 | 0 | 0 | 0 | 0 | 0 | 0 | 0 | 0 | 0 | 0 | 0 | 0 | 0 | 0 | 0 | 0 | 0 | 0 | 0 | 0 | 0 | 0 | 0 | 0 | 0 | 0 | 0 | 0 | 0 | 0 | 0 | 0 | 0 | 0 | 0 | 0 | 0 | 0 | 0 | 0 | 0 | 0 |  |  | 0 |  | 0 | 0 | 0
Culloden Pt Conversion to 33 kV | 2030 |  |  | 0 | 0 | 0 | 0 | 0 | 0 | 0 | 0 | 0 | 0 | 0 | 0 | 0 | 0 | 0 | 0 | 0 | 0 | 0 | 0 | 0 | 0 | 0 | 0 | 0 | 0 | 0 | 0 | 0 | 0 | 0 | 0 | 0 | 0 | 0 | 0 | 0 | 0 | 0 | 0 | 0 | 0 | 0 | 0 | 0 | 0 | 0 | 0 | 0 |  |  | 0 |  | 0 | 0 | 0
[59 empty] | 0 | =Area I Portion
Area II Projects: | [58 empty] | 0 | =Area I+II+III Portions
Riverhead Canal 2nd Line and Bank | 2026 |  |  | 0 | 0 | 0 | 0 | 18.2337 | 18.2337 | 18.2337 | 18.2337 | 18.2337 | 18.2337 | -3.5383 | -3.5383 | -3.5383 | -3.5383 | -3.5383 | -3.5383 | -3.5383 | -3.5383 | -3.5383 | -3.5383 | -3.5383 | -3.5383 | -3.5383 | -3.5383 | -3.5383 | -3.5383 | -3.5383 | -3.5383 | -3.5383 | -3.5383 | -3.5383 | -3.5383 | -3.5383 | -3.5383 | -3.5383 | -3.5383 | -3.5383 | -3.5383 | -3.5383 | -21.772 | -21.772 | -21.772 | -21.772 | -21.772 | -21.772 | 0 | 0 | 0 | 0 |  |  | 30.3588 |  | 30.3588 | 632475.0457 | 0
[59 empty] | 0 | =Area II Portion
Area III Projects: | [58 empty] | 0 | =Area II+III Portions
New Canal - Southampton Cable | 2023 |  |  | 0 | 4.5863 | 4.5863 | 4.5863 | 4.5863 | 4.5863 | 4.5863 | -0.88999 | -0.88999 | -0.88999 | -0.88999 | -0.88999 | -0.88999 | -0.88999 | -0.88999 | -0.88999 | -0.88999 | -0.88999 | -0.88999 | -0.88999 | -0.88999 | -0.88999 | -0.88999 | -0.88999 | -0.88999 | -0.88999 | -0.88999 | -0.88999 | -0.88999 | -0.88999 | -0.88999 | -0.88999 | -0.88999 | -0.88999 | -0.88999 | -0.88999 | -5.4763 | -5.4763 | -5.4763 | -5.4763 | -5.4763 | -5.4763 | 0 | 0 | 0 | 0 | 0 | 0 | 0 |  |  | 8.9667 |  | 0 | 0 | 0
Upgrade Wildwood - Riverhead to 138 kV | 2022 |  |  | 0 | 0.93922 | 0.93922 | 0.93922 | 0.93922 | 0.93922 | -0.14959 | -0.14959 | -0.14959 | -0.14959 | -0.14959 | -0.14959 | -0.14959 | -0.14959 | -0.14959 | -0.14959 | -0.14959 | -0.14959 | -0.14959 | -0.14959 | -0.14959 | -0.14959 | -0.14959 | -0.14959 | -0.14959 | -0.14959 | -0.14959 | -0.14959 | -0.14959 | -0.14959 | -0.14959 | -0.14959 | -0.14959 | -0.14959 | -0.14959 | -0.14959 | -1.0888 | -1.0888 | -1.0888 | -1.0888 | -1.0888 | 0 | 0 | 0 | 0 | 0 | 0 | 0 | 0 |  |  | 1.5483 |  | 0 | 0 | 0
Bridgehampton - Buell New 69 kV UG Cable | 2023 |  |  | 0 | 4.0496 | 4.0496 | 4.0496 | 4.0496 | 4.0496 | 4.0496 | -0.78584 | -0.78584 | -0.78584 | -0.78584 | -0.78584 | -0.78584 | -0.78584 | -0.78584 | -0.78584 | -0.78584 | -0.78584 | -0.78584 | -0.78584 | -0.78584 | -0.78584 | -0.78584 | -0.78584 | -0.78584 | -0.78584 | -0.78584 | -0.78584 | -0.78584 | -0.78584 | -0.78584 | -0.78584 | -0.78584 | -0.78584 | -0.78584 | -0.78584 | -4.8355 | -4.8355 | -4.8355 | -4.8355 | -4.8355 | -4.8355 | 0 | 0 | 0 | 0 | 0 | 0 | 0 |  |  | 7.9174 |  | 0 | 0 | 0
Canal - Wainscott New 138 kV UG Cable | 2028 |  |  | 0 | 0 | 0 | 0 | 0 | 0 | 38.957 | 38.957 | 38.957 | 38.957 | 38.957 | 38.957 | -7.5597 | -7.5597 | -7.5597 | -7.5597 | -7.5597 | -7.5597 | -7.5597 | -7.5597 | -7.5597 | -7.5597 | -7.5597 | -7.5597 | -7.5597 | -7.5597 | -7.5597 | -7.5597 | -7.5597 | -7.5597 | -7.5597 | -7.5597 | -7.5597 | -7.5597 | -7.5597 | -7.5597 | -7.5597 | -7.5597 | -7.5597 | -7.5597 | -7.5597 | -46.5167 | -46.5167 | -46.5167 | -46.5167 | -46.5167 | -46.5167 | 0 | 0 |  |  | 58.276 |  | 58.276 | 925015.732 | 0
[59 empty] | 0 | =Area III Portion
Total - Area 2 Proposal, $Millions (unadjusted) |  |  |  | 0 | 0 | 0 | 0 | 18.2337 | 18.2337 | 57.1907 | 57.1907 | 57.1907 | 57.1907 | 35.4187 | 35.4187 | -11.098 | -11.098 | -11.098 | -11.098 | -11.098 | -11.098 | -11.098 | -11.098 | -11.098 | -11.098 | -11.098 | -11.098 | -11.098 | -11.098 | -11.098 | -11.098 | -11.098 | -11.098 | -11.098 | -11.098 | -11.098 | -11.098 | -11.098 | -11.098 | -11.098 | -11.098 | -11.098 | -29.3317 | -29.3317 | -68.2887 | -68.2887 | -68.2887 | -68.2887 | -46.5167 | -46.5167 | 0 | 0 |  |  | 88.6348 |  |  | 1557490.7777 | 0
$/MW-yr |  |  |  | 0 | 0 | 0 | 0 | 379869.2372 | 379869.2372 | 998234.0488 | 998234.0488 | 998234.0488 | 998234.0488 | 544650.3137 | 544650.3137 | -193709.6096 | -193709.6096 | -193709.6096 | -193709.6096 | -193709.6096 | -193709.6096 | -193709.6096 | -193709.6096 | -193709.6096 | -193709.6096 | -193709.6096 | -193709.6096 | -193709.6096 | -193709.6096 | -193709.6096 | -193709.6096 | -193709.6096 | -193709.6096 | -193709.6096 | -193709.6096 | -193709.6096 | -193709.6096 | -193709.6096 | -193709.6096 | -193709.6096 | -193709.6096 | -193709.6096 | -573578.8469 | -573578.8469 | -1191943.6585 | -1191943.6585 | -1191943.6585 | -1191943.6585 | -738359.9234 | -738359.9234 | 0 | 0
$Millions (adjusted) |  |  |  | 0 | 0 | 0 | 0 | 0 | 0 | 0 | 0 | 0 | 0 | 0 | 0 | 0 | 0 | 0 | 0 | 0 | 0 | 0 | 0 | 0 | 0 | 0 | 0 | 0 | 0 | 0 | 0 | 0 | 0 | 0 | 0 | 0 | 0 | 0 | 0 | 0 | 0 | 0 | 0 | 0 | 0 | 0 | 0 | 0 | 0 | 0 | 0 | 0 |  |  | 0
Annual Avoided Costs for Deferrals - Area 3 Proposal: (see note*) | Deferral Year |  |  | 2016 | 2017 | 2018 | 2019 | 2020 | 2021 | 2022 | 2023 | 2024 | 2025 | 2026 | 2027 | 2028 | 2029 | 2030 | 2031 | 2032 | 2033 | 2034 | 2035 | 2036 | 2037 | 2038 | 2039 | 2040 | 2041 | 2042 | 2043 | 2044 | 2045 | 2046 | 2047 | 2048 | 2049 | 2050 | 2051 | 2052 | 2053 | 2054 | 2055 | 2056 | 2057 | 2058 | 2059 | 2060 | 2061 | 2062 | 2063 | 2064 |  |  | Differential NPV $M |  | Differential NPV $M (adjusted for COD of Selected Project) | Differntial NPV $/MW | NPV of Transmission Avoided Costs for Selected Project
Area I Projects:
Amagansett Conversion 33 kV | 2030 |  |  | 0 | 0 | 0 | 0 | 0 | 0 | 0 | 0 | 0 | 0 | 0 | 0 | 0 | 0 | 0 | 0 | 0 | 0 | 0 | 0 | 0 | 0 | 0 | 0 | 0 | 0 | 0 | 0 | 0 | 0 | 0 | 0 | 0 | 0 | 0 | 0 | 0 | 0 | 0 | 0 | 0 | 0 | 0 | 0 | 0 | 0 | 0 | 0 | 0 |  |  | 0 |  | 0 | 0 | 0
East Hampton Conversion 33 kV | 2030 |  |  | 0 | 0 | 0 | 0 | 0 | 0 | 0 | 0 | 0 | 0 | 0 | 0 | 0 | 0 | 0 | 0 | 0 | 0 | 0 | 0 | 0 | 0 | 0 | 0 | 0 | 0 | 0 | 0 | 0 | 0 | 0 | 0 | 0 | 0 | 0 | 0 | 0 | 0 | 0 | 0 | 0 | 0 | 0 | 0 | 0 | 0 | 0 | 0 | 0 |  |  | 0 |  | 0 | 0 | 0
Buell Conversion 33 kV | 2030 |  |  | 0 | 0 | 0 | 0 | 0 | 0 | 0 | 0 | 0 | 0 | 0 | 0 | 0 | 0 | 0 | 0 | 0 | 0 | 0 | 0 | 0 | 0 | 0 | 0 | 0 | 0 | 0 | 0 | 0 | 0 | 0 | 0 | 0 | 0 | 0 | 0 | 0 | 0 | 0 | 0 | 0 | 0 | 0 | 0 | 0 | 0 | 0 | 0 | 0 |  |  | 0 |  | 0 | 0 | 0
Hither Hills Conversion to 33 kV | 2030 |  |  | 0 | 0 | 0 | 0 | 0 | 0 | 0 | 0 | 0 | 0 | 0 | 0 | 0 | 0 | 0 | 0 | 0 | 0 | 0 | 0 | 0 | 0 | 0 | 0 | 0 | 0 | 0 | 0 | 0 | 0 | 0 | 0 | 0 | 0 | 0 | 0 | 0 | 0 | 0 | 0 | 0 | 0 | 0 | 0 | 0 | 0 | 0 | 0 | 0 |  |  | 0 |  | 0 | 0 | 0
Culloden Pt Conversion to 33 kV | 2030 |  |  | 0 | 0 | 0 | 0 | 0 | 0 | 0 | 0 | 0 | 0 | 0 | 0 | 0 | 0 | 0 | 0 | 0 | 0 | 0 | 0 | 0 | 0 | 0 | 0 | 0 | 0 | 0 | 0 | 0 | 0 | 0 | 0 | 0 | 0 | 0 | 0 | 0 | 0 | 0 | 0 | 0 | 0 | 0 | 0 | 0 | 0 | 0 | 0 | 0 |  |  | 0 |  | 0 | 0 | 0
[59 empty] | 0 | =Area I Portion
Area II Projects: | [58 empty] | 9490661.4103 | =Area I+II+III Portions
Riverhead Canal 2nd Line and Bank | 2026 |  |  | 0 | 0 | 0 | 0 | 0 | 0 | 0 | 0 | 0 | 0 | 0 | 0 | 0 | 0 | 0 | 0 | 0 | 0 | 0 | 0 | 0 | 0 | 0 | 0 | 0 | 0 | 0 | 0 | 0 | 0 | 0 | 0 | 0 | 0 | 0 | 0 | 0 | 0 | 0 | 0 | 0 | 0 | 0 | 0 | 0 | 0 | 0 | 0 | 0 |  |  | 0 |  | 0 | 0 | 0
[59 empty] | 0 | =Area II Portion
Area III Projects: | [58 empty] | 9490661.4103 | =Area II+III Portions
New Canal - Southampton Cable | 2023 |  |  | 0 | 4.5863 | 4.5863 | 4.5863 | 4.5863 | 4.5863 | 4.5863 | -0.88999 | -0.88999 | -0.88999 | -0.88999 | -0.88999 | -0.88999 | -0.88999 | -0.88999 | -0.88999 | -0.88999 | -0.88999 | -0.88999 | -0.88999 | -0.88999 | -0.88999 | -0.88999 | -0.88999 | -0.88999 | -0.88999 | -0.88999 | -0.88999 | -0.88999 | -0.88999 | -0.88999 | -0.88999 | -0.88999 | -0.88999 | -0.88999 | -0.88999 | -5.4763 | -5.4763 | -5.4763 | -5.4763 | -5.4763 | -5.4763 | 0 | 0 | 0 | 0 | 0 | 0 | 0 |  |  | 8.9667 |  | 0 | 0 | 0
Upgrade Wildwood - Riverhead to 138 kV | 2022 |  |  | 0 | 0.93922 | 0.93922 | 0.93922 | 0.93922 | 0.93922 | -0.14959 | -0.14959 | -0.14959 | -0.14959 | -0.14959 | -0.14959 | -0.14959 | -0.14959 | -0.14959 | -0.14959 | -0.14959 | -0.14959 | -0.14959 | -0.14959 | -0.14959 | -0.14959 | -0.14959 | -0.14959 | -0.14959 | -0.14959 | -0.14959 | -0.14959 | -0.14959 | -0.14959 | -0.14959 | -0.14959 | -0.14959 | -0.14959 | -0.14959 | -0.14959 | -1.0888 | -1.0888 | -1.0888 | -1.0888 | -1.0888 | 0 | 0 | 0 | 0 | 0 | 0 | 0 | 0 |  |  | 1.5483 |  | 0 | 0 | 0
Bridgehampton - Buell New 69 kV UG Cable | 2023 |  |  | 0 | 4.0496 | 4.0496 | 4.0496 | 4.0496 | 4.0496 | 4.0496 | -0.78584 | -0.78584 | -0.78584 | -0.78584 | -0.78584 | -0.78584 | -0.78584 | -0.78584 | -0.78584 | -0.78584 | -0.78584 | -0.78584 | -0.78584 | -0.78584 | -0.78584 | -0.78584 | -0.78584 | -0.78584 | -0.78584 | -0.78584 | -0.78584 | -0.78584 | -0.78584 | -0.78584 | -0.78584 | -0.78584 | -0.78584 | -0.78584 | -0.78584 | -4.8355 | -4.8355 | -4.8355 | -4.8355 | -4.8355 | -4.8355 | 0 | 0 | 0 | 0 | 0 | 0 | 0 |  |  | 7.9174 |  | 0 | 0 | 0
Canal - Wainscott New 138 kV UG Cable | 2028 |  |  | 0 | 0 | 0 | 0 | 0 | 0 | 38.957 | 38.957 | 38.957 | 38.957 | 38.957 | 38.957 | -7.5597 | -7.5597 | -7.5597 | -7.5597 | -7.5597 | -7.5597 | -7.5597 | -7.5597 | -7.5597 | -7.5597 | -7.5597 | -7.5597 | -7.5597 | -7.5597 | -7.5597 | -7.5597 | -7.5597 | -7.5597 | -7.5597 | -7.5597 | -7.5597 | -7.5597 | -7.5597 | -7.5597 | -7.5597 | -7.5597 | -7.5597 | -7.5597 | -7.5597 | -46.5167 | -46.5167 | -46.5167 | -46.5167 | -46.5167 | -46.5167 | 0 | 0 |  |  | 58.276 |  | 58.276 | 925015.732 | 9490661.4103
[59 empty] | 9490661.4103 | =Area III Portion
Total - Area 3 Proposal, $Millions (unadjusted) |  |  |  | 0 | 9.5752 | 9.5752 | 9.5752 | 9.5752 | 9.5752 | 47.4434 | 37.1316 | 37.1316 | 37.1316 | 37.1316 | 37.1316 | -9.3851 | -9.3851 | -9.3851 | -9.3851 | -9.3851 | -9.3851 | -9.3851 | -9.3851 | -9.3851 | -9.3851 | -9.3851 | -9.3851 | -9.3851 | -9.3851 | -9.3851 | -9.3851 | -9.3851 | -9.3851 | -9.3851 | -9.3851 | -9.3851 | -9.3851 | -9.3851 | -9.3851 | -18.9603 | -18.9603 | -18.9603 | -18.9603 | -18.9603 | -56.8285 | -46.5167 | -46.5167 | -46.5167 | -46.5167 | -46.5167 | 0 | 0 |  |  | 76.7083 |  |  | 925015.732 | 9490661.4103
$/MW-yr |  |  |  | 0 | 0 | 0 | 0 | 0 | 0 | 618364.8116 | 618364.8116 | 618364.8116 | 618364.8116 | 618364.8116 | 618364.8116 | -119995.1118 | -119995.1118 | -119995.1118 | -119995.1118 | -119995.1118 | -119995.1118 | -119995.1118 | -119995.1118 | -119995.1118 | -119995.1118 | -119995.1118 | -119995.1118 | -119995.1118 | -119995.1118 | -119995.1118 | -119995.1118 | -119995.1118 | -119995.1118 | -119995.1118 | -119995.1118 | -119995.1118 | -119995.1118 | -119995.1118 | -119995.1118 | -119995.1118 | -119995.1118 | -119995.1118 | -119995.1118 | -119995.1118 | -738359.9234 | -738359.9234 | -738359.9234 | -738359.9234 | -738359.9234 | -738359.9234 | 0 | 0
$Millions (adjusted) |  |  |  | 0 | 0 | 0 | 0 | 0 | 0 | 6.3444 | 6.3444 | 6.3444 | 6.3444 | 6.3444 | 6.3444 | -1.2311 | -1.2311 | -1.2311 | -1.2311 | -1.2311 | -1.2311 | -1.2311 | -1.2311 | -1.2311 | -1.2311 | -1.2311 | -1.2311 | -1.2311 | -1.2311 | -1.2311 | -1.2311 | -1.2311 | -1.2311 | -1.2311 | -1.2311 | -1.2311 | -1.2311 | -1.2311 | -1.2311 | -1.2311 | -1.2311 | -1.2311 | -1.2311 | -1.2311 | -7.5756 | -7.5756 | -7.5756 | -7.5756 | -7.5756 | -7.5756 | 0 | 0 |  |  | 9490.6614
Discount Factor (Relative to 1/1/2016) = |  |  |  | 0.94787 | 0.89845 | 0.85161 | 0.80722 | 0.76513 | 0.72525 | 0.68744 | 0.6516 | 0.61763 | 0.58543 | 0.55491 | 0.52598 | 0.49856 | 0.47257 | 0.44793 | 0.42458 | 0.40245 | 0.38147 | 0.36158 | 0.34273 | 0.32486 | 0.30793 | 0.29187 | 0.27666 | 0.26223 | 0.24856 | 0.2356 | 0.22332 | 0.21168 | 0.20064 | 0.19018 | 0.18027 | 0.17087 | 0.16196 | 0.15352 | 0.14552 | 0.13793 | 0.13074 | 0.12392 | 0.11746 | 0.11134 | 0.10554 | 0.10003 | 0.094818 | 0.089875 | 0.08519 | 0.080748 | 0.076539 | 0.072549
* Note: A positive (+) avoided cost in a given year represents a cost savings relative to not having a transmission project deferral.
Note on BF17: Todd Kantarek: Interconnection at substation dist'n side. Added 2.6% transmission loss factor.

## PhII (CON100-Mont only)
Version |  | Based on PSEGLI file: "East End Utility 2_0_Economics_2014_10_13_r28_Sargent_Lundy.xlsx"
Annual Revenue Requirements (Millions of $s)
1) Reference (Transmission only) Case
Project | I/S Year | Investor | Capital (2015$s) | 2016 | 2017 | 2018 | 2019 | 2020 | 2021 | 2022 | 2023 | 2024 | 2025 | 2026 | 2027 | 2028 | 2029 | 2030 | 2031 | 2032 | 2033 | 2034 | 2035 | 2036 | 2037 | 2038 | 2039 | 2040 | 2041 | 2042 | 2043 | 2044 | 2045 | 2046 | 2047 | 2048 | 2049 | 2050 | 2051 | 2052 | 2053 | 2054 | 2055 | 2056 | 2057 | 2058 | 2059 | 2060 | 2061 | 2062 | 2063 | 2064 |  | NPV |  | Proposal Number = | CON100
Transmission Reinforcement I | 2017 | PSEGLI | 93.4 | 0 | 11.3926 | 11.3926 | 11.3926 | 11.3926 | 11.3926 | 11.3926 | 11.3926 | 11.3926 | 11.3926 | 11.3926 | 11.3926 | 11.3926 | 11.3926 | 11.3926 | 11.3926 | 11.3926 | 11.3926 | 11.3926 | 11.3926 | 11.3926 | 11.3926 | 11.3926 | 11.3926 | 11.3926 | 11.3926 | 11.3926 | 11.3926 | 11.3926 | 11.3926 | 11.3926 | 11.3926 | 11.3926 | 11.3926 | 11.3926 | 11.3926 | [13 empty] | 35 | 166.1982 |  | Proposer Name = | Convergent Energy + Power
Transmission Reinforcement II | 2018 | PSEGLI | 4.8 | 0 | 0 | 0.60305 | 0.60305 | 0.60305 | 0.60305 | 0.60305 | 0.60305 | 0.60305 | 0.60305 | 0.60305 | 0.60305 | 0.60305 | 0.60305 | 0.60305 | 0.60305 | 0.60305 | 0.60305 | 0.60305 | 0.60305 | 0.60305 | 0.60305 | 0.60305 | 0.60305 | 0.60305 | 0.60305 | 0.60305 | 0.60305 | 0.60305 | 0.60305 | 0.60305 | 0.60305 | 0.60305 | 0.60305 | 0.60305 | 0.60305 | 0.60305 | [12 empty] | 35 | 8.3388 |  | Proposal/Project = | Bridgehampton and Montauk Project
Transmission Reinforcement III | 2019 | PSEGLI | 2.8 | 0 | 0 | 0 | 0.36233 | 0.36233 | 0.36233 | 0.36233 | 0.36233 | 0.36233 | 0.36233 | 0.36233 | 0.36233 | 0.36233 | 0.36233 | 0.36233 | 0.36233 | 0.36233 | 0.36233 | 0.36233 | 0.36233 | 0.36233 | 0.36233 | 0.36233 | 0.36233 | 0.36233 | 0.36233 | 0.36233 | 0.36233 | 0.36233 | 0.36233 | 0.36233 | 0.36233 | 0.36233 | 0.36233 | 0.36233 | 0.36233 | 0.36233 | 0.36233 | [11 empty] | 35 | 4.7491 |  | Option Number = | 2
Transmission Reinforcement IV | 2020 | PSEGLI | 136.8 | 0 | 0 | 0 | 0 | 18.2337 | 18.2337 | 18.2337 | 18.2337 | 18.2337 | 18.2337 | 18.2337 | 18.2337 | 18.2337 | 18.2337 | 18.2337 | 18.2337 | 18.2337 | 18.2337 | 18.2337 | 18.2337 | 18.2337 | 18.2337 | 18.2337 | 18.2337 | 18.2337 | 18.2337 | 18.2337 | 18.2337 | 18.2337 | 18.2337 | 18.2337 | 18.2337 | 18.2337 | 18.2337 | 18.2337 | 18.2337 | 18.2337 | 18.2337 | 18.2337 | [10 empty] | 35 | 226.5269 |  | Location = | 1
Transmission Reinforcement V | 2022 | PSEGLI | 275.5 | 0 | 0 | 0 | 0 | 0 | 0 | 38.957 | 38.957 | 38.957 | 38.957 | 38.957 | 38.957 | 38.957 | 38.957 | 38.957 | 38.957 | 38.957 | 38.957 | 38.957 | 38.957 | 38.957 | 38.957 | 38.957 | 38.957 | 38.957 | 38.957 | 38.957 | 38.957 | 38.957 | 38.957 | 38.957 | 38.957 | 38.957 | 38.957 | 38.957 | 38.957 | 38.957 | 38.957 | 38.957 | 38.957 | 38.957 | [8 empty] | 35 | 434.8353 |  | Technology = | Battery Storage
[56 empty] | Interconnection Points = | Montauk Substation - Dist'n Side
Total |  |  | 513.3 | 0 | 11.3926 | 11.9957 | 12.358 | 30.5918 | 30.5918 | 69.5487 | 69.5487 | 69.5487 | 69.5487 | 69.5487 | 69.5487 | 69.5487 | 69.5487 | 69.5487 | 69.5487 | 69.5487 | 69.5487 | 69.5487 | 69.5487 | 69.5487 | 69.5487 | 69.5487 | 69.5487 | 69.5487 | 69.5487 | 69.5487 | 69.5487 | 69.5487 | 69.5487 | 69.5487 | 69.5487 | 69.5487 | 69.5487 | 69.5487 | 69.5487 | 58.1561 | 57.553 | 57.1907 | 38.957 | 38.957 | 0 | 0 | 0 | 0 | 0 | 0 | 0 | 0 |  | 840.6482 |  | Loss Factor = | 1.026
2016 NPV @ 5.5%, thru 2035 |  |  |  | 2016: 559.7216
2016 NPV @ 5.5%, thru 2056 |  |  |  | 2016: 840.6482 |  |  |  | MW Required by 2022 (cap) = | 15 | 33 | 15 | Output: NPV of Transmission Avoided Costs for Selected Project (see note*)
[57 empty] | Selected Project Inputs - Area 1 Portion | Selected Project Inputs - Area 2 Portion | Selected Project Inputs - Area 3 Portion | Area 1 | Area 2 | Area 3 | Total | check
[56 empty] | Project kW = | 10260 | 0 | 0
[55 empty] | Capped kW = | 10260 | 10260 | 0 | 0
[56 empty] | Project Area (1, 2, or 3) = | 1 | 2 | 3
[56 empty] | Proportion of Peak Hours Covered = | 100% | 100% | 100%
[55 empty] | Project COD = | 2018
[55 empty] | Effective kW = | 10260 |  |  |  | 18159438.7145 | 0 | 0 | 18159438.7145
[60 empty] | check | check | check
| I/S Year |  | Capital (2015$s) | 2016 | 2017 | 2018 | 2019 | 2020 | 2021 | 2022 | 2023 | 2024 | 2025 | 2026 | 2027 | 2028 | 2029 | 2030 | 2031 | 2032 | 2033 | 2034 | 2035 | 2036 | 2037 | 2038 | 2039 | 2040 | 2041 | 2042 | 2043 | 2044 | 2045 | 2046 | 2047 | 2048 | 2049 | 2050 | 2051 | 2052 | 2053 | 2054 | 2055 | 2056 | 2057 | 2058 | 2059 | 2060 | 2061 | 2062 | 2063 | 2064 |  | MW Required by 2022 | NPV Base $M | Differential NPV $M | Differential NPV $M (adjusted for COD of Selected Project) | Differntial NPV $/MW | NPV of Transmission Avoided Costs for Selected Project
Area I Projects: | [53 empty] | 15
Amagansett Conversion 33 kV | 2017 |  | 8 | 0 | 0.97582 | 0.97582 | 0.97582 | 0.97582 | 0.97582 | 0.97582 | 0.97582 | 0.97582 | 0.97582 | 0.97582 | 0.97582 | 0.97582 | 0.97582 | 0.97582 | 0.97582 | 0.97582 | 0.97582 | 0.97582 | 0.97582 | 0.97582 | 0.97582 | 0.97582 | 0.97582 | 0.97582 | 0.97582 | 0.97582 | 0.97582 | 0.97582 | 0.97582 | 0.97582 | 0.97582 | 0.97582 | 0.97582 | 0.97582 | 0.97582 | [13 empty] | 35 |  | 14.2354
East Hampton Conversion 33 kV | 2017 |  | 3.2 | 0 | 0.39033 | 0.39033 | 0.39033 | 0.39033 | 0.39033 | 0.39033 | 0.39033 | 0.39033 | 0.39033 | 0.39033 | 0.39033 | 0.39033 | 0.39033 | 0.39033 | 0.39033 | 0.39033 | 0.39033 | 0.39033 | 0.39033 | 0.39033 | 0.39033 | 0.39033 | 0.39033 | 0.39033 | 0.39033 | 0.39033 | 0.39033 | 0.39033 | 0.39033 | 0.39033 | 0.39033 | 0.39033 | 0.39033 | 0.39033 | 0.39033 | [13 empty] | 35 |  | 5.6942
Buell Conversion 33 kV | 2017 |  | 3.7 | 0 | 0.45131 | 0.45131 | 0.45131 | 0.45131 | 0.45131 | 0.45131 | 0.45131 | 0.45131 | 0.45131 | 0.45131 | 0.45131 | 0.45131 | 0.45131 | 0.45131 | 0.45131 | 0.45131 | 0.45131 | 0.45131 | 0.45131 | 0.45131 | 0.45131 | 0.45131 | 0.45131 | 0.45131 | 0.45131 | 0.45131 | 0.45131 | 0.45131 | 0.45131 | 0.45131 | 0.45131 | 0.45131 | 0.45131 | 0.45131 | 0.45131 | [13 empty] | 35 |  | 6.5839
Hither Hills Conversion to 33 kV | 2018 |  | 4.8 | 0 | 0 | 0.60305 | 0.60305 | 0.60305 | 0.60305 | 0.60305 | 0.60305 | 0.60305 | 0.60305 | 0.60305 | 0.60305 | 0.60305 | 0.60305 | 0.60305 | 0.60305 | 0.60305 | 0.60305 | 0.60305 | 0.60305 | 0.60305 | 0.60305 | 0.60305 | 0.60305 | 0.60305 | 0.60305 | 0.60305 | 0.60305 | 0.60305 | 0.60305 | 0.60305 | 0.60305 | 0.60305 | 0.60305 | 0.60305 | 0.60305 | 0.60305 | [12 empty] | 35 |  | 8.3388
Culloden Pt Conversion to 33 kV | 2019 |  | 2.8 | 0 | 0 | 0 | 0.36233 | 0.36233 | 0.36233 | 0.36233 | 0.36233 | 0.36233 | 0.36233 | 0.36233 | 0.36233 | 0.36233 | 0.36233 | 0.36233 | 0.36233 | 0.36233 | 0.36233 | 0.36233 | 0.36233 | 0.36233 | 0.36233 | 0.36233 | 0.36233 | 0.36233 | 0.36233 | 0.36233 | 0.36233 | 0.36233 | 0.36233 | 0.36233 | 0.36233 | 0.36233 | 0.36233 | 0.36233 | 0.36233 | 0.36233 | 0.36233 | [11 empty] | 35 |  | 4.7491
No Deferral |  |  | 22.5 |  | 1.8175 | 2.4205 | 2.7828 | 2.7828 | 2.7828 | 2.7828 | 2.7828 | 2.7828 | 2.7828 | 2.7828 | 2.7828 | 2.7828 | 2.7828 | 2.7828 | 2.7828 | 2.7828 | 2.7828 | 2.7828 | 2.7828 | 2.7828 | 2.7828 | 2.7828 | 2.7828 | 2.7828 | 2.7828 | 2.7828 | 2.7828 | 2.7828 | 2.7828 | 2.7828 | 2.7828 | 2.7828 | 2.7828 | 2.7828 | 2.7828 | 0.96539 | 0.36233 | 0 | 0 | 0 | [10 empty] | 39.6013
Amagansett Conversion 33 kV | 2030 |  | 8 | [14 empty] | 1.433 | 1.433 | 1.433 | 1.433 | 1.433 | 1.433 | 1.433 | 1.433 | 1.433 | 1.433 | 1.433 | 1.433 | 1.433 | 1.433 | 1.433 | 1.433 | 1.433 | 1.433 | 1.433 | 1.433 | 1.433 | 1.433 | 1.433 | 1.433 | 1.433 | 1.433 | 1.433 | 1.433 | 1.433 | 1.433 | 1.433 | 1.433 | 1.433 | 1.433 | 1.433 | 35 |  | 10.4225 | 3.8129 | 0 | 0 | 0
East Hampton Conversion 33 kV | 2030 |  | 3.2 | [14 empty] | 0.57321 | 0.57321 | 0.57321 | 0.57321 | 0.57321 | 0.57321 | 0.57321 | 0.57321 | 0.57321 | 0.57321 | 0.57321 | 0.57321 | 0.57321 | 0.57321 | 0.57321 | 0.57321 | 0.57321 | 0.57321 | 0.57321 | 0.57321 | 0.57321 | 0.57321 | 0.57321 | 0.57321 | 0.57321 | 0.57321 | 0.57321 | 0.57321 | 0.57321 | 0.57321 | 0.57321 | 0.57321 | 0.57321 | 0.57321 | 0.57321 | 35 |  | 4.169 | 1.5252 | 0 | 0 | 0
Buell Conversion 33 kV | 2030 |  | 3.7 | [14 empty] | 0.66277 | 0.66277 | 0.66277 | 0.66277 | 0.66277 | 0.66277 | 0.66277 | 0.66277 | 0.66277 | 0.66277 | 0.66277 | 0.66277 | 0.66277 | 0.66277 | 0.66277 | 0.66277 | 0.66277 | 0.66277 | 0.66277 | 0.66277 | 0.66277 | 0.66277 | 0.66277 | 0.66277 | 0.66277 | 0.66277 | 0.66277 | 0.66277 | 0.66277 | 0.66277 | 0.66277 | 0.66277 | 0.66277 | 0.66277 | 0.66277 | 35 |  | 4.8204 | 1.7635 | 0 | 0 | 0
Hither Hills Conversion to 33 kV | 2030 |  | 4.8 | [14 empty] | 0.85981 | 0.85981 | 0.85981 | 0.85981 | 0.85981 | 0.85981 | 0.85981 | 0.85981 | 0.85981 | 0.85981 | 0.85981 | 0.85981 | 0.85981 | 0.85981 | 0.85981 | 0.85981 | 0.85981 | 0.85981 | 0.85981 | 0.85981 | 0.85981 | 0.85981 | 0.85981 | 0.85981 | 0.85981 | 0.85981 | 0.85981 | 0.85981 | 0.85981 | 0.85981 | 0.85981 | 0.85981 | 0.85981 | 0.85981 | 0.85981 | 35 |  | 6.2535 | 2.0853 | 2.0853 | 139022.8879 | 1426374.8302
Culloden Pt Conversion to 33 kV | 2030 |  | 2.8 | [14 empty] | 0.50156 | 0.50156 | 0.50156 | 0.50156 | 0.50156 | 0.50156 | 0.50156 | 0.50156 | 0.50156 | 0.50156 | 0.50156 | 0.50156 | 0.50156 | 0.50156 | 0.50156 | 0.50156 | 0.50156 | 0.50156 | 0.50156 | 0.50156 | 0.50156 | 0.50156 | 0.50156 | 0.50156 | 0.50156 | 0.50156 | 0.50156 | 0.50156 | 0.50156 | 0.50156 | 0.50156 | 0.50156 | 0.50156 | 0.50156 | 0.50156 | 35 |  | 3.6479 | 1.1012 | 1.1012 | 73412.135 | 753208.5051
Deferral to Indicated Year |  |  | 22.5 | [6 empty] | 0 | 0 | 0 | 0 | 0 | 0 | 0 | 0 | 4.0304 | 4.0304 | 4.0304 | 4.0304 | 4.0304 | 4.0304 | 4.0304 | 4.0304 | 4.0304 | 4.0304 | 4.0304 | 4.0304 | 4.0304 | 4.0304 | 4.0304 | 4.0304 | 4.0304 | 4.0304 | 4.0304 | 4.0304 | 4.0304 | 4.0304 | 4.0304 | 4.0304 | 4.0304 | 4.0304 | 4.0304 | 4.0304 | 4.0304 | 4.0304 | 4.0304 | 4.0304 | 4.0304 | 4.0304 | 4.0304 | 35 |  | 29.3132 | 10.2881 | 3.1865 | 212435.0229 | 2179583.3353 | =Area I Portion
[59 empty] | 18159438.7145 | =Area I+II+III Portions
Annual Avoided Costs for Deferral to Indicated Year:
Amagansett Conversion 33 kV | 2030 |  |  | 0 | 0.97582 | 0.97582 | 0.97582 | 0.97582 | 0.97582 | 0.97582 | 0.97582 | 0.97582 | 0.97582 | 0.97582 | 0.97582 | 0.97582 | 0.97582 | -0.4572 | -0.4572 | -0.4572 | -0.4572 | -0.4572 | -0.4572 | -0.4572 | -0.4572 | -0.4572 | -0.4572 | -0.4572 | -0.4572 | -0.4572 | -0.4572 | -0.4572 | -0.4572 | -0.4572 | -0.4572 | -0.4572 | -0.4572 | -0.4572 | -0.4572 | -1.433 | -1.433 | -1.433 | -1.433 | -1.433 | -1.433 | -1.433 | -1.433 | -1.433 | -1.433 | -1.433 | -1.433 | -1.433 | 35 |  |  | 3.8129
East Hampton Conversion 33 kV | 2030 |  |  | 0 | 0.39033 | 0.39033 | 0.39033 | 0.39033 | 0.39033 | 0.39033 | 0.39033 | 0.39033 | 0.39033 | 0.39033 | 0.39033 | 0.39033 | 0.39033 | -0.18288 | -0.18288 | -0.18288 | -0.18288 | -0.18288 | -0.18288 | -0.18288 | -0.18288 | -0.18288 | -0.18288 | -0.18288 | -0.18288 | -0.18288 | -0.18288 | -0.18288 | -0.18288 | -0.18288 | -0.18288 | -0.18288 | -0.18288 | -0.18288 | -0.18288 | -0.57321 | -0.57321 | -0.57321 | -0.57321 | -0.57321 | -0.57321 | -0.57321 | -0.57321 | -0.57321 | -0.57321 | -0.57321 | -0.57321 | -0.57321 | 35 |  |  | 1.5252
Buell Conversion 33 kV | 2030 |  |  | 0 | 0.45131 | 0.45131 | 0.45131 | 0.45131 | 0.45131 | 0.45131 | 0.45131 | 0.45131 | 0.45131 | 0.45131 | 0.45131 | 0.45131 | 0.45131 | -0.21146 | -0.21146 | -0.21146 | -0.21146 | -0.21146 | -0.21146 | -0.21146 | -0.21146 | -0.21146 | -0.21146 | -0.21146 | -0.21146 | -0.21146 | -0.21146 | -0.21146 | -0.21146 | -0.21146 | -0.21146 | -0.21146 | -0.21146 | -0.21146 | -0.21146 | -0.66277 | -0.66277 | -0.66277 | -0.66277 | -0.66277 | -0.66277 | -0.66277 | -0.66277 | -0.66277 | -0.66277 | -0.66277 | -0.66277 | -0.66277 | 35 |  |  | 1.7635
Hither Hills Conversion to 33 kV | 2030 |  |  | 0 | 0 | 0.60305 | 0.60305 | 0.60305 | 0.60305 | 0.60305 | 0.60305 | 0.60305 | 0.60305 | 0.60305 | 0.60305 | 0.60305 | 0.60305 | -0.25676 | -0.25676 | -0.25676 | -0.25676 | -0.25676 | -0.25676 | -0.25676 | -0.25676 | -0.25676 | -0.25676 | -0.25676 | -0.25676 | -0.25676 | -0.25676 | -0.25676 | -0.25676 | -0.25676 | -0.25676 | -0.25676 | -0.25676 | -0.25676 | -0.25676 | -0.25676 | -0.85981 | -0.85981 | -0.85981 | -0.85981 | -0.85981 | -0.85981 | -0.85981 | -0.85981 | -0.85981 | -0.85981 | -0.85981 | -0.85981 | 35 |  |  | 2.0853
Culloden Pt Conversion to 33 kV | 2030 |  |  | 0 | 0 | 0 | 0.36233 | 0.36233 | 0.36233 | 0.36233 | 0.36233 | 0.36233 | 0.36233 | 0.36233 | 0.36233 | 0.36233 | 0.36233 | -0.13922 | -0.13922 | -0.13922 | -0.13922 | -0.13922 | -0.13922 | -0.13922 | -0.13922 | -0.13922 | -0.13922 | -0.13922 | -0.13922 | -0.13922 | -0.13922 | -0.13922 | -0.13922 | -0.13922 | -0.13922 | -0.13922 | -0.13922 | -0.13922 | -0.13922 | -0.13922 | -0.13922 | -0.50156 | -0.50156 | -0.50156 | -0.50156 | -0.50156 | -0.50156 | -0.50156 | -0.50156 | -0.50156 | -0.50156 | -0.50156 | 35 |  |  | 1.1012
Area II Projects: | [53 empty] | 33
Riverhead Canal 2nd Line and Bank | 2020 |  | 136.8 | 0 | 0 | 0 | 0 | 18.2337 | 18.2337 | 18.2337 | 18.2337 | 18.2337 | 18.2337 | 18.2337 | 18.2337 | 18.2337 | 18.2337 | 18.2337 | 18.2337 | 18.2337 | 18.2337 | 18.2337 | 18.2337 | 18.2337 | 18.2337 | 18.2337 | 18.2337 | 18.2337 | 18.2337 | 18.2337 | 18.2337 | 18.2337 | 18.2337 | 18.2337 | 18.2337 | 18.2337 | 18.2337 | 18.2337 | 18.2337 | 18.2337 | 18.2337 | 18.2337 | [10 empty] | 35 |  | 226.5269
No Deferral |  |  | 136.8 |  | 0 | 0 | 0 | 18.2337 | 18.2337 | 18.2337 | 18.2337 | 18.2337 | 18.2337 | 18.2337 | 18.2337 | 18.2337 | 18.2337 | 18.2337 | 18.2337 | 18.2337 | 18.2337 | 18.2337 | 18.2337 | 18.2337 | 18.2337 | 18.2337 | 18.2337 | 18.2337 | 18.2337 | 18.2337 | 18.2337 | 18.2337 | 18.2337 | 18.2337 | 18.2337 | 18.2337 | 18.2337 | 18.2337 | 18.2337 | 18.2337 | 18.2337 | 18.2337 | [10 empty] | 35 |  | 226.5269
Riverhead Canal 2nd Line and Bank | 2026 |  | 136.8 | [10 empty] | 21.772 | 21.772 | 21.772 | 21.772 | 21.772 | 21.772 | 21.772 | 21.772 | 21.772 | 21.772 | 21.772 | 21.772 | 21.772 | 21.772 | 21.772 | 21.772 | 21.772 | 21.772 | 21.772 | 21.772 | 21.772 | 21.772 | 21.772 | 21.772 | 21.772 | 21.772 | 21.772 | 21.772 | 21.772 | 21.772 | 21.772 | 21.772 | 21.772 | 21.772 | 21.772 |  |  |  |  | 35 |  | 196.1681 | 30.3588 | 30.3588 | 632475.0457 | 6489193.9689
Deferral to Indicated Year |  |  | 136.8 | [6 empty] | 0 | 0 | 0 | 0 | 21.772 | 21.772 | 21.772 | 21.772 | 21.772 | 21.772 | 21.772 | 21.772 | 21.772 | 21.772 | 21.772 | 21.772 | 21.772 | 21.772 | 21.772 | 21.772 | 21.772 | 21.772 | 21.772 | 21.772 | 21.772 | 21.772 | 21.772 | 21.772 | 21.772 | 21.772 | 21.772 | 21.772 | 21.772 | 21.772 | 21.772 | 21.772 | 21.772 | 21.772 | 21.772 |  |  |  |  | 35 |  | 196.1681 | 30.3588 | 30.3588 | 632475.0457 | 6489193.9689 | =Area II Portion
[59 empty] | 15979855.3793 | =Area II+III Portions
Annual Avoided Costs for Deferral to Indicated Year:
Riverhead Canal 2nd Line and Bank | 2026 |  |  | 0 | 0 | 0 | 0 | 18.2337 | 18.2337 | 18.2337 | 18.2337 | 18.2337 | 18.2337 | -3.5383 | -3.5383 | -3.5383 | -3.5383 | -3.5383 | -3.5383 | -3.5383 | -3.5383 | -3.5383 | -3.5383 | -3.5383 | -3.5383 | -3.5383 | -3.5383 | -3.5383 | -3.5383 | -3.5383 | -3.5383 | -3.5383 | -3.5383 | -3.5383 | -3.5383 | -3.5383 | -3.5383 | -3.5383 | -3.5383 | -3.5383 | -3.5383 | -3.5383 | -21.772 | -21.772 | -21.772 | -21.772 | -21.772 | -21.772 |  |  |  |  | 35 |  |  | 30.3588
0
Area III Projects: | [52 empty] | 0 | 15
New Canal - Southampton Cable | 2017 |  | 37.6 | 0 | 4.5863 | 4.5863 | 4.5863 | 4.5863 | 4.5863 | 4.5863 | 4.5863 | 4.5863 | 4.5863 | 4.5863 | 4.5863 | 4.5863 | 4.5863 | 4.5863 | 4.5863 | 4.5863 | 4.5863 | 4.5863 | 4.5863 | 4.5863 | 4.5863 | 4.5863 | 4.5863 | 4.5863 | 4.5863 | 4.5863 | 4.5863 | 4.5863 | 4.5863 | 4.5863 | 4.5863 | 4.5863 | 4.5863 | 4.5863 | 4.5863 | [13 empty] | 35 |  | 66.9063
Upgrade Wildwood - Riverhead to 138 kV | 2017 |  | 7.7 | 0 | 0.93922 | 0.93922 | 0.93922 | 0.93922 | 0.93922 | 0.93922 | 0.93922 | 0.93922 | 0.93922 | 0.93922 | 0.93922 | 0.93922 | 0.93922 | 0.93922 | 0.93922 | 0.93922 | 0.93922 | 0.93922 | 0.93922 | 0.93922 | 0.93922 | 0.93922 | 0.93922 | 0.93922 | 0.93922 | 0.93922 | 0.93922 | 0.93922 | 0.93922 | 0.93922 | 0.93922 | 0.93922 | 0.93922 | 0.93922 | 0.93922 | [13 empty] | 35 |  | 13.7016
Bridgehampton - Buell New 69 kV UG Cable | 2017 |  | 33.2 | 0 | 4.0496 | 4.0496 | 4.0496 | 4.0496 | 4.0496 | 4.0496 | 4.0496 | 4.0496 | 4.0496 | 4.0496 | 4.0496 | 4.0496 | 4.0496 | 4.0496 | 4.0496 | 4.0496 | 4.0496 | 4.0496 | 4.0496 | 4.0496 | 4.0496 | 4.0496 | 4.0496 | 4.0496 | 4.0496 | 4.0496 | 4.0496 | 4.0496 | 4.0496 | 4.0496 | 4.0496 | 4.0496 | 4.0496 | 4.0496 | 4.0496 | [13 empty] | 35 |  | 59.0769
Canal - Wainscott New 138 kV UG Cable | 2022 |  | 275.5 | 0 | 0 | 0 | 0 | 0 | 0 | 38.957 | 38.957 | 38.957 | 38.957 | 38.957 | 38.957 | 38.957 | 38.957 | 38.957 | 38.957 | 38.957 | 38.957 | 38.957 | 38.957 | 38.957 | 38.957 | 38.957 | 38.957 | 38.957 | 38.957 | 38.957 | 38.957 | 38.957 | 38.957 | 38.957 | 38.957 | 38.957 | 38.957 | 38.957 | 38.957 | 38.957 | 38.957 | 38.957 | 38.957 | 38.957 | [8 empty] | 35 |  | 434.8353
No Deferral |  |  | 354 |  | 9.5752 | 9.5752 | 9.5752 | 9.5752 | 9.5752 | 48.5322 | 48.5322 | 48.5322 | 48.5322 | 48.5322 | 48.5322 | 48.5322 | 48.5322 | 48.5322 | 48.5322 | 48.5322 | 48.5322 | 48.5322 | 48.5322 | 48.5322 | 48.5322 | 48.5322 | 48.5322 | 48.5322 | 48.5322 | 48.5322 | 48.5322 | 48.5322 | 48.5322 | 48.5322 | 48.5322 | 48.5322 | 48.5322 | 48.5322 | 48.5322 | 38.957 | 38.957 | 38.957 | 38.957 | 38.957 | [10 empty] | 574.52
New Canal - Southampton Cable | 2023 |  | 37.6 | [7 empty] | 5.4763 | 5.4763 | 5.4763 | 5.4763 | 5.4763 | 5.4763 | 5.4763 | 5.4763 | 5.4763 | 5.4763 | 5.4763 | 5.4763 | 5.4763 | 5.4763 | 5.4763 | 5.4763 | 5.4763 | 5.4763 | 5.4763 | 5.4763 | 5.4763 | 5.4763 | 5.4763 | 5.4763 | 5.4763 | 5.4763 | 5.4763 | 5.4763 | 5.4763 | 5.4763 | 5.4763 | 5.4763 | 5.4763 | 5.4763 | 5.4763 | [7 empty] | 35 |  | 57.9396 | 8.9667 | 0 | 0 | 0
Upgrade Wildwood - Riverhead to 138 kV | 2022 |  | 7.7 | [6 empty] | 1.0888 | 1.0888 | 1.0888 | 1.0888 | 1.0888 | 1.0888 | 1.0888 | 1.0888 | 1.0888 | 1.0888 | 1.0888 | 1.0888 | 1.0888 | 1.0888 | 1.0888 | 1.0888 | 1.0888 | 1.0888 | 1.0888 | 1.0888 | 1.0888 | 1.0888 | 1.0888 | 1.0888 | 1.0888 | 1.0888 | 1.0888 | 1.0888 | 1.0888 | 1.0888 | 1.0888 | 1.0888 | 1.0888 | 1.0888 | 1.0888 | [8 empty] | 35 |  | 12.1533 | 1.5483 | 0 | 0 | 0
Bridgehampton - Buell New 69 kV UG Cable | 2023 |  | 33.2 | [7 empty] | 4.8355 | 4.8355 | 4.8355 | 4.8355 | 4.8355 | 4.8355 | 4.8355 | 4.8355 | 4.8355 | 4.8355 | 4.8355 | 4.8355 | 4.8355 | 4.8355 | 4.8355 | 4.8355 | 4.8355 | 4.8355 | 4.8355 | 4.8355 | 4.8355 | 4.8355 | 4.8355 | 4.8355 | 4.8355 | 4.8355 | 4.8355 | 4.8355 | 4.8355 | 4.8355 | 4.8355 | 4.8355 | 4.8355 | 4.8355 | 4.8355 | [7 empty] | 35 |  | 51.1595 | 7.9174 | 0 | 0 | 0
Canal - Wainscott New 138 kV UG Cable | 2028 |  | 275.5 | [12 empty] | 46.5167 | 46.5167 | 46.5167 | 46.5167 | 46.5167 | 46.5167 | 46.5167 | 46.5167 | 46.5167 | 46.5167 | 46.5167 | 46.5167 | 46.5167 | 46.5167 | 46.5167 | 46.5167 | 46.5167 | 46.5167 | 46.5167 | 46.5167 | 46.5167 | 46.5167 | 46.5167 | 46.5167 | 46.5167 | 46.5167 | 46.5167 | 46.5167 | 46.5167 | 46.5167 | 46.5167 | 46.5167 | 46.5167 | 46.5167 | 46.5167 |  |  | 35 |  | 376.5593 | 58.276 | 58.276 | 925015.732 | 9490661.4103
Deferral to Indicated Year |  |  | 354 | [6 empty] | 1.0888 | 11.4006 | 11.4006 | 11.4006 | 11.4006 | 11.4006 | 57.9173 | 57.9173 | 57.9173 | 57.9173 | 57.9173 | 57.9173 | 57.9173 | 57.9173 | 57.9173 | 57.9173 | 57.9173 | 57.9173 | 57.9173 | 57.9173 | 57.9173 | 57.9173 | 57.9173 | 57.9173 | 57.9173 | 57.9173 | 57.9173 | 57.9173 | 57.9173 | 57.9173 | 57.9173 | 57.9173 | 57.9173 | 57.9173 | 57.9173 | 56.8285 | 46.5167 | 46.5167 | 46.5167 | 46.5167 | 46.5167 |  |  | 41 |  | 497.8117 | 76.7083 | 58.276 | 925015.732 | 9490661.4103 | =Area III Portion
[59 empty] | 9490661.4103 | =Area III Portion
Annual Avoided Costs for Deferral to Indicated Year:
New Canal - Southampton Cable | 2023 |  |  | 0 | 4.5863 | 4.5863 | 4.5863 | 4.5863 | 4.5863 | 4.5863 | -0.88999 | -0.88999 | -0.88999 | -0.88999 | -0.88999 | -0.88999 | -0.88999 | -0.88999 | -0.88999 | -0.88999 | -0.88999 | -0.88999 | -0.88999 | -0.88999 | -0.88999 | -0.88999 | -0.88999 | -0.88999 | -0.88999 | -0.88999 | -0.88999 | -0.88999 | -0.88999 | -0.88999 | -0.88999 | -0.88999 | -0.88999 | -0.88999 | -0.88999 | -5.4763 | -5.4763 | -5.4763 | -5.4763 | -5.4763 | -5.4763 | 0 | 0 | 0 | 0 | 0 |  |  | 35 |  |  | 8.9667
Upgrade Wildwood - Riverhead to 138 kV | 2022 |  |  | 0 | 0.93922 | 0.93922 | 0.93922 | 0.93922 | 0.93922 | -0.14959 | -0.14959 | -0.14959 | -0.14959 | -0.14959 | -0.14959 | -0.14959 | -0.14959 | -0.14959 | -0.14959 | -0.14959 | -0.14959 | -0.14959 | -0.14959 | -0.14959 | -0.14959 | -0.14959 | -0.14959 | -0.14959 | -0.14959 | -0.14959 | -0.14959 | -0.14959 | -0.14959 | -0.14959 | -0.14959 | -0.14959 | -0.14959 | -0.14959 | -0.14959 | -1.0888 | -1.0888 | -1.0888 | -1.0888 | -1.0888 | 0 | 0 | 0 | 0 | 0 | 0 |  |  | 35 |  |  | 1.5483
Bridgehampton - Buell New 69 kV UG Cable | 2023 |  |  | 0 | 4.0496 | 4.0496 | 4.0496 | 4.0496 | 4.0496 | 4.0496 | -0.78584 | -0.78584 | -0.78584 | -0.78584 | -0.78584 | -0.78584 | -0.78584 | -0.78584 | -0.78584 | -0.78584 | -0.78584 | -0.78584 | -0.78584 | -0.78584 | -0.78584 | -0.78584 | -0.78584 | -0.78584 | -0.78584 | -0.78584 | -0.78584 | -0.78584 | -0.78584 | -0.78584 | -0.78584 | -0.78584 | -0.78584 | -0.78584 | -0.78584 | -4.8355 | -4.8355 | -4.8355 | -4.8355 | -4.8355 | -4.8355 | 0 | 0 | 0 | 0 | 0 |  |  | 35 |  |  | 7.9174
Canal - Wainscott New 138 kV UG Cable | 2028 |  |  | 0 | 0 | 0 | 0 | 0 | 0 | 38.957 | 38.957 | 38.957 | 38.957 | 38.957 | 38.957 | -7.5597 | -7.5597 | -7.5597 | -7.5597 | -7.5597 | -7.5597 | -7.5597 | -7.5597 | -7.5597 | -7.5597 | -7.5597 | -7.5597 | -7.5597 | -7.5597 | -7.5597 | -7.5597 | -7.5597 | -7.5597 | -7.5597 | -7.5597 | -7.5597 | -7.5597 | -7.5597 | -7.5597 | -7.5597 | -7.5597 | -7.5597 | -7.5597 | -7.5597 | -46.5167 | -46.5167 | -46.5167 | -46.5167 | -46.5167 | -46.5167 | [5 empty] | 58.276
Total - All Areas (No Deferrals,$Millions) |  |  | 513.3 |  | 11.3926 | 11.9957 | 12.358 | 30.5918 | 30.5918 | 69.5487 | 69.5487 | 69.5487 | 69.5487 | 69.5487 | 69.5487 | 69.5487 | 69.5487 | 69.5487 | 69.5487 | 69.5487 | 69.5487 | 69.5487 | 69.5487 | 69.5487 | 69.5487 | 69.5487 | 69.5487 | 69.5487 | 69.5487 | 69.5487 | 69.5487 | 69.5487 | 69.5487 | 69.5487 | 69.5487 | 69.5487 | 69.5487 | 69.5487 | 69.5487 | 58.1561 | 57.553 | 57.1907 | 38.957 | 38.957 | 0 | 0 | 0 | 0 | 0 | 0 | 0 | 0 |  | 63 | 840.6482 | 117.3552 | = max. total avoided cost in portfolio
Annual Avoided Costs for Deferrals - Area 1 Proposal: (see note*) | Deferral Year |  |  | 2016 | 2017 | 2018 | 2019 | 2020 | 2021 | 2022 | 2023 | 2024 | 2025 | 2026 | 2027 | 2028 | 2029 | 2030 | 2031 | 2032 | 2033 | 2034 | 2035 | 2036 | 2037 | 2038 | 2039 | 2040 | 2041 | 2042 | 2043 | 2044 | 2045 | 2046 | 2047 | 2048 | 2049 | 2050 | 2051 | 2052 | 2053 | 2054 | 2055 | 2056 | 2057 | 2058 | 2059 | 2060 | 2061 | 2062 | 2063 | 2064 |  |  | Differential NPV $M |  | Differential NPV $M (adjusted for COD of Selected Project) | Differntial NPV $/MW | NPV of Transmission Avoided Costs for Selected Project
Area I Projects:
Amagansett Conversion 33 kV | 2030 |  |  | 0 | 0.97582 | 0.97582 | 0.97582 | 0.97582 | 0.97582 | 0.97582 | 0.97582 | 0.97582 | 0.97582 | 0.97582 | 0.97582 | 0.97582 | 0.97582 | -0.4572 | -0.4572 | -0.4572 | -0.4572 | -0.4572 | -0.4572 | -0.4572 | -0.4572 | -0.4572 | -0.4572 | -0.4572 | -0.4572 | -0.4572 | -0.4572 | -0.4572 | -0.4572 | -0.4572 | -0.4572 | -0.4572 | -0.4572 | -0.4572 | -0.4572 | -1.433 | -1.433 | -1.433 | -1.433 | -1.433 | -1.433 | -1.433 | -1.433 | -1.433 | -1.433 | -1.433 | -1.433 | -1.433 |  |  | 3.8129 |  | 0 | 0 | 0
East Hampton Conversion 33 kV | 2030 |  |  | 0 | 0.39033 | 0.39033 | 0.39033 | 0.39033 | 0.39033 | 0.39033 | 0.39033 | 0.39033 | 0.39033 | 0.39033 | 0.39033 | 0.39033 | 0.39033 | -0.18288 | -0.18288 | -0.18288 | -0.18288 | -0.18288 | -0.18288 | -0.18288 | -0.18288 | -0.18288 | -0.18288 | -0.18288 | -0.18288 | -0.18288 | -0.18288 | -0.18288 | -0.18288 | -0.18288 | -0.18288 | -0.18288 | -0.18288 | -0.18288 | -0.18288 | -0.57321 | -0.57321 | -0.57321 | -0.57321 | -0.57321 | -0.57321 | -0.57321 | -0.57321 | -0.57321 | -0.57321 | -0.57321 | -0.57321 | -0.57321 |  |  | 1.5252 |  | 0 | 0 | 0
Buell Conversion 33 kV | 2030 |  |  | 0 | 0.45131 | 0.45131 | 0.45131 | 0.45131 | 0.45131 | 0.45131 | 0.45131 | 0.45131 | 0.45131 | 0.45131 | 0.45131 | 0.45131 | 0.45131 | -0.21146 | -0.21146 | -0.21146 | -0.21146 | -0.21146 | -0.21146 | -0.21146 | -0.21146 | -0.21146 | -0.21146 | -0.21146 | -0.21146 | -0.21146 | -0.21146 | -0.21146 | -0.21146 | -0.21146 | -0.21146 | -0.21146 | -0.21146 | -0.21146 | -0.21146 | -0.66277 | -0.66277 | -0.66277 | -0.66277 | -0.66277 | -0.66277 | -0.66277 | -0.66277 | -0.66277 | -0.66277 | -0.66277 | -0.66277 | -0.66277 |  |  | 1.7635 |  | 0 | 0 | 0
Hither Hills Conversion to 33 kV | 2030 |  |  | 0 | 0 | 0.60305 | 0.60305 | 0.60305 | 0.60305 | 0.60305 | 0.60305 | 0.60305 | 0.60305 | 0.60305 | 0.60305 | 0.60305 | 0.60305 | -0.25676 | -0.25676 | -0.25676 | -0.25676 | -0.25676 | -0.25676 | -0.25676 | -0.25676 | -0.25676 | -0.25676 | -0.25676 | -0.25676 | -0.25676 | -0.25676 | -0.25676 | -0.25676 | -0.25676 | -0.25676 | -0.25676 | -0.25676 | -0.25676 | -0.25676 | -0.25676 | -0.85981 | -0.85981 | -0.85981 | -0.85981 | -0.85981 | -0.85981 | -0.85981 | -0.85981 | -0.85981 | -0.85981 | -0.85981 | -0.85981 |  |  | 2.0853 |  | 2.0853 | 139022.8879 | 1426374.8302
Culloden Pt Conversion to 33 kV | 2030 |  |  | 0 | 0 | 0 | 0.36233 | 0.36233 | 0.36233 | 0.36233 | 0.36233 | 0.36233 | 0.36233 | 0.36233 | 0.36233 | 0.36233 | 0.36233 | -0.13922 | -0.13922 | -0.13922 | -0.13922 | -0.13922 | -0.13922 | -0.13922 | -0.13922 | -0.13922 | -0.13922 | -0.13922 | -0.13922 | -0.13922 | -0.13922 | -0.13922 | -0.13922 | -0.13922 | -0.13922 | -0.13922 | -0.13922 | -0.13922 | -0.13922 | -0.13922 | -0.13922 | -0.50156 | -0.50156 | -0.50156 | -0.50156 | -0.50156 | -0.50156 | -0.50156 | -0.50156 | -0.50156 | -0.50156 | -0.50156 |  |  | 1.1012 |  | 1.1012 | 73412.135 | 753208.5051
[59 empty] | 2179583.3353 | =Area I Portion
Area II Projects: | [58 empty] | 18159438.7145 | =Area I+II+III Portions
Riverhead Canal 2nd Line and Bank | 2026 |  |  | 0 | 0 | 0 | 0 | 18.2337 | 18.2337 | 18.2337 | 18.2337 | 18.2337 | 18.2337 | -3.5383 | -3.5383 | -3.5383 | -3.5383 | -3.5383 | -3.5383 | -3.5383 | -3.5383 | -3.5383 | -3.5383 | -3.5383 | -3.5383 | -3.5383 | -3.5383 | -3.5383 | -3.5383 | -3.5383 | -3.5383 | -3.5383 | -3.5383 | -3.5383 | -3.5383 | -3.5383 | -3.5383 | -3.5383 | -3.5383 | -3.5383 | -3.5383 | -3.5383 | -21.772 | -21.772 | -21.772 | -21.772 | -21.772 | -21.772 | 0 | 0 | 0 | 0 |  |  | 30.3588 |  | 30.3588 | 632475.0457 | 6489193.9689
[59 empty] | 6489193.9689 | =Area II Portion
Area III Projects: | [58 empty] | 15979855.3793 | =Area II+III Portions
New Canal - Southampton Cable | 2023 |  |  | 0 | 4.5863 | 4.5863 | 4.5863 | 4.5863 | 4.5863 | 4.5863 | -0.88999 | -0.88999 | -0.88999 | -0.88999 | -0.88999 | -0.88999 | -0.88999 | -0.88999 | -0.88999 | -0.88999 | -0.88999 | -0.88999 | -0.88999 | -0.88999 | -0.88999 | -0.88999 | -0.88999 | -0.88999 | -0.88999 | -0.88999 | -0.88999 | -0.88999 | -0.88999 | -0.88999 | -0.88999 | -0.88999 | -0.88999 | -0.88999 | -0.88999 | -5.4763 | -5.4763 | -5.4763 | -5.4763 | -5.4763 | -5.4763 | 0 | 0 | 0 | 0 | 0 | 0 | 0 |  |  | 8.9667 |  | 0 | 0 | 0
Upgrade Wildwood - Riverhead to 138 kV | 2022 |  |  | 0 | 0.93922 | 0.93922 | 0.93922 | 0.93922 | 0.93922 | -0.14959 | -0.14959 | -0.14959 | -0.14959 | -0.14959 | -0.14959 | -0.14959 | -0.14959 | -0.14959 | -0.14959 | -0.14959 | -0.14959 | -0.14959 | -0.14959 | -0.14959 | -0.14959 | -0.14959 | -0.14959 | -0.14959 | -0.14959 | -0.14959 | -0.14959 | -0.14959 | -0.14959 | -0.14959 | -0.14959 | -0.14959 | -0.14959 | -0.14959 | -0.14959 | -1.0888 | -1.0888 | -1.0888 | -1.0888 | -1.0888 | 0 | 0 | 0 | 0 | 0 | 0 | 0 | 0 |  |  | 1.5483 |  | 0 | 0 | 0
Bridgehampton - Buell New 69 kV UG Cable | 2023 |  |  | 0 | 4.0496 | 4.0496 | 4.0496 | 4.0496 | 4.0496 | 4.0496 | -0.78584 | -0.78584 | -0.78584 | -0.78584 | -0.78584 | -0.78584 | -0.78584 | -0.78584 | -0.78584 | -0.78584 | -0.78584 | -0.78584 | -0.78584 | -0.78584 | -0.78584 | -0.78584 | -0.78584 | -0.78584 | -0.78584 | -0.78584 | -0.78584 | -0.78584 | -0.78584 | -0.78584 | -0.78584 | -0.78584 | -0.78584 | -0.78584 | -0.78584 | -4.8355 | -4.8355 | -4.8355 | -4.8355 | -4.8355 | -4.8355 | 0 | 0 | 0 | 0 | 0 | 0 | 0 |  |  | 7.9174 |  | 0 | 0 | 0
Canal - Wainscott New 138 kV UG Cable | 2028 |  |  | 0 | 0 | 0 | 0 | 0 | 0 | 38.957 | 38.957 | 38.957 | 38.957 | 38.957 | 38.957 | -7.5597 | -7.5597 | -7.5597 | -7.5597 | -7.5597 | -7.5597 | -7.5597 | -7.5597 | -7.5597 | -7.5597 | -7.5597 | -7.5597 | -7.5597 | -7.5597 | -7.5597 | -7.5597 | -7.5597 | -7.5597 | -7.5597 | -7.5597 | -7.5597 | -7.5597 | -7.5597 | -7.5597 | -7.5597 | -7.5597 | -7.5597 | -7.5597 | -7.5597 | -46.5167 | -46.5167 | -46.5167 | -46.5167 | -46.5167 | -46.5167 | 0 | 0 |  |  | 58.276 |  | 58.276 | 925015.732 | 9490661.4103
[59 empty] | 9490661.4103 | =Area III Portion
Total - Area 1 Proposal, $Millions (unadjusted) |  |  |  | 0 | 0 | 0.60305 | 0.96539 | 19.1991 | 19.1991 | 58.1561 | 58.1561 | 58.1561 | 58.1561 | 36.3841 | 36.3841 | -10.1326 | -10.1326 | -11.494 | -11.494 | -11.494 | -11.494 | -11.494 | -11.494 | -11.494 | -11.494 | -11.494 | -11.494 | -11.494 | -11.494 | -11.494 | -11.494 | -11.494 | -11.494 | -11.494 | -11.494 | -11.494 | -11.494 | -11.494 | -11.494 | -11.494 | -12.097 | -12.4594 | -30.6931 | -30.6931 | -69.6501 | -69.6501 | -69.6501 | -69.6501 | -47.878 | -47.878 | -1.3614 | -1.3614 |  |  | 91.8213 |  |  | 1769925.8006 | 18159438.7145
$/MW-yr |  |  |  | 0 | 0 | 40203.5861 | 64359.2408 | 444228.478 | 444228.478 | 1062593.2896 | 1062593.2896 | 1062593.2896 | 1062593.2896 | 609009.5545 | 609009.5545 | -129350.3688 | -129350.3688 | -220108.1448 | -220108.1448 | -220108.1448 | -220108.1448 | -220108.1448 | -220108.1448 | -220108.1448 | -220108.1448 | -220108.1448 | -220108.1448 | -220108.1448 | -220108.1448 | -220108.1448 | -220108.1448 | -220108.1448 | -220108.1448 | -220108.1448 | -220108.1448 | -220108.1448 | -220108.1448 | -220108.1448 | -220108.1448 | -220108.1448 | -260311.731 | -284467.3856 | -664336.6229 | -664336.6229 | -1282701.4345 | -1282701.4345 | -1282701.4345 | -1282701.4345 | -829117.6994 | -829117.6994 | -90757.776 | -90757.776
$Millions (adjusted) |  |  |  | 0 | 0 | 0.41249 | 0.66033 | 4.5578 | 4.5578 | 10.9022 | 10.9022 | 10.9022 | 10.9022 | 6.2484 | 6.2484 | -1.3271 | -1.3271 | -2.2583 | -2.2583 | -2.2583 | -2.2583 | -2.2583 | -2.2583 | -2.2583 | -2.2583 | -2.2583 | -2.2583 | -2.2583 | -2.2583 | -2.2583 | -2.2583 | -2.2583 | -2.2583 | -2.2583 | -2.2583 | -2.2583 | -2.2583 | -2.2583 | -2.2583 | -2.2583 | -2.6708 | -2.9186 | -6.8161 | -6.8161 | -13.1605 | -13.1605 | -13.1605 | -13.1605 | -8.5067 | -8.5067 | -0.93117 | -0.93117 |  |  | 18159.4387
Annual Avoided Costs for Deferrals - Area 2 Proposal: (see note*) | Deferral Year |  |  | 2016 | 2017 | 2018 | 2019 | 2020 | 2021 | 2022 | 2023 | 2024 | 2025 | 2026 | 2027 | 2028 | 2029 | 2030 | 2031 | 2032 | 2033 | 2034 | 2035 | 2036 | 2037 | 2038 | 2039 | 2040 | 2041 | 2042 | 2043 | 2044 | 2045 | 2046 | 2047 | 2048 | 2049 | 2050 | 2051 | 2052 | 2053 | 2054 | 2055 | 2056 | 2057 | 2058 | 2059 | 2060 | 2061 | 2062 | 2063 | 2064 |  |  | Differential NPV $M |  | Differential NPV $M (adjusted for COD of Selected Project) | Differntial NPV $/MW | NPV of Transmission Avoided Costs for Selected Project
Area I Projects:
Amagansett Conversion 33 kV | 2030 |  |  | 0 | 0 | 0 | 0 | 0 | 0 | 0 | 0 | 0 | 0 | 0 | 0 | 0 | 0 | 0 | 0 | 0 | 0 | 0 | 0 | 0 | 0 | 0 | 0 | 0 | 0 | 0 | 0 | 0 | 0 | 0 | 0 | 0 | 0 | 0 | 0 | 0 | 0 | 0 | 0 | 0 | 0 | 0 | 0 | 0 | 0 | 0 | 0 | 0 |  |  | 0 |  | 0 | 0 | 0
East Hampton Conversion 33 kV | 2030 |  |  | 0 | 0 | 0 | 0 | 0 | 0 | 0 | 0 | 0 | 0 | 0 | 0 | 0 | 0 | 0 | 0 | 0 | 0 | 0 | 0 | 0 | 0 | 0 | 0 | 0 | 0 | 0 | 0 | 0 | 0 | 0 | 0 | 0 | 0 | 0 | 0 | 0 | 0 | 0 | 0 | 0 | 0 | 0 | 0 | 0 | 0 | 0 | 0 | 0 |  |  | 0 |  | 0 | 0 | 0
Buell Conversion 33 kV | 2030 |  |  | 0 | 0 | 0 | 0 | 0 | 0 | 0 | 0 | 0 | 0 | 0 | 0 | 0 | 0 | 0 | 0 | 0 | 0 | 0 | 0 | 0 | 0 | 0 | 0 | 0 | 0 | 0 | 0 | 0 | 0 | 0 | 0 | 0 | 0 | 0 | 0 | 0 | 0 | 0 | 0 | 0 | 0 | 0 | 0 | 0 | 0 | 0 | 0 | 0 |  |  | 0 |  | 0 | 0 | 0
Hither Hills Conversion to 33 kV | 2030 |  |  | 0 | 0 | 0 | 0 | 0 | 0 | 0 | 0 | 0 | 0 | 0 | 0 | 0 | 0 | 0 | 0 | 0 | 0 | 0 | 0 | 0 | 0 | 0 | 0 | 0 | 0 | 0 | 0 | 0 | 0 | 0 | 0 | 0 | 0 | 0 | 0 | 0 | 0 | 0 | 0 | 0 | 0 | 0 | 0 | 0 | 0 | 0 | 0 | 0 |  |  | 0 |  | 0 | 0 | 0
Culloden Pt Conversion to 33 kV | 2030 |  |  | 0 | 0 | 0 | 0 | 0 | 0 | 0 | 0 | 0 | 0 | 0 | 0 | 0 | 0 | 0 | 0 | 0 | 0 | 0 | 0 | 0 | 0 | 0 | 0 | 0 | 0 | 0 | 0 | 0 | 0 | 0 | 0 | 0 | 0 | 0 | 0 | 0 | 0 | 0 | 0 | 0 | 0 | 0 | 0 | 0 | 0 | 0 | 0 | 0 |  |  | 0 |  | 0 | 0 | 0
[59 empty] | 0 | =Area I Portion
Area II Projects: | [58 empty] | 0 | =Area I+II+III Portions
Riverhead Canal 2nd Line and Bank | 2026 |  |  | 0 | 0 | 0 | 0 | 18.2337 | 18.2337 | 18.2337 | 18.2337 | 18.2337 | 18.2337 | -3.5383 | -3.5383 | -3.5383 | -3.5383 | -3.5383 | -3.5383 | -3.5383 | -3.5383 | -3.5383 | -3.5383 | -3.5383 | -3.5383 | -3.5383 | -3.5383 | -3.5383 | -3.5383 | -3.5383 | -3.5383 | -3.5383 | -3.5383 | -3.5383 | -3.5383 | -3.5383 | -3.5383 | -3.5383 | -3.5383 | -3.5383 | -3.5383 | -3.5383 | -21.772 | -21.772 | -21.772 | -21.772 | -21.772 | -21.772 | 0 | 0 | 0 | 0 |  |  | 30.3588 |  | 30.3588 | 632475.0457 | 0
[59 empty] | 0 | =Area II Portion
Area III Projects: | [58 empty] | 0 | =Area II+III Portions
New Canal - Southampton Cable | 2023 |  |  | 0 | 4.5863 | 4.5863 | 4.5863 | 4.5863 | 4.5863 | 4.5863 | -0.88999 | -0.88999 | -0.88999 | -0.88999 | -0.88999 | -0.88999 | -0.88999 | -0.88999 | -0.88999 | -0.88999 | -0.88999 | -0.88999 | -0.88999 | -0.88999 | -0.88999 | -0.88999 | -0.88999 | -0.88999 | -0.88999 | -0.88999 | -0.88999 | -0.88999 | -0.88999 | -0.88999 | -0.88999 | -0.88999 | -0.88999 | -0.88999 | -0.88999 | -5.4763 | -5.4763 | -5.4763 | -5.4763 | -5.4763 | -5.4763 | 0 | 0 | 0 | 0 | 0 | 0 | 0 |  |  | 8.9667 |  | 0 | 0 | 0
Upgrade Wildwood - Riverhead to 138 kV | 2022 |  |  | 0 | 0.93922 | 0.93922 | 0.93922 | 0.93922 | 0.93922 | -0.14959 | -0.14959 | -0.14959 | -0.14959 | -0.14959 | -0.14959 | -0.14959 | -0.14959 | -0.14959 | -0.14959 | -0.14959 | -0.14959 | -0.14959 | -0.14959 | -0.14959 | -0.14959 | -0.14959 | -0.14959 | -0.14959 | -0.14959 | -0.14959 | -0.14959 | -0.14959 | -0.14959 | -0.14959 | -0.14959 | -0.14959 | -0.14959 | -0.14959 | -0.14959 | -1.0888 | -1.0888 | -1.0888 | -1.0888 | -1.0888 | 0 | 0 | 0 | 0 | 0 | 0 | 0 | 0 |  |  | 1.5483 |  | 0 | 0 | 0
Bridgehampton - Buell New 69 kV UG Cable | 2023 |  |  | 0 | 4.0496 | 4.0496 | 4.0496 | 4.0496 | 4.0496 | 4.0496 | -0.78584 | -0.78584 | -0.78584 | -0.78584 | -0.78584 | -0.78584 | -0.78584 | -0.78584 | -0.78584 | -0.78584 | -0.78584 | -0.78584 | -0.78584 | -0.78584 | -0.78584 | -0.78584 | -0.78584 | -0.78584 | -0.78584 | -0.78584 | -0.78584 | -0.78584 | -0.78584 | -0.78584 | -0.78584 | -0.78584 | -0.78584 | -0.78584 | -0.78584 | -4.8355 | -4.8355 | -4.8355 | -4.8355 | -4.8355 | -4.8355 | 0 | 0 | 0 | 0 | 0 | 0 | 0 |  |  | 7.9174 |  | 0 | 0 | 0
Canal - Wainscott New 138 kV UG Cable | 2028 |  |  | 0 | 0 | 0 | 0 | 0 | 0 | 38.957 | 38.957 | 38.957 | 38.957 | 38.957 | 38.957 | -7.5597 | -7.5597 | -7.5597 | -7.5597 | -7.5597 | -7.5597 | -7.5597 | -7.5597 | -7.5597 | -7.5597 | -7.5597 | -7.5597 | -7.5597 | -7.5597 | -7.5597 | -7.5597 | -7.5597 | -7.5597 | -7.5597 | -7.5597 | -7.5597 | -7.5597 | -7.5597 | -7.5597 | -7.5597 | -7.5597 | -7.5597 | -7.5597 | -7.5597 | -46.5167 | -46.5167 | -46.5167 | -46.5167 | -46.5167 | -46.5167 | 0 | 0 |  |  | 58.276 |  | 58.276 | 925015.732 | 0
[59 empty] | 0 | =Area III Portion
Total - Area 2 Proposal, $Millions (unadjusted) |  |  |  | 0 | 0 | 0 | 0 | 18.2337 | 18.2337 | 57.1907 | 57.1907 | 57.1907 | 57.1907 | 35.4187 | 35.4187 | -11.098 | -11.098 | -11.098 | -11.098 | -11.098 | -11.098 | -11.098 | -11.098 | -11.098 | -11.098 | -11.098 | -11.098 | -11.098 | -11.098 | -11.098 | -11.098 | -11.098 | -11.098 | -11.098 | -11.098 | -11.098 | -11.098 | -11.098 | -11.098 | -11.098 | -11.098 | -11.098 | -29.3317 | -29.3317 | -68.2887 | -68.2887 | -68.2887 | -68.2887 | -46.5167 | -46.5167 | 0 | 0 |  |  | 88.6348 |  |  | 1557490.7777 | 0
$/MW-yr |  |  |  | 0 | 0 | 0 | 0 | 379869.2372 | 379869.2372 | 998234.0488 | 998234.0488 | 998234.0488 | 998234.0488 | 544650.3137 | 544650.3137 | -193709.6096 | -193709.6096 | -193709.6096 | -193709.6096 | -193709.6096 | -193709.6096 | -193709.6096 | -193709.6096 | -193709.6096 | -193709.6096 | -193709.6096 | -193709.6096 | -193709.6096 | -193709.6096 | -193709.6096 | -193709.6096 | -193709.6096 | -193709.6096 | -193709.6096 | -193709.6096 | -193709.6096 | -193709.6096 | -193709.6096 | -193709.6096 | -193709.6096 | -193709.6096 | -193709.6096 | -573578.8469 | -573578.8469 | -1191943.6585 | -1191943.6585 | -1191943.6585 | -1191943.6585 | -738359.9234 | -738359.9234 | 0 | 0
$Millions (adjusted) |  |  |  | 0 | 0 | 0 | 0 | 0 | 0 | 0 | 0 | 0 | 0 | 0 | 0 | 0 | 0 | 0 | 0 | 0 | 0 | 0 | 0 | 0 | 0 | 0 | 0 | 0 | 0 | 0 | 0 | 0 | 0 | 0 | 0 | 0 | 0 | 0 | 0 | 0 | 0 | 0 | 0 | 0 | 0 | 0 | 0 | 0 | 0 | 0 | 0 | 0 |  |  | 0
Annual Avoided Costs for Deferrals - Area 3 Proposal: (see note*) | Deferral Year |  |  | 2016 | 2017 | 2018 | 2019 | 2020 | 2021 | 2022 | 2023 | 2024 | 2025 | 2026 | 2027 | 2028 | 2029 | 2030 | 2031 | 2032 | 2033 | 2034 | 2035 | 2036 | 2037 | 2038 | 2039 | 2040 | 2041 | 2042 | 2043 | 2044 | 2045 | 2046 | 2047 | 2048 | 2049 | 2050 | 2051 | 2052 | 2053 | 2054 | 2055 | 2056 | 2057 | 2058 | 2059 | 2060 | 2061 | 2062 | 2063 | 2064 |  |  | Differential NPV $M |  | Differential NPV $M (adjusted for COD of Selected Project) | Differntial NPV $/MW | NPV of Transmission Avoided Costs for Selected Project
Area I Projects:
Amagansett Conversion 33 kV | 2030 |  |  | 0 | 0 | 0 | 0 | 0 | 0 | 0 | 0 | 0 | 0 | 0 | 0 | 0 | 0 | 0 | 0 | 0 | 0 | 0 | 0 | 0 | 0 | 0 | 0 | 0 | 0 | 0 | 0 | 0 | 0 | 0 | 0 | 0 | 0 | 0 | 0 | 0 | 0 | 0 | 0 | 0 | 0 | 0 | 0 | 0 | 0 | 0 | 0 | 0 |  |  | 0 |  | 0 | 0 | 0
East Hampton Conversion 33 kV | 2030 |  |  | 0 | 0 | 0 | 0 | 0 | 0 | 0 | 0 | 0 | 0 | 0 | 0 | 0 | 0 | 0 | 0 | 0 | 0 | 0 | 0 | 0 | 0 | 0 | 0 | 0 | 0 | 0 | 0 | 0 | 0 | 0 | 0 | 0 | 0 | 0 | 0 | 0 | 0 | 0 | 0 | 0 | 0 | 0 | 0 | 0 | 0 | 0 | 0 | 0 |  |  | 0 |  | 0 | 0 | 0
Buell Conversion 33 kV | 2030 |  |  | 0 | 0 | 0 | 0 | 0 | 0 | 0 | 0 | 0 | 0 | 0 | 0 | 0 | 0 | 0 | 0 | 0 | 0 | 0 | 0 | 0 | 0 | 0 | 0 | 0 | 0 | 0 | 0 | 0 | 0 | 0 | 0 | 0 | 0 | 0 | 0 | 0 | 0 | 0 | 0 | 0 | 0 | 0 | 0 | 0 | 0 | 0 | 0 | 0 |  |  | 0 |  | 0 | 0 | 0
Hither Hills Conversion to 33 kV | 2030 |  |  | 0 | 0 | 0 | 0 | 0 | 0 | 0 | 0 | 0 | 0 | 0 | 0 | 0 | 0 | 0 | 0 | 0 | 0 | 0 | 0 | 0 | 0 | 0 | 0 | 0 | 0 | 0 | 0 | 0 | 0 | 0 | 0 | 0 | 0 | 0 | 0 | 0 | 0 | 0 | 0 | 0 | 0 | 0 | 0 | 0 | 0 | 0 | 0 | 0 |  |  | 0 |  | 0 | 0 | 0
Culloden Pt Conversion to 33 kV | 2030 |  |  | 0 | 0 | 0 | 0 | 0 | 0 | 0 | 0 | 0 | 0 | 0 | 0 | 0 | 0 | 0 | 0 | 0 | 0 | 0 | 0 | 0 | 0 | 0 | 0 | 0 | 0 | 0 | 0 | 0 | 0 | 0 | 0 | 0 | 0 | 0 | 0 | 0 | 0 | 0 | 0 | 0 | 0 | 0 | 0 | 0 | 0 | 0 | 0 | 0 |  |  | 0 |  | 0 | 0 | 0
[59 empty] | 0 | =Area I Portion
Area II Projects: | [58 empty] | 0 | =Area I+II+III Portions
Riverhead Canal 2nd Line and Bank | 2026 |  |  | 0 | 0 | 0 | 0 | 0 | 0 | 0 | 0 | 0 | 0 | 0 | 0 | 0 | 0 | 0 | 0 | 0 | 0 | 0 | 0 | 0 | 0 | 0 | 0 | 0 | 0 | 0 | 0 | 0 | 0 | 0 | 0 | 0 | 0 | 0 | 0 | 0 | 0 | 0 | 0 | 0 | 0 | 0 | 0 | 0 | 0 | 0 | 0 | 0 |  |  | 0 |  | 0 | 0 | 0
[59 empty] | 0 | =Area II Portion
Area III Projects: | [58 empty] | 0 | =Area II+III Portions
New Canal - Southampton Cable | 2023 |  |  | 0 | 4.5863 | 4.5863 | 4.5863 | 4.5863 | 4.5863 | 4.5863 | -0.88999 | -0.88999 | -0.88999 | -0.88999 | -0.88999 | -0.88999 | -0.88999 | -0.88999 | -0.88999 | -0.88999 | -0.88999 | -0.88999 | -0.88999 | -0.88999 | -0.88999 | -0.88999 | -0.88999 | -0.88999 | -0.88999 | -0.88999 | -0.88999 | -0.88999 | -0.88999 | -0.88999 | -0.88999 | -0.88999 | -0.88999 | -0.88999 | -0.88999 | -5.4763 | -5.4763 | -5.4763 | -5.4763 | -5.4763 | -5.4763 | 0 | 0 | 0 | 0 | 0 | 0 | 0 |  |  | 8.9667 |  | 0 | 0 | 0
Upgrade Wildwood - Riverhead to 138 kV | 2022 |  |  | 0 | 0.93922 | 0.93922 | 0.93922 | 0.93922 | 0.93922 | -0.14959 | -0.14959 | -0.14959 | -0.14959 | -0.14959 | -0.14959 | -0.14959 | -0.14959 | -0.14959 | -0.14959 | -0.14959 | -0.14959 | -0.14959 | -0.14959 | -0.14959 | -0.14959 | -0.14959 | -0.14959 | -0.14959 | -0.14959 | -0.14959 | -0.14959 | -0.14959 | -0.14959 | -0.14959 | -0.14959 | -0.14959 | -0.14959 | -0.14959 | -0.14959 | -1.0888 | -1.0888 | -1.0888 | -1.0888 | -1.0888 | 0 | 0 | 0 | 0 | 0 | 0 | 0 | 0 |  |  | 1.5483 |  | 0 | 0 | 0
Bridgehampton - Buell New 69 kV UG Cable | 2023 |  |  | 0 | 4.0496 | 4.0496 | 4.0496 | 4.0496 | 4.0496 | 4.0496 | -0.78584 | -0.78584 | -0.78584 | -0.78584 | -0.78584 | -0.78584 | -0.78584 | -0.78584 | -0.78584 | -0.78584 | -0.78584 | -0.78584 | -0.78584 | -0.78584 | -0.78584 | -0.78584 | -0.78584 | -0.78584 | -0.78584 | -0.78584 | -0.78584 | -0.78584 | -0.78584 | -0.78584 | -0.78584 | -0.78584 | -0.78584 | -0.78584 | -0.78584 | -4.8355 | -4.8355 | -4.8355 | -4.8355 | -4.8355 | -4.8355 | 0 | 0 | 0 | 0 | 0 | 0 | 0 |  |  | 7.9174 |  | 0 | 0 | 0
Canal - Wainscott New 138 kV UG Cable | 2028 |  |  | 0 | 0 | 0 | 0 | 0 | 0 | 38.957 | 38.957 | 38.957 | 38.957 | 38.957 | 38.957 | -7.5597 | -7.5597 | -7.5597 | -7.5597 | -7.5597 | -7.5597 | -7.5597 | -7.5597 | -7.5597 | -7.5597 | -7.5597 | -7.5597 | -7.5597 | -7.5597 | -7.5597 | -7.5597 | -7.5597 | -7.5597 | -7.5597 | -7.5597 | -7.5597 | -7.5597 | -7.5597 | -7.5597 | -7.5597 | -7.5597 | -7.5597 | -7.5597 | -7.5597 | -46.5167 | -46.5167 | -46.5167 | -46.5167 | -46.5167 | -46.5167 | 0 | 0 |  |  | 58.276 |  | 58.276 | 925015.732 | 0
[59 empty] | 0 | =Area III Portion
Total - Area 3 Proposal, $Millions (unadjusted) |  |  |  | 0 | 9.5752 | 9.5752 | 9.5752 | 9.5752 | 9.5752 | 47.4434 | 37.1316 | 37.1316 | 37.1316 | 37.1316 | 37.1316 | -9.3851 | -9.3851 | -9.3851 | -9.3851 | -9.3851 | -9.3851 | -9.3851 | -9.3851 | -9.3851 | -9.3851 | -9.3851 | -9.3851 | -9.3851 | -9.3851 | -9.3851 | -9.3851 | -9.3851 | -9.3851 | -9.3851 | -9.3851 | -9.3851 | -9.3851 | -9.3851 | -9.3851 | -18.9603 | -18.9603 | -18.9603 | -18.9603 | -18.9603 | -56.8285 | -46.5167 | -46.5167 | -46.5167 | -46.5167 | -46.5167 | 0 | 0 |  |  | 76.7083 |  |  | 925015.732 | 0
$/MW-yr |  |  |  | 0 | 0 | 0 | 0 | 0 | 0 | 618364.8116 | 618364.8116 | 618364.8116 | 618364.8116 | 618364.8116 | 618364.8116 | -119995.1118 | -119995.1118 | -119995.1118 | -119995.1118 | -119995.1118 | -119995.1118 | -119995.1118 | -119995.1118 | -119995.1118 | -119995.1118 | -119995.1118 | -119995.1118 | -119995.1118 | -119995.1118 | -119995.1118 | -119995.1118 | -119995.1118 | -119995.1118 | -119995.1118 | -119995.1118 | -119995.1118 | -119995.1118 | -119995.1118 | -119995.1118 | -119995.1118 | -119995.1118 | -119995.1118 | -119995.1118 | -119995.1118 | -738359.9234 | -738359.9234 | -738359.9234 | -738359.9234 | -738359.9234 | -738359.9234 | 0 | 0
$Millions (adjusted) |  |  |  | 0 | 0 | 0 | 0 | 0 | 0 | 0 | 0 | 0 | 0 | 0 | 0 | 0 | 0 | 0 | 0 | 0 | 0 | 0 | 0 | 0 | 0 | 0 | 0 | 0 | 0 | 0 | 0 | 0 | 0 | 0 | 0 | 0 | 0 | 0 | 0 | 0 | 0 | 0 | 0 | 0 | 0 | 0 | 0 | 0 | 0 | 0 | 0 | 0 |  |  | 0
Discount Factor (Relative to 1/1/2016) = |  |  |  | 0.94787 | 0.89845 | 0.85161 | 0.80722 | 0.76513 | 0.72525 | 0.68744 | 0.6516 | 0.61763 | 0.58543 | 0.55491 | 0.52598 | 0.49856 | 0.47257 | 0.44793 | 0.42458 | 0.40245 | 0.38147 | 0.36158 | 0.34273 | 0.32486 | 0.30793 | 0.29187 | 0.27666 | 0.26223 | 0.24856 | 0.2356 | 0.22332 | 0.21168 | 0.20064 | 0.19018 | 0.18027 | 0.17087 | 0.16196 | 0.15352 | 0.14552 | 0.13793 | 0.13074 | 0.12392 | 0.11746 | 0.11134 | 0.10554 | 0.10003 | 0.094818 | 0.089875 | 0.08519 | 0.080748 | 0.076539 | 0.072549
* Note: A positive (+) avoided cost in a given year represents a cost savings relative to not having a transmission project deferral.
Note on BF17: Todd Kantarek: Interconnection at substation dist'n side. Added 2.6% transmission loss factor.

## PhII (DWW100)
Version |  | Based on PSEGLI file: "East End Utility 2_0_Economics_2014_10_13_r28_Sargent_Lundy.xlsx"
Annual Revenue Requirements (Millions of $s)
1) Reference (Transmission only) Case
Project | I/S Year | Investor | Capital (2015$s) | 2016 | 2017 | 2018 | 2019 | 2020 | 2021 | 2022 | 2023 | 2024 | 2025 | 2026 | 2027 | 2028 | 2029 | 2030 | 2031 | 2032 | 2033 | 2034 | 2035 | 2036 | 2037 | 2038 | 2039 | 2040 | 2041 | 2042 | 2043 | 2044 | 2045 | 2046 | 2047 | 2048 | 2049 | 2050 | 2051 | 2052 | 2053 | 2054 | 2055 | 2056 | 2057 | 2058 | 2059 | 2060 | 2061 | 2062 | 2063 | 2064 |  | NPV |  | Proposal Number = | DWW100
Transmission Reinforcement I | 2017 | PSEGLI | 93.4 | 0 | 11.3926 | 11.3926 | 11.3926 | 11.3926 | 11.3926 | 11.3926 | 11.3926 | 11.3926 | 11.3926 | 11.3926 | 11.3926 | 11.3926 | 11.3926 | 11.3926 | 11.3926 | 11.3926 | 11.3926 | 11.3926 | 11.3926 | 11.3926 | 11.3926 | 11.3926 | 11.3926 | 11.3926 | 11.3926 | 11.3926 | 11.3926 | 11.3926 | 11.3926 | 11.3926 | 11.3926 | 11.3926 | 11.3926 | 11.3926 | 11.3926 | [13 empty] | 35 | 166.1982 |  | Proposer Name = | Deepwater Wind LLC
Transmission Reinforcement II | 2018 | PSEGLI | 4.8 | 0 | 0 | 0.60305 | 0.60305 | 0.60305 | 0.60305 | 0.60305 | 0.60305 | 0.60305 | 0.60305 | 0.60305 | 0.60305 | 0.60305 | 0.60305 | 0.60305 | 0.60305 | 0.60305 | 0.60305 | 0.60305 | 0.60305 | 0.60305 | 0.60305 | 0.60305 | 0.60305 | 0.60305 | 0.60305 | 0.60305 | 0.60305 | 0.60305 | 0.60305 | 0.60305 | 0.60305 | 0.60305 | 0.60305 | 0.60305 | 0.60305 | 0.60305 | [12 empty] | 35 | 8.3388 |  | Proposal/Project = | Deepwater One South Fork
Transmission Reinforcement III | 2019 | PSEGLI | 2.8 | 0 | 0 | 0 | 0.36233 | 0.36233 | 0.36233 | 0.36233 | 0.36233 | 0.36233 | 0.36233 | 0.36233 | 0.36233 | 0.36233 | 0.36233 | 0.36233 | 0.36233 | 0.36233 | 0.36233 | 0.36233 | 0.36233 | 0.36233 | 0.36233 | 0.36233 | 0.36233 | 0.36233 | 0.36233 | 0.36233 | 0.36233 | 0.36233 | 0.36233 | 0.36233 | 0.36233 | 0.36233 | 0.36233 | 0.36233 | 0.36233 | 0.36233 | 0.36233 | [11 empty] | 35 | 4.7491 |  | Option Number = | 1
Transmission Reinforcement IV | 2020 | PSEGLI | 136.8 | 0 | 0 | 0 | 0 | 18.2337 | 18.2337 | 18.2337 | 18.2337 | 18.2337 | 18.2337 | 18.2337 | 18.2337 | 18.2337 | 18.2337 | 18.2337 | 18.2337 | 18.2337 | 18.2337 | 18.2337 | 18.2337 | 18.2337 | 18.2337 | 18.2337 | 18.2337 | 18.2337 | 18.2337 | 18.2337 | 18.2337 | 18.2337 | 18.2337 | 18.2337 | 18.2337 | 18.2337 | 18.2337 | 18.2337 | 18.2337 | 18.2337 | 18.2337 | 18.2337 | [10 empty] | 35 | 226.5269 |  | Location = | 2
Transmission Reinforcement V | 2022 | PSEGLI | 275.5 | 0 | 0 | 0 | 0 | 0 | 0 | 38.957 | 38.957 | 38.957 | 38.957 | 38.957 | 38.957 | 38.957 | 38.957 | 38.957 | 38.957 | 38.957 | 38.957 | 38.957 | 38.957 | 38.957 | 38.957 | 38.957 | 38.957 | 38.957 | 38.957 | 38.957 | 38.957 | 38.957 | 38.957 | 38.957 | 38.957 | 38.957 | 38.957 | 38.957 | 38.957 | 38.957 | 38.957 | 38.957 | 38.957 | 38.957 | [8 empty] | 35 | 434.8353 |  | Technology = | Offshore Wind
[56 empty] | Interconnection Points = | 69 kV East Hampton
Total |  |  | 513.3 | 0 | 11.3926 | 11.9957 | 12.358 | 30.5918 | 30.5918 | 69.5487 | 69.5487 | 69.5487 | 69.5487 | 69.5487 | 69.5487 | 69.5487 | 69.5487 | 69.5487 | 69.5487 | 69.5487 | 69.5487 | 69.5487 | 69.5487 | 69.5487 | 69.5487 | 69.5487 | 69.5487 | 69.5487 | 69.5487 | 69.5487 | 69.5487 | 69.5487 | 69.5487 | 69.5487 | 69.5487 | 69.5487 | 69.5487 | 69.5487 | 69.5487 | 58.1561 | 57.553 | 57.1907 | 38.957 | 38.957 | 0 | 0 | 0 | 0 | 0 | 0 | 0 | 0 |  | 840.6482 |  | Loss Factor = | 1
2016 NPV @ 5.5%, thru 2035 |  |  |  | 2016: 559.7216
2016 NPV @ 5.5%, thru 2056 |  |  |  | 2016: 840.6482 |  |  |  | MW Required by 2022 (cap) = | 15 | 33 | 15 | Output: NPV of Transmission Avoided Costs for Selected Project (see note*)
[57 empty] | Selected Project Inputs - Area 1 Portion | Selected Project Inputs - Area 2 Portion | Selected Project Inputs - Area 3 Portion | Area 1 | Area 2 | Area 3 | Total | Project kW exceeds requirement
[56 empty] | Project kW = | 0 | 33300 | 0
[55 empty] | Capped kW = | 33000 | 0 | 33000 | 0
[56 empty] | Project Area (1, 2, or 3) = | 1 | 2 | 3
[56 empty] | Proportion of Peak Hours Covered = | 100% | 100% | 100%
[55 empty] | Project COD = | 2022
[55 empty] | Effective kW = | 33000 |  |  |  | 0 | 30525519.1561 | 0 | 30525519.1561
[60 empty] | check | check | check
| I/S Year |  | Capital (2015$s) | 2016 | 2017 | 2018 | 2019 | 2020 | 2021 | 2022 | 2023 | 2024 | 2025 | 2026 | 2027 | 2028 | 2029 | 2030 | 2031 | 2032 | 2033 | 2034 | 2035 | 2036 | 2037 | 2038 | 2039 | 2040 | 2041 | 2042 | 2043 | 2044 | 2045 | 2046 | 2047 | 2048 | 2049 | 2050 | 2051 | 2052 | 2053 | 2054 | 2055 | 2056 | 2057 | 2058 | 2059 | 2060 | 2061 | 2062 | 2063 | 2064 |  | MW Required by 2022 | NPV Base $M | Differential NPV $M | Differential NPV $M (adjusted for COD of Selected Project) | Differntial NPV $/MW | NPV of Transmission Avoided Costs for Selected Project
Area I Projects: | [53 empty] | 15
Amagansett Conversion 33 kV | 2017 |  | 8 | 0 | 0.97582 | 0.97582 | 0.97582 | 0.97582 | 0.97582 | 0.97582 | 0.97582 | 0.97582 | 0.97582 | 0.97582 | 0.97582 | 0.97582 | 0.97582 | 0.97582 | 0.97582 | 0.97582 | 0.97582 | 0.97582 | 0.97582 | 0.97582 | 0.97582 | 0.97582 | 0.97582 | 0.97582 | 0.97582 | 0.97582 | 0.97582 | 0.97582 | 0.97582 | 0.97582 | 0.97582 | 0.97582 | 0.97582 | 0.97582 | 0.97582 | [13 empty] | 35 |  | 14.2354
East Hampton Conversion 33 kV | 2017 |  | 3.2 | 0 | 0.39033 | 0.39033 | 0.39033 | 0.39033 | 0.39033 | 0.39033 | 0.39033 | 0.39033 | 0.39033 | 0.39033 | 0.39033 | 0.39033 | 0.39033 | 0.39033 | 0.39033 | 0.39033 | 0.39033 | 0.39033 | 0.39033 | 0.39033 | 0.39033 | 0.39033 | 0.39033 | 0.39033 | 0.39033 | 0.39033 | 0.39033 | 0.39033 | 0.39033 | 0.39033 | 0.39033 | 0.39033 | 0.39033 | 0.39033 | 0.39033 | [13 empty] | 35 |  | 5.6942
Buell Conversion 33 kV | 2017 |  | 3.7 | 0 | 0.45131 | 0.45131 | 0.45131 | 0.45131 | 0.45131 | 0.45131 | 0.45131 | 0.45131 | 0.45131 | 0.45131 | 0.45131 | 0.45131 | 0.45131 | 0.45131 | 0.45131 | 0.45131 | 0.45131 | 0.45131 | 0.45131 | 0.45131 | 0.45131 | 0.45131 | 0.45131 | 0.45131 | 0.45131 | 0.45131 | 0.45131 | 0.45131 | 0.45131 | 0.45131 | 0.45131 | 0.45131 | 0.45131 | 0.45131 | 0.45131 | [13 empty] | 35 |  | 6.5839
Hither Hills Conversion to 33 kV | 2018 |  | 4.8 | 0 | 0 | 0.60305 | 0.60305 | 0.60305 | 0.60305 | 0.60305 | 0.60305 | 0.60305 | 0.60305 | 0.60305 | 0.60305 | 0.60305 | 0.60305 | 0.60305 | 0.60305 | 0.60305 | 0.60305 | 0.60305 | 0.60305 | 0.60305 | 0.60305 | 0.60305 | 0.60305 | 0.60305 | 0.60305 | 0.60305 | 0.60305 | 0.60305 | 0.60305 | 0.60305 | 0.60305 | 0.60305 | 0.60305 | 0.60305 | 0.60305 | 0.60305 | [12 empty] | 35 |  | 8.3388
Culloden Pt Conversion to 33 kV | 2019 |  | 2.8 | 0 | 0 | 0 | 0.36233 | 0.36233 | 0.36233 | 0.36233 | 0.36233 | 0.36233 | 0.36233 | 0.36233 | 0.36233 | 0.36233 | 0.36233 | 0.36233 | 0.36233 | 0.36233 | 0.36233 | 0.36233 | 0.36233 | 0.36233 | 0.36233 | 0.36233 | 0.36233 | 0.36233 | 0.36233 | 0.36233 | 0.36233 | 0.36233 | 0.36233 | 0.36233 | 0.36233 | 0.36233 | 0.36233 | 0.36233 | 0.36233 | 0.36233 | 0.36233 | [11 empty] | 35 |  | 4.7491
No Deferral |  |  | 22.5 |  | 1.8175 | 2.4205 | 2.7828 | 2.7828 | 2.7828 | 2.7828 | 2.7828 | 2.7828 | 2.7828 | 2.7828 | 2.7828 | 2.7828 | 2.7828 | 2.7828 | 2.7828 | 2.7828 | 2.7828 | 2.7828 | 2.7828 | 2.7828 | 2.7828 | 2.7828 | 2.7828 | 2.7828 | 2.7828 | 2.7828 | 2.7828 | 2.7828 | 2.7828 | 2.7828 | 2.7828 | 2.7828 | 2.7828 | 2.7828 | 2.7828 | 0.96539 | 0.36233 | 0 | 0 | 0 | [10 empty] | 39.6013
Amagansett Conversion 33 kV | 2030 |  | 8 | [14 empty] | 1.433 | 1.433 | 1.433 | 1.433 | 1.433 | 1.433 | 1.433 | 1.433 | 1.433 | 1.433 | 1.433 | 1.433 | 1.433 | 1.433 | 1.433 | 1.433 | 1.433 | 1.433 | 1.433 | 1.433 | 1.433 | 1.433 | 1.433 | 1.433 | 1.433 | 1.433 | 1.433 | 1.433 | 1.433 | 1.433 | 1.433 | 1.433 | 1.433 | 1.433 | 1.433 | 35 |  | 10.4225 | 3.8129 | 0 | 0 | 0
East Hampton Conversion 33 kV | 2030 |  | 3.2 | [14 empty] | 0.57321 | 0.57321 | 0.57321 | 0.57321 | 0.57321 | 0.57321 | 0.57321 | 0.57321 | 0.57321 | 0.57321 | 0.57321 | 0.57321 | 0.57321 | 0.57321 | 0.57321 | 0.57321 | 0.57321 | 0.57321 | 0.57321 | 0.57321 | 0.57321 | 0.57321 | 0.57321 | 0.57321 | 0.57321 | 0.57321 | 0.57321 | 0.57321 | 0.57321 | 0.57321 | 0.57321 | 0.57321 | 0.57321 | 0.57321 | 0.57321 | 35 |  | 4.169 | 1.5252 | 0 | 0 | 0
Buell Conversion 33 kV | 2030 |  | 3.7 | [14 empty] | 0.66277 | 0.66277 | 0.66277 | 0.66277 | 0.66277 | 0.66277 | 0.66277 | 0.66277 | 0.66277 | 0.66277 | 0.66277 | 0.66277 | 0.66277 | 0.66277 | 0.66277 | 0.66277 | 0.66277 | 0.66277 | 0.66277 | 0.66277 | 0.66277 | 0.66277 | 0.66277 | 0.66277 | 0.66277 | 0.66277 | 0.66277 | 0.66277 | 0.66277 | 0.66277 | 0.66277 | 0.66277 | 0.66277 | 0.66277 | 0.66277 | 35 |  | 4.8204 | 1.7635 | 0 | 0 | 0
Hither Hills Conversion to 33 kV | 2030 |  | 4.8 | [14 empty] | 0.85981 | 0.85981 | 0.85981 | 0.85981 | 0.85981 | 0.85981 | 0.85981 | 0.85981 | 0.85981 | 0.85981 | 0.85981 | 0.85981 | 0.85981 | 0.85981 | 0.85981 | 0.85981 | 0.85981 | 0.85981 | 0.85981 | 0.85981 | 0.85981 | 0.85981 | 0.85981 | 0.85981 | 0.85981 | 0.85981 | 0.85981 | 0.85981 | 0.85981 | 0.85981 | 0.85981 | 0.85981 | 0.85981 | 0.85981 | 0.85981 | 35 |  | 6.2535 | 2.0853 | 0 | 0 | 0
Culloden Pt Conversion to 33 kV | 2030 |  | 2.8 | [14 empty] | 0.50156 | 0.50156 | 0.50156 | 0.50156 | 0.50156 | 0.50156 | 0.50156 | 0.50156 | 0.50156 | 0.50156 | 0.50156 | 0.50156 | 0.50156 | 0.50156 | 0.50156 | 0.50156 | 0.50156 | 0.50156 | 0.50156 | 0.50156 | 0.50156 | 0.50156 | 0.50156 | 0.50156 | 0.50156 | 0.50156 | 0.50156 | 0.50156 | 0.50156 | 0.50156 | 0.50156 | 0.50156 | 0.50156 | 0.50156 | 0.50156 | 35 |  | 3.6479 | 1.1012 | 0 | 0 | 0
Deferral to Indicated Year |  |  | 22.5 | [6 empty] | 0 | 0 | 0 | 0 | 0 | 0 | 0 | 0 | 4.0304 | 4.0304 | 4.0304 | 4.0304 | 4.0304 | 4.0304 | 4.0304 | 4.0304 | 4.0304 | 4.0304 | 4.0304 | 4.0304 | 4.0304 | 4.0304 | 4.0304 | 4.0304 | 4.0304 | 4.0304 | 4.0304 | 4.0304 | 4.0304 | 4.0304 | 4.0304 | 4.0304 | 4.0304 | 4.0304 | 4.0304 | 4.0304 | 4.0304 | 4.0304 | 4.0304 | 4.0304 | 4.0304 | 4.0304 | 4.0304 | 35 |  | 29.3132 | 10.2881 | 0 | 0 | 0 | =Area I Portion
[59 empty] | 30525519.1561 | =Area I+II+III Portions
Annual Avoided Costs for Deferral to Indicated Year:
Amagansett Conversion 33 kV | 2030 |  |  | 0 | 0.97582 | 0.97582 | 0.97582 | 0.97582 | 0.97582 | 0.97582 | 0.97582 | 0.97582 | 0.97582 | 0.97582 | 0.97582 | 0.97582 | 0.97582 | -0.4572 | -0.4572 | -0.4572 | -0.4572 | -0.4572 | -0.4572 | -0.4572 | -0.4572 | -0.4572 | -0.4572 | -0.4572 | -0.4572 | -0.4572 | -0.4572 | -0.4572 | -0.4572 | -0.4572 | -0.4572 | -0.4572 | -0.4572 | -0.4572 | -0.4572 | -1.433 | -1.433 | -1.433 | -1.433 | -1.433 | -1.433 | -1.433 | -1.433 | -1.433 | -1.433 | -1.433 | -1.433 | -1.433 | 35 |  |  | 3.8129
East Hampton Conversion 33 kV | 2030 |  |  | 0 | 0.39033 | 0.39033 | 0.39033 | 0.39033 | 0.39033 | 0.39033 | 0.39033 | 0.39033 | 0.39033 | 0.39033 | 0.39033 | 0.39033 | 0.39033 | -0.18288 | -0.18288 | -0.18288 | -0.18288 | -0.18288 | -0.18288 | -0.18288 | -0.18288 | -0.18288 | -0.18288 | -0.18288 | -0.18288 | -0.18288 | -0.18288 | -0.18288 | -0.18288 | -0.18288 | -0.18288 | -0.18288 | -0.18288 | -0.18288 | -0.18288 | -0.57321 | -0.57321 | -0.57321 | -0.57321 | -0.57321 | -0.57321 | -0.57321 | -0.57321 | -0.57321 | -0.57321 | -0.57321 | -0.57321 | -0.57321 | 35 |  |  | 1.5252
Buell Conversion 33 kV | 2030 |  |  | 0 | 0.45131 | 0.45131 | 0.45131 | 0.45131 | 0.45131 | 0.45131 | 0.45131 | 0.45131 | 0.45131 | 0.45131 | 0.45131 | 0.45131 | 0.45131 | -0.21146 | -0.21146 | -0.21146 | -0.21146 | -0.21146 | -0.21146 | -0.21146 | -0.21146 | -0.21146 | -0.21146 | -0.21146 | -0.21146 | -0.21146 | -0.21146 | -0.21146 | -0.21146 | -0.21146 | -0.21146 | -0.21146 | -0.21146 | -0.21146 | -0.21146 | -0.66277 | -0.66277 | -0.66277 | -0.66277 | -0.66277 | -0.66277 | -0.66277 | -0.66277 | -0.66277 | -0.66277 | -0.66277 | -0.66277 | -0.66277 | 35 |  |  | 1.7635
Hither Hills Conversion to 33 kV | 2030 |  |  | 0 | 0 | 0.60305 | 0.60305 | 0.60305 | 0.60305 | 0.60305 | 0.60305 | 0.60305 | 0.60305 | 0.60305 | 0.60305 | 0.60305 | 0.60305 | -0.25676 | -0.25676 | -0.25676 | -0.25676 | -0.25676 | -0.25676 | -0.25676 | -0.25676 | -0.25676 | -0.25676 | -0.25676 | -0.25676 | -0.25676 | -0.25676 | -0.25676 | -0.25676 | -0.25676 | -0.25676 | -0.25676 | -0.25676 | -0.25676 | -0.25676 | -0.25676 | -0.85981 | -0.85981 | -0.85981 | -0.85981 | -0.85981 | -0.85981 | -0.85981 | -0.85981 | -0.85981 | -0.85981 | -0.85981 | -0.85981 | 35 |  |  | 2.0853
Culloden Pt Conversion to 33 kV | 2030 |  |  | 0 | 0 | 0 | 0.36233 | 0.36233 | 0.36233 | 0.36233 | 0.36233 | 0.36233 | 0.36233 | 0.36233 | 0.36233 | 0.36233 | 0.36233 | -0.13922 | -0.13922 | -0.13922 | -0.13922 | -0.13922 | -0.13922 | -0.13922 | -0.13922 | -0.13922 | -0.13922 | -0.13922 | -0.13922 | -0.13922 | -0.13922 | -0.13922 | -0.13922 | -0.13922 | -0.13922 | -0.13922 | -0.13922 | -0.13922 | -0.13922 | -0.13922 | -0.13922 | -0.50156 | -0.50156 | -0.50156 | -0.50156 | -0.50156 | -0.50156 | -0.50156 | -0.50156 | -0.50156 | -0.50156 | -0.50156 | 35 |  |  | 1.1012
Area II Projects: | [53 empty] | 33
Riverhead Canal 2nd Line and Bank | 2020 |  | 136.8 | 0 | 0 | 0 | 0 | 18.2337 | 18.2337 | 18.2337 | 18.2337 | 18.2337 | 18.2337 | 18.2337 | 18.2337 | 18.2337 | 18.2337 | 18.2337 | 18.2337 | 18.2337 | 18.2337 | 18.2337 | 18.2337 | 18.2337 | 18.2337 | 18.2337 | 18.2337 | 18.2337 | 18.2337 | 18.2337 | 18.2337 | 18.2337 | 18.2337 | 18.2337 | 18.2337 | 18.2337 | 18.2337 | 18.2337 | 18.2337 | 18.2337 | 18.2337 | 18.2337 | [10 empty] | 35 |  | 226.5269
No Deferral |  |  | 136.8 |  | 0 | 0 | 0 | 18.2337 | 18.2337 | 18.2337 | 18.2337 | 18.2337 | 18.2337 | 18.2337 | 18.2337 | 18.2337 | 18.2337 | 18.2337 | 18.2337 | 18.2337 | 18.2337 | 18.2337 | 18.2337 | 18.2337 | 18.2337 | 18.2337 | 18.2337 | 18.2337 | 18.2337 | 18.2337 | 18.2337 | 18.2337 | 18.2337 | 18.2337 | 18.2337 | 18.2337 | 18.2337 | 18.2337 | 18.2337 | 18.2337 | 18.2337 | 18.2337 | [10 empty] | 35 |  | 226.5269
Riverhead Canal 2nd Line and Bank | 2026 |  | 136.8 | [10 empty] | 21.772 | 21.772 | 21.772 | 21.772 | 21.772 | 21.772 | 21.772 | 21.772 | 21.772 | 21.772 | 21.772 | 21.772 | 21.772 | 21.772 | 21.772 | 21.772 | 21.772 | 21.772 | 21.772 | 21.772 | 21.772 | 21.772 | 21.772 | 21.772 | 21.772 | 21.772 | 21.772 | 21.772 | 21.772 | 21.772 | 21.772 | 21.772 | 21.772 | 21.772 | 21.772 |  |  |  |  | 35 |  | 196.1681 | 30.3588 | 0 | 0 | 0
Deferral to Indicated Year |  |  | 136.8 | [6 empty] | 0 | 0 | 0 | 0 | 21.772 | 21.772 | 21.772 | 21.772 | 21.772 | 21.772 | 21.772 | 21.772 | 21.772 | 21.772 | 21.772 | 21.772 | 21.772 | 21.772 | 21.772 | 21.772 | 21.772 | 21.772 | 21.772 | 21.772 | 21.772 | 21.772 | 21.772 | 21.772 | 21.772 | 21.772 | 21.772 | 21.772 | 21.772 | 21.772 | 21.772 | 21.772 | 21.772 | 21.772 | 21.772 |  |  |  |  | 35 |  | 196.1681 | 30.3588 | 0 | 0 | 0 | =Area II Portion
[59 empty] | 30525519.1561 | =Area II+III Portions
Annual Avoided Costs for Deferral to Indicated Year:
Riverhead Canal 2nd Line and Bank | 2026 |  |  | 0 | 0 | 0 | 0 | 18.2337 | 18.2337 | 18.2337 | 18.2337 | 18.2337 | 18.2337 | -3.5383 | -3.5383 | -3.5383 | -3.5383 | -3.5383 | -3.5383 | -3.5383 | -3.5383 | -3.5383 | -3.5383 | -3.5383 | -3.5383 | -3.5383 | -3.5383 | -3.5383 | -3.5383 | -3.5383 | -3.5383 | -3.5383 | -3.5383 | -3.5383 | -3.5383 | -3.5383 | -3.5383 | -3.5383 | -3.5383 | -3.5383 | -3.5383 | -3.5383 | -21.772 | -21.772 | -21.772 | -21.772 | -21.772 | -21.772 |  |  |  |  | 35 |  |  | 30.3588
0
Area III Projects: | [52 empty] | 0 | 15
New Canal - Southampton Cable | 2017 |  | 37.6 | 0 | 4.5863 | 4.5863 | 4.5863 | 4.5863 | 4.5863 | 4.5863 | 4.5863 | 4.5863 | 4.5863 | 4.5863 | 4.5863 | 4.5863 | 4.5863 | 4.5863 | 4.5863 | 4.5863 | 4.5863 | 4.5863 | 4.5863 | 4.5863 | 4.5863 | 4.5863 | 4.5863 | 4.5863 | 4.5863 | 4.5863 | 4.5863 | 4.5863 | 4.5863 | 4.5863 | 4.5863 | 4.5863 | 4.5863 | 4.5863 | 4.5863 | [13 empty] | 35 |  | 66.9063
Upgrade Wildwood - Riverhead to 138 kV | 2017 |  | 7.7 | 0 | 0.93922 | 0.93922 | 0.93922 | 0.93922 | 0.93922 | 0.93922 | 0.93922 | 0.93922 | 0.93922 | 0.93922 | 0.93922 | 0.93922 | 0.93922 | 0.93922 | 0.93922 | 0.93922 | 0.93922 | 0.93922 | 0.93922 | 0.93922 | 0.93922 | 0.93922 | 0.93922 | 0.93922 | 0.93922 | 0.93922 | 0.93922 | 0.93922 | 0.93922 | 0.93922 | 0.93922 | 0.93922 | 0.93922 | 0.93922 | 0.93922 | [13 empty] | 35 |  | 13.7016
Bridgehampton - Buell New 69 kV UG Cable | 2017 |  | 33.2 | 0 | 4.0496 | 4.0496 | 4.0496 | 4.0496 | 4.0496 | 4.0496 | 4.0496 | 4.0496 | 4.0496 | 4.0496 | 4.0496 | 4.0496 | 4.0496 | 4.0496 | 4.0496 | 4.0496 | 4.0496 | 4.0496 | 4.0496 | 4.0496 | 4.0496 | 4.0496 | 4.0496 | 4.0496 | 4.0496 | 4.0496 | 4.0496 | 4.0496 | 4.0496 | 4.0496 | 4.0496 | 4.0496 | 4.0496 | 4.0496 | 4.0496 | [13 empty] | 35 |  | 59.0769
Canal - Wainscott New 138 kV UG Cable | 2022 |  | 275.5 | 0 | 0 | 0 | 0 | 0 | 0 | 38.957 | 38.957 | 38.957 | 38.957 | 38.957 | 38.957 | 38.957 | 38.957 | 38.957 | 38.957 | 38.957 | 38.957 | 38.957 | 38.957 | 38.957 | 38.957 | 38.957 | 38.957 | 38.957 | 38.957 | 38.957 | 38.957 | 38.957 | 38.957 | 38.957 | 38.957 | 38.957 | 38.957 | 38.957 | 38.957 | 38.957 | 38.957 | 38.957 | 38.957 | 38.957 | [8 empty] | 35 |  | 434.8353
No Deferral |  |  | 354 |  | 9.5752 | 9.5752 | 9.5752 | 9.5752 | 9.5752 | 48.5322 | 48.5322 | 48.5322 | 48.5322 | 48.5322 | 48.5322 | 48.5322 | 48.5322 | 48.5322 | 48.5322 | 48.5322 | 48.5322 | 48.5322 | 48.5322 | 48.5322 | 48.5322 | 48.5322 | 48.5322 | 48.5322 | 48.5322 | 48.5322 | 48.5322 | 48.5322 | 48.5322 | 48.5322 | 48.5322 | 48.5322 | 48.5322 | 48.5322 | 48.5322 | 38.957 | 38.957 | 38.957 | 38.957 | 38.957 | [10 empty] | 574.52
New Canal - Southampton Cable | 2023 |  | 37.6 | [7 empty] | 5.4763 | 5.4763 | 5.4763 | 5.4763 | 5.4763 | 5.4763 | 5.4763 | 5.4763 | 5.4763 | 5.4763 | 5.4763 | 5.4763 | 5.4763 | 5.4763 | 5.4763 | 5.4763 | 5.4763 | 5.4763 | 5.4763 | 5.4763 | 5.4763 | 5.4763 | 5.4763 | 5.4763 | 5.4763 | 5.4763 | 5.4763 | 5.4763 | 5.4763 | 5.4763 | 5.4763 | 5.4763 | 5.4763 | 5.4763 | 5.4763 | [7 empty] | 35 |  | 57.9396 | 8.9667 | 0 | 0 | 0
Upgrade Wildwood - Riverhead to 138 kV | 2022 |  | 7.7 | [6 empty] | 1.0888 | 1.0888 | 1.0888 | 1.0888 | 1.0888 | 1.0888 | 1.0888 | 1.0888 | 1.0888 | 1.0888 | 1.0888 | 1.0888 | 1.0888 | 1.0888 | 1.0888 | 1.0888 | 1.0888 | 1.0888 | 1.0888 | 1.0888 | 1.0888 | 1.0888 | 1.0888 | 1.0888 | 1.0888 | 1.0888 | 1.0888 | 1.0888 | 1.0888 | 1.0888 | 1.0888 | 1.0888 | 1.0888 | 1.0888 | 1.0888 | [8 empty] | 35 |  | 12.1533 | 1.5483 | 0 | 0 | 0
Bridgehampton - Buell New 69 kV UG Cable | 2023 |  | 33.2 | [7 empty] | 4.8355 | 4.8355 | 4.8355 | 4.8355 | 4.8355 | 4.8355 | 4.8355 | 4.8355 | 4.8355 | 4.8355 | 4.8355 | 4.8355 | 4.8355 | 4.8355 | 4.8355 | 4.8355 | 4.8355 | 4.8355 | 4.8355 | 4.8355 | 4.8355 | 4.8355 | 4.8355 | 4.8355 | 4.8355 | 4.8355 | 4.8355 | 4.8355 | 4.8355 | 4.8355 | 4.8355 | 4.8355 | 4.8355 | 4.8355 | 4.8355 | [7 empty] | 35 |  | 51.1595 | 7.9174 | 0 | 0 | 0
Canal - Wainscott New 138 kV UG Cable | 2028 |  | 275.5 | [12 empty] | 46.5167 | 46.5167 | 46.5167 | 46.5167 | 46.5167 | 46.5167 | 46.5167 | 46.5167 | 46.5167 | 46.5167 | 46.5167 | 46.5167 | 46.5167 | 46.5167 | 46.5167 | 46.5167 | 46.5167 | 46.5167 | 46.5167 | 46.5167 | 46.5167 | 46.5167 | 46.5167 | 46.5167 | 46.5167 | 46.5167 | 46.5167 | 46.5167 | 46.5167 | 46.5167 | 46.5167 | 46.5167 | 46.5167 | 46.5167 | 46.5167 |  |  | 35 |  | 376.5593 | 58.276 | 58.276 | 925015.732 | 30525519.1561
Deferral to Indicated Year |  |  | 354 | [6 empty] | 1.0888 | 11.4006 | 11.4006 | 11.4006 | 11.4006 | 11.4006 | 57.9173 | 57.9173 | 57.9173 | 57.9173 | 57.9173 | 57.9173 | 57.9173 | 57.9173 | 57.9173 | 57.9173 | 57.9173 | 57.9173 | 57.9173 | 57.9173 | 57.9173 | 57.9173 | 57.9173 | 57.9173 | 57.9173 | 57.9173 | 57.9173 | 57.9173 | 57.9173 | 57.9173 | 57.9173 | 57.9173 | 57.9173 | 57.9173 | 57.9173 | 56.8285 | 46.5167 | 46.5167 | 46.5167 | 46.5167 | 46.5167 |  |  | 41 |  | 497.8117 | 76.7083 | 58.276 | 925015.732 | 30525519.1561 | =Area III Portion
[59 empty] | 30525519.1561 | =Area III Portion
Annual Avoided Costs for Deferral to Indicated Year:
New Canal - Southampton Cable | 2023 |  |  | 0 | 4.5863 | 4.5863 | 4.5863 | 4.5863 | 4.5863 | 4.5863 | -0.88999 | -0.88999 | -0.88999 | -0.88999 | -0.88999 | -0.88999 | -0.88999 | -0.88999 | -0.88999 | -0.88999 | -0.88999 | -0.88999 | -0.88999 | -0.88999 | -0.88999 | -0.88999 | -0.88999 | -0.88999 | -0.88999 | -0.88999 | -0.88999 | -0.88999 | -0.88999 | -0.88999 | -0.88999 | -0.88999 | -0.88999 | -0.88999 | -0.88999 | -5.4763 | -5.4763 | -5.4763 | -5.4763 | -5.4763 | -5.4763 | 0 | 0 | 0 | 0 | 0 |  |  | 35 |  |  | 8.9667
Upgrade Wildwood - Riverhead to 138 kV | 2022 |  |  | 0 | 0.93922 | 0.93922 | 0.93922 | 0.93922 | 0.93922 | -0.14959 | -0.14959 | -0.14959 | -0.14959 | -0.14959 | -0.14959 | -0.14959 | -0.14959 | -0.14959 | -0.14959 | -0.14959 | -0.14959 | -0.14959 | -0.14959 | -0.14959 | -0.14959 | -0.14959 | -0.14959 | -0.14959 | -0.14959 | -0.14959 | -0.14959 | -0.14959 | -0.14959 | -0.14959 | -0.14959 | -0.14959 | -0.14959 | -0.14959 | -0.14959 | -1.0888 | -1.0888 | -1.0888 | -1.0888 | -1.0888 | 0 | 0 | 0 | 0 | 0 | 0 |  |  | 35 |  |  | 1.5483
Bridgehampton - Buell New 69 kV UG Cable | 2023 |  |  | 0 | 4.0496 | 4.0496 | 4.0496 | 4.0496 | 4.0496 | 4.0496 | -0.78584 | -0.78584 | -0.78584 | -0.78584 | -0.78584 | -0.78584 | -0.78584 | -0.78584 | -0.78584 | -0.78584 | -0.78584 | -0.78584 | -0.78584 | -0.78584 | -0.78584 | -0.78584 | -0.78584 | -0.78584 | -0.78584 | -0.78584 | -0.78584 | -0.78584 | -0.78584 | -0.78584 | -0.78584 | -0.78584 | -0.78584 | -0.78584 | -0.78584 | -4.8355 | -4.8355 | -4.8355 | -4.8355 | -4.8355 | -4.8355 | 0 | 0 | 0 | 0 | 0 |  |  | 35 |  |  | 7.9174
Canal - Wainscott New 138 kV UG Cable | 2028 |  |  | 0 | 0 | 0 | 0 | 0 | 0 | 38.957 | 38.957 | 38.957 | 38.957 | 38.957 | 38.957 | -7.5597 | -7.5597 | -7.5597 | -7.5597 | -7.5597 | -7.5597 | -7.5597 | -7.5597 | -7.5597 | -7.5597 | -7.5597 | -7.5597 | -7.5597 | -7.5597 | -7.5597 | -7.5597 | -7.5597 | -7.5597 | -7.5597 | -7.5597 | -7.5597 | -7.5597 | -7.5597 | -7.5597 | -7.5597 | -7.5597 | -7.5597 | -7.5597 | -7.5597 | -46.5167 | -46.5167 | -46.5167 | -46.5167 | -46.5167 | -46.5167 | [5 empty] | 58.276
Total - All Areas (No Deferrals,$Millions) |  |  | 513.3 |  | 11.3926 | 11.9957 | 12.358 | 30.5918 | 30.5918 | 69.5487 | 69.5487 | 69.5487 | 69.5487 | 69.5487 | 69.5487 | 69.5487 | 69.5487 | 69.5487 | 69.5487 | 69.5487 | 69.5487 | 69.5487 | 69.5487 | 69.5487 | 69.5487 | 69.5487 | 69.5487 | 69.5487 | 69.5487 | 69.5487 | 69.5487 | 69.5487 | 69.5487 | 69.5487 | 69.5487 | 69.5487 | 69.5487 | 69.5487 | 69.5487 | 58.1561 | 57.553 | 57.1907 | 38.957 | 38.957 | 0 | 0 | 0 | 0 | 0 | 0 | 0 | 0 |  | 63 | 840.6482 | 117.3552 | = max. total avoided cost in portfolio
Annual Avoided Costs for Deferrals - Area 1 Proposal: (see note*) | Deferral Year |  |  | 2016 | 2017 | 2018 | 2019 | 2020 | 2021 | 2022 | 2023 | 2024 | 2025 | 2026 | 2027 | 2028 | 2029 | 2030 | 2031 | 2032 | 2033 | 2034 | 2035 | 2036 | 2037 | 2038 | 2039 | 2040 | 2041 | 2042 | 2043 | 2044 | 2045 | 2046 | 2047 | 2048 | 2049 | 2050 | 2051 | 2052 | 2053 | 2054 | 2055 | 2056 | 2057 | 2058 | 2059 | 2060 | 2061 | 2062 | 2063 | 2064 |  |  | Differential NPV $M |  | Differential NPV $M (adjusted for COD of Selected Project) | Differntial NPV $/MW | NPV of Transmission Avoided Costs for Selected Project
Area I Projects:
Amagansett Conversion 33 kV | 2030 |  |  | 0 | 0.97582 | 0.97582 | 0.97582 | 0.97582 | 0.97582 | 0.97582 | 0.97582 | 0.97582 | 0.97582 | 0.97582 | 0.97582 | 0.97582 | 0.97582 | -0.4572 | -0.4572 | -0.4572 | -0.4572 | -0.4572 | -0.4572 | -0.4572 | -0.4572 | -0.4572 | -0.4572 | -0.4572 | -0.4572 | -0.4572 | -0.4572 | -0.4572 | -0.4572 | -0.4572 | -0.4572 | -0.4572 | -0.4572 | -0.4572 | -0.4572 | -1.433 | -1.433 | -1.433 | -1.433 | -1.433 | -1.433 | -1.433 | -1.433 | -1.433 | -1.433 | -1.433 | -1.433 | -1.433 |  |  | 3.8129 |  | 0 | 0 | 0
East Hampton Conversion 33 kV | 2030 |  |  | 0 | 0.39033 | 0.39033 | 0.39033 | 0.39033 | 0.39033 | 0.39033 | 0.39033 | 0.39033 | 0.39033 | 0.39033 | 0.39033 | 0.39033 | 0.39033 | -0.18288 | -0.18288 | -0.18288 | -0.18288 | -0.18288 | -0.18288 | -0.18288 | -0.18288 | -0.18288 | -0.18288 | -0.18288 | -0.18288 | -0.18288 | -0.18288 | -0.18288 | -0.18288 | -0.18288 | -0.18288 | -0.18288 | -0.18288 | -0.18288 | -0.18288 | -0.57321 | -0.57321 | -0.57321 | -0.57321 | -0.57321 | -0.57321 | -0.57321 | -0.57321 | -0.57321 | -0.57321 | -0.57321 | -0.57321 | -0.57321 |  |  | 1.5252 |  | 0 | 0 | 0
Buell Conversion 33 kV | 2030 |  |  | 0 | 0.45131 | 0.45131 | 0.45131 | 0.45131 | 0.45131 | 0.45131 | 0.45131 | 0.45131 | 0.45131 | 0.45131 | 0.45131 | 0.45131 | 0.45131 | -0.21146 | -0.21146 | -0.21146 | -0.21146 | -0.21146 | -0.21146 | -0.21146 | -0.21146 | -0.21146 | -0.21146 | -0.21146 | -0.21146 | -0.21146 | -0.21146 | -0.21146 | -0.21146 | -0.21146 | -0.21146 | -0.21146 | -0.21146 | -0.21146 | -0.21146 | -0.66277 | -0.66277 | -0.66277 | -0.66277 | -0.66277 | -0.66277 | -0.66277 | -0.66277 | -0.66277 | -0.66277 | -0.66277 | -0.66277 | -0.66277 |  |  | 1.7635 |  | 0 | 0 | 0
Hither Hills Conversion to 33 kV | 2030 |  |  | 0 | 0 | 0.60305 | 0.60305 | 0.60305 | 0.60305 | 0.60305 | 0.60305 | 0.60305 | 0.60305 | 0.60305 | 0.60305 | 0.60305 | 0.60305 | -0.25676 | -0.25676 | -0.25676 | -0.25676 | -0.25676 | -0.25676 | -0.25676 | -0.25676 | -0.25676 | -0.25676 | -0.25676 | -0.25676 | -0.25676 | -0.25676 | -0.25676 | -0.25676 | -0.25676 | -0.25676 | -0.25676 | -0.25676 | -0.25676 | -0.25676 | -0.25676 | -0.85981 | -0.85981 | -0.85981 | -0.85981 | -0.85981 | -0.85981 | -0.85981 | -0.85981 | -0.85981 | -0.85981 | -0.85981 | -0.85981 |  |  | 2.0853 |  | 0 | 0 | 0
Culloden Pt Conversion to 33 kV | 2030 |  |  | 0 | 0 | 0 | 0.36233 | 0.36233 | 0.36233 | 0.36233 | 0.36233 | 0.36233 | 0.36233 | 0.36233 | 0.36233 | 0.36233 | 0.36233 | -0.13922 | -0.13922 | -0.13922 | -0.13922 | -0.13922 | -0.13922 | -0.13922 | -0.13922 | -0.13922 | -0.13922 | -0.13922 | -0.13922 | -0.13922 | -0.13922 | -0.13922 | -0.13922 | -0.13922 | -0.13922 | -0.13922 | -0.13922 | -0.13922 | -0.13922 | -0.13922 | -0.13922 | -0.50156 | -0.50156 | -0.50156 | -0.50156 | -0.50156 | -0.50156 | -0.50156 | -0.50156 | -0.50156 | -0.50156 | -0.50156 |  |  | 1.1012 |  | 0 | 0 | 0
[59 empty] | 0 | =Area I Portion
Area II Projects: | [58 empty] | 0 | =Area I+II+III Portions
Riverhead Canal 2nd Line and Bank | 2026 |  |  | 0 | 0 | 0 | 0 | 18.2337 | 18.2337 | 18.2337 | 18.2337 | 18.2337 | 18.2337 | -3.5383 | -3.5383 | -3.5383 | -3.5383 | -3.5383 | -3.5383 | -3.5383 | -3.5383 | -3.5383 | -3.5383 | -3.5383 | -3.5383 | -3.5383 | -3.5383 | -3.5383 | -3.5383 | -3.5383 | -3.5383 | -3.5383 | -3.5383 | -3.5383 | -3.5383 | -3.5383 | -3.5383 | -3.5383 | -3.5383 | -3.5383 | -3.5383 | -3.5383 | -21.772 | -21.772 | -21.772 | -21.772 | -21.772 | -21.772 | 0 | 0 | 0 | 0 |  |  | 30.3588 |  | 0 | 0 | 0
[59 empty] | 0 | =Area II Portion
Area III Projects: | [58 empty] | 0 | =Area II+III Portions
New Canal - Southampton Cable | 2023 |  |  | 0 | 4.5863 | 4.5863 | 4.5863 | 4.5863 | 4.5863 | 4.5863 | -0.88999 | -0.88999 | -0.88999 | -0.88999 | -0.88999 | -0.88999 | -0.88999 | -0.88999 | -0.88999 | -0.88999 | -0.88999 | -0.88999 | -0.88999 | -0.88999 | -0.88999 | -0.88999 | -0.88999 | -0.88999 | -0.88999 | -0.88999 | -0.88999 | -0.88999 | -0.88999 | -0.88999 | -0.88999 | -0.88999 | -0.88999 | -0.88999 | -0.88999 | -5.4763 | -5.4763 | -5.4763 | -5.4763 | -5.4763 | -5.4763 | 0 | 0 | 0 | 0 | 0 | 0 | 0 |  |  | 8.9667 |  | 0 | 0 | 0
Upgrade Wildwood - Riverhead to 138 kV | 2022 |  |  | 0 | 0.93922 | 0.93922 | 0.93922 | 0.93922 | 0.93922 | -0.14959 | -0.14959 | -0.14959 | -0.14959 | -0.14959 | -0.14959 | -0.14959 | -0.14959 | -0.14959 | -0.14959 | -0.14959 | -0.14959 | -0.14959 | -0.14959 | -0.14959 | -0.14959 | -0.14959 | -0.14959 | -0.14959 | -0.14959 | -0.14959 | -0.14959 | -0.14959 | -0.14959 | -0.14959 | -0.14959 | -0.14959 | -0.14959 | -0.14959 | -0.14959 | -1.0888 | -1.0888 | -1.0888 | -1.0888 | -1.0888 | 0 | 0 | 0 | 0 | 0 | 0 | 0 | 0 |  |  | 1.5483 |  | 0 | 0 | 0
Bridgehampton - Buell New 69 kV UG Cable | 2023 |  |  | 0 | 4.0496 | 4.0496 | 4.0496 | 4.0496 | 4.0496 | 4.0496 | -0.78584 | -0.78584 | -0.78584 | -0.78584 | -0.78584 | -0.78584 | -0.78584 | -0.78584 | -0.78584 | -0.78584 | -0.78584 | -0.78584 | -0.78584 | -0.78584 | -0.78584 | -0.78584 | -0.78584 | -0.78584 | -0.78584 | -0.78584 | -0.78584 | -0.78584 | -0.78584 | -0.78584 | -0.78584 | -0.78584 | -0.78584 | -0.78584 | -0.78584 | -4.8355 | -4.8355 | -4.8355 | -4.8355 | -4.8355 | -4.8355 | 0 | 0 | 0 | 0 | 0 | 0 | 0 |  |  | 7.9174 |  | 0 | 0 | 0
Canal - Wainscott New 138 kV UG Cable | 2028 |  |  | 0 | 0 | 0 | 0 | 0 | 0 | 38.957 | 38.957 | 38.957 | 38.957 | 38.957 | 38.957 | -7.5597 | -7.5597 | -7.5597 | -7.5597 | -7.5597 | -7.5597 | -7.5597 | -7.5597 | -7.5597 | -7.5597 | -7.5597 | -7.5597 | -7.5597 | -7.5597 | -7.5597 | -7.5597 | -7.5597 | -7.5597 | -7.5597 | -7.5597 | -7.5597 | -7.5597 | -7.5597 | -7.5597 | -7.5597 | -7.5597 | -7.5597 | -7.5597 | -7.5597 | -46.5167 | -46.5167 | -46.5167 | -46.5167 | -46.5167 | -46.5167 | 0 | 0 |  |  | 58.276 |  | 58.276 | 925015.732 | 0
[59 empty] | 0 | =Area III Portion
Total - Area 1 Proposal, $Millions (unadjusted) |  |  |  | 0 | 0 | 0 | 0 | 0 | 0 | 38.957 | 38.957 | 38.957 | 38.957 | 38.957 | 38.957 | -7.5597 | -7.5597 | -7.5597 | -7.5597 | -7.5597 | -7.5597 | -7.5597 | -7.5597 | -7.5597 | -7.5597 | -7.5597 | -7.5597 | -7.5597 | -7.5597 | -7.5597 | -7.5597 | -7.5597 | -7.5597 | -7.5597 | -7.5597 | -7.5597 | -7.5597 | -7.5597 | -7.5597 | -7.5597 | -7.5597 | -7.5597 | -7.5597 | -7.5597 | -46.5167 | -46.5167 | -46.5167 | -46.5167 | -46.5167 | -46.5167 | 0 | 0 |  |  | 58.276 |  |  | 925015.732 | 0
$/MW-yr |  |  |  | 0 | 0 | 0 | 0 | 0 | 0 | 618364.8116 | 618364.8116 | 618364.8116 | 618364.8116 | 618364.8116 | 618364.8116 | -119995.1118 | -119995.1118 | -119995.1118 | -119995.1118 | -119995.1118 | -119995.1118 | -119995.1118 | -119995.1118 | -119995.1118 | -119995.1118 | -119995.1118 | -119995.1118 | -119995.1118 | -119995.1118 | -119995.1118 | -119995.1118 | -119995.1118 | -119995.1118 | -119995.1118 | -119995.1118 | -119995.1118 | -119995.1118 | -119995.1118 | -119995.1118 | -119995.1118 | -119995.1118 | -119995.1118 | -119995.1118 | -119995.1118 | -738359.9234 | -738359.9234 | -738359.9234 | -738359.9234 | -738359.9234 | -738359.9234 | 0 | 0
$Millions (adjusted) |  |  |  | 0 | 0 | 0 | 0 | 0 | 0 | 0 | 0 | 0 | 0 | 0 | 0 | 0 | 0 | 0 | 0 | 0 | 0 | 0 | 0 | 0 | 0 | 0 | 0 | 0 | 0 | 0 | 0 | 0 | 0 | 0 | 0 | 0 | 0 | 0 | 0 | 0 | 0 | 0 | 0 | 0 | 0 | 0 | 0 | 0 | 0 | 0 | 0 | 0 |  |  | 0
Annual Avoided Costs for Deferrals - Area 2 Proposal: (see note*) | Deferral Year |  |  | 2016 | 2017 | 2018 | 2019 | 2020 | 2021 | 2022 | 2023 | 2024 | 2025 | 2026 | 2027 | 2028 | 2029 | 2030 | 2031 | 2032 | 2033 | 2034 | 2035 | 2036 | 2037 | 2038 | 2039 | 2040 | 2041 | 2042 | 2043 | 2044 | 2045 | 2046 | 2047 | 2048 | 2049 | 2050 | 2051 | 2052 | 2053 | 2054 | 2055 | 2056 | 2057 | 2058 | 2059 | 2060 | 2061 | 2062 | 2063 | 2064 |  |  | Differential NPV $M |  | Differential NPV $M (adjusted for COD of Selected Project) | Differntial NPV $/MW | NPV of Transmission Avoided Costs for Selected Project
Area I Projects:
Amagansett Conversion 33 kV | 2030 |  |  | 0 | 0 | 0 | 0 | 0 | 0 | 0 | 0 | 0 | 0 | 0 | 0 | 0 | 0 | 0 | 0 | 0 | 0 | 0 | 0 | 0 | 0 | 0 | 0 | 0 | 0 | 0 | 0 | 0 | 0 | 0 | 0 | 0 | 0 | 0 | 0 | 0 | 0 | 0 | 0 | 0 | 0 | 0 | 0 | 0 | 0 | 0 | 0 | 0 |  |  | 0 |  | 0 | 0 | 0
East Hampton Conversion 33 kV | 2030 |  |  | 0 | 0 | 0 | 0 | 0 | 0 | 0 | 0 | 0 | 0 | 0 | 0 | 0 | 0 | 0 | 0 | 0 | 0 | 0 | 0 | 0 | 0 | 0 | 0 | 0 | 0 | 0 | 0 | 0 | 0 | 0 | 0 | 0 | 0 | 0 | 0 | 0 | 0 | 0 | 0 | 0 | 0 | 0 | 0 | 0 | 0 | 0 | 0 | 0 |  |  | 0 |  | 0 | 0 | 0
Buell Conversion 33 kV | 2030 |  |  | 0 | 0 | 0 | 0 | 0 | 0 | 0 | 0 | 0 | 0 | 0 | 0 | 0 | 0 | 0 | 0 | 0 | 0 | 0 | 0 | 0 | 0 | 0 | 0 | 0 | 0 | 0 | 0 | 0 | 0 | 0 | 0 | 0 | 0 | 0 | 0 | 0 | 0 | 0 | 0 | 0 | 0 | 0 | 0 | 0 | 0 | 0 | 0 | 0 |  |  | 0 |  | 0 | 0 | 0
Hither Hills Conversion to 33 kV | 2030 |  |  | 0 | 0 | 0 | 0 | 0 | 0 | 0 | 0 | 0 | 0 | 0 | 0 | 0 | 0 | 0 | 0 | 0 | 0 | 0 | 0 | 0 | 0 | 0 | 0 | 0 | 0 | 0 | 0 | 0 | 0 | 0 | 0 | 0 | 0 | 0 | 0 | 0 | 0 | 0 | 0 | 0 | 0 | 0 | 0 | 0 | 0 | 0 | 0 | 0 |  |  | 0 |  | 0 | 0 | 0
Culloden Pt Conversion to 33 kV | 2030 |  |  | 0 | 0 | 0 | 0 | 0 | 0 | 0 | 0 | 0 | 0 | 0 | 0 | 0 | 0 | 0 | 0 | 0 | 0 | 0 | 0 | 0 | 0 | 0 | 0 | 0 | 0 | 0 | 0 | 0 | 0 | 0 | 0 | 0 | 0 | 0 | 0 | 0 | 0 | 0 | 0 | 0 | 0 | 0 | 0 | 0 | 0 | 0 | 0 | 0 |  |  | 0 |  | 0 | 0 | 0
[59 empty] | 0 | =Area I Portion
Area II Projects: | [58 empty] | 30525519.1561 | =Area I+II+III Portions
Riverhead Canal 2nd Line and Bank | 2026 |  |  | 0 | 0 | 0 | 0 | 18.2337 | 18.2337 | 18.2337 | 18.2337 | 18.2337 | 18.2337 | -3.5383 | -3.5383 | -3.5383 | -3.5383 | -3.5383 | -3.5383 | -3.5383 | -3.5383 | -3.5383 | -3.5383 | -3.5383 | -3.5383 | -3.5383 | -3.5383 | -3.5383 | -3.5383 | -3.5383 | -3.5383 | -3.5383 | -3.5383 | -3.5383 | -3.5383 | -3.5383 | -3.5383 | -3.5383 | -3.5383 | -3.5383 | -3.5383 | -3.5383 | -21.772 | -21.772 | -21.772 | -21.772 | -21.772 | -21.772 | 0 | 0 | 0 | 0 |  |  | 30.3588 |  | 0 | 0 | 0
[59 empty] | 0 | =Area II Portion
Area III Projects: | [58 empty] | 30525519.1561 | =Area II+III Portions
New Canal - Southampton Cable | 2023 |  |  | 0 | 4.5863 | 4.5863 | 4.5863 | 4.5863 | 4.5863 | 4.5863 | -0.88999 | -0.88999 | -0.88999 | -0.88999 | -0.88999 | -0.88999 | -0.88999 | -0.88999 | -0.88999 | -0.88999 | -0.88999 | -0.88999 | -0.88999 | -0.88999 | -0.88999 | -0.88999 | -0.88999 | -0.88999 | -0.88999 | -0.88999 | -0.88999 | -0.88999 | -0.88999 | -0.88999 | -0.88999 | -0.88999 | -0.88999 | -0.88999 | -0.88999 | -5.4763 | -5.4763 | -5.4763 | -5.4763 | -5.4763 | -5.4763 | 0 | 0 | 0 | 0 | 0 | 0 | 0 |  |  | 8.9667 |  | 0 | 0 | 0
Upgrade Wildwood - Riverhead to 138 kV | 2022 |  |  | 0 | 0.93922 | 0.93922 | 0.93922 | 0.93922 | 0.93922 | -0.14959 | -0.14959 | -0.14959 | -0.14959 | -0.14959 | -0.14959 | -0.14959 | -0.14959 | -0.14959 | -0.14959 | -0.14959 | -0.14959 | -0.14959 | -0.14959 | -0.14959 | -0.14959 | -0.14959 | -0.14959 | -0.14959 | -0.14959 | -0.14959 | -0.14959 | -0.14959 | -0.14959 | -0.14959 | -0.14959 | -0.14959 | -0.14959 | -0.14959 | -0.14959 | -1.0888 | -1.0888 | -1.0888 | -1.0888 | -1.0888 | 0 | 0 | 0 | 0 | 0 | 0 | 0 | 0 |  |  | 1.5483 |  | 0 | 0 | 0
Bridgehampton - Buell New 69 kV UG Cable | 2023 |  |  | 0 | 4.0496 | 4.0496 | 4.0496 | 4.0496 | 4.0496 | 4.0496 | -0.78584 | -0.78584 | -0.78584 | -0.78584 | -0.78584 | -0.78584 | -0.78584 | -0.78584 | -0.78584 | -0.78584 | -0.78584 | -0.78584 | -0.78584 | -0.78584 | -0.78584 | -0.78584 | -0.78584 | -0.78584 | -0.78584 | -0.78584 | -0.78584 | -0.78584 | -0.78584 | -0.78584 | -0.78584 | -0.78584 | -0.78584 | -0.78584 | -0.78584 | -4.8355 | -4.8355 | -4.8355 | -4.8355 | -4.8355 | -4.8355 | 0 | 0 | 0 | 0 | 0 | 0 | 0 |  |  | 7.9174 |  | 0 | 0 | 0
Canal - Wainscott New 138 kV UG Cable | 2028 |  |  | 0 | 0 | 0 | 0 | 0 | 0 | 38.957 | 38.957 | 38.957 | 38.957 | 38.957 | 38.957 | -7.5597 | -7.5597 | -7.5597 | -7.5597 | -7.5597 | -7.5597 | -7.5597 | -7.5597 | -7.5597 | -7.5597 | -7.5597 | -7.5597 | -7.5597 | -7.5597 | -7.5597 | -7.5597 | -7.5597 | -7.5597 | -7.5597 | -7.5597 | -7.5597 | -7.5597 | -7.5597 | -7.5597 | -7.5597 | -7.5597 | -7.5597 | -7.5597 | -7.5597 | -46.5167 | -46.5167 | -46.5167 | -46.5167 | -46.5167 | -46.5167 | 0 | 0 |  |  | 58.276 |  | 58.276 | 925015.732 | 30525519.1561
[59 empty] | 30525519.1561 | =Area III Portion
Total - Area 2 Proposal, $Millions (unadjusted) |  |  |  | 0 | 0 | 0 | 0 | 0 | 0 | 38.957 | 38.957 | 38.957 | 38.957 | 38.957 | 38.957 | -7.5597 | -7.5597 | -7.5597 | -7.5597 | -7.5597 | -7.5597 | -7.5597 | -7.5597 | -7.5597 | -7.5597 | -7.5597 | -7.5597 | -7.5597 | -7.5597 | -7.5597 | -7.5597 | -7.5597 | -7.5597 | -7.5597 | -7.5597 | -7.5597 | -7.5597 | -7.5597 | -7.5597 | -7.5597 | -7.5597 | -7.5597 | -7.5597 | -7.5597 | -46.5167 | -46.5167 | -46.5167 | -46.5167 | -46.5167 | -46.5167 | 0 | 0 |  |  | 58.276 |  |  | 925015.732 | 30525519.1561
$/MW-yr |  |  |  | 0 | 0 | 0 | 0 | 0 | 0 | 618364.8116 | 618364.8116 | 618364.8116 | 618364.8116 | 618364.8116 | 618364.8116 | -119995.1118 | -119995.1118 | -119995.1118 | -119995.1118 | -119995.1118 | -119995.1118 | -119995.1118 | -119995.1118 | -119995.1118 | -119995.1118 | -119995.1118 | -119995.1118 | -119995.1118 | -119995.1118 | -119995.1118 | -119995.1118 | -119995.1118 | -119995.1118 | -119995.1118 | -119995.1118 | -119995.1118 | -119995.1118 | -119995.1118 | -119995.1118 | -119995.1118 | -119995.1118 | -119995.1118 | -119995.1118 | -119995.1118 | -738359.9234 | -738359.9234 | -738359.9234 | -738359.9234 | -738359.9234 | -738359.9234 | 0 | 0
$Millions (adjusted) |  |  |  | 0 | 0 | 0 | 0 | 0 | 0 | 20.406 | 20.406 | 20.406 | 20.406 | 20.406 | 20.406 | -3.9598 | -3.9598 | -3.9598 | -3.9598 | -3.9598 | -3.9598 | -3.9598 | -3.9598 | -3.9598 | -3.9598 | -3.9598 | -3.9598 | -3.9598 | -3.9598 | -3.9598 | -3.9598 | -3.9598 | -3.9598 | -3.9598 | -3.9598 | -3.9598 | -3.9598 | -3.9598 | -3.9598 | -3.9598 | -3.9598 | -3.9598 | -3.9598 | -3.9598 | -24.3659 | -24.3659 | -24.3659 | -24.3659 | -24.3659 | -24.3659 | 0 | 0 |  |  | 30525.5192
Annual Avoided Costs for Deferrals - Area 3 Proposal: (see note*) | Deferral Year |  |  | 2016 | 2017 | 2018 | 2019 | 2020 | 2021 | 2022 | 2023 | 2024 | 2025 | 2026 | 2027 | 2028 | 2029 | 2030 | 2031 | 2032 | 2033 | 2034 | 2035 | 2036 | 2037 | 2038 | 2039 | 2040 | 2041 | 2042 | 2043 | 2044 | 2045 | 2046 | 2047 | 2048 | 2049 | 2050 | 2051 | 2052 | 2053 | 2054 | 2055 | 2056 | 2057 | 2058 | 2059 | 2060 | 2061 | 2062 | 2063 | 2064 |  |  | Differential NPV $M |  | Differential NPV $M (adjusted for COD of Selected Project) | Differntial NPV $/MW | NPV of Transmission Avoided Costs for Selected Project
Area I Projects:
Amagansett Conversion 33 kV | 2030 |  |  | 0 | 0 | 0 | 0 | 0 | 0 | 0 | 0 | 0 | 0 | 0 | 0 | 0 | 0 | 0 | 0 | 0 | 0 | 0 | 0 | 0 | 0 | 0 | 0 | 0 | 0 | 0 | 0 | 0 | 0 | 0 | 0 | 0 | 0 | 0 | 0 | 0 | 0 | 0 | 0 | 0 | 0 | 0 | 0 | 0 | 0 | 0 | 0 | 0 |  |  | 0 |  | 0 | 0 | 0
East Hampton Conversion 33 kV | 2030 |  |  | 0 | 0 | 0 | 0 | 0 | 0 | 0 | 0 | 0 | 0 | 0 | 0 | 0 | 0 | 0 | 0 | 0 | 0 | 0 | 0 | 0 | 0 | 0 | 0 | 0 | 0 | 0 | 0 | 0 | 0 | 0 | 0 | 0 | 0 | 0 | 0 | 0 | 0 | 0 | 0 | 0 | 0 | 0 | 0 | 0 | 0 | 0 | 0 | 0 |  |  | 0 |  | 0 | 0 | 0
Buell Conversion 33 kV | 2030 |  |  | 0 | 0 | 0 | 0 | 0 | 0 | 0 | 0 | 0 | 0 | 0 | 0 | 0 | 0 | 0 | 0 | 0 | 0 | 0 | 0 | 0 | 0 | 0 | 0 | 0 | 0 | 0 | 0 | 0 | 0 | 0 | 0 | 0 | 0 | 0 | 0 | 0 | 0 | 0 | 0 | 0 | 0 | 0 | 0 | 0 | 0 | 0 | 0 | 0 |  |  | 0 |  | 0 | 0 | 0
Hither Hills Conversion to 33 kV | 2030 |  |  | 0 | 0 | 0 | 0 | 0 | 0 | 0 | 0 | 0 | 0 | 0 | 0 | 0 | 0 | 0 | 0 | 0 | 0 | 0 | 0 | 0 | 0 | 0 | 0 | 0 | 0 | 0 | 0 | 0 | 0 | 0 | 0 | 0 | 0 | 0 | 0 | 0 | 0 | 0 | 0 | 0 | 0 | 0 | 0 | 0 | 0 | 0 | 0 | 0 |  |  | 0 |  | 0 | 0 | 0
Culloden Pt Conversion to 33 kV | 2030 |  |  | 0 | 0 | 0 | 0 | 0 | 0 | 0 | 0 | 0 | 0 | 0 | 0 | 0 | 0 | 0 | 0 | 0 | 0 | 0 | 0 | 0 | 0 | 0 | 0 | 0 | 0 | 0 | 0 | 0 | 0 | 0 | 0 | 0 | 0 | 0 | 0 | 0 | 0 | 0 | 0 | 0 | 0 | 0 | 0 | 0 | 0 | 0 | 0 | 0 |  |  | 0 |  | 0 | 0 | 0
[59 empty] | 0 | =Area I Portion
Area II Projects: | [58 empty] | 0 | =Area I+II+III Portions
Riverhead Canal 2nd Line and Bank | 2026 |  |  | 0 | 0 | 0 | 0 | 0 | 0 | 0 | 0 | 0 | 0 | 0 | 0 | 0 | 0 | 0 | 0 | 0 | 0 | 0 | 0 | 0 | 0 | 0 | 0 | 0 | 0 | 0 | 0 | 0 | 0 | 0 | 0 | 0 | 0 | 0 | 0 | 0 | 0 | 0 | 0 | 0 | 0 | 0 | 0 | 0 | 0 | 0 | 0 | 0 |  |  | 0 |  | 0 | 0 | 0
[59 empty] | 0 | =Area II Portion
Area III Projects: | [58 empty] | 0 | =Area II+III Portions
New Canal - Southampton Cable | 2023 |  |  | 0 | 4.5863 | 4.5863 | 4.5863 | 4.5863 | 4.5863 | 4.5863 | -0.88999 | -0.88999 | -0.88999 | -0.88999 | -0.88999 | -0.88999 | -0.88999 | -0.88999 | -0.88999 | -0.88999 | -0.88999 | -0.88999 | -0.88999 | -0.88999 | -0.88999 | -0.88999 | -0.88999 | -0.88999 | -0.88999 | -0.88999 | -0.88999 | -0.88999 | -0.88999 | -0.88999 | -0.88999 | -0.88999 | -0.88999 | -0.88999 | -0.88999 | -5.4763 | -5.4763 | -5.4763 | -5.4763 | -5.4763 | -5.4763 | 0 | 0 | 0 | 0 | 0 | 0 | 0 |  |  | 8.9667 |  | 0 | 0 | 0
Upgrade Wildwood - Riverhead to 138 kV | 2022 |  |  | 0 | 0.93922 | 0.93922 | 0.93922 | 0.93922 | 0.93922 | -0.14959 | -0.14959 | -0.14959 | -0.14959 | -0.14959 | -0.14959 | -0.14959 | -0.14959 | -0.14959 | -0.14959 | -0.14959 | -0.14959 | -0.14959 | -0.14959 | -0.14959 | -0.14959 | -0.14959 | -0.14959 | -0.14959 | -0.14959 | -0.14959 | -0.14959 | -0.14959 | -0.14959 | -0.14959 | -0.14959 | -0.14959 | -0.14959 | -0.14959 | -0.14959 | -1.0888 | -1.0888 | -1.0888 | -1.0888 | -1.0888 | 0 | 0 | 0 | 0 | 0 | 0 | 0 | 0 |  |  | 1.5483 |  | 0 | 0 | 0
Bridgehampton - Buell New 69 kV UG Cable | 2023 |  |  | 0 | 4.0496 | 4.0496 | 4.0496 | 4.0496 | 4.0496 | 4.0496 | -0.78584 | -0.78584 | -0.78584 | -0.78584 | -0.78584 | -0.78584 | -0.78584 | -0.78584 | -0.78584 | -0.78584 | -0.78584 | -0.78584 | -0.78584 | -0.78584 | -0.78584 | -0.78584 | -0.78584 | -0.78584 | -0.78584 | -0.78584 | -0.78584 | -0.78584 | -0.78584 | -0.78584 | -0.78584 | -0.78584 | -0.78584 | -0.78584 | -0.78584 | -4.8355 | -4.8355 | -4.8355 | -4.8355 | -4.8355 | -4.8355 | 0 | 0 | 0 | 0 | 0 | 0 | 0 |  |  | 7.9174 |  | 0 | 0 | 0
Canal - Wainscott New 138 kV UG Cable | 2028 |  |  | 0 | 0 | 0 | 0 | 0 | 0 | 38.957 | 38.957 | 38.957 | 38.957 | 38.957 | 38.957 | -7.5597 | -7.5597 | -7.5597 | -7.5597 | -7.5597 | -7.5597 | -7.5597 | -7.5597 | -7.5597 | -7.5597 | -7.5597 | -7.5597 | -7.5597 | -7.5597 | -7.5597 | -7.5597 | -7.5597 | -7.5597 | -7.5597 | -7.5597 | -7.5597 | -7.5597 | -7.5597 | -7.5597 | -7.5597 | -7.5597 | -7.5597 | -7.5597 | -7.5597 | -46.5167 | -46.5167 | -46.5167 | -46.5167 | -46.5167 | -46.5167 | 0 | 0 |  |  | 58.276 |  | 58.276 | 925015.732 | 0
[59 empty] | 0 | =Area III Portion
Total - Area 3 Proposal, $Millions (unadjusted) |  |  |  | 0 | 9.5752 | 9.5752 | 9.5752 | 9.5752 | 9.5752 | 47.4434 | 37.1316 | 37.1316 | 37.1316 | 37.1316 | 37.1316 | -9.3851 | -9.3851 | -9.3851 | -9.3851 | -9.3851 | -9.3851 | -9.3851 | -9.3851 | -9.3851 | -9.3851 | -9.3851 | -9.3851 | -9.3851 | -9.3851 | -9.3851 | -9.3851 | -9.3851 | -9.3851 | -9.3851 | -9.3851 | -9.3851 | -9.3851 | -9.3851 | -9.3851 | -18.9603 | -18.9603 | -18.9603 | -18.9603 | -18.9603 | -56.8285 | -46.5167 | -46.5167 | -46.5167 | -46.5167 | -46.5167 | 0 | 0 |  |  | 76.7083 |  |  | 925015.732 | 0
$/MW-yr |  |  |  | 0 | 0 | 0 | 0 | 0 | 0 | 618364.8116 | 618364.8116 | 618364.8116 | 618364.8116 | 618364.8116 | 618364.8116 | -119995.1118 | -119995.1118 | -119995.1118 | -119995.1118 | -119995.1118 | -119995.1118 | -119995.1118 | -119995.1118 | -119995.1118 | -119995.1118 | -119995.1118 | -119995.1118 | -119995.1118 | -119995.1118 | -119995.1118 | -119995.1118 | -119995.1118 | -119995.1118 | -119995.1118 | -119995.1118 | -119995.1118 | -119995.1118 | -119995.1118 | -119995.1118 | -119995.1118 | -119995.1118 | -119995.1118 | -119995.1118 | -119995.1118 | -738359.9234 | -738359.9234 | -738359.9234 | -738359.9234 | -738359.9234 | -738359.9234 | 0 | 0
$Millions (adjusted) |  |  |  | 0 | 0 | 0 | 0 | 0 | 0 | 0 | 0 | 0 | 0 | 0 | 0 | 0 | 0 | 0 | 0 | 0 | 0 | 0 | 0 | 0 | 0 | 0 | 0 | 0 | 0 | 0 | 0 | 0 | 0 | 0 | 0 | 0 | 0 | 0 | 0 | 0 | 0 | 0 | 0 | 0 | 0 | 0 | 0 | 0 | 0 | 0 | 0 | 0 |  |  | 0
Discount Factor (Relative to 1/1/2016) = |  |  |  | 0.94787 | 0.89845 | 0.85161 | 0.80722 | 0.76513 | 0.72525 | 0.68744 | 0.6516 | 0.61763 | 0.58543 | 0.55491 | 0.52598 | 0.49856 | 0.47257 | 0.44793 | 0.42458 | 0.40245 | 0.38147 | 0.36158 | 0.34273 | 0.32486 | 0.30793 | 0.29187 | 0.27666 | 0.26223 | 0.24856 | 0.2356 | 0.22332 | 0.21168 | 0.20064 | 0.19018 | 0.18027 | 0.17087 | 0.16196 | 0.15352 | 0.14552 | 0.13793 | 0.13074 | 0.12392 | 0.11746 | 0.11134 | 0.10554 | 0.10003 | 0.094818 | 0.089875 | 0.08519 | 0.080748 | 0.076539 | 0.072549
* Note: A positive (+) avoided cost in a given year represents a cost savings relative to not having a transmission project deferral.
Note on BE21: Todd Kantarek: December 31, 2022
Note on BG17: Todd Kantarek: UCAP - 33.3MW No loss factor for 69kV interconnection

## PhII (DWW200)
Version |  | Based on PSEGLI file: "East End Utility 2_0_Economics_2014_10_13_r28_Sargent_Lundy.xlsx"
Annual Revenue Requirements (Millions of $s)
1) Reference (Transmission only) Case
Project | I/S Year | Investor | Capital (2015$s) | 2016 | 2017 | 2018 | 2019 | 2020 | 2021 | 2022 | 2023 | 2024 | 2025 | 2026 | 2027 | 2028 | 2029 | 2030 | 2031 | 2032 | 2033 | 2034 | 2035 | 2036 | 2037 | 2038 | 2039 | 2040 | 2041 | 2042 | 2043 | 2044 | 2045 | 2046 | 2047 | 2048 | 2049 | 2050 | 2051 | 2052 | 2053 | 2054 | 2055 | 2056 | 2057 | 2058 | 2059 | 2060 | 2061 | 2062 | 2063 | 2064 |  | NPV |  | Proposal Number = | DWW200
Transmission Reinforcement I | 2017 | PSEGLI | 93.4 | 0 | 11.3926 | 11.3926 | 11.3926 | 11.3926 | 11.3926 | 11.3926 | 11.3926 | 11.3926 | 11.3926 | 11.3926 | 11.3926 | 11.3926 | 11.3926 | 11.3926 | 11.3926 | 11.3926 | 11.3926 | 11.3926 | 11.3926 | 11.3926 | 11.3926 | 11.3926 | 11.3926 | 11.3926 | 11.3926 | 11.3926 | 11.3926 | 11.3926 | 11.3926 | 11.3926 | 11.3926 | 11.3926 | 11.3926 | 11.3926 | 11.3926 | [13 empty] | 35 | 166.1982 |  | Proposer Name = | Deepwater Wind LLC
Transmission Reinforcement II | 2018 | PSEGLI | 4.8 | 0 | 0 | 0.60305 | 0.60305 | 0.60305 | 0.60305 | 0.60305 | 0.60305 | 0.60305 | 0.60305 | 0.60305 | 0.60305 | 0.60305 | 0.60305 | 0.60305 | 0.60305 | 0.60305 | 0.60305 | 0.60305 | 0.60305 | 0.60305 | 0.60305 | 0.60305 | 0.60305 | 0.60305 | 0.60305 | 0.60305 | 0.60305 | 0.60305 | 0.60305 | 0.60305 | 0.60305 | 0.60305 | 0.60305 | 0.60305 | 0.60305 | 0.60305 | [12 empty] | 35 | 8.3388 |  | Proposal/Project = | Wainscott Storage
Transmission Reinforcement III | 2019 | PSEGLI | 2.8 | 0 | 0 | 0 | 0.36233 | 0.36233 | 0.36233 | 0.36233 | 0.36233 | 0.36233 | 0.36233 | 0.36233 | 0.36233 | 0.36233 | 0.36233 | 0.36233 | 0.36233 | 0.36233 | 0.36233 | 0.36233 | 0.36233 | 0.36233 | 0.36233 | 0.36233 | 0.36233 | 0.36233 | 0.36233 | 0.36233 | 0.36233 | 0.36233 | 0.36233 | 0.36233 | 0.36233 | 0.36233 | 0.36233 | 0.36233 | 0.36233 | 0.36233 | 0.36233 | [11 empty] | 35 | 4.7491 |  | Option Number = | 1
Transmission Reinforcement IV | 2020 | PSEGLI | 136.8 | 0 | 0 | 0 | 0 | 18.2337 | 18.2337 | 18.2337 | 18.2337 | 18.2337 | 18.2337 | 18.2337 | 18.2337 | 18.2337 | 18.2337 | 18.2337 | 18.2337 | 18.2337 | 18.2337 | 18.2337 | 18.2337 | 18.2337 | 18.2337 | 18.2337 | 18.2337 | 18.2337 | 18.2337 | 18.2337 | 18.2337 | 18.2337 | 18.2337 | 18.2337 | 18.2337 | 18.2337 | 18.2337 | 18.2337 | 18.2337 | 18.2337 | 18.2337 | 18.2337 | [10 empty] | 35 | 226.5269 |  | Location = | 2
Transmission Reinforcement V | 2022 | PSEGLI | 275.5 | 0 | 0 | 0 | 0 | 0 | 0 | 38.957 | 38.957 | 38.957 | 38.957 | 38.957 | 38.957 | 38.957 | 38.957 | 38.957 | 38.957 | 38.957 | 38.957 | 38.957 | 38.957 | 38.957 | 38.957 | 38.957 | 38.957 | 38.957 | 38.957 | 38.957 | 38.957 | 38.957 | 38.957 | 38.957 | 38.957 | 38.957 | 38.957 | 38.957 | 38.957 | 38.957 | 38.957 | 38.957 | 38.957 | 38.957 | [8 empty] | 35 | 434.8353 |  | Technology = | Battery Storage
[56 empty] | Interconnection Points = | 2.4 MW on 13.2 kV UG Circuit Wainscott; 2.4 MW on 13.2 kV OH Circuit Hedges Lane
Total |  |  | 513.3 | 0 | 11.3926 | 11.9957 | 12.358 | 30.5918 | 30.5918 | 69.5487 | 69.5487 | 69.5487 | 69.5487 | 69.5487 | 69.5487 | 69.5487 | 69.5487 | 69.5487 | 69.5487 | 69.5487 | 69.5487 | 69.5487 | 69.5487 | 69.5487 | 69.5487 | 69.5487 | 69.5487 | 69.5487 | 69.5487 | 69.5487 | 69.5487 | 69.5487 | 69.5487 | 69.5487 | 69.5487 | 69.5487 | 69.5487 | 69.5487 | 69.5487 | 58.1561 | 57.553 | 57.1907 | 38.957 | 38.957 | 0 | 0 | 0 | 0 | 0 | 0 | 0 | 0 |  | 840.6482 |  | Loss Factor = | 1.026
2016 NPV @ 5.5%, thru 2035 |  |  |  | 2016: 559.7216
2016 NPV @ 5.5%, thru 2056 |  |  |  | 2016: 840.6482 |  |  |  | MW Required by 2022 (cap) = | 15 | 33 | 15 | Output: NPV of Transmission Avoided Costs for Selected Project (see note*)
[57 empty] | Selected Project Inputs - Area 1 Portion | Selected Project Inputs - Area 2 Portion | Selected Project Inputs - Area 3 Portion | Area 1 | Area 2 | Area 3 | Total | check
[56 empty] | Project kW = | 0 | 4924.8 | 0
[55 empty] | Capped kW = | 4924.8 | 0 | 4924.8 | 0
[56 empty] | Project Area (1, 2, or 3) = | 1 | 2 | 3
[56 empty] | Proportion of Peak Hours Covered = | 100% | 100% | 100%
[55 empty] | Project COD = | 2018
[55 empty] | Effective kW = | 4924.8 |  |  |  | 0 | 7670330.582 | 0 | 7670330.582
[60 empty] | check | check | check
| I/S Year |  | Capital (2015$s) | 2016 | 2017 | 2018 | 2019 | 2020 | 2021 | 2022 | 2023 | 2024 | 2025 | 2026 | 2027 | 2028 | 2029 | 2030 | 2031 | 2032 | 2033 | 2034 | 2035 | 2036 | 2037 | 2038 | 2039 | 2040 | 2041 | 2042 | 2043 | 2044 | 2045 | 2046 | 2047 | 2048 | 2049 | 2050 | 2051 | 2052 | 2053 | 2054 | 2055 | 2056 | 2057 | 2058 | 2059 | 2060 | 2061 | 2062 | 2063 | 2064 |  | MW Required by 2022 | NPV Base $M | Differential NPV $M | Differential NPV $M (adjusted for COD of Selected Project) | Differntial NPV $/MW | NPV of Transmission Avoided Costs for Selected Project
Area I Projects: | [53 empty] | 15
Amagansett Conversion 33 kV | 2017 |  | 8 | 0 | 0.97582 | 0.97582 | 0.97582 | 0.97582 | 0.97582 | 0.97582 | 0.97582 | 0.97582 | 0.97582 | 0.97582 | 0.97582 | 0.97582 | 0.97582 | 0.97582 | 0.97582 | 0.97582 | 0.97582 | 0.97582 | 0.97582 | 0.97582 | 0.97582 | 0.97582 | 0.97582 | 0.97582 | 0.97582 | 0.97582 | 0.97582 | 0.97582 | 0.97582 | 0.97582 | 0.97582 | 0.97582 | 0.97582 | 0.97582 | 0.97582 | [13 empty] | 35 |  | 14.2354
East Hampton Conversion 33 kV | 2017 |  | 3.2 | 0 | 0.39033 | 0.39033 | 0.39033 | 0.39033 | 0.39033 | 0.39033 | 0.39033 | 0.39033 | 0.39033 | 0.39033 | 0.39033 | 0.39033 | 0.39033 | 0.39033 | 0.39033 | 0.39033 | 0.39033 | 0.39033 | 0.39033 | 0.39033 | 0.39033 | 0.39033 | 0.39033 | 0.39033 | 0.39033 | 0.39033 | 0.39033 | 0.39033 | 0.39033 | 0.39033 | 0.39033 | 0.39033 | 0.39033 | 0.39033 | 0.39033 | [13 empty] | 35 |  | 5.6942
Buell Conversion 33 kV | 2017 |  | 3.7 | 0 | 0.45131 | 0.45131 | 0.45131 | 0.45131 | 0.45131 | 0.45131 | 0.45131 | 0.45131 | 0.45131 | 0.45131 | 0.45131 | 0.45131 | 0.45131 | 0.45131 | 0.45131 | 0.45131 | 0.45131 | 0.45131 | 0.45131 | 0.45131 | 0.45131 | 0.45131 | 0.45131 | 0.45131 | 0.45131 | 0.45131 | 0.45131 | 0.45131 | 0.45131 | 0.45131 | 0.45131 | 0.45131 | 0.45131 | 0.45131 | 0.45131 | [13 empty] | 35 |  | 6.5839
Hither Hills Conversion to 33 kV | 2018 |  | 4.8 | 0 | 0 | 0.60305 | 0.60305 | 0.60305 | 0.60305 | 0.60305 | 0.60305 | 0.60305 | 0.60305 | 0.60305 | 0.60305 | 0.60305 | 0.60305 | 0.60305 | 0.60305 | 0.60305 | 0.60305 | 0.60305 | 0.60305 | 0.60305 | 0.60305 | 0.60305 | 0.60305 | 0.60305 | 0.60305 | 0.60305 | 0.60305 | 0.60305 | 0.60305 | 0.60305 | 0.60305 | 0.60305 | 0.60305 | 0.60305 | 0.60305 | 0.60305 | [12 empty] | 35 |  | 8.3388
Culloden Pt Conversion to 33 kV | 2019 |  | 2.8 | 0 | 0 | 0 | 0.36233 | 0.36233 | 0.36233 | 0.36233 | 0.36233 | 0.36233 | 0.36233 | 0.36233 | 0.36233 | 0.36233 | 0.36233 | 0.36233 | 0.36233 | 0.36233 | 0.36233 | 0.36233 | 0.36233 | 0.36233 | 0.36233 | 0.36233 | 0.36233 | 0.36233 | 0.36233 | 0.36233 | 0.36233 | 0.36233 | 0.36233 | 0.36233 | 0.36233 | 0.36233 | 0.36233 | 0.36233 | 0.36233 | 0.36233 | 0.36233 | [11 empty] | 35 |  | 4.7491
No Deferral |  |  | 22.5 |  | 1.8175 | 2.4205 | 2.7828 | 2.7828 | 2.7828 | 2.7828 | 2.7828 | 2.7828 | 2.7828 | 2.7828 | 2.7828 | 2.7828 | 2.7828 | 2.7828 | 2.7828 | 2.7828 | 2.7828 | 2.7828 | 2.7828 | 2.7828 | 2.7828 | 2.7828 | 2.7828 | 2.7828 | 2.7828 | 2.7828 | 2.7828 | 2.7828 | 2.7828 | 2.7828 | 2.7828 | 2.7828 | 2.7828 | 2.7828 | 2.7828 | 0.96539 | 0.36233 | 0 | 0 | 0 | [10 empty] | 39.6013
Amagansett Conversion 33 kV | 2030 |  | 8 | [14 empty] | 1.433 | 1.433 | 1.433 | 1.433 | 1.433 | 1.433 | 1.433 | 1.433 | 1.433 | 1.433 | 1.433 | 1.433 | 1.433 | 1.433 | 1.433 | 1.433 | 1.433 | 1.433 | 1.433 | 1.433 | 1.433 | 1.433 | 1.433 | 1.433 | 1.433 | 1.433 | 1.433 | 1.433 | 1.433 | 1.433 | 1.433 | 1.433 | 1.433 | 1.433 | 1.433 | 35 |  | 10.4225 | 3.8129 | 0 | 0 | 0
East Hampton Conversion 33 kV | 2030 |  | 3.2 | [14 empty] | 0.57321 | 0.57321 | 0.57321 | 0.57321 | 0.57321 | 0.57321 | 0.57321 | 0.57321 | 0.57321 | 0.57321 | 0.57321 | 0.57321 | 0.57321 | 0.57321 | 0.57321 | 0.57321 | 0.57321 | 0.57321 | 0.57321 | 0.57321 | 0.57321 | 0.57321 | 0.57321 | 0.57321 | 0.57321 | 0.57321 | 0.57321 | 0.57321 | 0.57321 | 0.57321 | 0.57321 | 0.57321 | 0.57321 | 0.57321 | 0.57321 | 35 |  | 4.169 | 1.5252 | 0 | 0 | 0
Buell Conversion 33 kV | 2030 |  | 3.7 | [14 empty] | 0.66277 | 0.66277 | 0.66277 | 0.66277 | 0.66277 | 0.66277 | 0.66277 | 0.66277 | 0.66277 | 0.66277 | 0.66277 | 0.66277 | 0.66277 | 0.66277 | 0.66277 | 0.66277 | 0.66277 | 0.66277 | 0.66277 | 0.66277 | 0.66277 | 0.66277 | 0.66277 | 0.66277 | 0.66277 | 0.66277 | 0.66277 | 0.66277 | 0.66277 | 0.66277 | 0.66277 | 0.66277 | 0.66277 | 0.66277 | 0.66277 | 35 |  | 4.8204 | 1.7635 | 0 | 0 | 0
Hither Hills Conversion to 33 kV | 2030 |  | 4.8 | [14 empty] | 0.85981 | 0.85981 | 0.85981 | 0.85981 | 0.85981 | 0.85981 | 0.85981 | 0.85981 | 0.85981 | 0.85981 | 0.85981 | 0.85981 | 0.85981 | 0.85981 | 0.85981 | 0.85981 | 0.85981 | 0.85981 | 0.85981 | 0.85981 | 0.85981 | 0.85981 | 0.85981 | 0.85981 | 0.85981 | 0.85981 | 0.85981 | 0.85981 | 0.85981 | 0.85981 | 0.85981 | 0.85981 | 0.85981 | 0.85981 | 0.85981 | 35 |  | 6.2535 | 2.0853 | 2.0853 | 139022.8879 | 684659.9185
Culloden Pt Conversion to 33 kV | 2030 |  | 2.8 | [14 empty] | 0.50156 | 0.50156 | 0.50156 | 0.50156 | 0.50156 | 0.50156 | 0.50156 | 0.50156 | 0.50156 | 0.50156 | 0.50156 | 0.50156 | 0.50156 | 0.50156 | 0.50156 | 0.50156 | 0.50156 | 0.50156 | 0.50156 | 0.50156 | 0.50156 | 0.50156 | 0.50156 | 0.50156 | 0.50156 | 0.50156 | 0.50156 | 0.50156 | 0.50156 | 0.50156 | 0.50156 | 0.50156 | 0.50156 | 0.50156 | 0.50156 | 35 |  | 3.6479 | 1.1012 | 1.1012 | 73412.135 | 361540.0825
Deferral to Indicated Year |  |  | 22.5 | [6 empty] | 0 | 0 | 0 | 0 | 0 | 0 | 0 | 0 | 4.0304 | 4.0304 | 4.0304 | 4.0304 | 4.0304 | 4.0304 | 4.0304 | 4.0304 | 4.0304 | 4.0304 | 4.0304 | 4.0304 | 4.0304 | 4.0304 | 4.0304 | 4.0304 | 4.0304 | 4.0304 | 4.0304 | 4.0304 | 4.0304 | 4.0304 | 4.0304 | 4.0304 | 4.0304 | 4.0304 | 4.0304 | 4.0304 | 4.0304 | 4.0304 | 4.0304 | 4.0304 | 4.0304 | 4.0304 | 4.0304 | 35 |  | 29.3132 | 10.2881 | 3.1865 | 212435.0229 | 1046200.0009 | =Area I Portion
[59 empty] | 8716530.583 | =Area I+II+III Portions
Annual Avoided Costs for Deferral to Indicated Year:
Amagansett Conversion 33 kV | 2030 |  |  | 0 | 0.97582 | 0.97582 | 0.97582 | 0.97582 | 0.97582 | 0.97582 | 0.97582 | 0.97582 | 0.97582 | 0.97582 | 0.97582 | 0.97582 | 0.97582 | -0.4572 | -0.4572 | -0.4572 | -0.4572 | -0.4572 | -0.4572 | -0.4572 | -0.4572 | -0.4572 | -0.4572 | -0.4572 | -0.4572 | -0.4572 | -0.4572 | -0.4572 | -0.4572 | -0.4572 | -0.4572 | -0.4572 | -0.4572 | -0.4572 | -0.4572 | -1.433 | -1.433 | -1.433 | -1.433 | -1.433 | -1.433 | -1.433 | -1.433 | -1.433 | -1.433 | -1.433 | -1.433 | -1.433 | 35 |  |  | 3.8129
East Hampton Conversion 33 kV | 2030 |  |  | 0 | 0.39033 | 0.39033 | 0.39033 | 0.39033 | 0.39033 | 0.39033 | 0.39033 | 0.39033 | 0.39033 | 0.39033 | 0.39033 | 0.39033 | 0.39033 | -0.18288 | -0.18288 | -0.18288 | -0.18288 | -0.18288 | -0.18288 | -0.18288 | -0.18288 | -0.18288 | -0.18288 | -0.18288 | -0.18288 | -0.18288 | -0.18288 | -0.18288 | -0.18288 | -0.18288 | -0.18288 | -0.18288 | -0.18288 | -0.18288 | -0.18288 | -0.57321 | -0.57321 | -0.57321 | -0.57321 | -0.57321 | -0.57321 | -0.57321 | -0.57321 | -0.57321 | -0.57321 | -0.57321 | -0.57321 | -0.57321 | 35 |  |  | 1.5252
Buell Conversion 33 kV | 2030 |  |  | 0 | 0.45131 | 0.45131 | 0.45131 | 0.45131 | 0.45131 | 0.45131 | 0.45131 | 0.45131 | 0.45131 | 0.45131 | 0.45131 | 0.45131 | 0.45131 | -0.21146 | -0.21146 | -0.21146 | -0.21146 | -0.21146 | -0.21146 | -0.21146 | -0.21146 | -0.21146 | -0.21146 | -0.21146 | -0.21146 | -0.21146 | -0.21146 | -0.21146 | -0.21146 | -0.21146 | -0.21146 | -0.21146 | -0.21146 | -0.21146 | -0.21146 | -0.66277 | -0.66277 | -0.66277 | -0.66277 | -0.66277 | -0.66277 | -0.66277 | -0.66277 | -0.66277 | -0.66277 | -0.66277 | -0.66277 | -0.66277 | 35 |  |  | 1.7635
Hither Hills Conversion to 33 kV | 2030 |  |  | 0 | 0 | 0.60305 | 0.60305 | 0.60305 | 0.60305 | 0.60305 | 0.60305 | 0.60305 | 0.60305 | 0.60305 | 0.60305 | 0.60305 | 0.60305 | -0.25676 | -0.25676 | -0.25676 | -0.25676 | -0.25676 | -0.25676 | -0.25676 | -0.25676 | -0.25676 | -0.25676 | -0.25676 | -0.25676 | -0.25676 | -0.25676 | -0.25676 | -0.25676 | -0.25676 | -0.25676 | -0.25676 | -0.25676 | -0.25676 | -0.25676 | -0.25676 | -0.85981 | -0.85981 | -0.85981 | -0.85981 | -0.85981 | -0.85981 | -0.85981 | -0.85981 | -0.85981 | -0.85981 | -0.85981 | -0.85981 | 35 |  |  | 2.0853
Culloden Pt Conversion to 33 kV | 2030 |  |  | 0 | 0 | 0 | 0.36233 | 0.36233 | 0.36233 | 0.36233 | 0.36233 | 0.36233 | 0.36233 | 0.36233 | 0.36233 | 0.36233 | 0.36233 | -0.13922 | -0.13922 | -0.13922 | -0.13922 | -0.13922 | -0.13922 | -0.13922 | -0.13922 | -0.13922 | -0.13922 | -0.13922 | -0.13922 | -0.13922 | -0.13922 | -0.13922 | -0.13922 | -0.13922 | -0.13922 | -0.13922 | -0.13922 | -0.13922 | -0.13922 | -0.13922 | -0.13922 | -0.50156 | -0.50156 | -0.50156 | -0.50156 | -0.50156 | -0.50156 | -0.50156 | -0.50156 | -0.50156 | -0.50156 | -0.50156 | 35 |  |  | 1.1012
Area II Projects: | [53 empty] | 33
Riverhead Canal 2nd Line and Bank | 2020 |  | 136.8 | 0 | 0 | 0 | 0 | 18.2337 | 18.2337 | 18.2337 | 18.2337 | 18.2337 | 18.2337 | 18.2337 | 18.2337 | 18.2337 | 18.2337 | 18.2337 | 18.2337 | 18.2337 | 18.2337 | 18.2337 | 18.2337 | 18.2337 | 18.2337 | 18.2337 | 18.2337 | 18.2337 | 18.2337 | 18.2337 | 18.2337 | 18.2337 | 18.2337 | 18.2337 | 18.2337 | 18.2337 | 18.2337 | 18.2337 | 18.2337 | 18.2337 | 18.2337 | 18.2337 | [10 empty] | 35 |  | 226.5269
No Deferral |  |  | 136.8 |  | 0 | 0 | 0 | 18.2337 | 18.2337 | 18.2337 | 18.2337 | 18.2337 | 18.2337 | 18.2337 | 18.2337 | 18.2337 | 18.2337 | 18.2337 | 18.2337 | 18.2337 | 18.2337 | 18.2337 | 18.2337 | 18.2337 | 18.2337 | 18.2337 | 18.2337 | 18.2337 | 18.2337 | 18.2337 | 18.2337 | 18.2337 | 18.2337 | 18.2337 | 18.2337 | 18.2337 | 18.2337 | 18.2337 | 18.2337 | 18.2337 | 18.2337 | 18.2337 | [10 empty] | 35 |  | 226.5269
Riverhead Canal 2nd Line and Bank | 2026 |  | 136.8 | [10 empty] | 21.772 | 21.772 | 21.772 | 21.772 | 21.772 | 21.772 | 21.772 | 21.772 | 21.772 | 21.772 | 21.772 | 21.772 | 21.772 | 21.772 | 21.772 | 21.772 | 21.772 | 21.772 | 21.772 | 21.772 | 21.772 | 21.772 | 21.772 | 21.772 | 21.772 | 21.772 | 21.772 | 21.772 | 21.772 | 21.772 | 21.772 | 21.772 | 21.772 | 21.772 | 21.772 |  |  |  |  | 35 |  | 196.1681 | 30.3588 | 30.3588 | 632475.0457 | 3114813.1051
Deferral to Indicated Year |  |  | 136.8 | [6 empty] | 0 | 0 | 0 | 0 | 21.772 | 21.772 | 21.772 | 21.772 | 21.772 | 21.772 | 21.772 | 21.772 | 21.772 | 21.772 | 21.772 | 21.772 | 21.772 | 21.772 | 21.772 | 21.772 | 21.772 | 21.772 | 21.772 | 21.772 | 21.772 | 21.772 | 21.772 | 21.772 | 21.772 | 21.772 | 21.772 | 21.772 | 21.772 | 21.772 | 21.772 | 21.772 | 21.772 | 21.772 | 21.772 |  |  |  |  | 35 |  | 196.1681 | 30.3588 | 30.3588 | 632475.0457 | 3114813.1051 | =Area II Portion
[59 empty] | 7670330.582 | =Area II+III Portions
Annual Avoided Costs for Deferral to Indicated Year:
Riverhead Canal 2nd Line and Bank | 2026 |  |  | 0 | 0 | 0 | 0 | 18.2337 | 18.2337 | 18.2337 | 18.2337 | 18.2337 | 18.2337 | -3.5383 | -3.5383 | -3.5383 | -3.5383 | -3.5383 | -3.5383 | -3.5383 | -3.5383 | -3.5383 | -3.5383 | -3.5383 | -3.5383 | -3.5383 | -3.5383 | -3.5383 | -3.5383 | -3.5383 | -3.5383 | -3.5383 | -3.5383 | -3.5383 | -3.5383 | -3.5383 | -3.5383 | -3.5383 | -3.5383 | -3.5383 | -3.5383 | -3.5383 | -21.772 | -21.772 | -21.772 | -21.772 | -21.772 | -21.772 |  |  |  |  | 35 |  |  | 30.3588
0
Area III Projects: | [52 empty] | 0 | 15
New Canal - Southampton Cable | 2017 |  | 37.6 | 0 | 4.5863 | 4.5863 | 4.5863 | 4.5863 | 4.5863 | 4.5863 | 4.5863 | 4.5863 | 4.5863 | 4.5863 | 4.5863 | 4.5863 | 4.5863 | 4.5863 | 4.5863 | 4.5863 | 4.5863 | 4.5863 | 4.5863 | 4.5863 | 4.5863 | 4.5863 | 4.5863 | 4.5863 | 4.5863 | 4.5863 | 4.5863 | 4.5863 | 4.5863 | 4.5863 | 4.5863 | 4.5863 | 4.5863 | 4.5863 | 4.5863 | [13 empty] | 35 |  | 66.9063
Upgrade Wildwood - Riverhead to 138 kV | 2017 |  | 7.7 | 0 | 0.93922 | 0.93922 | 0.93922 | 0.93922 | 0.93922 | 0.93922 | 0.93922 | 0.93922 | 0.93922 | 0.93922 | 0.93922 | 0.93922 | 0.93922 | 0.93922 | 0.93922 | 0.93922 | 0.93922 | 0.93922 | 0.93922 | 0.93922 | 0.93922 | 0.93922 | 0.93922 | 0.93922 | 0.93922 | 0.93922 | 0.93922 | 0.93922 | 0.93922 | 0.93922 | 0.93922 | 0.93922 | 0.93922 | 0.93922 | 0.93922 | [13 empty] | 35 |  | 13.7016
Bridgehampton - Buell New 69 kV UG Cable | 2017 |  | 33.2 | 0 | 4.0496 | 4.0496 | 4.0496 | 4.0496 | 4.0496 | 4.0496 | 4.0496 | 4.0496 | 4.0496 | 4.0496 | 4.0496 | 4.0496 | 4.0496 | 4.0496 | 4.0496 | 4.0496 | 4.0496 | 4.0496 | 4.0496 | 4.0496 | 4.0496 | 4.0496 | 4.0496 | 4.0496 | 4.0496 | 4.0496 | 4.0496 | 4.0496 | 4.0496 | 4.0496 | 4.0496 | 4.0496 | 4.0496 | 4.0496 | 4.0496 | [13 empty] | 35 |  | 59.0769
Canal - Wainscott New 138 kV UG Cable | 2022 |  | 275.5 | 0 | 0 | 0 | 0 | 0 | 0 | 38.957 | 38.957 | 38.957 | 38.957 | 38.957 | 38.957 | 38.957 | 38.957 | 38.957 | 38.957 | 38.957 | 38.957 | 38.957 | 38.957 | 38.957 | 38.957 | 38.957 | 38.957 | 38.957 | 38.957 | 38.957 | 38.957 | 38.957 | 38.957 | 38.957 | 38.957 | 38.957 | 38.957 | 38.957 | 38.957 | 38.957 | 38.957 | 38.957 | 38.957 | 38.957 | [8 empty] | 35 |  | 434.8353
No Deferral |  |  | 354 |  | 9.5752 | 9.5752 | 9.5752 | 9.5752 | 9.5752 | 48.5322 | 48.5322 | 48.5322 | 48.5322 | 48.5322 | 48.5322 | 48.5322 | 48.5322 | 48.5322 | 48.5322 | 48.5322 | 48.5322 | 48.5322 | 48.5322 | 48.5322 | 48.5322 | 48.5322 | 48.5322 | 48.5322 | 48.5322 | 48.5322 | 48.5322 | 48.5322 | 48.5322 | 48.5322 | 48.5322 | 48.5322 | 48.5322 | 48.5322 | 48.5322 | 38.957 | 38.957 | 38.957 | 38.957 | 38.957 | [10 empty] | 574.52
New Canal - Southampton Cable | 2023 |  | 37.6 | [7 empty] | 5.4763 | 5.4763 | 5.4763 | 5.4763 | 5.4763 | 5.4763 | 5.4763 | 5.4763 | 5.4763 | 5.4763 | 5.4763 | 5.4763 | 5.4763 | 5.4763 | 5.4763 | 5.4763 | 5.4763 | 5.4763 | 5.4763 | 5.4763 | 5.4763 | 5.4763 | 5.4763 | 5.4763 | 5.4763 | 5.4763 | 5.4763 | 5.4763 | 5.4763 | 5.4763 | 5.4763 | 5.4763 | 5.4763 | 5.4763 | 5.4763 | [7 empty] | 35 |  | 57.9396 | 8.9667 | 0 | 0 | 0
Upgrade Wildwood - Riverhead to 138 kV | 2022 |  | 7.7 | [6 empty] | 1.0888 | 1.0888 | 1.0888 | 1.0888 | 1.0888 | 1.0888 | 1.0888 | 1.0888 | 1.0888 | 1.0888 | 1.0888 | 1.0888 | 1.0888 | 1.0888 | 1.0888 | 1.0888 | 1.0888 | 1.0888 | 1.0888 | 1.0888 | 1.0888 | 1.0888 | 1.0888 | 1.0888 | 1.0888 | 1.0888 | 1.0888 | 1.0888 | 1.0888 | 1.0888 | 1.0888 | 1.0888 | 1.0888 | 1.0888 | 1.0888 | [8 empty] | 35 |  | 12.1533 | 1.5483 | 0 | 0 | 0
Bridgehampton - Buell New 69 kV UG Cable | 2023 |  | 33.2 | [7 empty] | 4.8355 | 4.8355 | 4.8355 | 4.8355 | 4.8355 | 4.8355 | 4.8355 | 4.8355 | 4.8355 | 4.8355 | 4.8355 | 4.8355 | 4.8355 | 4.8355 | 4.8355 | 4.8355 | 4.8355 | 4.8355 | 4.8355 | 4.8355 | 4.8355 | 4.8355 | 4.8355 | 4.8355 | 4.8355 | 4.8355 | 4.8355 | 4.8355 | 4.8355 | 4.8355 | 4.8355 | 4.8355 | 4.8355 | 4.8355 | 4.8355 | [7 empty] | 35 |  | 51.1595 | 7.9174 | 0 | 0 | 0
Canal - Wainscott New 138 kV UG Cable | 2028 |  | 275.5 | [12 empty] | 46.5167 | 46.5167 | 46.5167 | 46.5167 | 46.5167 | 46.5167 | 46.5167 | 46.5167 | 46.5167 | 46.5167 | 46.5167 | 46.5167 | 46.5167 | 46.5167 | 46.5167 | 46.5167 | 46.5167 | 46.5167 | 46.5167 | 46.5167 | 46.5167 | 46.5167 | 46.5167 | 46.5167 | 46.5167 | 46.5167 | 46.5167 | 46.5167 | 46.5167 | 46.5167 | 46.5167 | 46.5167 | 46.5167 | 46.5167 | 46.5167 |  |  | 35 |  | 376.5593 | 58.276 | 58.276 | 925015.732 | 4555517.477
Deferral to Indicated Year |  |  | 354 | [6 empty] | 1.0888 | 11.4006 | 11.4006 | 11.4006 | 11.4006 | 11.4006 | 57.9173 | 57.9173 | 57.9173 | 57.9173 | 57.9173 | 57.9173 | 57.9173 | 57.9173 | 57.9173 | 57.9173 | 57.9173 | 57.9173 | 57.9173 | 57.9173 | 57.9173 | 57.9173 | 57.9173 | 57.9173 | 57.9173 | 57.9173 | 57.9173 | 57.9173 | 57.9173 | 57.9173 | 57.9173 | 57.9173 | 57.9173 | 57.9173 | 57.9173 | 56.8285 | 46.5167 | 46.5167 | 46.5167 | 46.5167 | 46.5167 |  |  | 41 |  | 497.8117 | 76.7083 | 58.276 | 925015.732 | 4555517.477 | =Area III Portion
[59 empty] | 4555517.477 | =Area III Portion
Annual Avoided Costs for Deferral to Indicated Year:
New Canal - Southampton Cable | 2023 |  |  | 0 | 4.5863 | 4.5863 | 4.5863 | 4.5863 | 4.5863 | 4.5863 | -0.88999 | -0.88999 | -0.88999 | -0.88999 | -0.88999 | -0.88999 | -0.88999 | -0.88999 | -0.88999 | -0.88999 | -0.88999 | -0.88999 | -0.88999 | -0.88999 | -0.88999 | -0.88999 | -0.88999 | -0.88999 | -0.88999 | -0.88999 | -0.88999 | -0.88999 | -0.88999 | -0.88999 | -0.88999 | -0.88999 | -0.88999 | -0.88999 | -0.88999 | -5.4763 | -5.4763 | -5.4763 | -5.4763 | -5.4763 | -5.4763 | 0 | 0 | 0 | 0 | 0 |  |  | 35 |  |  | 8.9667
Upgrade Wildwood - Riverhead to 138 kV | 2022 |  |  | 0 | 0.93922 | 0.93922 | 0.93922 | 0.93922 | 0.93922 | -0.14959 | -0.14959 | -0.14959 | -0.14959 | -0.14959 | -0.14959 | -0.14959 | -0.14959 | -0.14959 | -0.14959 | -0.14959 | -0.14959 | -0.14959 | -0.14959 | -0.14959 | -0.14959 | -0.14959 | -0.14959 | -0.14959 | -0.14959 | -0.14959 | -0.14959 | -0.14959 | -0.14959 | -0.14959 | -0.14959 | -0.14959 | -0.14959 | -0.14959 | -0.14959 | -1.0888 | -1.0888 | -1.0888 | -1.0888 | -1.0888 | 0 | 0 | 0 | 0 | 0 | 0 |  |  | 35 |  |  | 1.5483
Bridgehampton - Buell New 69 kV UG Cable | 2023 |  |  | 0 | 4.0496 | 4.0496 | 4.0496 | 4.0496 | 4.0496 | 4.0496 | -0.78584 | -0.78584 | -0.78584 | -0.78584 | -0.78584 | -0.78584 | -0.78584 | -0.78584 | -0.78584 | -0.78584 | -0.78584 | -0.78584 | -0.78584 | -0.78584 | -0.78584 | -0.78584 | -0.78584 | -0.78584 | -0.78584 | -0.78584 | -0.78584 | -0.78584 | -0.78584 | -0.78584 | -0.78584 | -0.78584 | -0.78584 | -0.78584 | -0.78584 | -4.8355 | -4.8355 | -4.8355 | -4.8355 | -4.8355 | -4.8355 | 0 | 0 | 0 | 0 | 0 |  |  | 35 |  |  | 7.9174
Canal - Wainscott New 138 kV UG Cable | 2028 |  |  | 0 | 0 | 0 | 0 | 0 | 0 | 38.957 | 38.957 | 38.957 | 38.957 | 38.957 | 38.957 | -7.5597 | -7.5597 | -7.5597 | -7.5597 | -7.5597 | -7.5597 | -7.5597 | -7.5597 | -7.5597 | -7.5597 | -7.5597 | -7.5597 | -7.5597 | -7.5597 | -7.5597 | -7.5597 | -7.5597 | -7.5597 | -7.5597 | -7.5597 | -7.5597 | -7.5597 | -7.5597 | -7.5597 | -7.5597 | -7.5597 | -7.5597 | -7.5597 | -7.5597 | -46.5167 | -46.5167 | -46.5167 | -46.5167 | -46.5167 | -46.5167 | [5 empty] | 58.276
Total - All Areas (No Deferrals,$Millions) |  |  | 513.3 |  | 11.3926 | 11.9957 | 12.358 | 30.5918 | 30.5918 | 69.5487 | 69.5487 | 69.5487 | 69.5487 | 69.5487 | 69.5487 | 69.5487 | 69.5487 | 69.5487 | 69.5487 | 69.5487 | 69.5487 | 69.5487 | 69.5487 | 69.5487 | 69.5487 | 69.5487 | 69.5487 | 69.5487 | 69.5487 | 69.5487 | 69.5487 | 69.5487 | 69.5487 | 69.5487 | 69.5487 | 69.5487 | 69.5487 | 69.5487 | 69.5487 | 58.1561 | 57.553 | 57.1907 | 38.957 | 38.957 | 0 | 0 | 0 | 0 | 0 | 0 | 0 | 0 |  | 63 | 840.6482 | 117.3552 | = max. total avoided cost in portfolio
Annual Avoided Costs for Deferrals - Area 1 Proposal: (see note*) | Deferral Year |  |  | 2016 | 2017 | 2018 | 2019 | 2020 | 2021 | 2022 | 2023 | 2024 | 2025 | 2026 | 2027 | 2028 | 2029 | 2030 | 2031 | 2032 | 2033 | 2034 | 2035 | 2036 | 2037 | 2038 | 2039 | 2040 | 2041 | 2042 | 2043 | 2044 | 2045 | 2046 | 2047 | 2048 | 2049 | 2050 | 2051 | 2052 | 2053 | 2054 | 2055 | 2056 | 2057 | 2058 | 2059 | 2060 | 2061 | 2062 | 2063 | 2064 |  |  | Differential NPV $M |  | Differential NPV $M (adjusted for COD of Selected Project) | Differntial NPV $/MW | NPV of Transmission Avoided Costs for Selected Project
Area I Projects:
Amagansett Conversion 33 kV | 2030 |  |  | 0 | 0.97582 | 0.97582 | 0.97582 | 0.97582 | 0.97582 | 0.97582 | 0.97582 | 0.97582 | 0.97582 | 0.97582 | 0.97582 | 0.97582 | 0.97582 | -0.4572 | -0.4572 | -0.4572 | -0.4572 | -0.4572 | -0.4572 | -0.4572 | -0.4572 | -0.4572 | -0.4572 | -0.4572 | -0.4572 | -0.4572 | -0.4572 | -0.4572 | -0.4572 | -0.4572 | -0.4572 | -0.4572 | -0.4572 | -0.4572 | -0.4572 | -1.433 | -1.433 | -1.433 | -1.433 | -1.433 | -1.433 | -1.433 | -1.433 | -1.433 | -1.433 | -1.433 | -1.433 | -1.433 |  |  | 3.8129 |  | 0 | 0 | 0
East Hampton Conversion 33 kV | 2030 |  |  | 0 | 0.39033 | 0.39033 | 0.39033 | 0.39033 | 0.39033 | 0.39033 | 0.39033 | 0.39033 | 0.39033 | 0.39033 | 0.39033 | 0.39033 | 0.39033 | -0.18288 | -0.18288 | -0.18288 | -0.18288 | -0.18288 | -0.18288 | -0.18288 | -0.18288 | -0.18288 | -0.18288 | -0.18288 | -0.18288 | -0.18288 | -0.18288 | -0.18288 | -0.18288 | -0.18288 | -0.18288 | -0.18288 | -0.18288 | -0.18288 | -0.18288 | -0.57321 | -0.57321 | -0.57321 | -0.57321 | -0.57321 | -0.57321 | -0.57321 | -0.57321 | -0.57321 | -0.57321 | -0.57321 | -0.57321 | -0.57321 |  |  | 1.5252 |  | 0 | 0 | 0
Buell Conversion 33 kV | 2030 |  |  | 0 | 0.45131 | 0.45131 | 0.45131 | 0.45131 | 0.45131 | 0.45131 | 0.45131 | 0.45131 | 0.45131 | 0.45131 | 0.45131 | 0.45131 | 0.45131 | -0.21146 | -0.21146 | -0.21146 | -0.21146 | -0.21146 | -0.21146 | -0.21146 | -0.21146 | -0.21146 | -0.21146 | -0.21146 | -0.21146 | -0.21146 | -0.21146 | -0.21146 | -0.21146 | -0.21146 | -0.21146 | -0.21146 | -0.21146 | -0.21146 | -0.21146 | -0.66277 | -0.66277 | -0.66277 | -0.66277 | -0.66277 | -0.66277 | -0.66277 | -0.66277 | -0.66277 | -0.66277 | -0.66277 | -0.66277 | -0.66277 |  |  | 1.7635 |  | 0 | 0 | 0
Hither Hills Conversion to 33 kV | 2030 |  |  | 0 | 0 | 0.60305 | 0.60305 | 0.60305 | 0.60305 | 0.60305 | 0.60305 | 0.60305 | 0.60305 | 0.60305 | 0.60305 | 0.60305 | 0.60305 | -0.25676 | -0.25676 | -0.25676 | -0.25676 | -0.25676 | -0.25676 | -0.25676 | -0.25676 | -0.25676 | -0.25676 | -0.25676 | -0.25676 | -0.25676 | -0.25676 | -0.25676 | -0.25676 | -0.25676 | -0.25676 | -0.25676 | -0.25676 | -0.25676 | -0.25676 | -0.25676 | -0.85981 | -0.85981 | -0.85981 | -0.85981 | -0.85981 | -0.85981 | -0.85981 | -0.85981 | -0.85981 | -0.85981 | -0.85981 | -0.85981 |  |  | 2.0853 |  | 2.0853 | 139022.8879 | 0
Culloden Pt Conversion to 33 kV | 2030 |  |  | 0 | 0 | 0 | 0.36233 | 0.36233 | 0.36233 | 0.36233 | 0.36233 | 0.36233 | 0.36233 | 0.36233 | 0.36233 | 0.36233 | 0.36233 | -0.13922 | -0.13922 | -0.13922 | -0.13922 | -0.13922 | -0.13922 | -0.13922 | -0.13922 | -0.13922 | -0.13922 | -0.13922 | -0.13922 | -0.13922 | -0.13922 | -0.13922 | -0.13922 | -0.13922 | -0.13922 | -0.13922 | -0.13922 | -0.13922 | -0.13922 | -0.13922 | -0.13922 | -0.50156 | -0.50156 | -0.50156 | -0.50156 | -0.50156 | -0.50156 | -0.50156 | -0.50156 | -0.50156 | -0.50156 | -0.50156 |  |  | 1.1012 |  | 1.1012 | 73412.135 | 0
[59 empty] | 0 | =Area I Portion
Area II Projects: | [58 empty] | 0 | =Area I+II+III Portions
Riverhead Canal 2nd Line and Bank | 2026 |  |  | 0 | 0 | 0 | 0 | 18.2337 | 18.2337 | 18.2337 | 18.2337 | 18.2337 | 18.2337 | -3.5383 | -3.5383 | -3.5383 | -3.5383 | -3.5383 | -3.5383 | -3.5383 | -3.5383 | -3.5383 | -3.5383 | -3.5383 | -3.5383 | -3.5383 | -3.5383 | -3.5383 | -3.5383 | -3.5383 | -3.5383 | -3.5383 | -3.5383 | -3.5383 | -3.5383 | -3.5383 | -3.5383 | -3.5383 | -3.5383 | -3.5383 | -3.5383 | -3.5383 | -21.772 | -21.772 | -21.772 | -21.772 | -21.772 | -21.772 | 0 | 0 | 0 | 0 |  |  | 30.3588 |  | 30.3588 | 632475.0457 | 0
[59 empty] | 0 | =Area II Portion
Area III Projects: | [58 empty] | 0 | =Area II+III Portions
New Canal - Southampton Cable | 2023 |  |  | 0 | 4.5863 | 4.5863 | 4.5863 | 4.5863 | 4.5863 | 4.5863 | -0.88999 | -0.88999 | -0.88999 | -0.88999 | -0.88999 | -0.88999 | -0.88999 | -0.88999 | -0.88999 | -0.88999 | -0.88999 | -0.88999 | -0.88999 | -0.88999 | -0.88999 | -0.88999 | -0.88999 | -0.88999 | -0.88999 | -0.88999 | -0.88999 | -0.88999 | -0.88999 | -0.88999 | -0.88999 | -0.88999 | -0.88999 | -0.88999 | -0.88999 | -5.4763 | -5.4763 | -5.4763 | -5.4763 | -5.4763 | -5.4763 | 0 | 0 | 0 | 0 | 0 | 0 | 0 |  |  | 8.9667 |  | 0 | 0 | 0
Upgrade Wildwood - Riverhead to 138 kV | 2022 |  |  | 0 | 0.93922 | 0.93922 | 0.93922 | 0.93922 | 0.93922 | -0.14959 | -0.14959 | -0.14959 | -0.14959 | -0.14959 | -0.14959 | -0.14959 | -0.14959 | -0.14959 | -0.14959 | -0.14959 | -0.14959 | -0.14959 | -0.14959 | -0.14959 | -0.14959 | -0.14959 | -0.14959 | -0.14959 | -0.14959 | -0.14959 | -0.14959 | -0.14959 | -0.14959 | -0.14959 | -0.14959 | -0.14959 | -0.14959 | -0.14959 | -0.14959 | -1.0888 | -1.0888 | -1.0888 | -1.0888 | -1.0888 | 0 | 0 | 0 | 0 | 0 | 0 | 0 | 0 |  |  | 1.5483 |  | 0 | 0 | 0
Bridgehampton - Buell New 69 kV UG Cable | 2023 |  |  | 0 | 4.0496 | 4.0496 | 4.0496 | 4.0496 | 4.0496 | 4.0496 | -0.78584 | -0.78584 | -0.78584 | -0.78584 | -0.78584 | -0.78584 | -0.78584 | -0.78584 | -0.78584 | -0.78584 | -0.78584 | -0.78584 | -0.78584 | -0.78584 | -0.78584 | -0.78584 | -0.78584 | -0.78584 | -0.78584 | -0.78584 | -0.78584 | -0.78584 | -0.78584 | -0.78584 | -0.78584 | -0.78584 | -0.78584 | -0.78584 | -0.78584 | -4.8355 | -4.8355 | -4.8355 | -4.8355 | -4.8355 | -4.8355 | 0 | 0 | 0 | 0 | 0 | 0 | 0 |  |  | 7.9174 |  | 0 | 0 | 0
Canal - Wainscott New 138 kV UG Cable | 2028 |  |  | 0 | 0 | 0 | 0 | 0 | 0 | 38.957 | 38.957 | 38.957 | 38.957 | 38.957 | 38.957 | -7.5597 | -7.5597 | -7.5597 | -7.5597 | -7.5597 | -7.5597 | -7.5597 | -7.5597 | -7.5597 | -7.5597 | -7.5597 | -7.5597 | -7.5597 | -7.5597 | -7.5597 | -7.5597 | -7.5597 | -7.5597 | -7.5597 | -7.5597 | -7.5597 | -7.5597 | -7.5597 | -7.5597 | -7.5597 | -7.5597 | -7.5597 | -7.5597 | -7.5597 | -46.5167 | -46.5167 | -46.5167 | -46.5167 | -46.5167 | -46.5167 | 0 | 0 |  |  | 58.276 |  | 58.276 | 925015.732 | 0
[59 empty] | 0 | =Area III Portion
Total - Area 1 Proposal, $Millions (unadjusted) |  |  |  | 0 | 0 | 0.60305 | 0.96539 | 19.1991 | 19.1991 | 58.1561 | 58.1561 | 58.1561 | 58.1561 | 36.3841 | 36.3841 | -10.1326 | -10.1326 | -11.494 | -11.494 | -11.494 | -11.494 | -11.494 | -11.494 | -11.494 | -11.494 | -11.494 | -11.494 | -11.494 | -11.494 | -11.494 | -11.494 | -11.494 | -11.494 | -11.494 | -11.494 | -11.494 | -11.494 | -11.494 | -11.494 | -11.494 | -12.097 | -12.4594 | -30.6931 | -30.6931 | -69.6501 | -69.6501 | -69.6501 | -69.6501 | -47.878 | -47.878 | -1.3614 | -1.3614 |  |  | 91.8213 |  |  | 1769925.8006 | 0
$/MW-yr |  |  |  | 0 | 0 | 40203.5861 | 64359.2408 | 444228.478 | 444228.478 | 1062593.2896 | 1062593.2896 | 1062593.2896 | 1062593.2896 | 609009.5545 | 609009.5545 | -129350.3688 | -129350.3688 | -220108.1448 | -220108.1448 | -220108.1448 | -220108.1448 | -220108.1448 | -220108.1448 | -220108.1448 | -220108.1448 | -220108.1448 | -220108.1448 | -220108.1448 | -220108.1448 | -220108.1448 | -220108.1448 | -220108.1448 | -220108.1448 | -220108.1448 | -220108.1448 | -220108.1448 | -220108.1448 | -220108.1448 | -220108.1448 | -220108.1448 | -260311.731 | -284467.3856 | -664336.6229 | -664336.6229 | -1282701.4345 | -1282701.4345 | -1282701.4345 | -1282701.4345 | -829117.6994 | -829117.6994 | -90757.776 | -90757.776
$Millions (adjusted) |  |  |  | 0 | 0 | 0 | 0 | 0 | 0 | 0 | 0 | 0 | 0 | 0 | 0 | 0 | 0 | 0 | 0 | 0 | 0 | 0 | 0 | 0 | 0 | 0 | 0 | 0 | 0 | 0 | 0 | 0 | 0 | 0 | 0 | 0 | 0 | 0 | 0 | 0 | 0 | 0 | 0 | 0 | 0 | 0 | 0 | 0 | 0 | 0 | 0 | 0 |  |  | 0
Annual Avoided Costs for Deferrals - Area 2 Proposal: (see note*) | Deferral Year |  |  | 2016 | 2017 | 2018 | 2019 | 2020 | 2021 | 2022 | 2023 | 2024 | 2025 | 2026 | 2027 | 2028 | 2029 | 2030 | 2031 | 2032 | 2033 | 2034 | 2035 | 2036 | 2037 | 2038 | 2039 | 2040 | 2041 | 2042 | 2043 | 2044 | 2045 | 2046 | 2047 | 2048 | 2049 | 2050 | 2051 | 2052 | 2053 | 2054 | 2055 | 2056 | 2057 | 2058 | 2059 | 2060 | 2061 | 2062 | 2063 | 2064 |  |  | Differential NPV $M |  | Differential NPV $M (adjusted for COD of Selected Project) | Differntial NPV $/MW | NPV of Transmission Avoided Costs for Selected Project
Area I Projects:
Amagansett Conversion 33 kV | 2030 |  |  | 0 | 0 | 0 | 0 | 0 | 0 | 0 | 0 | 0 | 0 | 0 | 0 | 0 | 0 | 0 | 0 | 0 | 0 | 0 | 0 | 0 | 0 | 0 | 0 | 0 | 0 | 0 | 0 | 0 | 0 | 0 | 0 | 0 | 0 | 0 | 0 | 0 | 0 | 0 | 0 | 0 | 0 | 0 | 0 | 0 | 0 | 0 | 0 | 0 |  |  | 0 |  | 0 | 0 | 0
East Hampton Conversion 33 kV | 2030 |  |  | 0 | 0 | 0 | 0 | 0 | 0 | 0 | 0 | 0 | 0 | 0 | 0 | 0 | 0 | 0 | 0 | 0 | 0 | 0 | 0 | 0 | 0 | 0 | 0 | 0 | 0 | 0 | 0 | 0 | 0 | 0 | 0 | 0 | 0 | 0 | 0 | 0 | 0 | 0 | 0 | 0 | 0 | 0 | 0 | 0 | 0 | 0 | 0 | 0 |  |  | 0 |  | 0 | 0 | 0
Buell Conversion 33 kV | 2030 |  |  | 0 | 0 | 0 | 0 | 0 | 0 | 0 | 0 | 0 | 0 | 0 | 0 | 0 | 0 | 0 | 0 | 0 | 0 | 0 | 0 | 0 | 0 | 0 | 0 | 0 | 0 | 0 | 0 | 0 | 0 | 0 | 0 | 0 | 0 | 0 | 0 | 0 | 0 | 0 | 0 | 0 | 0 | 0 | 0 | 0 | 0 | 0 | 0 | 0 |  |  | 0 |  | 0 | 0 | 0
Hither Hills Conversion to 33 kV | 2030 |  |  | 0 | 0 | 0 | 0 | 0 | 0 | 0 | 0 | 0 | 0 | 0 | 0 | 0 | 0 | 0 | 0 | 0 | 0 | 0 | 0 | 0 | 0 | 0 | 0 | 0 | 0 | 0 | 0 | 0 | 0 | 0 | 0 | 0 | 0 | 0 | 0 | 0 | 0 | 0 | 0 | 0 | 0 | 0 | 0 | 0 | 0 | 0 | 0 | 0 |  |  | 0 |  | 0 | 0 | 0
Culloden Pt Conversion to 33 kV | 2030 |  |  | 0 | 0 | 0 | 0 | 0 | 0 | 0 | 0 | 0 | 0 | 0 | 0 | 0 | 0 | 0 | 0 | 0 | 0 | 0 | 0 | 0 | 0 | 0 | 0 | 0 | 0 | 0 | 0 | 0 | 0 | 0 | 0 | 0 | 0 | 0 | 0 | 0 | 0 | 0 | 0 | 0 | 0 | 0 | 0 | 0 | 0 | 0 | 0 | 0 |  |  | 0 |  | 0 | 0 | 0
[59 empty] | 0 | =Area I Portion
Area II Projects: | [58 empty] | 7670330.582 | =Area I+II+III Portions
Riverhead Canal 2nd Line and Bank | 2026 |  |  | 0 | 0 | 0 | 0 | 18.2337 | 18.2337 | 18.2337 | 18.2337 | 18.2337 | 18.2337 | -3.5383 | -3.5383 | -3.5383 | -3.5383 | -3.5383 | -3.5383 | -3.5383 | -3.5383 | -3.5383 | -3.5383 | -3.5383 | -3.5383 | -3.5383 | -3.5383 | -3.5383 | -3.5383 | -3.5383 | -3.5383 | -3.5383 | -3.5383 | -3.5383 | -3.5383 | -3.5383 | -3.5383 | -3.5383 | -3.5383 | -3.5383 | -3.5383 | -3.5383 | -21.772 | -21.772 | -21.772 | -21.772 | -21.772 | -21.772 | 0 | 0 | 0 | 0 |  |  | 30.3588 |  | 30.3588 | 632475.0457 | 3114813.1051
[59 empty] | 3114813.1051 | =Area II Portion
Area III Projects: | [58 empty] | 7670330.582 | =Area II+III Portions
New Canal - Southampton Cable | 2023 |  |  | 0 | 4.5863 | 4.5863 | 4.5863 | 4.5863 | 4.5863 | 4.5863 | -0.88999 | -0.88999 | -0.88999 | -0.88999 | -0.88999 | -0.88999 | -0.88999 | -0.88999 | -0.88999 | -0.88999 | -0.88999 | -0.88999 | -0.88999 | -0.88999 | -0.88999 | -0.88999 | -0.88999 | -0.88999 | -0.88999 | -0.88999 | -0.88999 | -0.88999 | -0.88999 | -0.88999 | -0.88999 | -0.88999 | -0.88999 | -0.88999 | -0.88999 | -5.4763 | -5.4763 | -5.4763 | -5.4763 | -5.4763 | -5.4763 | 0 | 0 | 0 | 0 | 0 | 0 | 0 |  |  | 8.9667 |  | 0 | 0 | 0
Upgrade Wildwood - Riverhead to 138 kV | 2022 |  |  | 0 | 0.93922 | 0.93922 | 0.93922 | 0.93922 | 0.93922 | -0.14959 | -0.14959 | -0.14959 | -0.14959 | -0.14959 | -0.14959 | -0.14959 | -0.14959 | -0.14959 | -0.14959 | -0.14959 | -0.14959 | -0.14959 | -0.14959 | -0.14959 | -0.14959 | -0.14959 | -0.14959 | -0.14959 | -0.14959 | -0.14959 | -0.14959 | -0.14959 | -0.14959 | -0.14959 | -0.14959 | -0.14959 | -0.14959 | -0.14959 | -0.14959 | -1.0888 | -1.0888 | -1.0888 | -1.0888 | -1.0888 | 0 | 0 | 0 | 0 | 0 | 0 | 0 | 0 |  |  | 1.5483 |  | 0 | 0 | 0
Bridgehampton - Buell New 69 kV UG Cable | 2023 |  |  | 0 | 4.0496 | 4.0496 | 4.0496 | 4.0496 | 4.0496 | 4.0496 | -0.78584 | -0.78584 | -0.78584 | -0.78584 | -0.78584 | -0.78584 | -0.78584 | -0.78584 | -0.78584 | -0.78584 | -0.78584 | -0.78584 | -0.78584 | -0.78584 | -0.78584 | -0.78584 | -0.78584 | -0.78584 | -0.78584 | -0.78584 | -0.78584 | -0.78584 | -0.78584 | -0.78584 | -0.78584 | -0.78584 | -0.78584 | -0.78584 | -0.78584 | -4.8355 | -4.8355 | -4.8355 | -4.8355 | -4.8355 | -4.8355 | 0 | 0 | 0 | 0 | 0 | 0 | 0 |  |  | 7.9174 |  | 0 | 0 | 0
Canal - Wainscott New 138 kV UG Cable | 2028 |  |  | 0 | 0 | 0 | 0 | 0 | 0 | 38.957 | 38.957 | 38.957 | 38.957 | 38.957 | 38.957 | -7.5597 | -7.5597 | -7.5597 | -7.5597 | -7.5597 | -7.5597 | -7.5597 | -7.5597 | -7.5597 | -7.5597 | -7.5597 | -7.5597 | -7.5597 | -7.5597 | -7.5597 | -7.5597 | -7.5597 | -7.5597 | -7.5597 | -7.5597 | -7.5597 | -7.5597 | -7.5597 | -7.5597 | -7.5597 | -7.5597 | -7.5597 | -7.5597 | -7.5597 | -46.5167 | -46.5167 | -46.5167 | -46.5167 | -46.5167 | -46.5167 | 0 | 0 |  |  | 58.276 |  | 58.276 | 925015.732 | 4555517.477
[59 empty] | 4555517.477 | =Area III Portion
Total - Area 2 Proposal, $Millions (unadjusted) |  |  |  | 0 | 0 | 0 | 0 | 18.2337 | 18.2337 | 57.1907 | 57.1907 | 57.1907 | 57.1907 | 35.4187 | 35.4187 | -11.098 | -11.098 | -11.098 | -11.098 | -11.098 | -11.098 | -11.098 | -11.098 | -11.098 | -11.098 | -11.098 | -11.098 | -11.098 | -11.098 | -11.098 | -11.098 | -11.098 | -11.098 | -11.098 | -11.098 | -11.098 | -11.098 | -11.098 | -11.098 | -11.098 | -11.098 | -11.098 | -29.3317 | -29.3317 | -68.2887 | -68.2887 | -68.2887 | -68.2887 | -46.5167 | -46.5167 | 0 | 0 |  |  | 88.6348 |  |  | 1557490.7777 | 7670330.582
$/MW-yr |  |  |  | 0 | 0 | 0 | 0 | 379869.2372 | 379869.2372 | 998234.0488 | 998234.0488 | 998234.0488 | 998234.0488 | 544650.3137 | 544650.3137 | -193709.6096 | -193709.6096 | -193709.6096 | -193709.6096 | -193709.6096 | -193709.6096 | -193709.6096 | -193709.6096 | -193709.6096 | -193709.6096 | -193709.6096 | -193709.6096 | -193709.6096 | -193709.6096 | -193709.6096 | -193709.6096 | -193709.6096 | -193709.6096 | -193709.6096 | -193709.6096 | -193709.6096 | -193709.6096 | -193709.6096 | -193709.6096 | -193709.6096 | -193709.6096 | -193709.6096 | -573578.8469 | -573578.8469 | -1191943.6585 | -1191943.6585 | -1191943.6585 | -1191943.6585 | -738359.9234 | -738359.9234 | 0 | 0
$Millions (adjusted) |  |  |  | 0 | 0 | 0 | 0 | 1.8708 | 1.8708 | 4.9161 | 4.9161 | 4.9161 | 4.9161 | 2.6823 | 2.6823 | -0.95398 | -0.95398 | -0.95398 | -0.95398 | -0.95398 | -0.95398 | -0.95398 | -0.95398 | -0.95398 | -0.95398 | -0.95398 | -0.95398 | -0.95398 | -0.95398 | -0.95398 | -0.95398 | -0.95398 | -0.95398 | -0.95398 | -0.95398 | -0.95398 | -0.95398 | -0.95398 | -0.95398 | -0.95398 | -0.95398 | -0.95398 | -2.8248 | -2.8248 | -5.8701 | -5.8701 | -5.8701 | -5.8701 | -3.6363 | -3.6363 | 0 | 0 |  |  | 7670.3306
Annual Avoided Costs for Deferrals - Area 3 Proposal: (see note*) | Deferral Year |  |  | 2016 | 2017 | 2018 | 2019 | 2020 | 2021 | 2022 | 2023 | 2024 | 2025 | 2026 | 2027 | 2028 | 2029 | 2030 | 2031 | 2032 | 2033 | 2034 | 2035 | 2036 | 2037 | 2038 | 2039 | 2040 | 2041 | 2042 | 2043 | 2044 | 2045 | 2046 | 2047 | 2048 | 2049 | 2050 | 2051 | 2052 | 2053 | 2054 | 2055 | 2056 | 2057 | 2058 | 2059 | 2060 | 2061 | 2062 | 2063 | 2064 |  |  | Differential NPV $M |  | Differential NPV $M (adjusted for COD of Selected Project) | Differntial NPV $/MW | NPV of Transmission Avoided Costs for Selected Project
Area I Projects:
Amagansett Conversion 33 kV | 2030 |  |  | 0 | 0 | 0 | 0 | 0 | 0 | 0 | 0 | 0 | 0 | 0 | 0 | 0 | 0 | 0 | 0 | 0 | 0 | 0 | 0 | 0 | 0 | 0 | 0 | 0 | 0 | 0 | 0 | 0 | 0 | 0 | 0 | 0 | 0 | 0 | 0 | 0 | 0 | 0 | 0 | 0 | 0 | 0 | 0 | 0 | 0 | 0 | 0 | 0 |  |  | 0 |  | 0 | 0 | 0
East Hampton Conversion 33 kV | 2030 |  |  | 0 | 0 | 0 | 0 | 0 | 0 | 0 | 0 | 0 | 0 | 0 | 0 | 0 | 0 | 0 | 0 | 0 | 0 | 0 | 0 | 0 | 0 | 0 | 0 | 0 | 0 | 0 | 0 | 0 | 0 | 0 | 0 | 0 | 0 | 0 | 0 | 0 | 0 | 0 | 0 | 0 | 0 | 0 | 0 | 0 | 0 | 0 | 0 | 0 |  |  | 0 |  | 0 | 0 | 0
Buell Conversion 33 kV | 2030 |  |  | 0 | 0 | 0 | 0 | 0 | 0 | 0 | 0 | 0 | 0 | 0 | 0 | 0 | 0 | 0 | 0 | 0 | 0 | 0 | 0 | 0 | 0 | 0 | 0 | 0 | 0 | 0 | 0 | 0 | 0 | 0 | 0 | 0 | 0 | 0 | 0 | 0 | 0 | 0 | 0 | 0 | 0 | 0 | 0 | 0 | 0 | 0 | 0 | 0 |  |  | 0 |  | 0 | 0 | 0
Hither Hills Conversion to 33 kV | 2030 |  |  | 0 | 0 | 0 | 0 | 0 | 0 | 0 | 0 | 0 | 0 | 0 | 0 | 0 | 0 | 0 | 0 | 0 | 0 | 0 | 0 | 0 | 0 | 0 | 0 | 0 | 0 | 0 | 0 | 0 | 0 | 0 | 0 | 0 | 0 | 0 | 0 | 0 | 0 | 0 | 0 | 0 | 0 | 0 | 0 | 0 | 0 | 0 | 0 | 0 |  |  | 0 |  | 0 | 0 | 0
Culloden Pt Conversion to 33 kV | 2030 |  |  | 0 | 0 | 0 | 0 | 0 | 0 | 0 | 0 | 0 | 0 | 0 | 0 | 0 | 0 | 0 | 0 | 0 | 0 | 0 | 0 | 0 | 0 | 0 | 0 | 0 | 0 | 0 | 0 | 0 | 0 | 0 | 0 | 0 | 0 | 0 | 0 | 0 | 0 | 0 | 0 | 0 | 0 | 0 | 0 | 0 | 0 | 0 | 0 | 0 |  |  | 0 |  | 0 | 0 | 0
[59 empty] | 0 | =Area I Portion
Area II Projects: | [58 empty] | 0 | =Area I+II+III Portions
Riverhead Canal 2nd Line and Bank | 2026 |  |  | 0 | 0 | 0 | 0 | 0 | 0 | 0 | 0 | 0 | 0 | 0 | 0 | 0 | 0 | 0 | 0 | 0 | 0 | 0 | 0 | 0 | 0 | 0 | 0 | 0 | 0 | 0 | 0 | 0 | 0 | 0 | 0 | 0 | 0 | 0 | 0 | 0 | 0 | 0 | 0 | 0 | 0 | 0 | 0 | 0 | 0 | 0 | 0 | 0 |  |  | 0 |  | 0 | 0 | 0
[59 empty] | 0 | =Area II Portion
Area III Projects: | [58 empty] | 0 | =Area II+III Portions
New Canal - Southampton Cable | 2023 |  |  | 0 | 4.5863 | 4.5863 | 4.5863 | 4.5863 | 4.5863 | 4.5863 | -0.88999 | -0.88999 | -0.88999 | -0.88999 | -0.88999 | -0.88999 | -0.88999 | -0.88999 | -0.88999 | -0.88999 | -0.88999 | -0.88999 | -0.88999 | -0.88999 | -0.88999 | -0.88999 | -0.88999 | -0.88999 | -0.88999 | -0.88999 | -0.88999 | -0.88999 | -0.88999 | -0.88999 | -0.88999 | -0.88999 | -0.88999 | -0.88999 | -0.88999 | -5.4763 | -5.4763 | -5.4763 | -5.4763 | -5.4763 | -5.4763 | 0 | 0 | 0 | 0 | 0 | 0 | 0 |  |  | 8.9667 |  | 0 | 0 | 0
Upgrade Wildwood - Riverhead to 138 kV | 2022 |  |  | 0 | 0.93922 | 0.93922 | 0.93922 | 0.93922 | 0.93922 | -0.14959 | -0.14959 | -0.14959 | -0.14959 | -0.14959 | -0.14959 | -0.14959 | -0.14959 | -0.14959 | -0.14959 | -0.14959 | -0.14959 | -0.14959 | -0.14959 | -0.14959 | -0.14959 | -0.14959 | -0.14959 | -0.14959 | -0.14959 | -0.14959 | -0.14959 | -0.14959 | -0.14959 | -0.14959 | -0.14959 | -0.14959 | -0.14959 | -0.14959 | -0.14959 | -1.0888 | -1.0888 | -1.0888 | -1.0888 | -1.0888 | 0 | 0 | 0 | 0 | 0 | 0 | 0 | 0 |  |  | 1.5483 |  | 0 | 0 | 0
Bridgehampton - Buell New 69 kV UG Cable | 2023 |  |  | 0 | 4.0496 | 4.0496 | 4.0496 | 4.0496 | 4.0496 | 4.0496 | -0.78584 | -0.78584 | -0.78584 | -0.78584 | -0.78584 | -0.78584 | -0.78584 | -0.78584 | -0.78584 | -0.78584 | -0.78584 | -0.78584 | -0.78584 | -0.78584 | -0.78584 | -0.78584 | -0.78584 | -0.78584 | -0.78584 | -0.78584 | -0.78584 | -0.78584 | -0.78584 | -0.78584 | -0.78584 | -0.78584 | -0.78584 | -0.78584 | -0.78584 | -4.8355 | -4.8355 | -4.8355 | -4.8355 | -4.8355 | -4.8355 | 0 | 0 | 0 | 0 | 0 | 0 | 0 |  |  | 7.9174 |  | 0 | 0 | 0
Canal - Wainscott New 138 kV UG Cable | 2028 |  |  | 0 | 0 | 0 | 0 | 0 | 0 | 38.957 | 38.957 | 38.957 | 38.957 | 38.957 | 38.957 | -7.5597 | -7.5597 | -7.5597 | -7.5597 | -7.5597 | -7.5597 | -7.5597 | -7.5597 | -7.5597 | -7.5597 | -7.5597 | -7.5597 | -7.5597 | -7.5597 | -7.5597 | -7.5597 | -7.5597 | -7.5597 | -7.5597 | -7.5597 | -7.5597 | -7.5597 | -7.5597 | -7.5597 | -7.5597 | -7.5597 | -7.5597 | -7.5597 | -7.5597 | -46.5167 | -46.5167 | -46.5167 | -46.5167 | -46.5167 | -46.5167 | 0 | 0 |  |  | 58.276 |  | 58.276 | 925015.732 | 0
[59 empty] | 0 | =Area III Portion
Total - Area 3 Proposal, $Millions (unadjusted) |  |  |  | 0 | 9.5752 | 9.5752 | 9.5752 | 9.5752 | 9.5752 | 47.4434 | 37.1316 | 37.1316 | 37.1316 | 37.1316 | 37.1316 | -9.3851 | -9.3851 | -9.3851 | -9.3851 | -9.3851 | -9.3851 | -9.3851 | -9.3851 | -9.3851 | -9.3851 | -9.3851 | -9.3851 | -9.3851 | -9.3851 | -9.3851 | -9.3851 | -9.3851 | -9.3851 | -9.3851 | -9.3851 | -9.3851 | -9.3851 | -9.3851 | -9.3851 | -18.9603 | -18.9603 | -18.9603 | -18.9603 | -18.9603 | -56.8285 | -46.5167 | -46.5167 | -46.5167 | -46.5167 | -46.5167 | 0 | 0 |  |  | 76.7083 |  |  | 925015.732 | 0
$/MW-yr |  |  |  | 0 | 0 | 0 | 0 | 0 | 0 | 618364.8116 | 618364.8116 | 618364.8116 | 618364.8116 | 618364.8116 | 618364.8116 | -119995.1118 | -119995.1118 | -119995.1118 | -119995.1118 | -119995.1118 | -119995.1118 | -119995.1118 | -119995.1118 | -119995.1118 | -119995.1118 | -119995.1118 | -119995.1118 | -119995.1118 | -119995.1118 | -119995.1118 | -119995.1118 | -119995.1118 | -119995.1118 | -119995.1118 | -119995.1118 | -119995.1118 | -119995.1118 | -119995.1118 | -119995.1118 | -119995.1118 | -119995.1118 | -119995.1118 | -119995.1118 | -119995.1118 | -738359.9234 | -738359.9234 | -738359.9234 | -738359.9234 | -738359.9234 | -738359.9234 | 0 | 0
$Millions (adjusted) |  |  |  | 0 | 0 | 0 | 0 | 0 | 0 | 0 | 0 | 0 | 0 | 0 | 0 | 0 | 0 | 0 | 0 | 0 | 0 | 0 | 0 | 0 | 0 | 0 | 0 | 0 | 0 | 0 | 0 | 0 | 0 | 0 | 0 | 0 | 0 | 0 | 0 | 0 | 0 | 0 | 0 | 0 | 0 | 0 | 0 | 0 | 0 | 0 | 0 | 0 |  |  | 0
Discount Factor (Relative to 1/1/2016) = |  |  |  | 0.94787 | 0.89845 | 0.85161 | 0.80722 | 0.76513 | 0.72525 | 0.68744 | 0.6516 | 0.61763 | 0.58543 | 0.55491 | 0.52598 | 0.49856 | 0.47257 | 0.44793 | 0.42458 | 0.40245 | 0.38147 | 0.36158 | 0.34273 | 0.32486 | 0.30793 | 0.29187 | 0.27666 | 0.26223 | 0.24856 | 0.2356 | 0.22332 | 0.21168 | 0.20064 | 0.19018 | 0.18027 | 0.17087 | 0.16196 | 0.15352 | 0.14552 | 0.13793 | 0.13074 | 0.12392 | 0.11746 | 0.11134 | 0.10554 | 0.10003 | 0.094818 | 0.089875 | 0.08519 | 0.080748 | 0.076539 | 0.072549
* Note: A positive (+) avoided cost in a given year represents a cost savings relative to not having a transmission project deferral.
Note on BG17: Todd Kantarek: Interconnection at 13.2kV feeder. Added 2.6% transmission loss factor.

## PhII (DWW300-5MWx8hr)
Version |  | Based on PSEGLI file: "East End Utility 2_0_Economics_2014_10_13_r28_Sargent_Lundy.xlsx"
Annual Revenue Requirements (Millions of $s)
1) Reference (Transmission only) Case
Project | I/S Year | Investor | Capital (2015$s) | 2016 | 2017 | 2018 | 2019 | 2020 | 2021 | 2022 | 2023 | 2024 | 2025 | 2026 | 2027 | 2028 | 2029 | 2030 | 2031 | 2032 | 2033 | 2034 | 2035 | 2036 | 2037 | 2038 | 2039 | 2040 | 2041 | 2042 | 2043 | 2044 | 2045 | 2046 | 2047 | 2048 | 2049 | 2050 | 2051 | 2052 | 2053 | 2054 | 2055 | 2056 | 2057 | 2058 | 2059 | 2060 | 2061 | 2062 | 2063 | 2064 |  | NPV |  | Proposal Number = | DWW300
Transmission Reinforcement I | 2017 | PSEGLI | 93.4 | 0 | 11.3926 | 11.3926 | 11.3926 | 11.3926 | 11.3926 | 11.3926 | 11.3926 | 11.3926 | 11.3926 | 11.3926 | 11.3926 | 11.3926 | 11.3926 | 11.3926 | 11.3926 | 11.3926 | 11.3926 | 11.3926 | 11.3926 | 11.3926 | 11.3926 | 11.3926 | 11.3926 | 11.3926 | 11.3926 | 11.3926 | 11.3926 | 11.3926 | 11.3926 | 11.3926 | 11.3926 | 11.3926 | 11.3926 | 11.3926 | 11.3926 | [13 empty] | 35 | 166.1982 |  | Proposer Name = | Deepwater Wind LLC
Transmission Reinforcement II | 2018 | PSEGLI | 4.8 | 0 | 0 | 0.60305 | 0.60305 | 0.60305 | 0.60305 | 0.60305 | 0.60305 | 0.60305 | 0.60305 | 0.60305 | 0.60305 | 0.60305 | 0.60305 | 0.60305 | 0.60305 | 0.60305 | 0.60305 | 0.60305 | 0.60305 | 0.60305 | 0.60305 | 0.60305 | 0.60305 | 0.60305 | 0.60305 | 0.60305 | 0.60305 | 0.60305 | 0.60305 | 0.60305 | 0.60305 | 0.60305 | 0.60305 | 0.60305 | 0.60305 | 0.60305 | [12 empty] | 35 | 8.3388 |  | Proposal/Project = | Montauk Storage
Transmission Reinforcement III | 2019 | PSEGLI | 2.8 | 0 | 0 | 0 | 0.36233 | 0.36233 | 0.36233 | 0.36233 | 0.36233 | 0.36233 | 0.36233 | 0.36233 | 0.36233 | 0.36233 | 0.36233 | 0.36233 | 0.36233 | 0.36233 | 0.36233 | 0.36233 | 0.36233 | 0.36233 | 0.36233 | 0.36233 | 0.36233 | 0.36233 | 0.36233 | 0.36233 | 0.36233 | 0.36233 | 0.36233 | 0.36233 | 0.36233 | 0.36233 | 0.36233 | 0.36233 | 0.36233 | 0.36233 | 0.36233 | [11 empty] | 35 | 4.7491 |  | Option Number = | 1
Transmission Reinforcement IV | 2020 | PSEGLI | 136.8 | 0 | 0 | 0 | 0 | 18.2337 | 18.2337 | 18.2337 | 18.2337 | 18.2337 | 18.2337 | 18.2337 | 18.2337 | 18.2337 | 18.2337 | 18.2337 | 18.2337 | 18.2337 | 18.2337 | 18.2337 | 18.2337 | 18.2337 | 18.2337 | 18.2337 | 18.2337 | 18.2337 | 18.2337 | 18.2337 | 18.2337 | 18.2337 | 18.2337 | 18.2337 | 18.2337 | 18.2337 | 18.2337 | 18.2337 | 18.2337 | 18.2337 | 18.2337 | 18.2337 | [10 empty] | 35 | 226.5269 |  | Location = | 1
Transmission Reinforcement V | 2022 | PSEGLI | 275.5 | 0 | 0 | 0 | 0 | 0 | 0 | 38.957 | 38.957 | 38.957 | 38.957 | 38.957 | 38.957 | 38.957 | 38.957 | 38.957 | 38.957 | 38.957 | 38.957 | 38.957 | 38.957 | 38.957 | 38.957 | 38.957 | 38.957 | 38.957 | 38.957 | 38.957 | 38.957 | 38.957 | 38.957 | 38.957 | 38.957 | 38.957 | 38.957 | 38.957 | 38.957 | 38.957 | 38.957 | 38.957 | 38.957 | 38.957 | [8 empty] | 35 | 434.8353 |  | Technology = | Battery Storage
[56 empty] | Interconnection Points = | 4 kV Distribution Bus at Montauk Substation
Total |  |  | 513.3 | 0 | 11.3926 | 11.9957 | 12.358 | 30.5918 | 30.5918 | 69.5487 | 69.5487 | 69.5487 | 69.5487 | 69.5487 | 69.5487 | 69.5487 | 69.5487 | 69.5487 | 69.5487 | 69.5487 | 69.5487 | 69.5487 | 69.5487 | 69.5487 | 69.5487 | 69.5487 | 69.5487 | 69.5487 | 69.5487 | 69.5487 | 69.5487 | 69.5487 | 69.5487 | 69.5487 | 69.5487 | 69.5487 | 69.5487 | 69.5487 | 69.5487 | 58.1561 | 57.553 | 57.1907 | 38.957 | 38.957 | 0 | 0 | 0 | 0 | 0 | 0 | 0 | 0 |  | 840.6482 |  | Loss Factor = | 1.026
2016 NPV @ 5.5%, thru 2035 |  |  |  | 2016: 559.7216
2016 NPV @ 5.5%, thru 2056 |  |  |  | 2016: 840.6482 |  |  |  | MW Required by 2022 (cap) = | 15 | 33 | 15 | Output: NPV of Transmission Avoided Costs for Selected Project (see note*)
[57 empty] | Selected Project Inputs - Area 1 Portion | Selected Project Inputs - Area 2 Portion | Selected Project Inputs - Area 3 Portion | Area 1 | Area 2 | Area 3 | Total | check
[56 empty] | Project kW = | 5130 | 0 | 0
[55 empty] | Capped kW = | 5130 | 5130 | 0 | 0
[56 empty] | Project Area (1, 2, or 3) = | 1 | 2 | 3
[56 empty] | Proportion of Peak Hours Covered = | 100% | 100% | 100%
[55 empty] | Project COD = | 2018
[55 empty] | Effective kW = | 5130 |  |  |  | 9079719.3573 | 0 | 0 | 9079719.3573
[60 empty] | check | check | check
| I/S Year |  | Capital (2015$s) | 2016 | 2017 | 2018 | 2019 | 2020 | 2021 | 2022 | 2023 | 2024 | 2025 | 2026 | 2027 | 2028 | 2029 | 2030 | 2031 | 2032 | 2033 | 2034 | 2035 | 2036 | 2037 | 2038 | 2039 | 2040 | 2041 | 2042 | 2043 | 2044 | 2045 | 2046 | 2047 | 2048 | 2049 | 2050 | 2051 | 2052 | 2053 | 2054 | 2055 | 2056 | 2057 | 2058 | 2059 | 2060 | 2061 | 2062 | 2063 | 2064 |  | MW Required by 2022 | NPV Base $M | Differential NPV $M | Differential NPV $M (adjusted for COD of Selected Project) | Differntial NPV $/MW | NPV of Transmission Avoided Costs for Selected Project
Area I Projects: | [53 empty] | 15
Amagansett Conversion 33 kV | 2017 |  | 8 | 0 | 0.97582 | 0.97582 | 0.97582 | 0.97582 | 0.97582 | 0.97582 | 0.97582 | 0.97582 | 0.97582 | 0.97582 | 0.97582 | 0.97582 | 0.97582 | 0.97582 | 0.97582 | 0.97582 | 0.97582 | 0.97582 | 0.97582 | 0.97582 | 0.97582 | 0.97582 | 0.97582 | 0.97582 | 0.97582 | 0.97582 | 0.97582 | 0.97582 | 0.97582 | 0.97582 | 0.97582 | 0.97582 | 0.97582 | 0.97582 | 0.97582 | [13 empty] | 35 |  | 14.2354
East Hampton Conversion 33 kV | 2017 |  | 3.2 | 0 | 0.39033 | 0.39033 | 0.39033 | 0.39033 | 0.39033 | 0.39033 | 0.39033 | 0.39033 | 0.39033 | 0.39033 | 0.39033 | 0.39033 | 0.39033 | 0.39033 | 0.39033 | 0.39033 | 0.39033 | 0.39033 | 0.39033 | 0.39033 | 0.39033 | 0.39033 | 0.39033 | 0.39033 | 0.39033 | 0.39033 | 0.39033 | 0.39033 | 0.39033 | 0.39033 | 0.39033 | 0.39033 | 0.39033 | 0.39033 | 0.39033 | [13 empty] | 35 |  | 5.6942
Buell Conversion 33 kV | 2017 |  | 3.7 | 0 | 0.45131 | 0.45131 | 0.45131 | 0.45131 | 0.45131 | 0.45131 | 0.45131 | 0.45131 | 0.45131 | 0.45131 | 0.45131 | 0.45131 | 0.45131 | 0.45131 | 0.45131 | 0.45131 | 0.45131 | 0.45131 | 0.45131 | 0.45131 | 0.45131 | 0.45131 | 0.45131 | 0.45131 | 0.45131 | 0.45131 | 0.45131 | 0.45131 | 0.45131 | 0.45131 | 0.45131 | 0.45131 | 0.45131 | 0.45131 | 0.45131 | [13 empty] | 35 |  | 6.5839
Hither Hills Conversion to 33 kV | 2018 |  | 4.8 | 0 | 0 | 0.60305 | 0.60305 | 0.60305 | 0.60305 | 0.60305 | 0.60305 | 0.60305 | 0.60305 | 0.60305 | 0.60305 | 0.60305 | 0.60305 | 0.60305 | 0.60305 | 0.60305 | 0.60305 | 0.60305 | 0.60305 | 0.60305 | 0.60305 | 0.60305 | 0.60305 | 0.60305 | 0.60305 | 0.60305 | 0.60305 | 0.60305 | 0.60305 | 0.60305 | 0.60305 | 0.60305 | 0.60305 | 0.60305 | 0.60305 | 0.60305 | [12 empty] | 35 |  | 8.3388
Culloden Pt Conversion to 33 kV | 2019 |  | 2.8 | 0 | 0 | 0 | 0.36233 | 0.36233 | 0.36233 | 0.36233 | 0.36233 | 0.36233 | 0.36233 | 0.36233 | 0.36233 | 0.36233 | 0.36233 | 0.36233 | 0.36233 | 0.36233 | 0.36233 | 0.36233 | 0.36233 | 0.36233 | 0.36233 | 0.36233 | 0.36233 | 0.36233 | 0.36233 | 0.36233 | 0.36233 | 0.36233 | 0.36233 | 0.36233 | 0.36233 | 0.36233 | 0.36233 | 0.36233 | 0.36233 | 0.36233 | 0.36233 | [11 empty] | 35 |  | 4.7491
No Deferral |  |  | 22.5 |  | 1.8175 | 2.4205 | 2.7828 | 2.7828 | 2.7828 | 2.7828 | 2.7828 | 2.7828 | 2.7828 | 2.7828 | 2.7828 | 2.7828 | 2.7828 | 2.7828 | 2.7828 | 2.7828 | 2.7828 | 2.7828 | 2.7828 | 2.7828 | 2.7828 | 2.7828 | 2.7828 | 2.7828 | 2.7828 | 2.7828 | 2.7828 | 2.7828 | 2.7828 | 2.7828 | 2.7828 | 2.7828 | 2.7828 | 2.7828 | 2.7828 | 0.96539 | 0.36233 | 0 | 0 | 0 | [10 empty] | 39.6013
Amagansett Conversion 33 kV | 2030 |  | 8 | [14 empty] | 1.433 | 1.433 | 1.433 | 1.433 | 1.433 | 1.433 | 1.433 | 1.433 | 1.433 | 1.433 | 1.433 | 1.433 | 1.433 | 1.433 | 1.433 | 1.433 | 1.433 | 1.433 | 1.433 | 1.433 | 1.433 | 1.433 | 1.433 | 1.433 | 1.433 | 1.433 | 1.433 | 1.433 | 1.433 | 1.433 | 1.433 | 1.433 | 1.433 | 1.433 | 1.433 | 35 |  | 10.4225 | 3.8129 | 0 | 0 | 0
East Hampton Conversion 33 kV | 2030 |  | 3.2 | [14 empty] | 0.57321 | 0.57321 | 0.57321 | 0.57321 | 0.57321 | 0.57321 | 0.57321 | 0.57321 | 0.57321 | 0.57321 | 0.57321 | 0.57321 | 0.57321 | 0.57321 | 0.57321 | 0.57321 | 0.57321 | 0.57321 | 0.57321 | 0.57321 | 0.57321 | 0.57321 | 0.57321 | 0.57321 | 0.57321 | 0.57321 | 0.57321 | 0.57321 | 0.57321 | 0.57321 | 0.57321 | 0.57321 | 0.57321 | 0.57321 | 0.57321 | 35 |  | 4.169 | 1.5252 | 0 | 0 | 0
Buell Conversion 33 kV | 2030 |  | 3.7 | [14 empty] | 0.66277 | 0.66277 | 0.66277 | 0.66277 | 0.66277 | 0.66277 | 0.66277 | 0.66277 | 0.66277 | 0.66277 | 0.66277 | 0.66277 | 0.66277 | 0.66277 | 0.66277 | 0.66277 | 0.66277 | 0.66277 | 0.66277 | 0.66277 | 0.66277 | 0.66277 | 0.66277 | 0.66277 | 0.66277 | 0.66277 | 0.66277 | 0.66277 | 0.66277 | 0.66277 | 0.66277 | 0.66277 | 0.66277 | 0.66277 | 0.66277 | 35 |  | 4.8204 | 1.7635 | 0 | 0 | 0
Hither Hills Conversion to 33 kV | 2030 |  | 4.8 | [14 empty] | 0.85981 | 0.85981 | 0.85981 | 0.85981 | 0.85981 | 0.85981 | 0.85981 | 0.85981 | 0.85981 | 0.85981 | 0.85981 | 0.85981 | 0.85981 | 0.85981 | 0.85981 | 0.85981 | 0.85981 | 0.85981 | 0.85981 | 0.85981 | 0.85981 | 0.85981 | 0.85981 | 0.85981 | 0.85981 | 0.85981 | 0.85981 | 0.85981 | 0.85981 | 0.85981 | 0.85981 | 0.85981 | 0.85981 | 0.85981 | 0.85981 | 35 |  | 6.2535 | 2.0853 | 2.0853 | 139022.8879 | 713187.4151
Culloden Pt Conversion to 33 kV | 2030 |  | 2.8 | [14 empty] | 0.50156 | 0.50156 | 0.50156 | 0.50156 | 0.50156 | 0.50156 | 0.50156 | 0.50156 | 0.50156 | 0.50156 | 0.50156 | 0.50156 | 0.50156 | 0.50156 | 0.50156 | 0.50156 | 0.50156 | 0.50156 | 0.50156 | 0.50156 | 0.50156 | 0.50156 | 0.50156 | 0.50156 | 0.50156 | 0.50156 | 0.50156 | 0.50156 | 0.50156 | 0.50156 | 0.50156 | 0.50156 | 0.50156 | 0.50156 | 0.50156 | 35 |  | 3.6479 | 1.1012 | 1.1012 | 73412.135 | 376604.2526
Deferral to Indicated Year |  |  | 22.5 | [6 empty] | 0 | 0 | 0 | 0 | 0 | 0 | 0 | 0 | 4.0304 | 4.0304 | 4.0304 | 4.0304 | 4.0304 | 4.0304 | 4.0304 | 4.0304 | 4.0304 | 4.0304 | 4.0304 | 4.0304 | 4.0304 | 4.0304 | 4.0304 | 4.0304 | 4.0304 | 4.0304 | 4.0304 | 4.0304 | 4.0304 | 4.0304 | 4.0304 | 4.0304 | 4.0304 | 4.0304 | 4.0304 | 4.0304 | 4.0304 | 4.0304 | 4.0304 | 4.0304 | 4.0304 | 4.0304 | 4.0304 | 35 |  | 29.3132 | 10.2881 | 3.1865 | 212435.0229 | 1089791.6676 | =Area I Portion
[59 empty] | 9079719.3573 | =Area I+II+III Portions
Annual Avoided Costs for Deferral to Indicated Year:
Amagansett Conversion 33 kV | 2030 |  |  | 0 | 0.97582 | 0.97582 | 0.97582 | 0.97582 | 0.97582 | 0.97582 | 0.97582 | 0.97582 | 0.97582 | 0.97582 | 0.97582 | 0.97582 | 0.97582 | -0.4572 | -0.4572 | -0.4572 | -0.4572 | -0.4572 | -0.4572 | -0.4572 | -0.4572 | -0.4572 | -0.4572 | -0.4572 | -0.4572 | -0.4572 | -0.4572 | -0.4572 | -0.4572 | -0.4572 | -0.4572 | -0.4572 | -0.4572 | -0.4572 | -0.4572 | -1.433 | -1.433 | -1.433 | -1.433 | -1.433 | -1.433 | -1.433 | -1.433 | -1.433 | -1.433 | -1.433 | -1.433 | -1.433 | 35 |  |  | 3.8129
East Hampton Conversion 33 kV | 2030 |  |  | 0 | 0.39033 | 0.39033 | 0.39033 | 0.39033 | 0.39033 | 0.39033 | 0.39033 | 0.39033 | 0.39033 | 0.39033 | 0.39033 | 0.39033 | 0.39033 | -0.18288 | -0.18288 | -0.18288 | -0.18288 | -0.18288 | -0.18288 | -0.18288 | -0.18288 | -0.18288 | -0.18288 | -0.18288 | -0.18288 | -0.18288 | -0.18288 | -0.18288 | -0.18288 | -0.18288 | -0.18288 | -0.18288 | -0.18288 | -0.18288 | -0.18288 | -0.57321 | -0.57321 | -0.57321 | -0.57321 | -0.57321 | -0.57321 | -0.57321 | -0.57321 | -0.57321 | -0.57321 | -0.57321 | -0.57321 | -0.57321 | 35 |  |  | 1.5252
Buell Conversion 33 kV | 2030 |  |  | 0 | 0.45131 | 0.45131 | 0.45131 | 0.45131 | 0.45131 | 0.45131 | 0.45131 | 0.45131 | 0.45131 | 0.45131 | 0.45131 | 0.45131 | 0.45131 | -0.21146 | -0.21146 | -0.21146 | -0.21146 | -0.21146 | -0.21146 | -0.21146 | -0.21146 | -0.21146 | -0.21146 | -0.21146 | -0.21146 | -0.21146 | -0.21146 | -0.21146 | -0.21146 | -0.21146 | -0.21146 | -0.21146 | -0.21146 | -0.21146 | -0.21146 | -0.66277 | -0.66277 | -0.66277 | -0.66277 | -0.66277 | -0.66277 | -0.66277 | -0.66277 | -0.66277 | -0.66277 | -0.66277 | -0.66277 | -0.66277 | 35 |  |  | 1.7635
Hither Hills Conversion to 33 kV | 2030 |  |  | 0 | 0 | 0.60305 | 0.60305 | 0.60305 | 0.60305 | 0.60305 | 0.60305 | 0.60305 | 0.60305 | 0.60305 | 0.60305 | 0.60305 | 0.60305 | -0.25676 | -0.25676 | -0.25676 | -0.25676 | -0.25676 | -0.25676 | -0.25676 | -0.25676 | -0.25676 | -0.25676 | -0.25676 | -0.25676 | -0.25676 | -0.25676 | -0.25676 | -0.25676 | -0.25676 | -0.25676 | -0.25676 | -0.25676 | -0.25676 | -0.25676 | -0.25676 | -0.85981 | -0.85981 | -0.85981 | -0.85981 | -0.85981 | -0.85981 | -0.85981 | -0.85981 | -0.85981 | -0.85981 | -0.85981 | -0.85981 | 35 |  |  | 2.0853
Culloden Pt Conversion to 33 kV | 2030 |  |  | 0 | 0 | 0 | 0.36233 | 0.36233 | 0.36233 | 0.36233 | 0.36233 | 0.36233 | 0.36233 | 0.36233 | 0.36233 | 0.36233 | 0.36233 | -0.13922 | -0.13922 | -0.13922 | -0.13922 | -0.13922 | -0.13922 | -0.13922 | -0.13922 | -0.13922 | -0.13922 | -0.13922 | -0.13922 | -0.13922 | -0.13922 | -0.13922 | -0.13922 | -0.13922 | -0.13922 | -0.13922 | -0.13922 | -0.13922 | -0.13922 | -0.13922 | -0.13922 | -0.50156 | -0.50156 | -0.50156 | -0.50156 | -0.50156 | -0.50156 | -0.50156 | -0.50156 | -0.50156 | -0.50156 | -0.50156 | 35 |  |  | 1.1012
Area II Projects: | [53 empty] | 33
Riverhead Canal 2nd Line and Bank | 2020 |  | 136.8 | 0 | 0 | 0 | 0 | 18.2337 | 18.2337 | 18.2337 | 18.2337 | 18.2337 | 18.2337 | 18.2337 | 18.2337 | 18.2337 | 18.2337 | 18.2337 | 18.2337 | 18.2337 | 18.2337 | 18.2337 | 18.2337 | 18.2337 | 18.2337 | 18.2337 | 18.2337 | 18.2337 | 18.2337 | 18.2337 | 18.2337 | 18.2337 | 18.2337 | 18.2337 | 18.2337 | 18.2337 | 18.2337 | 18.2337 | 18.2337 | 18.2337 | 18.2337 | 18.2337 | [10 empty] | 35 |  | 226.5269
No Deferral |  |  | 136.8 |  | 0 | 0 | 0 | 18.2337 | 18.2337 | 18.2337 | 18.2337 | 18.2337 | 18.2337 | 18.2337 | 18.2337 | 18.2337 | 18.2337 | 18.2337 | 18.2337 | 18.2337 | 18.2337 | 18.2337 | 18.2337 | 18.2337 | 18.2337 | 18.2337 | 18.2337 | 18.2337 | 18.2337 | 18.2337 | 18.2337 | 18.2337 | 18.2337 | 18.2337 | 18.2337 | 18.2337 | 18.2337 | 18.2337 | 18.2337 | 18.2337 | 18.2337 | 18.2337 | [10 empty] | 35 |  | 226.5269
Riverhead Canal 2nd Line and Bank | 2026 |  | 136.8 | [10 empty] | 21.772 | 21.772 | 21.772 | 21.772 | 21.772 | 21.772 | 21.772 | 21.772 | 21.772 | 21.772 | 21.772 | 21.772 | 21.772 | 21.772 | 21.772 | 21.772 | 21.772 | 21.772 | 21.772 | 21.772 | 21.772 | 21.772 | 21.772 | 21.772 | 21.772 | 21.772 | 21.772 | 21.772 | 21.772 | 21.772 | 21.772 | 21.772 | 21.772 | 21.772 | 21.772 |  |  |  |  | 35 |  | 196.1681 | 30.3588 | 30.3588 | 632475.0457 | 3244596.9845
Deferral to Indicated Year |  |  | 136.8 | [6 empty] | 0 | 0 | 0 | 0 | 21.772 | 21.772 | 21.772 | 21.772 | 21.772 | 21.772 | 21.772 | 21.772 | 21.772 | 21.772 | 21.772 | 21.772 | 21.772 | 21.772 | 21.772 | 21.772 | 21.772 | 21.772 | 21.772 | 21.772 | 21.772 | 21.772 | 21.772 | 21.772 | 21.772 | 21.772 | 21.772 | 21.772 | 21.772 | 21.772 | 21.772 | 21.772 | 21.772 | 21.772 | 21.772 |  |  |  |  | 35 |  | 196.1681 | 30.3588 | 30.3588 | 632475.0457 | 3244596.9845 | =Area II Portion
[59 empty] | 7989927.6896 | =Area II+III Portions
Annual Avoided Costs for Deferral to Indicated Year:
Riverhead Canal 2nd Line and Bank | 2026 |  |  | 0 | 0 | 0 | 0 | 18.2337 | 18.2337 | 18.2337 | 18.2337 | 18.2337 | 18.2337 | -3.5383 | -3.5383 | -3.5383 | -3.5383 | -3.5383 | -3.5383 | -3.5383 | -3.5383 | -3.5383 | -3.5383 | -3.5383 | -3.5383 | -3.5383 | -3.5383 | -3.5383 | -3.5383 | -3.5383 | -3.5383 | -3.5383 | -3.5383 | -3.5383 | -3.5383 | -3.5383 | -3.5383 | -3.5383 | -3.5383 | -3.5383 | -3.5383 | -3.5383 | -21.772 | -21.772 | -21.772 | -21.772 | -21.772 | -21.772 |  |  |  |  | 35 |  |  | 30.3588
0
Area III Projects: | [52 empty] | 0 | 15
New Canal - Southampton Cable | 2017 |  | 37.6 | 0 | 4.5863 | 4.5863 | 4.5863 | 4.5863 | 4.5863 | 4.5863 | 4.5863 | 4.5863 | 4.5863 | 4.5863 | 4.5863 | 4.5863 | 4.5863 | 4.5863 | 4.5863 | 4.5863 | 4.5863 | 4.5863 | 4.5863 | 4.5863 | 4.5863 | 4.5863 | 4.5863 | 4.5863 | 4.5863 | 4.5863 | 4.5863 | 4.5863 | 4.5863 | 4.5863 | 4.5863 | 4.5863 | 4.5863 | 4.5863 | 4.5863 | [13 empty] | 35 |  | 66.9063
Upgrade Wildwood - Riverhead to 138 kV | 2017 |  | 7.7 | 0 | 0.93922 | 0.93922 | 0.93922 | 0.93922 | 0.93922 | 0.93922 | 0.93922 | 0.93922 | 0.93922 | 0.93922 | 0.93922 | 0.93922 | 0.93922 | 0.93922 | 0.93922 | 0.93922 | 0.93922 | 0.93922 | 0.93922 | 0.93922 | 0.93922 | 0.93922 | 0.93922 | 0.93922 | 0.93922 | 0.93922 | 0.93922 | 0.93922 | 0.93922 | 0.93922 | 0.93922 | 0.93922 | 0.93922 | 0.93922 | 0.93922 | [13 empty] | 35 |  | 13.7016
Bridgehampton - Buell New 69 kV UG Cable | 2017 |  | 33.2 | 0 | 4.0496 | 4.0496 | 4.0496 | 4.0496 | 4.0496 | 4.0496 | 4.0496 | 4.0496 | 4.0496 | 4.0496 | 4.0496 | 4.0496 | 4.0496 | 4.0496 | 4.0496 | 4.0496 | 4.0496 | 4.0496 | 4.0496 | 4.0496 | 4.0496 | 4.0496 | 4.0496 | 4.0496 | 4.0496 | 4.0496 | 4.0496 | 4.0496 | 4.0496 | 4.0496 | 4.0496 | 4.0496 | 4.0496 | 4.0496 | 4.0496 | [13 empty] | 35 |  | 59.0769
Canal - Wainscott New 138 kV UG Cable | 2022 |  | 275.5 | 0 | 0 | 0 | 0 | 0 | 0 | 38.957 | 38.957 | 38.957 | 38.957 | 38.957 | 38.957 | 38.957 | 38.957 | 38.957 | 38.957 | 38.957 | 38.957 | 38.957 | 38.957 | 38.957 | 38.957 | 38.957 | 38.957 | 38.957 | 38.957 | 38.957 | 38.957 | 38.957 | 38.957 | 38.957 | 38.957 | 38.957 | 38.957 | 38.957 | 38.957 | 38.957 | 38.957 | 38.957 | 38.957 | 38.957 | [8 empty] | 35 |  | 434.8353
No Deferral |  |  | 354 |  | 9.5752 | 9.5752 | 9.5752 | 9.5752 | 9.5752 | 48.5322 | 48.5322 | 48.5322 | 48.5322 | 48.5322 | 48.5322 | 48.5322 | 48.5322 | 48.5322 | 48.5322 | 48.5322 | 48.5322 | 48.5322 | 48.5322 | 48.5322 | 48.5322 | 48.5322 | 48.5322 | 48.5322 | 48.5322 | 48.5322 | 48.5322 | 48.5322 | 48.5322 | 48.5322 | 48.5322 | 48.5322 | 48.5322 | 48.5322 | 48.5322 | 38.957 | 38.957 | 38.957 | 38.957 | 38.957 | [10 empty] | 574.52
New Canal - Southampton Cable | 2023 |  | 37.6 | [7 empty] | 5.4763 | 5.4763 | 5.4763 | 5.4763 | 5.4763 | 5.4763 | 5.4763 | 5.4763 | 5.4763 | 5.4763 | 5.4763 | 5.4763 | 5.4763 | 5.4763 | 5.4763 | 5.4763 | 5.4763 | 5.4763 | 5.4763 | 5.4763 | 5.4763 | 5.4763 | 5.4763 | 5.4763 | 5.4763 | 5.4763 | 5.4763 | 5.4763 | 5.4763 | 5.4763 | 5.4763 | 5.4763 | 5.4763 | 5.4763 | 5.4763 | [7 empty] | 35 |  | 57.9396 | 8.9667 | 0 | 0 | 0
Upgrade Wildwood - Riverhead to 138 kV | 2022 |  | 7.7 | [6 empty] | 1.0888 | 1.0888 | 1.0888 | 1.0888 | 1.0888 | 1.0888 | 1.0888 | 1.0888 | 1.0888 | 1.0888 | 1.0888 | 1.0888 | 1.0888 | 1.0888 | 1.0888 | 1.0888 | 1.0888 | 1.0888 | 1.0888 | 1.0888 | 1.0888 | 1.0888 | 1.0888 | 1.0888 | 1.0888 | 1.0888 | 1.0888 | 1.0888 | 1.0888 | 1.0888 | 1.0888 | 1.0888 | 1.0888 | 1.0888 | 1.0888 | [8 empty] | 35 |  | 12.1533 | 1.5483 | 0 | 0 | 0
Bridgehampton - Buell New 69 kV UG Cable | 2023 |  | 33.2 | [7 empty] | 4.8355 | 4.8355 | 4.8355 | 4.8355 | 4.8355 | 4.8355 | 4.8355 | 4.8355 | 4.8355 | 4.8355 | 4.8355 | 4.8355 | 4.8355 | 4.8355 | 4.8355 | 4.8355 | 4.8355 | 4.8355 | 4.8355 | 4.8355 | 4.8355 | 4.8355 | 4.8355 | 4.8355 | 4.8355 | 4.8355 | 4.8355 | 4.8355 | 4.8355 | 4.8355 | 4.8355 | 4.8355 | 4.8355 | 4.8355 | 4.8355 | [7 empty] | 35 |  | 51.1595 | 7.9174 | 0 | 0 | 0
Canal - Wainscott New 138 kV UG Cable | 2028 |  | 275.5 | [12 empty] | 46.5167 | 46.5167 | 46.5167 | 46.5167 | 46.5167 | 46.5167 | 46.5167 | 46.5167 | 46.5167 | 46.5167 | 46.5167 | 46.5167 | 46.5167 | 46.5167 | 46.5167 | 46.5167 | 46.5167 | 46.5167 | 46.5167 | 46.5167 | 46.5167 | 46.5167 | 46.5167 | 46.5167 | 46.5167 | 46.5167 | 46.5167 | 46.5167 | 46.5167 | 46.5167 | 46.5167 | 46.5167 | 46.5167 | 46.5167 | 46.5167 |  |  | 35 |  | 376.5593 | 58.276 | 58.276 | 925015.732 | 4745330.7052
Deferral to Indicated Year |  |  | 354 | [6 empty] | 1.0888 | 11.4006 | 11.4006 | 11.4006 | 11.4006 | 11.4006 | 57.9173 | 57.9173 | 57.9173 | 57.9173 | 57.9173 | 57.9173 | 57.9173 | 57.9173 | 57.9173 | 57.9173 | 57.9173 | 57.9173 | 57.9173 | 57.9173 | 57.9173 | 57.9173 | 57.9173 | 57.9173 | 57.9173 | 57.9173 | 57.9173 | 57.9173 | 57.9173 | 57.9173 | 57.9173 | 57.9173 | 57.9173 | 57.9173 | 57.9173 | 56.8285 | 46.5167 | 46.5167 | 46.5167 | 46.5167 | 46.5167 |  |  | 41 |  | 497.8117 | 76.7083 | 58.276 | 925015.732 | 4745330.7052 | =Area III Portion
[59 empty] | 4745330.7052 | =Area III Portion
Annual Avoided Costs for Deferral to Indicated Year:
New Canal - Southampton Cable | 2023 |  |  | 0 | 4.5863 | 4.5863 | 4.5863 | 4.5863 | 4.5863 | 4.5863 | -0.88999 | -0.88999 | -0.88999 | -0.88999 | -0.88999 | -0.88999 | -0.88999 | -0.88999 | -0.88999 | -0.88999 | -0.88999 | -0.88999 | -0.88999 | -0.88999 | -0.88999 | -0.88999 | -0.88999 | -0.88999 | -0.88999 | -0.88999 | -0.88999 | -0.88999 | -0.88999 | -0.88999 | -0.88999 | -0.88999 | -0.88999 | -0.88999 | -0.88999 | -5.4763 | -5.4763 | -5.4763 | -5.4763 | -5.4763 | -5.4763 | 0 | 0 | 0 | 0 | 0 |  |  | 35 |  |  | 8.9667
Upgrade Wildwood - Riverhead to 138 kV | 2022 |  |  | 0 | 0.93922 | 0.93922 | 0.93922 | 0.93922 | 0.93922 | -0.14959 | -0.14959 | -0.14959 | -0.14959 | -0.14959 | -0.14959 | -0.14959 | -0.14959 | -0.14959 | -0.14959 | -0.14959 | -0.14959 | -0.14959 | -0.14959 | -0.14959 | -0.14959 | -0.14959 | -0.14959 | -0.14959 | -0.14959 | -0.14959 | -0.14959 | -0.14959 | -0.14959 | -0.14959 | -0.14959 | -0.14959 | -0.14959 | -0.14959 | -0.14959 | -1.0888 | -1.0888 | -1.0888 | -1.0888 | -1.0888 | 0 | 0 | 0 | 0 | 0 | 0 |  |  | 35 |  |  | 1.5483
Bridgehampton - Buell New 69 kV UG Cable | 2023 |  |  | 0 | 4.0496 | 4.0496 | 4.0496 | 4.0496 | 4.0496 | 4.0496 | -0.78584 | -0.78584 | -0.78584 | -0.78584 | -0.78584 | -0.78584 | -0.78584 | -0.78584 | -0.78584 | -0.78584 | -0.78584 | -0.78584 | -0.78584 | -0.78584 | -0.78584 | -0.78584 | -0.78584 | -0.78584 | -0.78584 | -0.78584 | -0.78584 | -0.78584 | -0.78584 | -0.78584 | -0.78584 | -0.78584 | -0.78584 | -0.78584 | -0.78584 | -4.8355 | -4.8355 | -4.8355 | -4.8355 | -4.8355 | -4.8355 | 0 | 0 | 0 | 0 | 0 |  |  | 35 |  |  | 7.9174
Canal - Wainscott New 138 kV UG Cable | 2028 |  |  | 0 | 0 | 0 | 0 | 0 | 0 | 38.957 | 38.957 | 38.957 | 38.957 | 38.957 | 38.957 | -7.5597 | -7.5597 | -7.5597 | -7.5597 | -7.5597 | -7.5597 | -7.5597 | -7.5597 | -7.5597 | -7.5597 | -7.5597 | -7.5597 | -7.5597 | -7.5597 | -7.5597 | -7.5597 | -7.5597 | -7.5597 | -7.5597 | -7.5597 | -7.5597 | -7.5597 | -7.5597 | -7.5597 | -7.5597 | -7.5597 | -7.5597 | -7.5597 | -7.5597 | -46.5167 | -46.5167 | -46.5167 | -46.5167 | -46.5167 | -46.5167 | [5 empty] | 58.276
Total - All Areas (No Deferrals,$Millions) |  |  | 513.3 |  | 11.3926 | 11.9957 | 12.358 | 30.5918 | 30.5918 | 69.5487 | 69.5487 | 69.5487 | 69.5487 | 69.5487 | 69.5487 | 69.5487 | 69.5487 | 69.5487 | 69.5487 | 69.5487 | 69.5487 | 69.5487 | 69.5487 | 69.5487 | 69.5487 | 69.5487 | 69.5487 | 69.5487 | 69.5487 | 69.5487 | 69.5487 | 69.5487 | 69.5487 | 69.5487 | 69.5487 | 69.5487 | 69.5487 | 69.5487 | 69.5487 | 58.1561 | 57.553 | 57.1907 | 38.957 | 38.957 | 0 | 0 | 0 | 0 | 0 | 0 | 0 | 0 |  | 63 | 840.6482 | 117.3552 | = max. total avoided cost in portfolio
Annual Avoided Costs for Deferrals - Area 1 Proposal: (see note*) | Deferral Year |  |  | 2016 | 2017 | 2018 | 2019 | 2020 | 2021 | 2022 | 2023 | 2024 | 2025 | 2026 | 2027 | 2028 | 2029 | 2030 | 2031 | 2032 | 2033 | 2034 | 2035 | 2036 | 2037 | 2038 | 2039 | 2040 | 2041 | 2042 | 2043 | 2044 | 2045 | 2046 | 2047 | 2048 | 2049 | 2050 | 2051 | 2052 | 2053 | 2054 | 2055 | 2056 | 2057 | 2058 | 2059 | 2060 | 2061 | 2062 | 2063 | 2064 |  |  | Differential NPV $M |  | Differential NPV $M (adjusted for COD of Selected Project) | Differntial NPV $/MW | NPV of Transmission Avoided Costs for Selected Project
Area I Projects:
Amagansett Conversion 33 kV | 2030 |  |  | 0 | 0.97582 | 0.97582 | 0.97582 | 0.97582 | 0.97582 | 0.97582 | 0.97582 | 0.97582 | 0.97582 | 0.97582 | 0.97582 | 0.97582 | 0.97582 | -0.4572 | -0.4572 | -0.4572 | -0.4572 | -0.4572 | -0.4572 | -0.4572 | -0.4572 | -0.4572 | -0.4572 | -0.4572 | -0.4572 | -0.4572 | -0.4572 | -0.4572 | -0.4572 | -0.4572 | -0.4572 | -0.4572 | -0.4572 | -0.4572 | -0.4572 | -1.433 | -1.433 | -1.433 | -1.433 | -1.433 | -1.433 | -1.433 | -1.433 | -1.433 | -1.433 | -1.433 | -1.433 | -1.433 |  |  | 3.8129 |  | 0 | 0 | 0
East Hampton Conversion 33 kV | 2030 |  |  | 0 | 0.39033 | 0.39033 | 0.39033 | 0.39033 | 0.39033 | 0.39033 | 0.39033 | 0.39033 | 0.39033 | 0.39033 | 0.39033 | 0.39033 | 0.39033 | -0.18288 | -0.18288 | -0.18288 | -0.18288 | -0.18288 | -0.18288 | -0.18288 | -0.18288 | -0.18288 | -0.18288 | -0.18288 | -0.18288 | -0.18288 | -0.18288 | -0.18288 | -0.18288 | -0.18288 | -0.18288 | -0.18288 | -0.18288 | -0.18288 | -0.18288 | -0.57321 | -0.57321 | -0.57321 | -0.57321 | -0.57321 | -0.57321 | -0.57321 | -0.57321 | -0.57321 | -0.57321 | -0.57321 | -0.57321 | -0.57321 |  |  | 1.5252 |  | 0 | 0 | 0
Buell Conversion 33 kV | 2030 |  |  | 0 | 0.45131 | 0.45131 | 0.45131 | 0.45131 | 0.45131 | 0.45131 | 0.45131 | 0.45131 | 0.45131 | 0.45131 | 0.45131 | 0.45131 | 0.45131 | -0.21146 | -0.21146 | -0.21146 | -0.21146 | -0.21146 | -0.21146 | -0.21146 | -0.21146 | -0.21146 | -0.21146 | -0.21146 | -0.21146 | -0.21146 | -0.21146 | -0.21146 | -0.21146 | -0.21146 | -0.21146 | -0.21146 | -0.21146 | -0.21146 | -0.21146 | -0.66277 | -0.66277 | -0.66277 | -0.66277 | -0.66277 | -0.66277 | -0.66277 | -0.66277 | -0.66277 | -0.66277 | -0.66277 | -0.66277 | -0.66277 |  |  | 1.7635 |  | 0 | 0 | 0
Hither Hills Conversion to 33 kV | 2030 |  |  | 0 | 0 | 0.60305 | 0.60305 | 0.60305 | 0.60305 | 0.60305 | 0.60305 | 0.60305 | 0.60305 | 0.60305 | 0.60305 | 0.60305 | 0.60305 | -0.25676 | -0.25676 | -0.25676 | -0.25676 | -0.25676 | -0.25676 | -0.25676 | -0.25676 | -0.25676 | -0.25676 | -0.25676 | -0.25676 | -0.25676 | -0.25676 | -0.25676 | -0.25676 | -0.25676 | -0.25676 | -0.25676 | -0.25676 | -0.25676 | -0.25676 | -0.25676 | -0.85981 | -0.85981 | -0.85981 | -0.85981 | -0.85981 | -0.85981 | -0.85981 | -0.85981 | -0.85981 | -0.85981 | -0.85981 | -0.85981 |  |  | 2.0853 |  | 2.0853 | 139022.8879 | 713187.4151
Culloden Pt Conversion to 33 kV | 2030 |  |  | 0 | 0 | 0 | 0.36233 | 0.36233 | 0.36233 | 0.36233 | 0.36233 | 0.36233 | 0.36233 | 0.36233 | 0.36233 | 0.36233 | 0.36233 | -0.13922 | -0.13922 | -0.13922 | -0.13922 | -0.13922 | -0.13922 | -0.13922 | -0.13922 | -0.13922 | -0.13922 | -0.13922 | -0.13922 | -0.13922 | -0.13922 | -0.13922 | -0.13922 | -0.13922 | -0.13922 | -0.13922 | -0.13922 | -0.13922 | -0.13922 | -0.13922 | -0.13922 | -0.50156 | -0.50156 | -0.50156 | -0.50156 | -0.50156 | -0.50156 | -0.50156 | -0.50156 | -0.50156 | -0.50156 | -0.50156 |  |  | 1.1012 |  | 1.1012 | 73412.135 | 376604.2526
[59 empty] | 1089791.6676 | =Area I Portion
Area II Projects: | [58 empty] | 9079719.3573 | =Area I+II+III Portions
Riverhead Canal 2nd Line and Bank | 2026 |  |  | 0 | 0 | 0 | 0 | 18.2337 | 18.2337 | 18.2337 | 18.2337 | 18.2337 | 18.2337 | -3.5383 | -3.5383 | -3.5383 | -3.5383 | -3.5383 | -3.5383 | -3.5383 | -3.5383 | -3.5383 | -3.5383 | -3.5383 | -3.5383 | -3.5383 | -3.5383 | -3.5383 | -3.5383 | -3.5383 | -3.5383 | -3.5383 | -3.5383 | -3.5383 | -3.5383 | -3.5383 | -3.5383 | -3.5383 | -3.5383 | -3.5383 | -3.5383 | -3.5383 | -21.772 | -21.772 | -21.772 | -21.772 | -21.772 | -21.772 | 0 | 0 | 0 | 0 |  |  | 30.3588 |  | 30.3588 | 632475.0457 | 3244596.9845
[59 empty] | 3244596.9845 | =Area II Portion
Area III Projects: | [58 empty] | 7989927.6896 | =Area II+III Portions
New Canal - Southampton Cable | 2023 |  |  | 0 | 4.5863 | 4.5863 | 4.5863 | 4.5863 | 4.5863 | 4.5863 | -0.88999 | -0.88999 | -0.88999 | -0.88999 | -0.88999 | -0.88999 | -0.88999 | -0.88999 | -0.88999 | -0.88999 | -0.88999 | -0.88999 | -0.88999 | -0.88999 | -0.88999 | -0.88999 | -0.88999 | -0.88999 | -0.88999 | -0.88999 | -0.88999 | -0.88999 | -0.88999 | -0.88999 | -0.88999 | -0.88999 | -0.88999 | -0.88999 | -0.88999 | -5.4763 | -5.4763 | -5.4763 | -5.4763 | -5.4763 | -5.4763 | 0 | 0 | 0 | 0 | 0 | 0 | 0 |  |  | 8.9667 |  | 0 | 0 | 0
Upgrade Wildwood - Riverhead to 138 kV | 2022 |  |  | 0 | 0.93922 | 0.93922 | 0.93922 | 0.93922 | 0.93922 | -0.14959 | -0.14959 | -0.14959 | -0.14959 | -0.14959 | -0.14959 | -0.14959 | -0.14959 | -0.14959 | -0.14959 | -0.14959 | -0.14959 | -0.14959 | -0.14959 | -0.14959 | -0.14959 | -0.14959 | -0.14959 | -0.14959 | -0.14959 | -0.14959 | -0.14959 | -0.14959 | -0.14959 | -0.14959 | -0.14959 | -0.14959 | -0.14959 | -0.14959 | -0.14959 | -1.0888 | -1.0888 | -1.0888 | -1.0888 | -1.0888 | 0 | 0 | 0 | 0 | 0 | 0 | 0 | 0 |  |  | 1.5483 |  | 0 | 0 | 0
Bridgehampton - Buell New 69 kV UG Cable | 2023 |  |  | 0 | 4.0496 | 4.0496 | 4.0496 | 4.0496 | 4.0496 | 4.0496 | -0.78584 | -0.78584 | -0.78584 | -0.78584 | -0.78584 | -0.78584 | -0.78584 | -0.78584 | -0.78584 | -0.78584 | -0.78584 | -0.78584 | -0.78584 | -0.78584 | -0.78584 | -0.78584 | -0.78584 | -0.78584 | -0.78584 | -0.78584 | -0.78584 | -0.78584 | -0.78584 | -0.78584 | -0.78584 | -0.78584 | -0.78584 | -0.78584 | -0.78584 | -4.8355 | -4.8355 | -4.8355 | -4.8355 | -4.8355 | -4.8355 | 0 | 0 | 0 | 0 | 0 | 0 | 0 |  |  | 7.9174 |  | 0 | 0 | 0
Canal - Wainscott New 138 kV UG Cable | 2028 |  |  | 0 | 0 | 0 | 0 | 0 | 0 | 38.957 | 38.957 | 38.957 | 38.957 | 38.957 | 38.957 | -7.5597 | -7.5597 | -7.5597 | -7.5597 | -7.5597 | -7.5597 | -7.5597 | -7.5597 | -7.5597 | -7.5597 | -7.5597 | -7.5597 | -7.5597 | -7.5597 | -7.5597 | -7.5597 | -7.5597 | -7.5597 | -7.5597 | -7.5597 | -7.5597 | -7.5597 | -7.5597 | -7.5597 | -7.5597 | -7.5597 | -7.5597 | -7.5597 | -7.5597 | -46.5167 | -46.5167 | -46.5167 | -46.5167 | -46.5167 | -46.5167 | 0 | 0 |  |  | 58.276 |  | 58.276 | 925015.732 | 4745330.7052
[59 empty] | 4745330.7052 | =Area III Portion
Total - Area 1 Proposal, $Millions (unadjusted) |  |  |  | 0 | 0 | 0.60305 | 0.96539 | 19.1991 | 19.1991 | 58.1561 | 58.1561 | 58.1561 | 58.1561 | 36.3841 | 36.3841 | -10.1326 | -10.1326 | -11.494 | -11.494 | -11.494 | -11.494 | -11.494 | -11.494 | -11.494 | -11.494 | -11.494 | -11.494 | -11.494 | -11.494 | -11.494 | -11.494 | -11.494 | -11.494 | -11.494 | -11.494 | -11.494 | -11.494 | -11.494 | -11.494 | -11.494 | -12.097 | -12.4594 | -30.6931 | -30.6931 | -69.6501 | -69.6501 | -69.6501 | -69.6501 | -47.878 | -47.878 | -1.3614 | -1.3614 |  |  | 91.8213 |  |  | 1769925.8006 | 9079719.3573
$/MW-yr |  |  |  | 0 | 0 | 40203.5861 | 64359.2408 | 444228.478 | 444228.478 | 1062593.2896 | 1062593.2896 | 1062593.2896 | 1062593.2896 | 609009.5545 | 609009.5545 | -129350.3688 | -129350.3688 | -220108.1448 | -220108.1448 | -220108.1448 | -220108.1448 | -220108.1448 | -220108.1448 | -220108.1448 | -220108.1448 | -220108.1448 | -220108.1448 | -220108.1448 | -220108.1448 | -220108.1448 | -220108.1448 | -220108.1448 | -220108.1448 | -220108.1448 | -220108.1448 | -220108.1448 | -220108.1448 | -220108.1448 | -220108.1448 | -220108.1448 | -260311.731 | -284467.3856 | -664336.6229 | -664336.6229 | -1282701.4345 | -1282701.4345 | -1282701.4345 | -1282701.4345 | -829117.6994 | -829117.6994 | -90757.776 | -90757.776
$Millions (adjusted) |  |  |  | 0 | 0 | 0.20624 | 0.33016 | 2.2789 | 2.2789 | 5.4511 | 5.4511 | 5.4511 | 5.4511 | 3.1242 | 3.1242 | -0.66357 | -0.66357 | -1.1292 | -1.1292 | -1.1292 | -1.1292 | -1.1292 | -1.1292 | -1.1292 | -1.1292 | -1.1292 | -1.1292 | -1.1292 | -1.1292 | -1.1292 | -1.1292 | -1.1292 | -1.1292 | -1.1292 | -1.1292 | -1.1292 | -1.1292 | -1.1292 | -1.1292 | -1.1292 | -1.3354 | -1.4593 | -3.408 | -3.408 | -6.5803 | -6.5803 | -6.5803 | -6.5803 | -4.2534 | -4.2534 | -0.46559 | -0.46559 |  |  | 9079.7194
Annual Avoided Costs for Deferrals - Area 2 Proposal: (see note*) | Deferral Year |  |  | 2016 | 2017 | 2018 | 2019 | 2020 | 2021 | 2022 | 2023 | 2024 | 2025 | 2026 | 2027 | 2028 | 2029 | 2030 | 2031 | 2032 | 2033 | 2034 | 2035 | 2036 | 2037 | 2038 | 2039 | 2040 | 2041 | 2042 | 2043 | 2044 | 2045 | 2046 | 2047 | 2048 | 2049 | 2050 | 2051 | 2052 | 2053 | 2054 | 2055 | 2056 | 2057 | 2058 | 2059 | 2060 | 2061 | 2062 | 2063 | 2064 |  |  | Differential NPV $M |  | Differential NPV $M (adjusted for COD of Selected Project) | Differntial NPV $/MW | NPV of Transmission Avoided Costs for Selected Project
Area I Projects:
Amagansett Conversion 33 kV | 2030 |  |  | 0 | 0 | 0 | 0 | 0 | 0 | 0 | 0 | 0 | 0 | 0 | 0 | 0 | 0 | 0 | 0 | 0 | 0 | 0 | 0 | 0 | 0 | 0 | 0 | 0 | 0 | 0 | 0 | 0 | 0 | 0 | 0 | 0 | 0 | 0 | 0 | 0 | 0 | 0 | 0 | 0 | 0 | 0 | 0 | 0 | 0 | 0 | 0 | 0 |  |  | 0 |  | 0 | 0 | 0
East Hampton Conversion 33 kV | 2030 |  |  | 0 | 0 | 0 | 0 | 0 | 0 | 0 | 0 | 0 | 0 | 0 | 0 | 0 | 0 | 0 | 0 | 0 | 0 | 0 | 0 | 0 | 0 | 0 | 0 | 0 | 0 | 0 | 0 | 0 | 0 | 0 | 0 | 0 | 0 | 0 | 0 | 0 | 0 | 0 | 0 | 0 | 0 | 0 | 0 | 0 | 0 | 0 | 0 | 0 |  |  | 0 |  | 0 | 0 | 0
Buell Conversion 33 kV | 2030 |  |  | 0 | 0 | 0 | 0 | 0 | 0 | 0 | 0 | 0 | 0 | 0 | 0 | 0 | 0 | 0 | 0 | 0 | 0 | 0 | 0 | 0 | 0 | 0 | 0 | 0 | 0 | 0 | 0 | 0 | 0 | 0 | 0 | 0 | 0 | 0 | 0 | 0 | 0 | 0 | 0 | 0 | 0 | 0 | 0 | 0 | 0 | 0 | 0 | 0 |  |  | 0 |  | 0 | 0 | 0
Hither Hills Conversion to 33 kV | 2030 |  |  | 0 | 0 | 0 | 0 | 0 | 0 | 0 | 0 | 0 | 0 | 0 | 0 | 0 | 0 | 0 | 0 | 0 | 0 | 0 | 0 | 0 | 0 | 0 | 0 | 0 | 0 | 0 | 0 | 0 | 0 | 0 | 0 | 0 | 0 | 0 | 0 | 0 | 0 | 0 | 0 | 0 | 0 | 0 | 0 | 0 | 0 | 0 | 0 | 0 |  |  | 0 |  | 0 | 0 | 0
Culloden Pt Conversion to 33 kV | 2030 |  |  | 0 | 0 | 0 | 0 | 0 | 0 | 0 | 0 | 0 | 0 | 0 | 0 | 0 | 0 | 0 | 0 | 0 | 0 | 0 | 0 | 0 | 0 | 0 | 0 | 0 | 0 | 0 | 0 | 0 | 0 | 0 | 0 | 0 | 0 | 0 | 0 | 0 | 0 | 0 | 0 | 0 | 0 | 0 | 0 | 0 | 0 | 0 | 0 | 0 |  |  | 0 |  | 0 | 0 | 0
[59 empty] | 0 | =Area I Portion
Area II Projects: | [58 empty] | 0 | =Area I+II+III Portions
Riverhead Canal 2nd Line and Bank | 2026 |  |  | 0 | 0 | 0 | 0 | 18.2337 | 18.2337 | 18.2337 | 18.2337 | 18.2337 | 18.2337 | -3.5383 | -3.5383 | -3.5383 | -3.5383 | -3.5383 | -3.5383 | -3.5383 | -3.5383 | -3.5383 | -3.5383 | -3.5383 | -3.5383 | -3.5383 | -3.5383 | -3.5383 | -3.5383 | -3.5383 | -3.5383 | -3.5383 | -3.5383 | -3.5383 | -3.5383 | -3.5383 | -3.5383 | -3.5383 | -3.5383 | -3.5383 | -3.5383 | -3.5383 | -21.772 | -21.772 | -21.772 | -21.772 | -21.772 | -21.772 | 0 | 0 | 0 | 0 |  |  | 30.3588 |  | 30.3588 | 632475.0457 | 0
[59 empty] | 0 | =Area II Portion
Area III Projects: | [58 empty] | 0 | =Area II+III Portions
New Canal - Southampton Cable | 2023 |  |  | 0 | 4.5863 | 4.5863 | 4.5863 | 4.5863 | 4.5863 | 4.5863 | -0.88999 | -0.88999 | -0.88999 | -0.88999 | -0.88999 | -0.88999 | -0.88999 | -0.88999 | -0.88999 | -0.88999 | -0.88999 | -0.88999 | -0.88999 | -0.88999 | -0.88999 | -0.88999 | -0.88999 | -0.88999 | -0.88999 | -0.88999 | -0.88999 | -0.88999 | -0.88999 | -0.88999 | -0.88999 | -0.88999 | -0.88999 | -0.88999 | -0.88999 | -5.4763 | -5.4763 | -5.4763 | -5.4763 | -5.4763 | -5.4763 | 0 | 0 | 0 | 0 | 0 | 0 | 0 |  |  | 8.9667 |  | 0 | 0 | 0
Upgrade Wildwood - Riverhead to 138 kV | 2022 |  |  | 0 | 0.93922 | 0.93922 | 0.93922 | 0.93922 | 0.93922 | -0.14959 | -0.14959 | -0.14959 | -0.14959 | -0.14959 | -0.14959 | -0.14959 | -0.14959 | -0.14959 | -0.14959 | -0.14959 | -0.14959 | -0.14959 | -0.14959 | -0.14959 | -0.14959 | -0.14959 | -0.14959 | -0.14959 | -0.14959 | -0.14959 | -0.14959 | -0.14959 | -0.14959 | -0.14959 | -0.14959 | -0.14959 | -0.14959 | -0.14959 | -0.14959 | -1.0888 | -1.0888 | -1.0888 | -1.0888 | -1.0888 | 0 | 0 | 0 | 0 | 0 | 0 | 0 | 0 |  |  | 1.5483 |  | 0 | 0 | 0
Bridgehampton - Buell New 69 kV UG Cable | 2023 |  |  | 0 | 4.0496 | 4.0496 | 4.0496 | 4.0496 | 4.0496 | 4.0496 | -0.78584 | -0.78584 | -0.78584 | -0.78584 | -0.78584 | -0.78584 | -0.78584 | -0.78584 | -0.78584 | -0.78584 | -0.78584 | -0.78584 | -0.78584 | -0.78584 | -0.78584 | -0.78584 | -0.78584 | -0.78584 | -0.78584 | -0.78584 | -0.78584 | -0.78584 | -0.78584 | -0.78584 | -0.78584 | -0.78584 | -0.78584 | -0.78584 | -0.78584 | -4.8355 | -4.8355 | -4.8355 | -4.8355 | -4.8355 | -4.8355 | 0 | 0 | 0 | 0 | 0 | 0 | 0 |  |  | 7.9174 |  | 0 | 0 | 0
Canal - Wainscott New 138 kV UG Cable | 2028 |  |  | 0 | 0 | 0 | 0 | 0 | 0 | 38.957 | 38.957 | 38.957 | 38.957 | 38.957 | 38.957 | -7.5597 | -7.5597 | -7.5597 | -7.5597 | -7.5597 | -7.5597 | -7.5597 | -7.5597 | -7.5597 | -7.5597 | -7.5597 | -7.5597 | -7.5597 | -7.5597 | -7.5597 | -7.5597 | -7.5597 | -7.5597 | -7.5597 | -7.5597 | -7.5597 | -7.5597 | -7.5597 | -7.5597 | -7.5597 | -7.5597 | -7.5597 | -7.5597 | -7.5597 | -46.5167 | -46.5167 | -46.5167 | -46.5167 | -46.5167 | -46.5167 | 0 | 0 |  |  | 58.276 |  | 58.276 | 925015.732 | 0
[59 empty] | 0 | =Area III Portion
Total - Area 2 Proposal, $Millions (unadjusted) |  |  |  | 0 | 0 | 0 | 0 | 18.2337 | 18.2337 | 57.1907 | 57.1907 | 57.1907 | 57.1907 | 35.4187 | 35.4187 | -11.098 | -11.098 | -11.098 | -11.098 | -11.098 | -11.098 | -11.098 | -11.098 | -11.098 | -11.098 | -11.098 | -11.098 | -11.098 | -11.098 | -11.098 | -11.098 | -11.098 | -11.098 | -11.098 | -11.098 | -11.098 | -11.098 | -11.098 | -11.098 | -11.098 | -11.098 | -11.098 | -29.3317 | -29.3317 | -68.2887 | -68.2887 | -68.2887 | -68.2887 | -46.5167 | -46.5167 | 0 | 0 |  |  | 88.6348 |  |  | 1557490.7777 | 0
$/MW-yr |  |  |  | 0 | 0 | 0 | 0 | 379869.2372 | 379869.2372 | 998234.0488 | 998234.0488 | 998234.0488 | 998234.0488 | 544650.3137 | 544650.3137 | -193709.6096 | -193709.6096 | -193709.6096 | -193709.6096 | -193709.6096 | -193709.6096 | -193709.6096 | -193709.6096 | -193709.6096 | -193709.6096 | -193709.6096 | -193709.6096 | -193709.6096 | -193709.6096 | -193709.6096 | -193709.6096 | -193709.6096 | -193709.6096 | -193709.6096 | -193709.6096 | -193709.6096 | -193709.6096 | -193709.6096 | -193709.6096 | -193709.6096 | -193709.6096 | -193709.6096 | -573578.8469 | -573578.8469 | -1191943.6585 | -1191943.6585 | -1191943.6585 | -1191943.6585 | -738359.9234 | -738359.9234 | 0 | 0
$Millions (adjusted) |  |  |  | 0 | 0 | 0 | 0 | 0 | 0 | 0 | 0 | 0 | 0 | 0 | 0 | 0 | 0 | 0 | 0 | 0 | 0 | 0 | 0 | 0 | 0 | 0 | 0 | 0 | 0 | 0 | 0 | 0 | 0 | 0 | 0 | 0 | 0 | 0 | 0 | 0 | 0 | 0 | 0 | 0 | 0 | 0 | 0 | 0 | 0 | 0 | 0 | 0 |  |  | 0
Annual Avoided Costs for Deferrals - Area 3 Proposal: (see note*) | Deferral Year |  |  | 2016 | 2017 | 2018 | 2019 | 2020 | 2021 | 2022 | 2023 | 2024 | 2025 | 2026 | 2027 | 2028 | 2029 | 2030 | 2031 | 2032 | 2033 | 2034 | 2035 | 2036 | 2037 | 2038 | 2039 | 2040 | 2041 | 2042 | 2043 | 2044 | 2045 | 2046 | 2047 | 2048 | 2049 | 2050 | 2051 | 2052 | 2053 | 2054 | 2055 | 2056 | 2057 | 2058 | 2059 | 2060 | 2061 | 2062 | 2063 | 2064 |  |  | Differential NPV $M |  | Differential NPV $M (adjusted for COD of Selected Project) | Differntial NPV $/MW | NPV of Transmission Avoided Costs for Selected Project
Area I Projects:
Amagansett Conversion 33 kV | 2030 |  |  | 0 | 0 | 0 | 0 | 0 | 0 | 0 | 0 | 0 | 0 | 0 | 0 | 0 | 0 | 0 | 0 | 0 | 0 | 0 | 0 | 0 | 0 | 0 | 0 | 0 | 0 | 0 | 0 | 0 | 0 | 0 | 0 | 0 | 0 | 0 | 0 | 0 | 0 | 0 | 0 | 0 | 0 | 0 | 0 | 0 | 0 | 0 | 0 | 0 |  |  | 0 |  | 0 | 0 | 0
East Hampton Conversion 33 kV | 2030 |  |  | 0 | 0 | 0 | 0 | 0 | 0 | 0 | 0 | 0 | 0 | 0 | 0 | 0 | 0 | 0 | 0 | 0 | 0 | 0 | 0 | 0 | 0 | 0 | 0 | 0 | 0 | 0 | 0 | 0 | 0 | 0 | 0 | 0 | 0 | 0 | 0 | 0 | 0 | 0 | 0 | 0 | 0 | 0 | 0 | 0 | 0 | 0 | 0 | 0 |  |  | 0 |  | 0 | 0 | 0
Buell Conversion 33 kV | 2030 |  |  | 0 | 0 | 0 | 0 | 0 | 0 | 0 | 0 | 0 | 0 | 0 | 0 | 0 | 0 | 0 | 0 | 0 | 0 | 0 | 0 | 0 | 0 | 0 | 0 | 0 | 0 | 0 | 0 | 0 | 0 | 0 | 0 | 0 | 0 | 0 | 0 | 0 | 0 | 0 | 0 | 0 | 0 | 0 | 0 | 0 | 0 | 0 | 0 | 0 |  |  | 0 |  | 0 | 0 | 0
Hither Hills Conversion to 33 kV | 2030 |  |  | 0 | 0 | 0 | 0 | 0 | 0 | 0 | 0 | 0 | 0 | 0 | 0 | 0 | 0 | 0 | 0 | 0 | 0 | 0 | 0 | 0 | 0 | 0 | 0 | 0 | 0 | 0 | 0 | 0 | 0 | 0 | 0 | 0 | 0 | 0 | 0 | 0 | 0 | 0 | 0 | 0 | 0 | 0 | 0 | 0 | 0 | 0 | 0 | 0 |  |  | 0 |  | 0 | 0 | 0
Culloden Pt Conversion to 33 kV | 2030 |  |  | 0 | 0 | 0 | 0 | 0 | 0 | 0 | 0 | 0 | 0 | 0 | 0 | 0 | 0 | 0 | 0 | 0 | 0 | 0 | 0 | 0 | 0 | 0 | 0 | 0 | 0 | 0 | 0 | 0 | 0 | 0 | 0 | 0 | 0 | 0 | 0 | 0 | 0 | 0 | 0 | 0 | 0 | 0 | 0 | 0 | 0 | 0 | 0 | 0 |  |  | 0 |  | 0 | 0 | 0
[59 empty] | 0 | =Area I Portion
Area II Projects: | [58 empty] | 0 | =Area I+II+III Portions
Riverhead Canal 2nd Line and Bank | 2026 |  |  | 0 | 0 | 0 | 0 | 0 | 0 | 0 | 0 | 0 | 0 | 0 | 0 | 0 | 0 | 0 | 0 | 0 | 0 | 0 | 0 | 0 | 0 | 0 | 0 | 0 | 0 | 0 | 0 | 0 | 0 | 0 | 0 | 0 | 0 | 0 | 0 | 0 | 0 | 0 | 0 | 0 | 0 | 0 | 0 | 0 | 0 | 0 | 0 | 0 |  |  | 0 |  | 0 | 0 | 0
[59 empty] | 0 | =Area II Portion
Area III Projects: | [58 empty] | 0 | =Area II+III Portions
New Canal - Southampton Cable | 2023 |  |  | 0 | 4.5863 | 4.5863 | 4.5863 | 4.5863 | 4.5863 | 4.5863 | -0.88999 | -0.88999 | -0.88999 | -0.88999 | -0.88999 | -0.88999 | -0.88999 | -0.88999 | -0.88999 | -0.88999 | -0.88999 | -0.88999 | -0.88999 | -0.88999 | -0.88999 | -0.88999 | -0.88999 | -0.88999 | -0.88999 | -0.88999 | -0.88999 | -0.88999 | -0.88999 | -0.88999 | -0.88999 | -0.88999 | -0.88999 | -0.88999 | -0.88999 | -5.4763 | -5.4763 | -5.4763 | -5.4763 | -5.4763 | -5.4763 | 0 | 0 | 0 | 0 | 0 | 0 | 0 |  |  | 8.9667 |  | 0 | 0 | 0
Upgrade Wildwood - Riverhead to 138 kV | 2022 |  |  | 0 | 0.93922 | 0.93922 | 0.93922 | 0.93922 | 0.93922 | -0.14959 | -0.14959 | -0.14959 | -0.14959 | -0.14959 | -0.14959 | -0.14959 | -0.14959 | -0.14959 | -0.14959 | -0.14959 | -0.14959 | -0.14959 | -0.14959 | -0.14959 | -0.14959 | -0.14959 | -0.14959 | -0.14959 | -0.14959 | -0.14959 | -0.14959 | -0.14959 | -0.14959 | -0.14959 | -0.14959 | -0.14959 | -0.14959 | -0.14959 | -0.14959 | -1.0888 | -1.0888 | -1.0888 | -1.0888 | -1.0888 | 0 | 0 | 0 | 0 | 0 | 0 | 0 | 0 |  |  | 1.5483 |  | 0 | 0 | 0
Bridgehampton - Buell New 69 kV UG Cable | 2023 |  |  | 0 | 4.0496 | 4.0496 | 4.0496 | 4.0496 | 4.0496 | 4.0496 | -0.78584 | -0.78584 | -0.78584 | -0.78584 | -0.78584 | -0.78584 | -0.78584 | -0.78584 | -0.78584 | -0.78584 | -0.78584 | -0.78584 | -0.78584 | -0.78584 | -0.78584 | -0.78584 | -0.78584 | -0.78584 | -0.78584 | -0.78584 | -0.78584 | -0.78584 | -0.78584 | -0.78584 | -0.78584 | -0.78584 | -0.78584 | -0.78584 | -0.78584 | -4.8355 | -4.8355 | -4.8355 | -4.8355 | -4.8355 | -4.8355 | 0 | 0 | 0 | 0 | 0 | 0 | 0 |  |  | 7.9174 |  | 0 | 0 | 0
Canal - Wainscott New 138 kV UG Cable | 2028 |  |  | 0 | 0 | 0 | 0 | 0 | 0 | 38.957 | 38.957 | 38.957 | 38.957 | 38.957 | 38.957 | -7.5597 | -7.5597 | -7.5597 | -7.5597 | -7.5597 | -7.5597 | -7.5597 | -7.5597 | -7.5597 | -7.5597 | -7.5597 | -7.5597 | -7.5597 | -7.5597 | -7.5597 | -7.5597 | -7.5597 | -7.5597 | -7.5597 | -7.5597 | -7.5597 | -7.5597 | -7.5597 | -7.5597 | -7.5597 | -7.5597 | -7.5597 | -7.5597 | -7.5597 | -46.5167 | -46.5167 | -46.5167 | -46.5167 | -46.5167 | -46.5167 | 0 | 0 |  |  | 58.276 |  | 58.276 | 925015.732 | 0
[59 empty] | 0 | =Area III Portion
Total - Area 3 Proposal, $Millions (unadjusted) |  |  |  | 0 | 9.5752 | 9.5752 | 9.5752 | 9.5752 | 9.5752 | 47.4434 | 37.1316 | 37.1316 | 37.1316 | 37.1316 | 37.1316 | -9.3851 | -9.3851 | -9.3851 | -9.3851 | -9.3851 | -9.3851 | -9.3851 | -9.3851 | -9.3851 | -9.3851 | -9.3851 | -9.3851 | -9.3851 | -9.3851 | -9.3851 | -9.3851 | -9.3851 | -9.3851 | -9.3851 | -9.3851 | -9.3851 | -9.3851 | -9.3851 | -9.3851 | -18.9603 | -18.9603 | -18.9603 | -18.9603 | -18.9603 | -56.8285 | -46.5167 | -46.5167 | -46.5167 | -46.5167 | -46.5167 | 0 | 0 |  |  | 76.7083 |  |  | 925015.732 | 0
$/MW-yr |  |  |  | 0 | 0 | 0 | 0 | 0 | 0 | 618364.8116 | 618364.8116 | 618364.8116 | 618364.8116 | 618364.8116 | 618364.8116 | -119995.1118 | -119995.1118 | -119995.1118 | -119995.1118 | -119995.1118 | -119995.1118 | -119995.1118 | -119995.1118 | -119995.1118 | -119995.1118 | -119995.1118 | -119995.1118 | -119995.1118 | -119995.1118 | -119995.1118 | -119995.1118 | -119995.1118 | -119995.1118 | -119995.1118 | -119995.1118 | -119995.1118 | -119995.1118 | -119995.1118 | -119995.1118 | -119995.1118 | -119995.1118 | -119995.1118 | -119995.1118 | -119995.1118 | -738359.9234 | -738359.9234 | -738359.9234 | -738359.9234 | -738359.9234 | -738359.9234 | 0 | 0
$Millions (adjusted) |  |  |  | 0 | 0 | 0 | 0 | 0 | 0 | 0 | 0 | 0 | 0 | 0 | 0 | 0 | 0 | 0 | 0 | 0 | 0 | 0 | 0 | 0 | 0 | 0 | 0 | 0 | 0 | 0 | 0 | 0 | 0 | 0 | 0 | 0 | 0 | 0 | 0 | 0 | 0 | 0 | 0 | 0 | 0 | 0 | 0 | 0 | 0 | 0 | 0 | 0 |  |  | 0
Discount Factor (Relative to 1/1/2016) = |  |  |  | 0.94787 | 0.89845 | 0.85161 | 0.80722 | 0.76513 | 0.72525 | 0.68744 | 0.6516 | 0.61763 | 0.58543 | 0.55491 | 0.52598 | 0.49856 | 0.47257 | 0.44793 | 0.42458 | 0.40245 | 0.38147 | 0.36158 | 0.34273 | 0.32486 | 0.30793 | 0.29187 | 0.27666 | 0.26223 | 0.24856 | 0.2356 | 0.22332 | 0.21168 | 0.20064 | 0.19018 | 0.18027 | 0.17087 | 0.16196 | 0.15352 | 0.14552 | 0.13793 | 0.13074 | 0.12392 | 0.11746 | 0.11134 | 0.10554 | 0.10003 | 0.094818 | 0.089875 | 0.08519 | 0.080748 | 0.076539 | 0.072549
* Note: A positive (+) avoided cost in a given year represents a cost savings relative to not having a transmission project deferral.
Note on BG17: Todd Kantarek: Interconnection at 4 kV Distribution Bus at Montauk Substation. Added 2.6% transmission loss factor.

## PhII (DWW300-2.5MWx8hr)
Version |  | Based on PSEGLI file: "East End Utility 2_0_Economics_2014_10_13_r28_Sargent_Lundy.xlsx"
Annual Revenue Requirements (Millions of $s)
1) Reference (Transmission only) Case
Project | I/S Year | Investor | Capital (2015$s) | 2016 | 2017 | 2018 | 2019 | 2020 | 2021 | 2022 | 2023 | 2024 | 2025 | 2026 | 2027 | 2028 | 2029 | 2030 | 2031 | 2032 | 2033 | 2034 | 2035 | 2036 | 2037 | 2038 | 2039 | 2040 | 2041 | 2042 | 2043 | 2044 | 2045 | 2046 | 2047 | 2048 | 2049 | 2050 | 2051 | 2052 | 2053 | 2054 | 2055 | 2056 | 2057 | 2058 | 2059 | 2060 | 2061 | 2062 | 2063 | 2064 |  | NPV |  | Proposal Number = | DWW300
Transmission Reinforcement I | 2017 | PSEGLI | 93.4 | 0 | 11.3926 | 11.3926 | 11.3926 | 11.3926 | 11.3926 | 11.3926 | 11.3926 | 11.3926 | 11.3926 | 11.3926 | 11.3926 | 11.3926 | 11.3926 | 11.3926 | 11.3926 | 11.3926 | 11.3926 | 11.3926 | 11.3926 | 11.3926 | 11.3926 | 11.3926 | 11.3926 | 11.3926 | 11.3926 | 11.3926 | 11.3926 | 11.3926 | 11.3926 | 11.3926 | 11.3926 | 11.3926 | 11.3926 | 11.3926 | 11.3926 | [13 empty] | 35 | 166.1982 |  | Proposer Name = | Deepwater Wind LLC
Transmission Reinforcement II | 2018 | PSEGLI | 4.8 | 0 | 0 | 0.60305 | 0.60305 | 0.60305 | 0.60305 | 0.60305 | 0.60305 | 0.60305 | 0.60305 | 0.60305 | 0.60305 | 0.60305 | 0.60305 | 0.60305 | 0.60305 | 0.60305 | 0.60305 | 0.60305 | 0.60305 | 0.60305 | 0.60305 | 0.60305 | 0.60305 | 0.60305 | 0.60305 | 0.60305 | 0.60305 | 0.60305 | 0.60305 | 0.60305 | 0.60305 | 0.60305 | 0.60305 | 0.60305 | 0.60305 | 0.60305 | [12 empty] | 35 | 8.3388 |  | Proposal/Project = | Montauk Storage
Transmission Reinforcement III | 2019 | PSEGLI | 2.8 | 0 | 0 | 0 | 0.36233 | 0.36233 | 0.36233 | 0.36233 | 0.36233 | 0.36233 | 0.36233 | 0.36233 | 0.36233 | 0.36233 | 0.36233 | 0.36233 | 0.36233 | 0.36233 | 0.36233 | 0.36233 | 0.36233 | 0.36233 | 0.36233 | 0.36233 | 0.36233 | 0.36233 | 0.36233 | 0.36233 | 0.36233 | 0.36233 | 0.36233 | 0.36233 | 0.36233 | 0.36233 | 0.36233 | 0.36233 | 0.36233 | 0.36233 | 0.36233 | [11 empty] | 35 | 4.7491 |  | Option Number = | 2
Transmission Reinforcement IV | 2020 | PSEGLI | 136.8 | 0 | 0 | 0 | 0 | 18.2337 | 18.2337 | 18.2337 | 18.2337 | 18.2337 | 18.2337 | 18.2337 | 18.2337 | 18.2337 | 18.2337 | 18.2337 | 18.2337 | 18.2337 | 18.2337 | 18.2337 | 18.2337 | 18.2337 | 18.2337 | 18.2337 | 18.2337 | 18.2337 | 18.2337 | 18.2337 | 18.2337 | 18.2337 | 18.2337 | 18.2337 | 18.2337 | 18.2337 | 18.2337 | 18.2337 | 18.2337 | 18.2337 | 18.2337 | 18.2337 | [10 empty] | 35 | 226.5269 |  | Location = | 1
Transmission Reinforcement V | 2022 | PSEGLI | 275.5 | 0 | 0 | 0 | 0 | 0 | 0 | 38.957 | 38.957 | 38.957 | 38.957 | 38.957 | 38.957 | 38.957 | 38.957 | 38.957 | 38.957 | 38.957 | 38.957 | 38.957 | 38.957 | 38.957 | 38.957 | 38.957 | 38.957 | 38.957 | 38.957 | 38.957 | 38.957 | 38.957 | 38.957 | 38.957 | 38.957 | 38.957 | 38.957 | 38.957 | 38.957 | 38.957 | 38.957 | 38.957 | 38.957 | 38.957 | [8 empty] | 35 | 434.8353 |  | Technology = | Battery Storage
[56 empty] | Interconnection Points = | 4 kV Distribution Bus at Montauk Substation
Total |  |  | 513.3 | 0 | 11.3926 | 11.9957 | 12.358 | 30.5918 | 30.5918 | 69.5487 | 69.5487 | 69.5487 | 69.5487 | 69.5487 | 69.5487 | 69.5487 | 69.5487 | 69.5487 | 69.5487 | 69.5487 | 69.5487 | 69.5487 | 69.5487 | 69.5487 | 69.5487 | 69.5487 | 69.5487 | 69.5487 | 69.5487 | 69.5487 | 69.5487 | 69.5487 | 69.5487 | 69.5487 | 69.5487 | 69.5487 | 69.5487 | 69.5487 | 69.5487 | 58.1561 | 57.553 | 57.1907 | 38.957 | 38.957 | 0 | 0 | 0 | 0 | 0 | 0 | 0 | 0 |  | 840.6482 |  | Loss Factor = | 1.026
2016 NPV @ 5.5%, thru 2035 |  |  |  | 2016: 559.7216
2016 NPV @ 5.5%, thru 2056 |  |  |  | 2016: 840.6482 |  |  |  | MW Required by 2022 (cap) = | 15 | 33 | 15 | Output: NPV of Transmission Avoided Costs for Selected Project (see note*)
[57 empty] | Selected Project Inputs - Area 1 Portion | Selected Project Inputs - Area 2 Portion | Selected Project Inputs - Area 3 Portion | Area 1 | Area 2 | Area 3 | Total | check
[56 empty] | Project kW = | 2565 | 0 | 0
[55 empty] | Capped kW = | 2565 | 2565 | 0 | 0
[56 empty] | Project Area (1, 2, or 3) = | 1 | 2 | 3
[56 empty] | Proportion of Peak Hours Covered = | 100% | 100% | 100%
[55 empty] | Project COD = | 2018
[55 empty] | Effective kW = | 2565 |  |  |  | 4539859.6786 | 0 | 0 | 4539859.6786
[60 empty] | check | check | check
| I/S Year |  | Capital (2015$s) | 2016 | 2017 | 2018 | 2019 | 2020 | 2021 | 2022 | 2023 | 2024 | 2025 | 2026 | 2027 | 2028 | 2029 | 2030 | 2031 | 2032 | 2033 | 2034 | 2035 | 2036 | 2037 | 2038 | 2039 | 2040 | 2041 | 2042 | 2043 | 2044 | 2045 | 2046 | 2047 | 2048 | 2049 | 2050 | 2051 | 2052 | 2053 | 2054 | 2055 | 2056 | 2057 | 2058 | 2059 | 2060 | 2061 | 2062 | 2063 | 2064 |  | MW Required by 2022 | NPV Base $M | Differential NPV $M | Differential NPV $M (adjusted for COD of Selected Project) | Differntial NPV $/MW | NPV of Transmission Avoided Costs for Selected Project
Area I Projects: | [53 empty] | 15
Amagansett Conversion 33 kV | 2017 |  | 8 | 0 | 0.97582 | 0.97582 | 0.97582 | 0.97582 | 0.97582 | 0.97582 | 0.97582 | 0.97582 | 0.97582 | 0.97582 | 0.97582 | 0.97582 | 0.97582 | 0.97582 | 0.97582 | 0.97582 | 0.97582 | 0.97582 | 0.97582 | 0.97582 | 0.97582 | 0.97582 | 0.97582 | 0.97582 | 0.97582 | 0.97582 | 0.97582 | 0.97582 | 0.97582 | 0.97582 | 0.97582 | 0.97582 | 0.97582 | 0.97582 | 0.97582 | [13 empty] | 35 |  | 14.2354
East Hampton Conversion 33 kV | 2017 |  | 3.2 | 0 | 0.39033 | 0.39033 | 0.39033 | 0.39033 | 0.39033 | 0.39033 | 0.39033 | 0.39033 | 0.39033 | 0.39033 | 0.39033 | 0.39033 | 0.39033 | 0.39033 | 0.39033 | 0.39033 | 0.39033 | 0.39033 | 0.39033 | 0.39033 | 0.39033 | 0.39033 | 0.39033 | 0.39033 | 0.39033 | 0.39033 | 0.39033 | 0.39033 | 0.39033 | 0.39033 | 0.39033 | 0.39033 | 0.39033 | 0.39033 | 0.39033 | [13 empty] | 35 |  | 5.6942
Buell Conversion 33 kV | 2017 |  | 3.7 | 0 | 0.45131 | 0.45131 | 0.45131 | 0.45131 | 0.45131 | 0.45131 | 0.45131 | 0.45131 | 0.45131 | 0.45131 | 0.45131 | 0.45131 | 0.45131 | 0.45131 | 0.45131 | 0.45131 | 0.45131 | 0.45131 | 0.45131 | 0.45131 | 0.45131 | 0.45131 | 0.45131 | 0.45131 | 0.45131 | 0.45131 | 0.45131 | 0.45131 | 0.45131 | 0.45131 | 0.45131 | 0.45131 | 0.45131 | 0.45131 | 0.45131 | [13 empty] | 35 |  | 6.5839
Hither Hills Conversion to 33 kV | 2018 |  | 4.8 | 0 | 0 | 0.60305 | 0.60305 | 0.60305 | 0.60305 | 0.60305 | 0.60305 | 0.60305 | 0.60305 | 0.60305 | 0.60305 | 0.60305 | 0.60305 | 0.60305 | 0.60305 | 0.60305 | 0.60305 | 0.60305 | 0.60305 | 0.60305 | 0.60305 | 0.60305 | 0.60305 | 0.60305 | 0.60305 | 0.60305 | 0.60305 | 0.60305 | 0.60305 | 0.60305 | 0.60305 | 0.60305 | 0.60305 | 0.60305 | 0.60305 | 0.60305 | [12 empty] | 35 |  | 8.3388
Culloden Pt Conversion to 33 kV | 2019 |  | 2.8 | 0 | 0 | 0 | 0.36233 | 0.36233 | 0.36233 | 0.36233 | 0.36233 | 0.36233 | 0.36233 | 0.36233 | 0.36233 | 0.36233 | 0.36233 | 0.36233 | 0.36233 | 0.36233 | 0.36233 | 0.36233 | 0.36233 | 0.36233 | 0.36233 | 0.36233 | 0.36233 | 0.36233 | 0.36233 | 0.36233 | 0.36233 | 0.36233 | 0.36233 | 0.36233 | 0.36233 | 0.36233 | 0.36233 | 0.36233 | 0.36233 | 0.36233 | 0.36233 | [11 empty] | 35 |  | 4.7491
No Deferral |  |  | 22.5 |  | 1.8175 | 2.4205 | 2.7828 | 2.7828 | 2.7828 | 2.7828 | 2.7828 | 2.7828 | 2.7828 | 2.7828 | 2.7828 | 2.7828 | 2.7828 | 2.7828 | 2.7828 | 2.7828 | 2.7828 | 2.7828 | 2.7828 | 2.7828 | 2.7828 | 2.7828 | 2.7828 | 2.7828 | 2.7828 | 2.7828 | 2.7828 | 2.7828 | 2.7828 | 2.7828 | 2.7828 | 2.7828 | 2.7828 | 2.7828 | 2.7828 | 0.96539 | 0.36233 | 0 | 0 | 0 | [10 empty] | 39.6013
Amagansett Conversion 33 kV | 2030 |  | 8 | [14 empty] | 1.433 | 1.433 | 1.433 | 1.433 | 1.433 | 1.433 | 1.433 | 1.433 | 1.433 | 1.433 | 1.433 | 1.433 | 1.433 | 1.433 | 1.433 | 1.433 | 1.433 | 1.433 | 1.433 | 1.433 | 1.433 | 1.433 | 1.433 | 1.433 | 1.433 | 1.433 | 1.433 | 1.433 | 1.433 | 1.433 | 1.433 | 1.433 | 1.433 | 1.433 | 1.433 | 35 |  | 10.4225 | 3.8129 | 0 | 0 | 0
East Hampton Conversion 33 kV | 2030 |  | 3.2 | [14 empty] | 0.57321 | 0.57321 | 0.57321 | 0.57321 | 0.57321 | 0.57321 | 0.57321 | 0.57321 | 0.57321 | 0.57321 | 0.57321 | 0.57321 | 0.57321 | 0.57321 | 0.57321 | 0.57321 | 0.57321 | 0.57321 | 0.57321 | 0.57321 | 0.57321 | 0.57321 | 0.57321 | 0.57321 | 0.57321 | 0.57321 | 0.57321 | 0.57321 | 0.57321 | 0.57321 | 0.57321 | 0.57321 | 0.57321 | 0.57321 | 0.57321 | 35 |  | 4.169 | 1.5252 | 0 | 0 | 0
Buell Conversion 33 kV | 2030 |  | 3.7 | [14 empty] | 0.66277 | 0.66277 | 0.66277 | 0.66277 | 0.66277 | 0.66277 | 0.66277 | 0.66277 | 0.66277 | 0.66277 | 0.66277 | 0.66277 | 0.66277 | 0.66277 | 0.66277 | 0.66277 | 0.66277 | 0.66277 | 0.66277 | 0.66277 | 0.66277 | 0.66277 | 0.66277 | 0.66277 | 0.66277 | 0.66277 | 0.66277 | 0.66277 | 0.66277 | 0.66277 | 0.66277 | 0.66277 | 0.66277 | 0.66277 | 0.66277 | 35 |  | 4.8204 | 1.7635 | 0 | 0 | 0
Hither Hills Conversion to 33 kV | 2030 |  | 4.8 | [14 empty] | 0.85981 | 0.85981 | 0.85981 | 0.85981 | 0.85981 | 0.85981 | 0.85981 | 0.85981 | 0.85981 | 0.85981 | 0.85981 | 0.85981 | 0.85981 | 0.85981 | 0.85981 | 0.85981 | 0.85981 | 0.85981 | 0.85981 | 0.85981 | 0.85981 | 0.85981 | 0.85981 | 0.85981 | 0.85981 | 0.85981 | 0.85981 | 0.85981 | 0.85981 | 0.85981 | 0.85981 | 0.85981 | 0.85981 | 0.85981 | 0.85981 | 35 |  | 6.2535 | 2.0853 | 2.0853 | 139022.8879 | 356593.7075
Culloden Pt Conversion to 33 kV | 2030 |  | 2.8 | [14 empty] | 0.50156 | 0.50156 | 0.50156 | 0.50156 | 0.50156 | 0.50156 | 0.50156 | 0.50156 | 0.50156 | 0.50156 | 0.50156 | 0.50156 | 0.50156 | 0.50156 | 0.50156 | 0.50156 | 0.50156 | 0.50156 | 0.50156 | 0.50156 | 0.50156 | 0.50156 | 0.50156 | 0.50156 | 0.50156 | 0.50156 | 0.50156 | 0.50156 | 0.50156 | 0.50156 | 0.50156 | 0.50156 | 0.50156 | 0.50156 | 0.50156 | 35 |  | 3.6479 | 1.1012 | 1.1012 | 73412.135 | 188302.1263
Deferral to Indicated Year |  |  | 22.5 | [6 empty] | 0 | 0 | 0 | 0 | 0 | 0 | 0 | 0 | 4.0304 | 4.0304 | 4.0304 | 4.0304 | 4.0304 | 4.0304 | 4.0304 | 4.0304 | 4.0304 | 4.0304 | 4.0304 | 4.0304 | 4.0304 | 4.0304 | 4.0304 | 4.0304 | 4.0304 | 4.0304 | 4.0304 | 4.0304 | 4.0304 | 4.0304 | 4.0304 | 4.0304 | 4.0304 | 4.0304 | 4.0304 | 4.0304 | 4.0304 | 4.0304 | 4.0304 | 4.0304 | 4.0304 | 4.0304 | 4.0304 | 35 |  | 29.3132 | 10.2881 | 3.1865 | 212435.0229 | 544895.8338 | =Area I Portion
[59 empty] | 4539859.6786 | =Area I+II+III Portions
Annual Avoided Costs for Deferral to Indicated Year:
Amagansett Conversion 33 kV | 2030 |  |  | 0 | 0.97582 | 0.97582 | 0.97582 | 0.97582 | 0.97582 | 0.97582 | 0.97582 | 0.97582 | 0.97582 | 0.97582 | 0.97582 | 0.97582 | 0.97582 | -0.4572 | -0.4572 | -0.4572 | -0.4572 | -0.4572 | -0.4572 | -0.4572 | -0.4572 | -0.4572 | -0.4572 | -0.4572 | -0.4572 | -0.4572 | -0.4572 | -0.4572 | -0.4572 | -0.4572 | -0.4572 | -0.4572 | -0.4572 | -0.4572 | -0.4572 | -1.433 | -1.433 | -1.433 | -1.433 | -1.433 | -1.433 | -1.433 | -1.433 | -1.433 | -1.433 | -1.433 | -1.433 | -1.433 | 35 |  |  | 3.8129
East Hampton Conversion 33 kV | 2030 |  |  | 0 | 0.39033 | 0.39033 | 0.39033 | 0.39033 | 0.39033 | 0.39033 | 0.39033 | 0.39033 | 0.39033 | 0.39033 | 0.39033 | 0.39033 | 0.39033 | -0.18288 | -0.18288 | -0.18288 | -0.18288 | -0.18288 | -0.18288 | -0.18288 | -0.18288 | -0.18288 | -0.18288 | -0.18288 | -0.18288 | -0.18288 | -0.18288 | -0.18288 | -0.18288 | -0.18288 | -0.18288 | -0.18288 | -0.18288 | -0.18288 | -0.18288 | -0.57321 | -0.57321 | -0.57321 | -0.57321 | -0.57321 | -0.57321 | -0.57321 | -0.57321 | -0.57321 | -0.57321 | -0.57321 | -0.57321 | -0.57321 | 35 |  |  | 1.5252
Buell Conversion 33 kV | 2030 |  |  | 0 | 0.45131 | 0.45131 | 0.45131 | 0.45131 | 0.45131 | 0.45131 | 0.45131 | 0.45131 | 0.45131 | 0.45131 | 0.45131 | 0.45131 | 0.45131 | -0.21146 | -0.21146 | -0.21146 | -0.21146 | -0.21146 | -0.21146 | -0.21146 | -0.21146 | -0.21146 | -0.21146 | -0.21146 | -0.21146 | -0.21146 | -0.21146 | -0.21146 | -0.21146 | -0.21146 | -0.21146 | -0.21146 | -0.21146 | -0.21146 | -0.21146 | -0.66277 | -0.66277 | -0.66277 | -0.66277 | -0.66277 | -0.66277 | -0.66277 | -0.66277 | -0.66277 | -0.66277 | -0.66277 | -0.66277 | -0.66277 | 35 |  |  | 1.7635
Hither Hills Conversion to 33 kV | 2030 |  |  | 0 | 0 | 0.60305 | 0.60305 | 0.60305 | 0.60305 | 0.60305 | 0.60305 | 0.60305 | 0.60305 | 0.60305 | 0.60305 | 0.60305 | 0.60305 | -0.25676 | -0.25676 | -0.25676 | -0.25676 | -0.25676 | -0.25676 | -0.25676 | -0.25676 | -0.25676 | -0.25676 | -0.25676 | -0.25676 | -0.25676 | -0.25676 | -0.25676 | -0.25676 | -0.25676 | -0.25676 | -0.25676 | -0.25676 | -0.25676 | -0.25676 | -0.25676 | -0.85981 | -0.85981 | -0.85981 | -0.85981 | -0.85981 | -0.85981 | -0.85981 | -0.85981 | -0.85981 | -0.85981 | -0.85981 | -0.85981 | 35 |  |  | 2.0853
Culloden Pt Conversion to 33 kV | 2030 |  |  | 0 | 0 | 0 | 0.36233 | 0.36233 | 0.36233 | 0.36233 | 0.36233 | 0.36233 | 0.36233 | 0.36233 | 0.36233 | 0.36233 | 0.36233 | -0.13922 | -0.13922 | -0.13922 | -0.13922 | -0.13922 | -0.13922 | -0.13922 | -0.13922 | -0.13922 | -0.13922 | -0.13922 | -0.13922 | -0.13922 | -0.13922 | -0.13922 | -0.13922 | -0.13922 | -0.13922 | -0.13922 | -0.13922 | -0.13922 | -0.13922 | -0.13922 | -0.13922 | -0.50156 | -0.50156 | -0.50156 | -0.50156 | -0.50156 | -0.50156 | -0.50156 | -0.50156 | -0.50156 | -0.50156 | -0.50156 | 35 |  |  | 1.1012
Area II Projects: | [53 empty] | 33
Riverhead Canal 2nd Line and Bank | 2020 |  | 136.8 | 0 | 0 | 0 | 0 | 18.2337 | 18.2337 | 18.2337 | 18.2337 | 18.2337 | 18.2337 | 18.2337 | 18.2337 | 18.2337 | 18.2337 | 18.2337 | 18.2337 | 18.2337 | 18.2337 | 18.2337 | 18.2337 | 18.2337 | 18.2337 | 18.2337 | 18.2337 | 18.2337 | 18.2337 | 18.2337 | 18.2337 | 18.2337 | 18.2337 | 18.2337 | 18.2337 | 18.2337 | 18.2337 | 18.2337 | 18.2337 | 18.2337 | 18.2337 | 18.2337 | [10 empty] | 35 |  | 226.5269
No Deferral |  |  | 136.8 |  | 0 | 0 | 0 | 18.2337 | 18.2337 | 18.2337 | 18.2337 | 18.2337 | 18.2337 | 18.2337 | 18.2337 | 18.2337 | 18.2337 | 18.2337 | 18.2337 | 18.2337 | 18.2337 | 18.2337 | 18.2337 | 18.2337 | 18.2337 | 18.2337 | 18.2337 | 18.2337 | 18.2337 | 18.2337 | 18.2337 | 18.2337 | 18.2337 | 18.2337 | 18.2337 | 18.2337 | 18.2337 | 18.2337 | 18.2337 | 18.2337 | 18.2337 | 18.2337 | [10 empty] | 35 |  | 226.5269
Riverhead Canal 2nd Line and Bank | 2026 |  | 136.8 | [10 empty] | 21.772 | 21.772 | 21.772 | 21.772 | 21.772 | 21.772 | 21.772 | 21.772 | 21.772 | 21.772 | 21.772 | 21.772 | 21.772 | 21.772 | 21.772 | 21.772 | 21.772 | 21.772 | 21.772 | 21.772 | 21.772 | 21.772 | 21.772 | 21.772 | 21.772 | 21.772 | 21.772 | 21.772 | 21.772 | 21.772 | 21.772 | 21.772 | 21.772 | 21.772 | 21.772 |  |  |  |  | 35 |  | 196.1681 | 30.3588 | 30.3588 | 632475.0457 | 1622298.4922
Deferral to Indicated Year |  |  | 136.8 | [6 empty] | 0 | 0 | 0 | 0 | 21.772 | 21.772 | 21.772 | 21.772 | 21.772 | 21.772 | 21.772 | 21.772 | 21.772 | 21.772 | 21.772 | 21.772 | 21.772 | 21.772 | 21.772 | 21.772 | 21.772 | 21.772 | 21.772 | 21.772 | 21.772 | 21.772 | 21.772 | 21.772 | 21.772 | 21.772 | 21.772 | 21.772 | 21.772 | 21.772 | 21.772 | 21.772 | 21.772 | 21.772 | 21.772 |  |  |  |  | 35 |  | 196.1681 | 30.3588 | 30.3588 | 632475.0457 | 1622298.4922 | =Area II Portion
[59 empty] | 3994963.8448 | =Area II+III Portions
Annual Avoided Costs for Deferral to Indicated Year:
Riverhead Canal 2nd Line and Bank | 2026 |  |  | 0 | 0 | 0 | 0 | 18.2337 | 18.2337 | 18.2337 | 18.2337 | 18.2337 | 18.2337 | -3.5383 | -3.5383 | -3.5383 | -3.5383 | -3.5383 | -3.5383 | -3.5383 | -3.5383 | -3.5383 | -3.5383 | -3.5383 | -3.5383 | -3.5383 | -3.5383 | -3.5383 | -3.5383 | -3.5383 | -3.5383 | -3.5383 | -3.5383 | -3.5383 | -3.5383 | -3.5383 | -3.5383 | -3.5383 | -3.5383 | -3.5383 | -3.5383 | -3.5383 | -21.772 | -21.772 | -21.772 | -21.772 | -21.772 | -21.772 |  |  |  |  | 35 |  |  | 30.3588
0
Area III Projects: | [52 empty] | 0 | 15
New Canal - Southampton Cable | 2017 |  | 37.6 | 0 | 4.5863 | 4.5863 | 4.5863 | 4.5863 | 4.5863 | 4.5863 | 4.5863 | 4.5863 | 4.5863 | 4.5863 | 4.5863 | 4.5863 | 4.5863 | 4.5863 | 4.5863 | 4.5863 | 4.5863 | 4.5863 | 4.5863 | 4.5863 | 4.5863 | 4.5863 | 4.5863 | 4.5863 | 4.5863 | 4.5863 | 4.5863 | 4.5863 | 4.5863 | 4.5863 | 4.5863 | 4.5863 | 4.5863 | 4.5863 | 4.5863 | [13 empty] | 35 |  | 66.9063
Upgrade Wildwood - Riverhead to 138 kV | 2017 |  | 7.7 | 0 | 0.93922 | 0.93922 | 0.93922 | 0.93922 | 0.93922 | 0.93922 | 0.93922 | 0.93922 | 0.93922 | 0.93922 | 0.93922 | 0.93922 | 0.93922 | 0.93922 | 0.93922 | 0.93922 | 0.93922 | 0.93922 | 0.93922 | 0.93922 | 0.93922 | 0.93922 | 0.93922 | 0.93922 | 0.93922 | 0.93922 | 0.93922 | 0.93922 | 0.93922 | 0.93922 | 0.93922 | 0.93922 | 0.93922 | 0.93922 | 0.93922 | [13 empty] | 35 |  | 13.7016
Bridgehampton - Buell New 69 kV UG Cable | 2017 |  | 33.2 | 0 | 4.0496 | 4.0496 | 4.0496 | 4.0496 | 4.0496 | 4.0496 | 4.0496 | 4.0496 | 4.0496 | 4.0496 | 4.0496 | 4.0496 | 4.0496 | 4.0496 | 4.0496 | 4.0496 | 4.0496 | 4.0496 | 4.0496 | 4.0496 | 4.0496 | 4.0496 | 4.0496 | 4.0496 | 4.0496 | 4.0496 | 4.0496 | 4.0496 | 4.0496 | 4.0496 | 4.0496 | 4.0496 | 4.0496 | 4.0496 | 4.0496 | [13 empty] | 35 |  | 59.0769
Canal - Wainscott New 138 kV UG Cable | 2022 |  | 275.5 | 0 | 0 | 0 | 0 | 0 | 0 | 38.957 | 38.957 | 38.957 | 38.957 | 38.957 | 38.957 | 38.957 | 38.957 | 38.957 | 38.957 | 38.957 | 38.957 | 38.957 | 38.957 | 38.957 | 38.957 | 38.957 | 38.957 | 38.957 | 38.957 | 38.957 | 38.957 | 38.957 | 38.957 | 38.957 | 38.957 | 38.957 | 38.957 | 38.957 | 38.957 | 38.957 | 38.957 | 38.957 | 38.957 | 38.957 | [8 empty] | 35 |  | 434.8353
No Deferral |  |  | 354 |  | 9.5752 | 9.5752 | 9.5752 | 9.5752 | 9.5752 | 48.5322 | 48.5322 | 48.5322 | 48.5322 | 48.5322 | 48.5322 | 48.5322 | 48.5322 | 48.5322 | 48.5322 | 48.5322 | 48.5322 | 48.5322 | 48.5322 | 48.5322 | 48.5322 | 48.5322 | 48.5322 | 48.5322 | 48.5322 | 48.5322 | 48.5322 | 48.5322 | 48.5322 | 48.5322 | 48.5322 | 48.5322 | 48.5322 | 48.5322 | 48.5322 | 38.957 | 38.957 | 38.957 | 38.957 | 38.957 | [10 empty] | 574.52
New Canal - Southampton Cable | 2023 |  | 37.6 | [7 empty] | 5.4763 | 5.4763 | 5.4763 | 5.4763 | 5.4763 | 5.4763 | 5.4763 | 5.4763 | 5.4763 | 5.4763 | 5.4763 | 5.4763 | 5.4763 | 5.4763 | 5.4763 | 5.4763 | 5.4763 | 5.4763 | 5.4763 | 5.4763 | 5.4763 | 5.4763 | 5.4763 | 5.4763 | 5.4763 | 5.4763 | 5.4763 | 5.4763 | 5.4763 | 5.4763 | 5.4763 | 5.4763 | 5.4763 | 5.4763 | 5.4763 | [7 empty] | 35 |  | 57.9396 | 8.9667 | 0 | 0 | 0
Upgrade Wildwood - Riverhead to 138 kV | 2022 |  | 7.7 | [6 empty] | 1.0888 | 1.0888 | 1.0888 | 1.0888 | 1.0888 | 1.0888 | 1.0888 | 1.0888 | 1.0888 | 1.0888 | 1.0888 | 1.0888 | 1.0888 | 1.0888 | 1.0888 | 1.0888 | 1.0888 | 1.0888 | 1.0888 | 1.0888 | 1.0888 | 1.0888 | 1.0888 | 1.0888 | 1.0888 | 1.0888 | 1.0888 | 1.0888 | 1.0888 | 1.0888 | 1.0888 | 1.0888 | 1.0888 | 1.0888 | 1.0888 | [8 empty] | 35 |  | 12.1533 | 1.5483 | 0 | 0 | 0
Bridgehampton - Buell New 69 kV UG Cable | 2023 |  | 33.2 | [7 empty] | 4.8355 | 4.8355 | 4.8355 | 4.8355 | 4.8355 | 4.8355 | 4.8355 | 4.8355 | 4.8355 | 4.8355 | 4.8355 | 4.8355 | 4.8355 | 4.8355 | 4.8355 | 4.8355 | 4.8355 | 4.8355 | 4.8355 | 4.8355 | 4.8355 | 4.8355 | 4.8355 | 4.8355 | 4.8355 | 4.8355 | 4.8355 | 4.8355 | 4.8355 | 4.8355 | 4.8355 | 4.8355 | 4.8355 | 4.8355 | 4.8355 | [7 empty] | 35 |  | 51.1595 | 7.9174 | 0 | 0 | 0
Canal - Wainscott New 138 kV UG Cable | 2028 |  | 275.5 | [12 empty] | 46.5167 | 46.5167 | 46.5167 | 46.5167 | 46.5167 | 46.5167 | 46.5167 | 46.5167 | 46.5167 | 46.5167 | 46.5167 | 46.5167 | 46.5167 | 46.5167 | 46.5167 | 46.5167 | 46.5167 | 46.5167 | 46.5167 | 46.5167 | 46.5167 | 46.5167 | 46.5167 | 46.5167 | 46.5167 | 46.5167 | 46.5167 | 46.5167 | 46.5167 | 46.5167 | 46.5167 | 46.5167 | 46.5167 | 46.5167 | 46.5167 |  |  | 35 |  | 376.5593 | 58.276 | 58.276 | 925015.732 | 2372665.3526
Deferral to Indicated Year |  |  | 354 | [6 empty] | 1.0888 | 11.4006 | 11.4006 | 11.4006 | 11.4006 | 11.4006 | 57.9173 | 57.9173 | 57.9173 | 57.9173 | 57.9173 | 57.9173 | 57.9173 | 57.9173 | 57.9173 | 57.9173 | 57.9173 | 57.9173 | 57.9173 | 57.9173 | 57.9173 | 57.9173 | 57.9173 | 57.9173 | 57.9173 | 57.9173 | 57.9173 | 57.9173 | 57.9173 | 57.9173 | 57.9173 | 57.9173 | 57.9173 | 57.9173 | 57.9173 | 56.8285 | 46.5167 | 46.5167 | 46.5167 | 46.5167 | 46.5167 |  |  | 41 |  | 497.8117 | 76.7083 | 58.276 | 925015.732 | 2372665.3526 | =Area III Portion
[59 empty] | 2372665.3526 | =Area III Portion
Annual Avoided Costs for Deferral to Indicated Year:
New Canal - Southampton Cable | 2023 |  |  | 0 | 4.5863 | 4.5863 | 4.5863 | 4.5863 | 4.5863 | 4.5863 | -0.88999 | -0.88999 | -0.88999 | -0.88999 | -0.88999 | -0.88999 | -0.88999 | -0.88999 | -0.88999 | -0.88999 | -0.88999 | -0.88999 | -0.88999 | -0.88999 | -0.88999 | -0.88999 | -0.88999 | -0.88999 | -0.88999 | -0.88999 | -0.88999 | -0.88999 | -0.88999 | -0.88999 | -0.88999 | -0.88999 | -0.88999 | -0.88999 | -0.88999 | -5.4763 | -5.4763 | -5.4763 | -5.4763 | -5.4763 | -5.4763 | 0 | 0 | 0 | 0 | 0 |  |  | 35 |  |  | 8.9667
Upgrade Wildwood - Riverhead to 138 kV | 2022 |  |  | 0 | 0.93922 | 0.93922 | 0.93922 | 0.93922 | 0.93922 | -0.14959 | -0.14959 | -0.14959 | -0.14959 | -0.14959 | -0.14959 | -0.14959 | -0.14959 | -0.14959 | -0.14959 | -0.14959 | -0.14959 | -0.14959 | -0.14959 | -0.14959 | -0.14959 | -0.14959 | -0.14959 | -0.14959 | -0.14959 | -0.14959 | -0.14959 | -0.14959 | -0.14959 | -0.14959 | -0.14959 | -0.14959 | -0.14959 | -0.14959 | -0.14959 | -1.0888 | -1.0888 | -1.0888 | -1.0888 | -1.0888 | 0 | 0 | 0 | 0 | 0 | 0 |  |  | 35 |  |  | 1.5483
Bridgehampton - Buell New 69 kV UG Cable | 2023 |  |  | 0 | 4.0496 | 4.0496 | 4.0496 | 4.0496 | 4.0496 | 4.0496 | -0.78584 | -0.78584 | -0.78584 | -0.78584 | -0.78584 | -0.78584 | -0.78584 | -0.78584 | -0.78584 | -0.78584 | -0.78584 | -0.78584 | -0.78584 | -0.78584 | -0.78584 | -0.78584 | -0.78584 | -0.78584 | -0.78584 | -0.78584 | -0.78584 | -0.78584 | -0.78584 | -0.78584 | -0.78584 | -0.78584 | -0.78584 | -0.78584 | -0.78584 | -4.8355 | -4.8355 | -4.8355 | -4.8355 | -4.8355 | -4.8355 | 0 | 0 | 0 | 0 | 0 |  |  | 35 |  |  | 7.9174
Canal - Wainscott New 138 kV UG Cable | 2028 |  |  | 0 | 0 | 0 | 0 | 0 | 0 | 38.957 | 38.957 | 38.957 | 38.957 | 38.957 | 38.957 | -7.5597 | -7.5597 | -7.5597 | -7.5597 | -7.5597 | -7.5597 | -7.5597 | -7.5597 | -7.5597 | -7.5597 | -7.5597 | -7.5597 | -7.5597 | -7.5597 | -7.5597 | -7.5597 | -7.5597 | -7.5597 | -7.5597 | -7.5597 | -7.5597 | -7.5597 | -7.5597 | -7.5597 | -7.5597 | -7.5597 | -7.5597 | -7.5597 | -7.5597 | -46.5167 | -46.5167 | -46.5167 | -46.5167 | -46.5167 | -46.5167 | [5 empty] | 58.276
Total - All Areas (No Deferrals,$Millions) |  |  | 513.3 |  | 11.3926 | 11.9957 | 12.358 | 30.5918 | 30.5918 | 69.5487 | 69.5487 | 69.5487 | 69.5487 | 69.5487 | 69.5487 | 69.5487 | 69.5487 | 69.5487 | 69.5487 | 69.5487 | 69.5487 | 69.5487 | 69.5487 | 69.5487 | 69.5487 | 69.5487 | 69.5487 | 69.5487 | 69.5487 | 69.5487 | 69.5487 | 69.5487 | 69.5487 | 69.5487 | 69.5487 | 69.5487 | 69.5487 | 69.5487 | 69.5487 | 58.1561 | 57.553 | 57.1907 | 38.957 | 38.957 | 0 | 0 | 0 | 0 | 0 | 0 | 0 | 0 |  | 63 | 840.6482 | 117.3552 | = max. total avoided cost in portfolio
Annual Avoided Costs for Deferrals - Area 1 Proposal: (see note*) | Deferral Year |  |  | 2016 | 2017 | 2018 | 2019 | 2020 | 2021 | 2022 | 2023 | 2024 | 2025 | 2026 | 2027 | 2028 | 2029 | 2030 | 2031 | 2032 | 2033 | 2034 | 2035 | 2036 | 2037 | 2038 | 2039 | 2040 | 2041 | 2042 | 2043 | 2044 | 2045 | 2046 | 2047 | 2048 | 2049 | 2050 | 2051 | 2052 | 2053 | 2054 | 2055 | 2056 | 2057 | 2058 | 2059 | 2060 | 2061 | 2062 | 2063 | 2064 |  |  | Differential NPV $M |  | Differential NPV $M (adjusted for COD of Selected Project) | Differntial NPV $/MW | NPV of Transmission Avoided Costs for Selected Project
Area I Projects:
Amagansett Conversion 33 kV | 2030 |  |  | 0 | 0.97582 | 0.97582 | 0.97582 | 0.97582 | 0.97582 | 0.97582 | 0.97582 | 0.97582 | 0.97582 | 0.97582 | 0.97582 | 0.97582 | 0.97582 | -0.4572 | -0.4572 | -0.4572 | -0.4572 | -0.4572 | -0.4572 | -0.4572 | -0.4572 | -0.4572 | -0.4572 | -0.4572 | -0.4572 | -0.4572 | -0.4572 | -0.4572 | -0.4572 | -0.4572 | -0.4572 | -0.4572 | -0.4572 | -0.4572 | -0.4572 | -1.433 | -1.433 | -1.433 | -1.433 | -1.433 | -1.433 | -1.433 | -1.433 | -1.433 | -1.433 | -1.433 | -1.433 | -1.433 |  |  | 3.8129 |  | 0 | 0 | 0
East Hampton Conversion 33 kV | 2030 |  |  | 0 | 0.39033 | 0.39033 | 0.39033 | 0.39033 | 0.39033 | 0.39033 | 0.39033 | 0.39033 | 0.39033 | 0.39033 | 0.39033 | 0.39033 | 0.39033 | -0.18288 | -0.18288 | -0.18288 | -0.18288 | -0.18288 | -0.18288 | -0.18288 | -0.18288 | -0.18288 | -0.18288 | -0.18288 | -0.18288 | -0.18288 | -0.18288 | -0.18288 | -0.18288 | -0.18288 | -0.18288 | -0.18288 | -0.18288 | -0.18288 | -0.18288 | -0.57321 | -0.57321 | -0.57321 | -0.57321 | -0.57321 | -0.57321 | -0.57321 | -0.57321 | -0.57321 | -0.57321 | -0.57321 | -0.57321 | -0.57321 |  |  | 1.5252 |  | 0 | 0 | 0
Buell Conversion 33 kV | 2030 |  |  | 0 | 0.45131 | 0.45131 | 0.45131 | 0.45131 | 0.45131 | 0.45131 | 0.45131 | 0.45131 | 0.45131 | 0.45131 | 0.45131 | 0.45131 | 0.45131 | -0.21146 | -0.21146 | -0.21146 | -0.21146 | -0.21146 | -0.21146 | -0.21146 | -0.21146 | -0.21146 | -0.21146 | -0.21146 | -0.21146 | -0.21146 | -0.21146 | -0.21146 | -0.21146 | -0.21146 | -0.21146 | -0.21146 | -0.21146 | -0.21146 | -0.21146 | -0.66277 | -0.66277 | -0.66277 | -0.66277 | -0.66277 | -0.66277 | -0.66277 | -0.66277 | -0.66277 | -0.66277 | -0.66277 | -0.66277 | -0.66277 |  |  | 1.7635 |  | 0 | 0 | 0
Hither Hills Conversion to 33 kV | 2030 |  |  | 0 | 0 | 0.60305 | 0.60305 | 0.60305 | 0.60305 | 0.60305 | 0.60305 | 0.60305 | 0.60305 | 0.60305 | 0.60305 | 0.60305 | 0.60305 | -0.25676 | -0.25676 | -0.25676 | -0.25676 | -0.25676 | -0.25676 | -0.25676 | -0.25676 | -0.25676 | -0.25676 | -0.25676 | -0.25676 | -0.25676 | -0.25676 | -0.25676 | -0.25676 | -0.25676 | -0.25676 | -0.25676 | -0.25676 | -0.25676 | -0.25676 | -0.25676 | -0.85981 | -0.85981 | -0.85981 | -0.85981 | -0.85981 | -0.85981 | -0.85981 | -0.85981 | -0.85981 | -0.85981 | -0.85981 | -0.85981 |  |  | 2.0853 |  | 2.0853 | 139022.8879 | 356593.7075
Culloden Pt Conversion to 33 kV | 2030 |  |  | 0 | 0 | 0 | 0.36233 | 0.36233 | 0.36233 | 0.36233 | 0.36233 | 0.36233 | 0.36233 | 0.36233 | 0.36233 | 0.36233 | 0.36233 | -0.13922 | -0.13922 | -0.13922 | -0.13922 | -0.13922 | -0.13922 | -0.13922 | -0.13922 | -0.13922 | -0.13922 | -0.13922 | -0.13922 | -0.13922 | -0.13922 | -0.13922 | -0.13922 | -0.13922 | -0.13922 | -0.13922 | -0.13922 | -0.13922 | -0.13922 | -0.13922 | -0.13922 | -0.50156 | -0.50156 | -0.50156 | -0.50156 | -0.50156 | -0.50156 | -0.50156 | -0.50156 | -0.50156 | -0.50156 | -0.50156 |  |  | 1.1012 |  | 1.1012 | 73412.135 | 188302.1263
[59 empty] | 544895.8338 | =Area I Portion
Area II Projects: | [58 empty] | 4539859.6786 | =Area I+II+III Portions
Riverhead Canal 2nd Line and Bank | 2026 |  |  | 0 | 0 | 0 | 0 | 18.2337 | 18.2337 | 18.2337 | 18.2337 | 18.2337 | 18.2337 | -3.5383 | -3.5383 | -3.5383 | -3.5383 | -3.5383 | -3.5383 | -3.5383 | -3.5383 | -3.5383 | -3.5383 | -3.5383 | -3.5383 | -3.5383 | -3.5383 | -3.5383 | -3.5383 | -3.5383 | -3.5383 | -3.5383 | -3.5383 | -3.5383 | -3.5383 | -3.5383 | -3.5383 | -3.5383 | -3.5383 | -3.5383 | -3.5383 | -3.5383 | -21.772 | -21.772 | -21.772 | -21.772 | -21.772 | -21.772 | 0 | 0 | 0 | 0 |  |  | 30.3588 |  | 30.3588 | 632475.0457 | 1622298.4922
[59 empty] | 1622298.4922 | =Area II Portion
Area III Projects: | [58 empty] | 3994963.8448 | =Area II+III Portions
New Canal - Southampton Cable | 2023 |  |  | 0 | 4.5863 | 4.5863 | 4.5863 | 4.5863 | 4.5863 | 4.5863 | -0.88999 | -0.88999 | -0.88999 | -0.88999 | -0.88999 | -0.88999 | -0.88999 | -0.88999 | -0.88999 | -0.88999 | -0.88999 | -0.88999 | -0.88999 | -0.88999 | -0.88999 | -0.88999 | -0.88999 | -0.88999 | -0.88999 | -0.88999 | -0.88999 | -0.88999 | -0.88999 | -0.88999 | -0.88999 | -0.88999 | -0.88999 | -0.88999 | -0.88999 | -5.4763 | -5.4763 | -5.4763 | -5.4763 | -5.4763 | -5.4763 | 0 | 0 | 0 | 0 | 0 | 0 | 0 |  |  | 8.9667 |  | 0 | 0 | 0
Upgrade Wildwood - Riverhead to 138 kV | 2022 |  |  | 0 | 0.93922 | 0.93922 | 0.93922 | 0.93922 | 0.93922 | -0.14959 | -0.14959 | -0.14959 | -0.14959 | -0.14959 | -0.14959 | -0.14959 | -0.14959 | -0.14959 | -0.14959 | -0.14959 | -0.14959 | -0.14959 | -0.14959 | -0.14959 | -0.14959 | -0.14959 | -0.14959 | -0.14959 | -0.14959 | -0.14959 | -0.14959 | -0.14959 | -0.14959 | -0.14959 | -0.14959 | -0.14959 | -0.14959 | -0.14959 | -0.14959 | -1.0888 | -1.0888 | -1.0888 | -1.0888 | -1.0888 | 0 | 0 | 0 | 0 | 0 | 0 | 0 | 0 |  |  | 1.5483 |  | 0 | 0 | 0
Bridgehampton - Buell New 69 kV UG Cable | 2023 |  |  | 0 | 4.0496 | 4.0496 | 4.0496 | 4.0496 | 4.0496 | 4.0496 | -0.78584 | -0.78584 | -0.78584 | -0.78584 | -0.78584 | -0.78584 | -0.78584 | -0.78584 | -0.78584 | -0.78584 | -0.78584 | -0.78584 | -0.78584 | -0.78584 | -0.78584 | -0.78584 | -0.78584 | -0.78584 | -0.78584 | -0.78584 | -0.78584 | -0.78584 | -0.78584 | -0.78584 | -0.78584 | -0.78584 | -0.78584 | -0.78584 | -0.78584 | -4.8355 | -4.8355 | -4.8355 | -4.8355 | -4.8355 | -4.8355 | 0 | 0 | 0 | 0 | 0 | 0 | 0 |  |  | 7.9174 |  | 0 | 0 | 0
Canal - Wainscott New 138 kV UG Cable | 2028 |  |  | 0 | 0 | 0 | 0 | 0 | 0 | 38.957 | 38.957 | 38.957 | 38.957 | 38.957 | 38.957 | -7.5597 | -7.5597 | -7.5597 | -7.5597 | -7.5597 | -7.5597 | -7.5597 | -7.5597 | -7.5597 | -7.5597 | -7.5597 | -7.5597 | -7.5597 | -7.5597 | -7.5597 | -7.5597 | -7.5597 | -7.5597 | -7.5597 | -7.5597 | -7.5597 | -7.5597 | -7.5597 | -7.5597 | -7.5597 | -7.5597 | -7.5597 | -7.5597 | -7.5597 | -46.5167 | -46.5167 | -46.5167 | -46.5167 | -46.5167 | -46.5167 | 0 | 0 |  |  | 58.276 |  | 58.276 | 925015.732 | 2372665.3526
[59 empty] | 2372665.3526 | =Area III Portion
Total - Area 1 Proposal, $Millions (unadjusted) |  |  |  | 0 | 0 | 0.60305 | 0.96539 | 19.1991 | 19.1991 | 58.1561 | 58.1561 | 58.1561 | 58.1561 | 36.3841 | 36.3841 | -10.1326 | -10.1326 | -11.494 | -11.494 | -11.494 | -11.494 | -11.494 | -11.494 | -11.494 | -11.494 | -11.494 | -11.494 | -11.494 | -11.494 | -11.494 | -11.494 | -11.494 | -11.494 | -11.494 | -11.494 | -11.494 | -11.494 | -11.494 | -11.494 | -11.494 | -12.097 | -12.4594 | -30.6931 | -30.6931 | -69.6501 | -69.6501 | -69.6501 | -69.6501 | -47.878 | -47.878 | -1.3614 | -1.3614 |  |  | 91.8213 |  |  | 1769925.8006 | 4539859.6786
$/MW-yr |  |  |  | 0 | 0 | 40203.5861 | 64359.2408 | 444228.478 | 444228.478 | 1062593.2896 | 1062593.2896 | 1062593.2896 | 1062593.2896 | 609009.5545 | 609009.5545 | -129350.3688 | -129350.3688 | -220108.1448 | -220108.1448 | -220108.1448 | -220108.1448 | -220108.1448 | -220108.1448 | -220108.1448 | -220108.1448 | -220108.1448 | -220108.1448 | -220108.1448 | -220108.1448 | -220108.1448 | -220108.1448 | -220108.1448 | -220108.1448 | -220108.1448 | -220108.1448 | -220108.1448 | -220108.1448 | -220108.1448 | -220108.1448 | -220108.1448 | -260311.731 | -284467.3856 | -664336.6229 | -664336.6229 | -1282701.4345 | -1282701.4345 | -1282701.4345 | -1282701.4345 | -829117.6994 | -829117.6994 | -90757.776 | -90757.776
$Millions (adjusted) |  |  |  | 0 | 0 | 0.10312 | 0.16508 | 1.1394 | 1.1394 | 2.7256 | 2.7256 | 2.7256 | 2.7256 | 1.5621 | 1.5621 | -0.33178 | -0.33178 | -0.56458 | -0.56458 | -0.56458 | -0.56458 | -0.56458 | -0.56458 | -0.56458 | -0.56458 | -0.56458 | -0.56458 | -0.56458 | -0.56458 | -0.56458 | -0.56458 | -0.56458 | -0.56458 | -0.56458 | -0.56458 | -0.56458 | -0.56458 | -0.56458 | -0.56458 | -0.56458 | -0.6677 | -0.72966 | -1.704 | -1.704 | -3.2901 | -3.2901 | -3.2901 | -3.2901 | -2.1267 | -2.1267 | -0.23279 | -0.23279 |  |  | 4539.8597
Annual Avoided Costs for Deferrals - Area 2 Proposal: (see note*) | Deferral Year |  |  | 2016 | 2017 | 2018 | 2019 | 2020 | 2021 | 2022 | 2023 | 2024 | 2025 | 2026 | 2027 | 2028 | 2029 | 2030 | 2031 | 2032 | 2033 | 2034 | 2035 | 2036 | 2037 | 2038 | 2039 | 2040 | 2041 | 2042 | 2043 | 2044 | 2045 | 2046 | 2047 | 2048 | 2049 | 2050 | 2051 | 2052 | 2053 | 2054 | 2055 | 2056 | 2057 | 2058 | 2059 | 2060 | 2061 | 2062 | 2063 | 2064 |  |  | Differential NPV $M |  | Differential NPV $M (adjusted for COD of Selected Project) | Differntial NPV $/MW | NPV of Transmission Avoided Costs for Selected Project
Area I Projects:
Amagansett Conversion 33 kV | 2030 |  |  | 0 | 0 | 0 | 0 | 0 | 0 | 0 | 0 | 0 | 0 | 0 | 0 | 0 | 0 | 0 | 0 | 0 | 0 | 0 | 0 | 0 | 0 | 0 | 0 | 0 | 0 | 0 | 0 | 0 | 0 | 0 | 0 | 0 | 0 | 0 | 0 | 0 | 0 | 0 | 0 | 0 | 0 | 0 | 0 | 0 | 0 | 0 | 0 | 0 |  |  | 0 |  | 0 | 0 | 0
East Hampton Conversion 33 kV | 2030 |  |  | 0 | 0 | 0 | 0 | 0 | 0 | 0 | 0 | 0 | 0 | 0 | 0 | 0 | 0 | 0 | 0 | 0 | 0 | 0 | 0 | 0 | 0 | 0 | 0 | 0 | 0 | 0 | 0 | 0 | 0 | 0 | 0 | 0 | 0 | 0 | 0 | 0 | 0 | 0 | 0 | 0 | 0 | 0 | 0 | 0 | 0 | 0 | 0 | 0 |  |  | 0 |  | 0 | 0 | 0
Buell Conversion 33 kV | 2030 |  |  | 0 | 0 | 0 | 0 | 0 | 0 | 0 | 0 | 0 | 0 | 0 | 0 | 0 | 0 | 0 | 0 | 0 | 0 | 0 | 0 | 0 | 0 | 0 | 0 | 0 | 0 | 0 | 0 | 0 | 0 | 0 | 0 | 0 | 0 | 0 | 0 | 0 | 0 | 0 | 0 | 0 | 0 | 0 | 0 | 0 | 0 | 0 | 0 | 0 |  |  | 0 |  | 0 | 0 | 0
Hither Hills Conversion to 33 kV | 2030 |  |  | 0 | 0 | 0 | 0 | 0 | 0 | 0 | 0 | 0 | 0 | 0 | 0 | 0 | 0 | 0 | 0 | 0 | 0 | 0 | 0 | 0 | 0 | 0 | 0 | 0 | 0 | 0 | 0 | 0 | 0 | 0 | 0 | 0 | 0 | 0 | 0 | 0 | 0 | 0 | 0 | 0 | 0 | 0 | 0 | 0 | 0 | 0 | 0 | 0 |  |  | 0 |  | 0 | 0 | 0
Culloden Pt Conversion to 33 kV | 2030 |  |  | 0 | 0 | 0 | 0 | 0 | 0 | 0 | 0 | 0 | 0 | 0 | 0 | 0 | 0 | 0 | 0 | 0 | 0 | 0 | 0 | 0 | 0 | 0 | 0 | 0 | 0 | 0 | 0 | 0 | 0 | 0 | 0 | 0 | 0 | 0 | 0 | 0 | 0 | 0 | 0 | 0 | 0 | 0 | 0 | 0 | 0 | 0 | 0 | 0 |  |  | 0 |  | 0 | 0 | 0
[59 empty] | 0 | =Area I Portion
Area II Projects: | [58 empty] | 0 | =Area I+II+III Portions
Riverhead Canal 2nd Line and Bank | 2026 |  |  | 0 | 0 | 0 | 0 | 18.2337 | 18.2337 | 18.2337 | 18.2337 | 18.2337 | 18.2337 | -3.5383 | -3.5383 | -3.5383 | -3.5383 | -3.5383 | -3.5383 | -3.5383 | -3.5383 | -3.5383 | -3.5383 | -3.5383 | -3.5383 | -3.5383 | -3.5383 | -3.5383 | -3.5383 | -3.5383 | -3.5383 | -3.5383 | -3.5383 | -3.5383 | -3.5383 | -3.5383 | -3.5383 | -3.5383 | -3.5383 | -3.5383 | -3.5383 | -3.5383 | -21.772 | -21.772 | -21.772 | -21.772 | -21.772 | -21.772 | 0 | 0 | 0 | 0 |  |  | 30.3588 |  | 30.3588 | 632475.0457 | 0
[59 empty] | 0 | =Area II Portion
Area III Projects: | [58 empty] | 0 | =Area II+III Portions
New Canal - Southampton Cable | 2023 |  |  | 0 | 4.5863 | 4.5863 | 4.5863 | 4.5863 | 4.5863 | 4.5863 | -0.88999 | -0.88999 | -0.88999 | -0.88999 | -0.88999 | -0.88999 | -0.88999 | -0.88999 | -0.88999 | -0.88999 | -0.88999 | -0.88999 | -0.88999 | -0.88999 | -0.88999 | -0.88999 | -0.88999 | -0.88999 | -0.88999 | -0.88999 | -0.88999 | -0.88999 | -0.88999 | -0.88999 | -0.88999 | -0.88999 | -0.88999 | -0.88999 | -0.88999 | -5.4763 | -5.4763 | -5.4763 | -5.4763 | -5.4763 | -5.4763 | 0 | 0 | 0 | 0 | 0 | 0 | 0 |  |  | 8.9667 |  | 0 | 0 | 0
Upgrade Wildwood - Riverhead to 138 kV | 2022 |  |  | 0 | 0.93922 | 0.93922 | 0.93922 | 0.93922 | 0.93922 | -0.14959 | -0.14959 | -0.14959 | -0.14959 | -0.14959 | -0.14959 | -0.14959 | -0.14959 | -0.14959 | -0.14959 | -0.14959 | -0.14959 | -0.14959 | -0.14959 | -0.14959 | -0.14959 | -0.14959 | -0.14959 | -0.14959 | -0.14959 | -0.14959 | -0.14959 | -0.14959 | -0.14959 | -0.14959 | -0.14959 | -0.14959 | -0.14959 | -0.14959 | -0.14959 | -1.0888 | -1.0888 | -1.0888 | -1.0888 | -1.0888 | 0 | 0 | 0 | 0 | 0 | 0 | 0 | 0 |  |  | 1.5483 |  | 0 | 0 | 0
Bridgehampton - Buell New 69 kV UG Cable | 2023 |  |  | 0 | 4.0496 | 4.0496 | 4.0496 | 4.0496 | 4.0496 | 4.0496 | -0.78584 | -0.78584 | -0.78584 | -0.78584 | -0.78584 | -0.78584 | -0.78584 | -0.78584 | -0.78584 | -0.78584 | -0.78584 | -0.78584 | -0.78584 | -0.78584 | -0.78584 | -0.78584 | -0.78584 | -0.78584 | -0.78584 | -0.78584 | -0.78584 | -0.78584 | -0.78584 | -0.78584 | -0.78584 | -0.78584 | -0.78584 | -0.78584 | -0.78584 | -4.8355 | -4.8355 | -4.8355 | -4.8355 | -4.8355 | -4.8355 | 0 | 0 | 0 | 0 | 0 | 0 | 0 |  |  | 7.9174 |  | 0 | 0 | 0
Canal - Wainscott New 138 kV UG Cable | 2028 |  |  | 0 | 0 | 0 | 0 | 0 | 0 | 38.957 | 38.957 | 38.957 | 38.957 | 38.957 | 38.957 | -7.5597 | -7.5597 | -7.5597 | -7.5597 | -7.5597 | -7.5597 | -7.5597 | -7.5597 | -7.5597 | -7.5597 | -7.5597 | -7.5597 | -7.5597 | -7.5597 | -7.5597 | -7.5597 | -7.5597 | -7.5597 | -7.5597 | -7.5597 | -7.5597 | -7.5597 | -7.5597 | -7.5597 | -7.5597 | -7.5597 | -7.5597 | -7.5597 | -7.5597 | -46.5167 | -46.5167 | -46.5167 | -46.5167 | -46.5167 | -46.5167 | 0 | 0 |  |  | 58.276 |  | 58.276 | 925015.732 | 0
[59 empty] | 0 | =Area III Portion
Total - Area 2 Proposal, $Millions (unadjusted) |  |  |  | 0 | 0 | 0 | 0 | 18.2337 | 18.2337 | 57.1907 | 57.1907 | 57.1907 | 57.1907 | 35.4187 | 35.4187 | -11.098 | -11.098 | -11.098 | -11.098 | -11.098 | -11.098 | -11.098 | -11.098 | -11.098 | -11.098 | -11.098 | -11.098 | -11.098 | -11.098 | -11.098 | -11.098 | -11.098 | -11.098 | -11.098 | -11.098 | -11.098 | -11.098 | -11.098 | -11.098 | -11.098 | -11.098 | -11.098 | -29.3317 | -29.3317 | -68.2887 | -68.2887 | -68.2887 | -68.2887 | -46.5167 | -46.5167 | 0 | 0 |  |  | 88.6348 |  |  | 1557490.7777 | 0
$/MW-yr |  |  |  | 0 | 0 | 0 | 0 | 379869.2372 | 379869.2372 | 998234.0488 | 998234.0488 | 998234.0488 | 998234.0488 | 544650.3137 | 544650.3137 | -193709.6096 | -193709.6096 | -193709.6096 | -193709.6096 | -193709.6096 | -193709.6096 | -193709.6096 | -193709.6096 | -193709.6096 | -193709.6096 | -193709.6096 | -193709.6096 | -193709.6096 | -193709.6096 | -193709.6096 | -193709.6096 | -193709.6096 | -193709.6096 | -193709.6096 | -193709.6096 | -193709.6096 | -193709.6096 | -193709.6096 | -193709.6096 | -193709.6096 | -193709.6096 | -193709.6096 | -573578.8469 | -573578.8469 | -1191943.6585 | -1191943.6585 | -1191943.6585 | -1191943.6585 | -738359.9234 | -738359.9234 | 0 | 0
$Millions (adjusted) |  |  |  | 0 | 0 | 0 | 0 | 0 | 0 | 0 | 0 | 0 | 0 | 0 | 0 | 0 | 0 | 0 | 0 | 0 | 0 | 0 | 0 | 0 | 0 | 0 | 0 | 0 | 0 | 0 | 0 | 0 | 0 | 0 | 0 | 0 | 0 | 0 | 0 | 0 | 0 | 0 | 0 | 0 | 0 | 0 | 0 | 0 | 0 | 0 | 0 | 0 |  |  | 0
Annual Avoided Costs for Deferrals - Area 3 Proposal: (see note*) | Deferral Year |  |  | 2016 | 2017 | 2018 | 2019 | 2020 | 2021 | 2022 | 2023 | 2024 | 2025 | 2026 | 2027 | 2028 | 2029 | 2030 | 2031 | 2032 | 2033 | 2034 | 2035 | 2036 | 2037 | 2038 | 2039 | 2040 | 2041 | 2042 | 2043 | 2044 | 2045 | 2046 | 2047 | 2048 | 2049 | 2050 | 2051 | 2052 | 2053 | 2054 | 2055 | 2056 | 2057 | 2058 | 2059 | 2060 | 2061 | 2062 | 2063 | 2064 |  |  | Differential NPV $M |  | Differential NPV $M (adjusted for COD of Selected Project) | Differntial NPV $/MW | NPV of Transmission Avoided Costs for Selected Project
Area I Projects:
Amagansett Conversion 33 kV | 2030 |  |  | 0 | 0 | 0 | 0 | 0 | 0 | 0 | 0 | 0 | 0 | 0 | 0 | 0 | 0 | 0 | 0 | 0 | 0 | 0 | 0 | 0 | 0 | 0 | 0 | 0 | 0 | 0 | 0 | 0 | 0 | 0 | 0 | 0 | 0 | 0 | 0 | 0 | 0 | 0 | 0 | 0 | 0 | 0 | 0 | 0 | 0 | 0 | 0 | 0 |  |  | 0 |  | 0 | 0 | 0
East Hampton Conversion 33 kV | 2030 |  |  | 0 | 0 | 0 | 0 | 0 | 0 | 0 | 0 | 0 | 0 | 0 | 0 | 0 | 0 | 0 | 0 | 0 | 0 | 0 | 0 | 0 | 0 | 0 | 0 | 0 | 0 | 0 | 0 | 0 | 0 | 0 | 0 | 0 | 0 | 0 | 0 | 0 | 0 | 0 | 0 | 0 | 0 | 0 | 0 | 0 | 0 | 0 | 0 | 0 |  |  | 0 |  | 0 | 0 | 0
Buell Conversion 33 kV | 2030 |  |  | 0 | 0 | 0 | 0 | 0 | 0 | 0 | 0 | 0 | 0 | 0 | 0 | 0 | 0 | 0 | 0 | 0 | 0 | 0 | 0 | 0 | 0 | 0 | 0 | 0 | 0 | 0 | 0 | 0 | 0 | 0 | 0 | 0 | 0 | 0 | 0 | 0 | 0 | 0 | 0 | 0 | 0 | 0 | 0 | 0 | 0 | 0 | 0 | 0 |  |  | 0 |  | 0 | 0 | 0
Hither Hills Conversion to 33 kV | 2030 |  |  | 0 | 0 | 0 | 0 | 0 | 0 | 0 | 0 | 0 | 0 | 0 | 0 | 0 | 0 | 0 | 0 | 0 | 0 | 0 | 0 | 0 | 0 | 0 | 0 | 0 | 0 | 0 | 0 | 0 | 0 | 0 | 0 | 0 | 0 | 0 | 0 | 0 | 0 | 0 | 0 | 0 | 0 | 0 | 0 | 0 | 0 | 0 | 0 | 0 |  |  | 0 |  | 0 | 0 | 0
Culloden Pt Conversion to 33 kV | 2030 |  |  | 0 | 0 | 0 | 0 | 0 | 0 | 0 | 0 | 0 | 0 | 0 | 0 | 0 | 0 | 0 | 0 | 0 | 0 | 0 | 0 | 0 | 0 | 0 | 0 | 0 | 0 | 0 | 0 | 0 | 0 | 0 | 0 | 0 | 0 | 0 | 0 | 0 | 0 | 0 | 0 | 0 | 0 | 0 | 0 | 0 | 0 | 0 | 0 | 0 |  |  | 0 |  | 0 | 0 | 0
[59 empty] | 0 | =Area I Portion
Area II Projects: | [58 empty] | 0 | =Area I+II+III Portions
Riverhead Canal 2nd Line and Bank | 2026 |  |  | 0 | 0 | 0 | 0 | 0 | 0 | 0 | 0 | 0 | 0 | 0 | 0 | 0 | 0 | 0 | 0 | 0 | 0 | 0 | 0 | 0 | 0 | 0 | 0 | 0 | 0 | 0 | 0 | 0 | 0 | 0 | 0 | 0 | 0 | 0 | 0 | 0 | 0 | 0 | 0 | 0 | 0 | 0 | 0 | 0 | 0 | 0 | 0 | 0 |  |  | 0 |  | 0 | 0 | 0
[59 empty] | 0 | =Area II Portion
Area III Projects: | [58 empty] | 0 | =Area II+III Portions
New Canal - Southampton Cable | 2023 |  |  | 0 | 4.5863 | 4.5863 | 4.5863 | 4.5863 | 4.5863 | 4.5863 | -0.88999 | -0.88999 | -0.88999 | -0.88999 | -0.88999 | -0.88999 | -0.88999 | -0.88999 | -0.88999 | -0.88999 | -0.88999 | -0.88999 | -0.88999 | -0.88999 | -0.88999 | -0.88999 | -0.88999 | -0.88999 | -0.88999 | -0.88999 | -0.88999 | -0.88999 | -0.88999 | -0.88999 | -0.88999 | -0.88999 | -0.88999 | -0.88999 | -0.88999 | -5.4763 | -5.4763 | -5.4763 | -5.4763 | -5.4763 | -5.4763 | 0 | 0 | 0 | 0 | 0 | 0 | 0 |  |  | 8.9667 |  | 0 | 0 | 0
Upgrade Wildwood - Riverhead to 138 kV | 2022 |  |  | 0 | 0.93922 | 0.93922 | 0.93922 | 0.93922 | 0.93922 | -0.14959 | -0.14959 | -0.14959 | -0.14959 | -0.14959 | -0.14959 | -0.14959 | -0.14959 | -0.14959 | -0.14959 | -0.14959 | -0.14959 | -0.14959 | -0.14959 | -0.14959 | -0.14959 | -0.14959 | -0.14959 | -0.14959 | -0.14959 | -0.14959 | -0.14959 | -0.14959 | -0.14959 | -0.14959 | -0.14959 | -0.14959 | -0.14959 | -0.14959 | -0.14959 | -1.0888 | -1.0888 | -1.0888 | -1.0888 | -1.0888 | 0 | 0 | 0 | 0 | 0 | 0 | 0 | 0 |  |  | 1.5483 |  | 0 | 0 | 0
Bridgehampton - Buell New 69 kV UG Cable | 2023 |  |  | 0 | 4.0496 | 4.0496 | 4.0496 | 4.0496 | 4.0496 | 4.0496 | -0.78584 | -0.78584 | -0.78584 | -0.78584 | -0.78584 | -0.78584 | -0.78584 | -0.78584 | -0.78584 | -0.78584 | -0.78584 | -0.78584 | -0.78584 | -0.78584 | -0.78584 | -0.78584 | -0.78584 | -0.78584 | -0.78584 | -0.78584 | -0.78584 | -0.78584 | -0.78584 | -0.78584 | -0.78584 | -0.78584 | -0.78584 | -0.78584 | -0.78584 | -4.8355 | -4.8355 | -4.8355 | -4.8355 | -4.8355 | -4.8355 | 0 | 0 | 0 | 0 | 0 | 0 | 0 |  |  | 7.9174 |  | 0 | 0 | 0
Canal - Wainscott New 138 kV UG Cable | 2028 |  |  | 0 | 0 | 0 | 0 | 0 | 0 | 38.957 | 38.957 | 38.957 | 38.957 | 38.957 | 38.957 | -7.5597 | -7.5597 | -7.5597 | -7.5597 | -7.5597 | -7.5597 | -7.5597 | -7.5597 | -7.5597 | -7.5597 | -7.5597 | -7.5597 | -7.5597 | -7.5597 | -7.5597 | -7.5597 | -7.5597 | -7.5597 | -7.5597 | -7.5597 | -7.5597 | -7.5597 | -7.5597 | -7.5597 | -7.5597 | -7.5597 | -7.5597 | -7.5597 | -7.5597 | -46.5167 | -46.5167 | -46.5167 | -46.5167 | -46.5167 | -46.5167 | 0 | 0 |  |  | 58.276 |  | 58.276 | 925015.732 | 0
[59 empty] | 0 | =Area III Portion
Total - Area 3 Proposal, $Millions (unadjusted) |  |  |  | 0 | 9.5752 | 9.5752 | 9.5752 | 9.5752 | 9.5752 | 47.4434 | 37.1316 | 37.1316 | 37.1316 | 37.1316 | 37.1316 | -9.3851 | -9.3851 | -9.3851 | -9.3851 | -9.3851 | -9.3851 | -9.3851 | -9.3851 | -9.3851 | -9.3851 | -9.3851 | -9.3851 | -9.3851 | -9.3851 | -9.3851 | -9.3851 | -9.3851 | -9.3851 | -9.3851 | -9.3851 | -9.3851 | -9.3851 | -9.3851 | -9.3851 | -18.9603 | -18.9603 | -18.9603 | -18.9603 | -18.9603 | -56.8285 | -46.5167 | -46.5167 | -46.5167 | -46.5167 | -46.5167 | 0 | 0 |  |  | 76.7083 |  |  | 925015.732 | 0
$/MW-yr |  |  |  | 0 | 0 | 0 | 0 | 0 | 0 | 618364.8116 | 618364.8116 | 618364.8116 | 618364.8116 | 618364.8116 | 618364.8116 | -119995.1118 | -119995.1118 | -119995.1118 | -119995.1118 | -119995.1118 | -119995.1118 | -119995.1118 | -119995.1118 | -119995.1118 | -119995.1118 | -119995.1118 | -119995.1118 | -119995.1118 | -119995.1118 | -119995.1118 | -119995.1118 | -119995.1118 | -119995.1118 | -119995.1118 | -119995.1118 | -119995.1118 | -119995.1118 | -119995.1118 | -119995.1118 | -119995.1118 | -119995.1118 | -119995.1118 | -119995.1118 | -119995.1118 | -738359.9234 | -738359.9234 | -738359.9234 | -738359.9234 | -738359.9234 | -738359.9234 | 0 | 0
$Millions (adjusted) |  |  |  | 0 | 0 | 0 | 0 | 0 | 0 | 0 | 0 | 0 | 0 | 0 | 0 | 0 | 0 | 0 | 0 | 0 | 0 | 0 | 0 | 0 | 0 | 0 | 0 | 0 | 0 | 0 | 0 | 0 | 0 | 0 | 0 | 0 | 0 | 0 | 0 | 0 | 0 | 0 | 0 | 0 | 0 | 0 | 0 | 0 | 0 | 0 | 0 | 0 |  |  | 0
Discount Factor (Relative to 1/1/2016) = |  |  |  | 0.94787 | 0.89845 | 0.85161 | 0.80722 | 0.76513 | 0.72525 | 0.68744 | 0.6516 | 0.61763 | 0.58543 | 0.55491 | 0.52598 | 0.49856 | 0.47257 | 0.44793 | 0.42458 | 0.40245 | 0.38147 | 0.36158 | 0.34273 | 0.32486 | 0.30793 | 0.29187 | 0.27666 | 0.26223 | 0.24856 | 0.2356 | 0.22332 | 0.21168 | 0.20064 | 0.19018 | 0.18027 | 0.17087 | 0.16196 | 0.15352 | 0.14552 | 0.13793 | 0.13074 | 0.12392 | 0.11746 | 0.11134 | 0.10554 | 0.10003 | 0.094818 | 0.089875 | 0.08519 | 0.080748 | 0.076539 | 0.072549
* Note: A positive (+) avoided cost in a given year represents a cost savings relative to not having a transmission project deferral.
Note on BG17: Todd Kantarek: Interconnection at 4 kV Distribution Bus at Montauk Substation. Added 2.6% transmission loss factor.

## PhII (ENH100 T&PP-2017)
Version |  | Based on PSEGLI file: "East End Utility 2_0_Economics_2014_10_13_r28_Sargent_Lundy.xlsx"
Annual Revenue Requirements (Millions of $s)
1) Reference (Transmission only) Case
Project | I/S Year | Investor | Capital (2015$s) | 2016 | 2017 | 2018 | 2019 | 2020 | 2021 | 2022 | 2023 | 2024 | 2025 | 2026 | 2027 | 2028 | 2029 | 2030 | 2031 | 2032 | 2033 | 2034 | 2035 | 2036 | 2037 | 2038 | 2039 | 2040 | 2041 | 2042 | 2043 | 2044 | 2045 | 2046 | 2047 | 2048 | 2049 | 2050 | 2051 | 2052 | 2053 | 2054 | 2055 | 2056 | 2057 | 2058 | 2059 | 2060 | 2061 | 2062 | 2063 | 2064 |  | NPV |  | Proposal Number = | ENH100
Transmission Reinforcement I | 2017 | PSEGLI | 93.4 | 0 | 11.3926 | 11.3926 | 11.3926 | 11.3926 | 11.3926 | 11.3926 | 11.3926 | 11.3926 | 11.3926 | 11.3926 | 11.3926 | 11.3926 | 11.3926 | 11.3926 | 11.3926 | 11.3926 | 11.3926 | 11.3926 | 11.3926 | 11.3926 | 11.3926 | 11.3926 | 11.3926 | 11.3926 | 11.3926 | 11.3926 | 11.3926 | 11.3926 | 11.3926 | 11.3926 | 11.3926 | 11.3926 | 11.3926 | 11.3926 | 11.3926 | [13 empty] | 35 | 166.1982 |  | Proposer Name = | EnergyHub, Inc.
Transmission Reinforcement II | 2018 | PSEGLI | 4.8 | 0 | 0 | 0.60305 | 0.60305 | 0.60305 | 0.60305 | 0.60305 | 0.60305 | 0.60305 | 0.60305 | 0.60305 | 0.60305 | 0.60305 | 0.60305 | 0.60305 | 0.60305 | 0.60305 | 0.60305 | 0.60305 | 0.60305 | 0.60305 | 0.60305 | 0.60305 | 0.60305 | 0.60305 | 0.60305 | 0.60305 | 0.60305 | 0.60305 | 0.60305 | 0.60305 | 0.60305 | 0.60305 | 0.60305 | 0.60305 | 0.60305 | 0.60305 | [12 empty] | 35 | 8.3388 |  | Proposal/Project = | South Fork Direct Load Control
Transmission Reinforcement III | 2019 | PSEGLI | 2.8 | 0 | 0 | 0 | 0.36233 | 0.36233 | 0.36233 | 0.36233 | 0.36233 | 0.36233 | 0.36233 | 0.36233 | 0.36233 | 0.36233 | 0.36233 | 0.36233 | 0.36233 | 0.36233 | 0.36233 | 0.36233 | 0.36233 | 0.36233 | 0.36233 | 0.36233 | 0.36233 | 0.36233 | 0.36233 | 0.36233 | 0.36233 | 0.36233 | 0.36233 | 0.36233 | 0.36233 | 0.36233 | 0.36233 | 0.36233 | 0.36233 | 0.36233 | 0.36233 | [11 empty] | 35 | 4.7491 |  | Option Number = | 1
Transmission Reinforcement IV | 2020 | PSEGLI | 136.8 | 0 | 0 | 0 | 0 | 18.2337 | 18.2337 | 18.2337 | 18.2337 | 18.2337 | 18.2337 | 18.2337 | 18.2337 | 18.2337 | 18.2337 | 18.2337 | 18.2337 | 18.2337 | 18.2337 | 18.2337 | 18.2337 | 18.2337 | 18.2337 | 18.2337 | 18.2337 | 18.2337 | 18.2337 | 18.2337 | 18.2337 | 18.2337 | 18.2337 | 18.2337 | 18.2337 | 18.2337 | 18.2337 | 18.2337 | 18.2337 | 18.2337 | 18.2337 | 18.2337 | [10 empty] | 35 | 226.5269 |  | Location = | All Areas - Nonspecified
Transmission Reinforcement V | 2022 | PSEGLI | 275.5 | 0 | 0 | 0 | 0 | 0 | 0 | 38.957 | 38.957 | 38.957 | 38.957 | 38.957 | 38.957 | 38.957 | 38.957 | 38.957 | 38.957 | 38.957 | 38.957 | 38.957 | 38.957 | 38.957 | 38.957 | 38.957 | 38.957 | 38.957 | 38.957 | 38.957 | 38.957 | 38.957 | 38.957 | 38.957 | 38.957 | 38.957 | 38.957 | 38.957 | 38.957 | 38.957 | 38.957 | 38.957 | 38.957 | 38.957 | [8 empty] | 35 | 434.8353 |  | Technology = | Thermostats & Pool Pumps
[56 empty] | Interconnection Points = | Behind the Meter
Total |  |  | 513.3 | 0 | 11.3926 | 11.9957 | 12.358 | 30.5918 | 30.5918 | 69.5487 | 69.5487 | 69.5487 | 69.5487 | 69.5487 | 69.5487 | 69.5487 | 69.5487 | 69.5487 | 69.5487 | 69.5487 | 69.5487 | 69.5487 | 69.5487 | 69.5487 | 69.5487 | 69.5487 | 69.5487 | 69.5487 | 69.5487 | 69.5487 | 69.5487 | 69.5487 | 69.5487 | 69.5487 | 69.5487 | 69.5487 | 69.5487 | 69.5487 | 69.5487 | 58.1561 | 57.553 | 57.1907 | 38.957 | 38.957 | 0 | 0 | 0 | 0 | 0 | 0 | 0 | 0 |  | 840.6482 |  | Loss Factor = | 1.067
2016 NPV @ 5.5%, thru 2035 |  |  |  | 2016: 559.7216
2016 NPV @ 5.5%, thru 2056 |  |  |  | 2016: 840.6482 |  |  |  | MW Required by 2022 (cap) = | 15 | 33 | 15 | Output: NPV of Transmission Avoided Costs for Selected Project (see note*)
[57 empty] | Selected Project Inputs - Area 1 Portion | Selected Project Inputs - Area 2 Portion | Selected Project Inputs - Area 3 Portion | Area 1 | Area 2 | Area 3 | Total | check
[56 empty] | Project kW = | 0 | 0 | 1221.715
[55 empty] | Capped kW = | 1221.715 | 0 | 0 | 1221.715
[56 empty] | Project Area (1, 2, or 3) = | 1 | 2 | 3
[56 empty] | Proportion of Peak Hours Covered = | 100% | 100% | 100%
[55 empty] | Project COD = | 2017
[55 empty] | Effective kW = | 1221.715 |  |  |  | 0 | 0 | 1487551.3709 | 1487551.3709
[60 empty] | check | check | check
| I/S Year |  | Capital (2015$s) | 2016 | 2017 | 2018 | 2019 | 2020 | 2021 | 2022 | 2023 | 2024 | 2025 | 2026 | 2027 | 2028 | 2029 | 2030 | 2031 | 2032 | 2033 | 2034 | 2035 | 2036 | 2037 | 2038 | 2039 | 2040 | 2041 | 2042 | 2043 | 2044 | 2045 | 2046 | 2047 | 2048 | 2049 | 2050 | 2051 | 2052 | 2053 | 2054 | 2055 | 2056 | 2057 | 2058 | 2059 | 2060 | 2061 | 2062 | 2063 | 2064 |  | MW Required by 2022 | NPV Base $M | Differential NPV $M | Differential NPV $M (adjusted for COD of Selected Project) | Differntial NPV $/MW | NPV of Transmission Avoided Costs for Selected Project
Area I Projects: | [53 empty] | 15
Amagansett Conversion 33 kV | 2017 |  | 8 | 0 | 0.97582 | 0.97582 | 0.97582 | 0.97582 | 0.97582 | 0.97582 | 0.97582 | 0.97582 | 0.97582 | 0.97582 | 0.97582 | 0.97582 | 0.97582 | 0.97582 | 0.97582 | 0.97582 | 0.97582 | 0.97582 | 0.97582 | 0.97582 | 0.97582 | 0.97582 | 0.97582 | 0.97582 | 0.97582 | 0.97582 | 0.97582 | 0.97582 | 0.97582 | 0.97582 | 0.97582 | 0.97582 | 0.97582 | 0.97582 | 0.97582 | [13 empty] | 35 |  | 14.2354
East Hampton Conversion 33 kV | 2017 |  | 3.2 | 0 | 0.39033 | 0.39033 | 0.39033 | 0.39033 | 0.39033 | 0.39033 | 0.39033 | 0.39033 | 0.39033 | 0.39033 | 0.39033 | 0.39033 | 0.39033 | 0.39033 | 0.39033 | 0.39033 | 0.39033 | 0.39033 | 0.39033 | 0.39033 | 0.39033 | 0.39033 | 0.39033 | 0.39033 | 0.39033 | 0.39033 | 0.39033 | 0.39033 | 0.39033 | 0.39033 | 0.39033 | 0.39033 | 0.39033 | 0.39033 | 0.39033 | [13 empty] | 35 |  | 5.6942
Buell Conversion 33 kV | 2017 |  | 3.7 | 0 | 0.45131 | 0.45131 | 0.45131 | 0.45131 | 0.45131 | 0.45131 | 0.45131 | 0.45131 | 0.45131 | 0.45131 | 0.45131 | 0.45131 | 0.45131 | 0.45131 | 0.45131 | 0.45131 | 0.45131 | 0.45131 | 0.45131 | 0.45131 | 0.45131 | 0.45131 | 0.45131 | 0.45131 | 0.45131 | 0.45131 | 0.45131 | 0.45131 | 0.45131 | 0.45131 | 0.45131 | 0.45131 | 0.45131 | 0.45131 | 0.45131 | [13 empty] | 35 |  | 6.5839
Hither Hills Conversion to 33 kV | 2018 |  | 4.8 | 0 | 0 | 0.60305 | 0.60305 | 0.60305 | 0.60305 | 0.60305 | 0.60305 | 0.60305 | 0.60305 | 0.60305 | 0.60305 | 0.60305 | 0.60305 | 0.60305 | 0.60305 | 0.60305 | 0.60305 | 0.60305 | 0.60305 | 0.60305 | 0.60305 | 0.60305 | 0.60305 | 0.60305 | 0.60305 | 0.60305 | 0.60305 | 0.60305 | 0.60305 | 0.60305 | 0.60305 | 0.60305 | 0.60305 | 0.60305 | 0.60305 | 0.60305 | [12 empty] | 35 |  | 8.3388
Culloden Pt Conversion to 33 kV | 2019 |  | 2.8 | 0 | 0 | 0 | 0.36233 | 0.36233 | 0.36233 | 0.36233 | 0.36233 | 0.36233 | 0.36233 | 0.36233 | 0.36233 | 0.36233 | 0.36233 | 0.36233 | 0.36233 | 0.36233 | 0.36233 | 0.36233 | 0.36233 | 0.36233 | 0.36233 | 0.36233 | 0.36233 | 0.36233 | 0.36233 | 0.36233 | 0.36233 | 0.36233 | 0.36233 | 0.36233 | 0.36233 | 0.36233 | 0.36233 | 0.36233 | 0.36233 | 0.36233 | 0.36233 | [11 empty] | 35 |  | 4.7491
No Deferral |  |  | 22.5 |  | 1.8175 | 2.4205 | 2.7828 | 2.7828 | 2.7828 | 2.7828 | 2.7828 | 2.7828 | 2.7828 | 2.7828 | 2.7828 | 2.7828 | 2.7828 | 2.7828 | 2.7828 | 2.7828 | 2.7828 | 2.7828 | 2.7828 | 2.7828 | 2.7828 | 2.7828 | 2.7828 | 2.7828 | 2.7828 | 2.7828 | 2.7828 | 2.7828 | 2.7828 | 2.7828 | 2.7828 | 2.7828 | 2.7828 | 2.7828 | 2.7828 | 0.96539 | 0.36233 | 0 | 0 | 0 | [10 empty] | 39.6013
Amagansett Conversion 33 kV | 2030 |  | 8 | [14 empty] | 1.433 | 1.433 | 1.433 | 1.433 | 1.433 | 1.433 | 1.433 | 1.433 | 1.433 | 1.433 | 1.433 | 1.433 | 1.433 | 1.433 | 1.433 | 1.433 | 1.433 | 1.433 | 1.433 | 1.433 | 1.433 | 1.433 | 1.433 | 1.433 | 1.433 | 1.433 | 1.433 | 1.433 | 1.433 | 1.433 | 1.433 | 1.433 | 1.433 | 1.433 | 1.433 | 35 |  | 10.4225 | 3.8129 | 3.8129 | 254193.5784 | 310552.1077
East Hampton Conversion 33 kV | 2030 |  | 3.2 | [14 empty] | 0.57321 | 0.57321 | 0.57321 | 0.57321 | 0.57321 | 0.57321 | 0.57321 | 0.57321 | 0.57321 | 0.57321 | 0.57321 | 0.57321 | 0.57321 | 0.57321 | 0.57321 | 0.57321 | 0.57321 | 0.57321 | 0.57321 | 0.57321 | 0.57321 | 0.57321 | 0.57321 | 0.57321 | 0.57321 | 0.57321 | 0.57321 | 0.57321 | 0.57321 | 0.57321 | 0.57321 | 0.57321 | 0.57321 | 0.57321 | 0.57321 | 35 |  | 4.169 | 1.5252 | 1.5252 | 101677.4314 | 124220.8431
Buell Conversion 33 kV | 2030 |  | 3.7 | [14 empty] | 0.66277 | 0.66277 | 0.66277 | 0.66277 | 0.66277 | 0.66277 | 0.66277 | 0.66277 | 0.66277 | 0.66277 | 0.66277 | 0.66277 | 0.66277 | 0.66277 | 0.66277 | 0.66277 | 0.66277 | 0.66277 | 0.66277 | 0.66277 | 0.66277 | 0.66277 | 0.66277 | 0.66277 | 0.66277 | 0.66277 | 0.66277 | 0.66277 | 0.66277 | 0.66277 | 0.66277 | 0.66277 | 0.66277 | 0.66277 | 0.66277 | 35 |  | 4.8204 | 1.7635 | 1.7635 | 117564.53 | 143630.3498
Hither Hills Conversion to 33 kV | 2030 |  | 4.8 | [14 empty] | 0.85981 | 0.85981 | 0.85981 | 0.85981 | 0.85981 | 0.85981 | 0.85981 | 0.85981 | 0.85981 | 0.85981 | 0.85981 | 0.85981 | 0.85981 | 0.85981 | 0.85981 | 0.85981 | 0.85981 | 0.85981 | 0.85981 | 0.85981 | 0.85981 | 0.85981 | 0.85981 | 0.85981 | 0.85981 | 0.85981 | 0.85981 | 0.85981 | 0.85981 | 0.85981 | 0.85981 | 0.85981 | 0.85981 | 0.85981 | 0.85981 | 35 |  | 6.2535 | 2.0853 | 2.0853 | 139022.8879 | 169846.3475
Culloden Pt Conversion to 33 kV | 2030 |  | 2.8 | [14 empty] | 0.50156 | 0.50156 | 0.50156 | 0.50156 | 0.50156 | 0.50156 | 0.50156 | 0.50156 | 0.50156 | 0.50156 | 0.50156 | 0.50156 | 0.50156 | 0.50156 | 0.50156 | 0.50156 | 0.50156 | 0.50156 | 0.50156 | 0.50156 | 0.50156 | 0.50156 | 0.50156 | 0.50156 | 0.50156 | 0.50156 | 0.50156 | 0.50156 | 0.50156 | 0.50156 | 0.50156 | 0.50156 | 0.50156 | 0.50156 | 0.50156 | 35 |  | 3.6479 | 1.1012 | 1.1012 | 73412.135 | 89688.7065
Deferral to Indicated Year |  |  | 22.5 | [6 empty] | 0 | 0 | 0 | 0 | 0 | 0 | 0 | 0 | 4.0304 | 4.0304 | 4.0304 | 4.0304 | 4.0304 | 4.0304 | 4.0304 | 4.0304 | 4.0304 | 4.0304 | 4.0304 | 4.0304 | 4.0304 | 4.0304 | 4.0304 | 4.0304 | 4.0304 | 4.0304 | 4.0304 | 4.0304 | 4.0304 | 4.0304 | 4.0304 | 4.0304 | 4.0304 | 4.0304 | 4.0304 | 4.0304 | 4.0304 | 4.0304 | 4.0304 | 4.0304 | 4.0304 | 4.0304 | 4.0304 | 35 |  | 29.3132 | 10.2881 | 10.2881 | 685870.5627 | 837938.3545 | =Area I Portion
[59 empty] | 3098193.9759 | =Area I+II+III Portions
Annual Avoided Costs for Deferral to Indicated Year:
Amagansett Conversion 33 kV | 2030 |  |  | 0 | 0.97582 | 0.97582 | 0.97582 | 0.97582 | 0.97582 | 0.97582 | 0.97582 | 0.97582 | 0.97582 | 0.97582 | 0.97582 | 0.97582 | 0.97582 | -0.4572 | -0.4572 | -0.4572 | -0.4572 | -0.4572 | -0.4572 | -0.4572 | -0.4572 | -0.4572 | -0.4572 | -0.4572 | -0.4572 | -0.4572 | -0.4572 | -0.4572 | -0.4572 | -0.4572 | -0.4572 | -0.4572 | -0.4572 | -0.4572 | -0.4572 | -1.433 | -1.433 | -1.433 | -1.433 | -1.433 | -1.433 | -1.433 | -1.433 | -1.433 | -1.433 | -1.433 | -1.433 | -1.433 | 35 |  |  | 3.8129
East Hampton Conversion 33 kV | 2030 |  |  | 0 | 0.39033 | 0.39033 | 0.39033 | 0.39033 | 0.39033 | 0.39033 | 0.39033 | 0.39033 | 0.39033 | 0.39033 | 0.39033 | 0.39033 | 0.39033 | -0.18288 | -0.18288 | -0.18288 | -0.18288 | -0.18288 | -0.18288 | -0.18288 | -0.18288 | -0.18288 | -0.18288 | -0.18288 | -0.18288 | -0.18288 | -0.18288 | -0.18288 | -0.18288 | -0.18288 | -0.18288 | -0.18288 | -0.18288 | -0.18288 | -0.18288 | -0.57321 | -0.57321 | -0.57321 | -0.57321 | -0.57321 | -0.57321 | -0.57321 | -0.57321 | -0.57321 | -0.57321 | -0.57321 | -0.57321 | -0.57321 | 35 |  |  | 1.5252
Buell Conversion 33 kV | 2030 |  |  | 0 | 0.45131 | 0.45131 | 0.45131 | 0.45131 | 0.45131 | 0.45131 | 0.45131 | 0.45131 | 0.45131 | 0.45131 | 0.45131 | 0.45131 | 0.45131 | -0.21146 | -0.21146 | -0.21146 | -0.21146 | -0.21146 | -0.21146 | -0.21146 | -0.21146 | -0.21146 | -0.21146 | -0.21146 | -0.21146 | -0.21146 | -0.21146 | -0.21146 | -0.21146 | -0.21146 | -0.21146 | -0.21146 | -0.21146 | -0.21146 | -0.21146 | -0.66277 | -0.66277 | -0.66277 | -0.66277 | -0.66277 | -0.66277 | -0.66277 | -0.66277 | -0.66277 | -0.66277 | -0.66277 | -0.66277 | -0.66277 | 35 |  |  | 1.7635
Hither Hills Conversion to 33 kV | 2030 |  |  | 0 | 0 | 0.60305 | 0.60305 | 0.60305 | 0.60305 | 0.60305 | 0.60305 | 0.60305 | 0.60305 | 0.60305 | 0.60305 | 0.60305 | 0.60305 | -0.25676 | -0.25676 | -0.25676 | -0.25676 | -0.25676 | -0.25676 | -0.25676 | -0.25676 | -0.25676 | -0.25676 | -0.25676 | -0.25676 | -0.25676 | -0.25676 | -0.25676 | -0.25676 | -0.25676 | -0.25676 | -0.25676 | -0.25676 | -0.25676 | -0.25676 | -0.25676 | -0.85981 | -0.85981 | -0.85981 | -0.85981 | -0.85981 | -0.85981 | -0.85981 | -0.85981 | -0.85981 | -0.85981 | -0.85981 | -0.85981 | 35 |  |  | 2.0853
Culloden Pt Conversion to 33 kV | 2030 |  |  | 0 | 0 | 0 | 0.36233 | 0.36233 | 0.36233 | 0.36233 | 0.36233 | 0.36233 | 0.36233 | 0.36233 | 0.36233 | 0.36233 | 0.36233 | -0.13922 | -0.13922 | -0.13922 | -0.13922 | -0.13922 | -0.13922 | -0.13922 | -0.13922 | -0.13922 | -0.13922 | -0.13922 | -0.13922 | -0.13922 | -0.13922 | -0.13922 | -0.13922 | -0.13922 | -0.13922 | -0.13922 | -0.13922 | -0.13922 | -0.13922 | -0.13922 | -0.13922 | -0.50156 | -0.50156 | -0.50156 | -0.50156 | -0.50156 | -0.50156 | -0.50156 | -0.50156 | -0.50156 | -0.50156 | -0.50156 | 35 |  |  | 1.1012
Area II Projects: | [53 empty] | 33
Riverhead Canal 2nd Line and Bank | 2020 |  | 136.8 | 0 | 0 | 0 | 0 | 18.2337 | 18.2337 | 18.2337 | 18.2337 | 18.2337 | 18.2337 | 18.2337 | 18.2337 | 18.2337 | 18.2337 | 18.2337 | 18.2337 | 18.2337 | 18.2337 | 18.2337 | 18.2337 | 18.2337 | 18.2337 | 18.2337 | 18.2337 | 18.2337 | 18.2337 | 18.2337 | 18.2337 | 18.2337 | 18.2337 | 18.2337 | 18.2337 | 18.2337 | 18.2337 | 18.2337 | 18.2337 | 18.2337 | 18.2337 | 18.2337 | [10 empty] | 35 |  | 226.5269
No Deferral |  |  | 136.8 |  | 0 | 0 | 0 | 18.2337 | 18.2337 | 18.2337 | 18.2337 | 18.2337 | 18.2337 | 18.2337 | 18.2337 | 18.2337 | 18.2337 | 18.2337 | 18.2337 | 18.2337 | 18.2337 | 18.2337 | 18.2337 | 18.2337 | 18.2337 | 18.2337 | 18.2337 | 18.2337 | 18.2337 | 18.2337 | 18.2337 | 18.2337 | 18.2337 | 18.2337 | 18.2337 | 18.2337 | 18.2337 | 18.2337 | 18.2337 | 18.2337 | 18.2337 | 18.2337 | [10 empty] | 35 |  | 226.5269
Riverhead Canal 2nd Line and Bank | 2026 |  | 136.8 | [10 empty] | 21.772 | 21.772 | 21.772 | 21.772 | 21.772 | 21.772 | 21.772 | 21.772 | 21.772 | 21.772 | 21.772 | 21.772 | 21.772 | 21.772 | 21.772 | 21.772 | 21.772 | 21.772 | 21.772 | 21.772 | 21.772 | 21.772 | 21.772 | 21.772 | 21.772 | 21.772 | 21.772 | 21.772 | 21.772 | 21.772 | 21.772 | 21.772 | 21.772 | 21.772 | 21.772 |  |  |  |  | 35 |  | 196.1681 | 30.3588 | 30.3588 | 632475.0457 | 772704.2505
Deferral to Indicated Year |  |  | 136.8 | [6 empty] | 0 | 0 | 0 | 0 | 21.772 | 21.772 | 21.772 | 21.772 | 21.772 | 21.772 | 21.772 | 21.772 | 21.772 | 21.772 | 21.772 | 21.772 | 21.772 | 21.772 | 21.772 | 21.772 | 21.772 | 21.772 | 21.772 | 21.772 | 21.772 | 21.772 | 21.772 | 21.772 | 21.772 | 21.772 | 21.772 | 21.772 | 21.772 | 21.772 | 21.772 | 21.772 | 21.772 | 21.772 | 21.772 |  |  |  |  | 35 |  | 196.1681 | 30.3588 | 30.3588 | 632475.0457 | 772704.2505 | =Area II Portion
[59 empty] | 2260255.6214 | =Area II+III Portions
Annual Avoided Costs for Deferral to Indicated Year:
Riverhead Canal 2nd Line and Bank | 2026 |  |  | 0 | 0 | 0 | 0 | 18.2337 | 18.2337 | 18.2337 | 18.2337 | 18.2337 | 18.2337 | -3.5383 | -3.5383 | -3.5383 | -3.5383 | -3.5383 | -3.5383 | -3.5383 | -3.5383 | -3.5383 | -3.5383 | -3.5383 | -3.5383 | -3.5383 | -3.5383 | -3.5383 | -3.5383 | -3.5383 | -3.5383 | -3.5383 | -3.5383 | -3.5383 | -3.5383 | -3.5383 | -3.5383 | -3.5383 | -3.5383 | -3.5383 | -3.5383 | -3.5383 | -21.772 | -21.772 | -21.772 | -21.772 | -21.772 | -21.772 |  |  |  |  | 35 |  |  | 30.3588
0
Area III Projects: | [52 empty] | 0 | 15
New Canal - Southampton Cable | 2017 |  | 37.6 | 0 | 4.5863 | 4.5863 | 4.5863 | 4.5863 | 4.5863 | 4.5863 | 4.5863 | 4.5863 | 4.5863 | 4.5863 | 4.5863 | 4.5863 | 4.5863 | 4.5863 | 4.5863 | 4.5863 | 4.5863 | 4.5863 | 4.5863 | 4.5863 | 4.5863 | 4.5863 | 4.5863 | 4.5863 | 4.5863 | 4.5863 | 4.5863 | 4.5863 | 4.5863 | 4.5863 | 4.5863 | 4.5863 | 4.5863 | 4.5863 | 4.5863 | [13 empty] | 35 |  | 66.9063
Upgrade Wildwood - Riverhead to 138 kV | 2017 |  | 7.7 | 0 | 0.93922 | 0.93922 | 0.93922 | 0.93922 | 0.93922 | 0.93922 | 0.93922 | 0.93922 | 0.93922 | 0.93922 | 0.93922 | 0.93922 | 0.93922 | 0.93922 | 0.93922 | 0.93922 | 0.93922 | 0.93922 | 0.93922 | 0.93922 | 0.93922 | 0.93922 | 0.93922 | 0.93922 | 0.93922 | 0.93922 | 0.93922 | 0.93922 | 0.93922 | 0.93922 | 0.93922 | 0.93922 | 0.93922 | 0.93922 | 0.93922 | [13 empty] | 35 |  | 13.7016
Bridgehampton - Buell New 69 kV UG Cable | 2017 |  | 33.2 | 0 | 4.0496 | 4.0496 | 4.0496 | 4.0496 | 4.0496 | 4.0496 | 4.0496 | 4.0496 | 4.0496 | 4.0496 | 4.0496 | 4.0496 | 4.0496 | 4.0496 | 4.0496 | 4.0496 | 4.0496 | 4.0496 | 4.0496 | 4.0496 | 4.0496 | 4.0496 | 4.0496 | 4.0496 | 4.0496 | 4.0496 | 4.0496 | 4.0496 | 4.0496 | 4.0496 | 4.0496 | 4.0496 | 4.0496 | 4.0496 | 4.0496 | [13 empty] | 35 |  | 59.0769
Canal - Wainscott New 138 kV UG Cable | 2022 |  | 275.5 | 0 | 0 | 0 | 0 | 0 | 0 | 38.957 | 38.957 | 38.957 | 38.957 | 38.957 | 38.957 | 38.957 | 38.957 | 38.957 | 38.957 | 38.957 | 38.957 | 38.957 | 38.957 | 38.957 | 38.957 | 38.957 | 38.957 | 38.957 | 38.957 | 38.957 | 38.957 | 38.957 | 38.957 | 38.957 | 38.957 | 38.957 | 38.957 | 38.957 | 38.957 | 38.957 | 38.957 | 38.957 | 38.957 | 38.957 | [8 empty] | 35 |  | 434.8353
No Deferral |  |  | 354 |  | 9.5752 | 9.5752 | 9.5752 | 9.5752 | 9.5752 | 48.5322 | 48.5322 | 48.5322 | 48.5322 | 48.5322 | 48.5322 | 48.5322 | 48.5322 | 48.5322 | 48.5322 | 48.5322 | 48.5322 | 48.5322 | 48.5322 | 48.5322 | 48.5322 | 48.5322 | 48.5322 | 48.5322 | 48.5322 | 48.5322 | 48.5322 | 48.5322 | 48.5322 | 48.5322 | 48.5322 | 48.5322 | 48.5322 | 48.5322 | 48.5322 | 38.957 | 38.957 | 38.957 | 38.957 | 38.957 | [10 empty] | 574.52
New Canal - Southampton Cable | 2023 |  | 37.6 | [7 empty] | 5.4763 | 5.4763 | 5.4763 | 5.4763 | 5.4763 | 5.4763 | 5.4763 | 5.4763 | 5.4763 | 5.4763 | 5.4763 | 5.4763 | 5.4763 | 5.4763 | 5.4763 | 5.4763 | 5.4763 | 5.4763 | 5.4763 | 5.4763 | 5.4763 | 5.4763 | 5.4763 | 5.4763 | 5.4763 | 5.4763 | 5.4763 | 5.4763 | 5.4763 | 5.4763 | 5.4763 | 5.4763 | 5.4763 | 5.4763 | 5.4763 | [7 empty] | 35 |  | 57.9396 | 8.9667 | 8.9667 | 142328.3896 | 173884.7284
Upgrade Wildwood - Riverhead to 138 kV | 2022 |  | 7.7 | [6 empty] | 1.0888 | 1.0888 | 1.0888 | 1.0888 | 1.0888 | 1.0888 | 1.0888 | 1.0888 | 1.0888 | 1.0888 | 1.0888 | 1.0888 | 1.0888 | 1.0888 | 1.0888 | 1.0888 | 1.0888 | 1.0888 | 1.0888 | 1.0888 | 1.0888 | 1.0888 | 1.0888 | 1.0888 | 1.0888 | 1.0888 | 1.0888 | 1.0888 | 1.0888 | 1.0888 | 1.0888 | 1.0888 | 1.0888 | 1.0888 | 1.0888 | [8 empty] | 35 |  | 12.1533 | 1.5483 | 1.5483 | 24575.725 | 30024.5319
Bridgehampton - Buell New 69 kV UG Cable | 2023 |  | 33.2 | [7 empty] | 4.8355 | 4.8355 | 4.8355 | 4.8355 | 4.8355 | 4.8355 | 4.8355 | 4.8355 | 4.8355 | 4.8355 | 4.8355 | 4.8355 | 4.8355 | 4.8355 | 4.8355 | 4.8355 | 4.8355 | 4.8355 | 4.8355 | 4.8355 | 4.8355 | 4.8355 | 4.8355 | 4.8355 | 4.8355 | 4.8355 | 4.8355 | 4.8355 | 4.8355 | 4.8355 | 4.8355 | 4.8355 | 4.8355 | 4.8355 | 4.8355 | [7 empty] | 35 |  | 51.1595 | 7.9174 | 7.9174 | 125672.9397 | 153536.5155
Canal - Wainscott New 138 kV UG Cable | 2028 |  | 275.5 | [12 empty] | 46.5167 | 46.5167 | 46.5167 | 46.5167 | 46.5167 | 46.5167 | 46.5167 | 46.5167 | 46.5167 | 46.5167 | 46.5167 | 46.5167 | 46.5167 | 46.5167 | 46.5167 | 46.5167 | 46.5167 | 46.5167 | 46.5167 | 46.5167 | 46.5167 | 46.5167 | 46.5167 | 46.5167 | 46.5167 | 46.5167 | 46.5167 | 46.5167 | 46.5167 | 46.5167 | 46.5167 | 46.5167 | 46.5167 | 46.5167 | 46.5167 |  |  | 35 |  | 376.5593 | 58.276 | 58.276 | 925015.732 | 1130105.595
Deferral to Indicated Year |  |  | 354 | [6 empty] | 1.0888 | 11.4006 | 11.4006 | 11.4006 | 11.4006 | 11.4006 | 57.9173 | 57.9173 | 57.9173 | 57.9173 | 57.9173 | 57.9173 | 57.9173 | 57.9173 | 57.9173 | 57.9173 | 57.9173 | 57.9173 | 57.9173 | 57.9173 | 57.9173 | 57.9173 | 57.9173 | 57.9173 | 57.9173 | 57.9173 | 57.9173 | 57.9173 | 57.9173 | 57.9173 | 57.9173 | 57.9173 | 57.9173 | 57.9173 | 57.9173 | 56.8285 | 46.5167 | 46.5167 | 46.5167 | 46.5167 | 46.5167 |  |  | 41 |  | 497.8117 | 76.7083 | 76.7083 | 1217592.7863 | 1487551.3709 | =Area III Portion
[59 empty] | 1487551.3709 | =Area III Portion
Annual Avoided Costs for Deferral to Indicated Year:
New Canal - Southampton Cable | 2023 |  |  | 0 | 4.5863 | 4.5863 | 4.5863 | 4.5863 | 4.5863 | 4.5863 | -0.88999 | -0.88999 | -0.88999 | -0.88999 | -0.88999 | -0.88999 | -0.88999 | -0.88999 | -0.88999 | -0.88999 | -0.88999 | -0.88999 | -0.88999 | -0.88999 | -0.88999 | -0.88999 | -0.88999 | -0.88999 | -0.88999 | -0.88999 | -0.88999 | -0.88999 | -0.88999 | -0.88999 | -0.88999 | -0.88999 | -0.88999 | -0.88999 | -0.88999 | -5.4763 | -5.4763 | -5.4763 | -5.4763 | -5.4763 | -5.4763 | 0 | 0 | 0 | 0 | 0 |  |  | 35 |  |  | 8.9667
Upgrade Wildwood - Riverhead to 138 kV | 2022 |  |  | 0 | 0.93922 | 0.93922 | 0.93922 | 0.93922 | 0.93922 | -0.14959 | -0.14959 | -0.14959 | -0.14959 | -0.14959 | -0.14959 | -0.14959 | -0.14959 | -0.14959 | -0.14959 | -0.14959 | -0.14959 | -0.14959 | -0.14959 | -0.14959 | -0.14959 | -0.14959 | -0.14959 | -0.14959 | -0.14959 | -0.14959 | -0.14959 | -0.14959 | -0.14959 | -0.14959 | -0.14959 | -0.14959 | -0.14959 | -0.14959 | -0.14959 | -1.0888 | -1.0888 | -1.0888 | -1.0888 | -1.0888 | 0 | 0 | 0 | 0 | 0 | 0 |  |  | 35 |  |  | 1.5483
Bridgehampton - Buell New 69 kV UG Cable | 2023 |  |  | 0 | 4.0496 | 4.0496 | 4.0496 | 4.0496 | 4.0496 | 4.0496 | -0.78584 | -0.78584 | -0.78584 | -0.78584 | -0.78584 | -0.78584 | -0.78584 | -0.78584 | -0.78584 | -0.78584 | -0.78584 | -0.78584 | -0.78584 | -0.78584 | -0.78584 | -0.78584 | -0.78584 | -0.78584 | -0.78584 | -0.78584 | -0.78584 | -0.78584 | -0.78584 | -0.78584 | -0.78584 | -0.78584 | -0.78584 | -0.78584 | -0.78584 | -4.8355 | -4.8355 | -4.8355 | -4.8355 | -4.8355 | -4.8355 | 0 | 0 | 0 | 0 | 0 |  |  | 35 |  |  | 7.9174
Canal - Wainscott New 138 kV UG Cable | 2028 |  |  | 0 | 0 | 0 | 0 | 0 | 0 | 38.957 | 38.957 | 38.957 | 38.957 | 38.957 | 38.957 | -7.5597 | -7.5597 | -7.5597 | -7.5597 | -7.5597 | -7.5597 | -7.5597 | -7.5597 | -7.5597 | -7.5597 | -7.5597 | -7.5597 | -7.5597 | -7.5597 | -7.5597 | -7.5597 | -7.5597 | -7.5597 | -7.5597 | -7.5597 | -7.5597 | -7.5597 | -7.5597 | -7.5597 | -7.5597 | -7.5597 | -7.5597 | -7.5597 | -7.5597 | -46.5167 | -46.5167 | -46.5167 | -46.5167 | -46.5167 | -46.5167 | [5 empty] | 58.276
Total - All Areas (No Deferrals,$Millions) |  |  | 513.3 |  | 11.3926 | 11.9957 | 12.358 | 30.5918 | 30.5918 | 69.5487 | 69.5487 | 69.5487 | 69.5487 | 69.5487 | 69.5487 | 69.5487 | 69.5487 | 69.5487 | 69.5487 | 69.5487 | 69.5487 | 69.5487 | 69.5487 | 69.5487 | 69.5487 | 69.5487 | 69.5487 | 69.5487 | 69.5487 | 69.5487 | 69.5487 | 69.5487 | 69.5487 | 69.5487 | 69.5487 | 69.5487 | 69.5487 | 69.5487 | 69.5487 | 58.1561 | 57.553 | 57.1907 | 38.957 | 38.957 | 0 | 0 | 0 | 0 | 0 | 0 | 0 | 0 |  | 63 | 840.6482 | 117.3552 | = max. total avoided cost in portfolio
Annual Avoided Costs for Deferrals - Area 1 Proposal: (see note*) | Deferral Year |  |  | 2016 | 2017 | 2018 | 2019 | 2020 | 2021 | 2022 | 2023 | 2024 | 2025 | 2026 | 2027 | 2028 | 2029 | 2030 | 2031 | 2032 | 2033 | 2034 | 2035 | 2036 | 2037 | 2038 | 2039 | 2040 | 2041 | 2042 | 2043 | 2044 | 2045 | 2046 | 2047 | 2048 | 2049 | 2050 | 2051 | 2052 | 2053 | 2054 | 2055 | 2056 | 2057 | 2058 | 2059 | 2060 | 2061 | 2062 | 2063 | 2064 |  |  | Differential NPV $M |  | Differential NPV $M (adjusted for COD of Selected Project) | Differntial NPV $/MW | NPV of Transmission Avoided Costs for Selected Project
Area I Projects:
Amagansett Conversion 33 kV | 2030 |  |  | 0 | 0.97582 | 0.97582 | 0.97582 | 0.97582 | 0.97582 | 0.97582 | 0.97582 | 0.97582 | 0.97582 | 0.97582 | 0.97582 | 0.97582 | 0.97582 | -0.4572 | -0.4572 | -0.4572 | -0.4572 | -0.4572 | -0.4572 | -0.4572 | -0.4572 | -0.4572 | -0.4572 | -0.4572 | -0.4572 | -0.4572 | -0.4572 | -0.4572 | -0.4572 | -0.4572 | -0.4572 | -0.4572 | -0.4572 | -0.4572 | -0.4572 | -1.433 | -1.433 | -1.433 | -1.433 | -1.433 | -1.433 | -1.433 | -1.433 | -1.433 | -1.433 | -1.433 | -1.433 | -1.433 |  |  | 3.8129 |  | 3.8129 | 254193.5784 | 0
East Hampton Conversion 33 kV | 2030 |  |  | 0 | 0.39033 | 0.39033 | 0.39033 | 0.39033 | 0.39033 | 0.39033 | 0.39033 | 0.39033 | 0.39033 | 0.39033 | 0.39033 | 0.39033 | 0.39033 | -0.18288 | -0.18288 | -0.18288 | -0.18288 | -0.18288 | -0.18288 | -0.18288 | -0.18288 | -0.18288 | -0.18288 | -0.18288 | -0.18288 | -0.18288 | -0.18288 | -0.18288 | -0.18288 | -0.18288 | -0.18288 | -0.18288 | -0.18288 | -0.18288 | -0.18288 | -0.57321 | -0.57321 | -0.57321 | -0.57321 | -0.57321 | -0.57321 | -0.57321 | -0.57321 | -0.57321 | -0.57321 | -0.57321 | -0.57321 | -0.57321 |  |  | 1.5252 |  | 1.5252 | 101677.4314 | 0
Buell Conversion 33 kV | 2030 |  |  | 0 | 0.45131 | 0.45131 | 0.45131 | 0.45131 | 0.45131 | 0.45131 | 0.45131 | 0.45131 | 0.45131 | 0.45131 | 0.45131 | 0.45131 | 0.45131 | -0.21146 | -0.21146 | -0.21146 | -0.21146 | -0.21146 | -0.21146 | -0.21146 | -0.21146 | -0.21146 | -0.21146 | -0.21146 | -0.21146 | -0.21146 | -0.21146 | -0.21146 | -0.21146 | -0.21146 | -0.21146 | -0.21146 | -0.21146 | -0.21146 | -0.21146 | -0.66277 | -0.66277 | -0.66277 | -0.66277 | -0.66277 | -0.66277 | -0.66277 | -0.66277 | -0.66277 | -0.66277 | -0.66277 | -0.66277 | -0.66277 |  |  | 1.7635 |  | 1.7635 | 117564.53 | 0
Hither Hills Conversion to 33 kV | 2030 |  |  | 0 | 0 | 0.60305 | 0.60305 | 0.60305 | 0.60305 | 0.60305 | 0.60305 | 0.60305 | 0.60305 | 0.60305 | 0.60305 | 0.60305 | 0.60305 | -0.25676 | -0.25676 | -0.25676 | -0.25676 | -0.25676 | -0.25676 | -0.25676 | -0.25676 | -0.25676 | -0.25676 | -0.25676 | -0.25676 | -0.25676 | -0.25676 | -0.25676 | -0.25676 | -0.25676 | -0.25676 | -0.25676 | -0.25676 | -0.25676 | -0.25676 | -0.25676 | -0.85981 | -0.85981 | -0.85981 | -0.85981 | -0.85981 | -0.85981 | -0.85981 | -0.85981 | -0.85981 | -0.85981 | -0.85981 | -0.85981 |  |  | 2.0853 |  | 2.0853 | 139022.8879 | 0
Culloden Pt Conversion to 33 kV | 2030 |  |  | 0 | 0 | 0 | 0.36233 | 0.36233 | 0.36233 | 0.36233 | 0.36233 | 0.36233 | 0.36233 | 0.36233 | 0.36233 | 0.36233 | 0.36233 | -0.13922 | -0.13922 | -0.13922 | -0.13922 | -0.13922 | -0.13922 | -0.13922 | -0.13922 | -0.13922 | -0.13922 | -0.13922 | -0.13922 | -0.13922 | -0.13922 | -0.13922 | -0.13922 | -0.13922 | -0.13922 | -0.13922 | -0.13922 | -0.13922 | -0.13922 | -0.13922 | -0.13922 | -0.50156 | -0.50156 | -0.50156 | -0.50156 | -0.50156 | -0.50156 | -0.50156 | -0.50156 | -0.50156 | -0.50156 | -0.50156 |  |  | 1.1012 |  | 1.1012 | 73412.135 | 0
[59 empty] | 0 | =Area I Portion
Area II Projects: | [58 empty] | 0 | =Area I+II+III Portions
Riverhead Canal 2nd Line and Bank | 2026 |  |  | 0 | 0 | 0 | 0 | 18.2337 | 18.2337 | 18.2337 | 18.2337 | 18.2337 | 18.2337 | -3.5383 | -3.5383 | -3.5383 | -3.5383 | -3.5383 | -3.5383 | -3.5383 | -3.5383 | -3.5383 | -3.5383 | -3.5383 | -3.5383 | -3.5383 | -3.5383 | -3.5383 | -3.5383 | -3.5383 | -3.5383 | -3.5383 | -3.5383 | -3.5383 | -3.5383 | -3.5383 | -3.5383 | -3.5383 | -3.5383 | -3.5383 | -3.5383 | -3.5383 | -21.772 | -21.772 | -21.772 | -21.772 | -21.772 | -21.772 | 0 | 0 | 0 | 0 |  |  | 30.3588 |  | 30.3588 | 632475.0457 | 0
[59 empty] | 0 | =Area II Portion
Area III Projects: | [58 empty] | 0 | =Area II+III Portions
New Canal - Southampton Cable | 2023 |  |  | 0 | 4.5863 | 4.5863 | 4.5863 | 4.5863 | 4.5863 | 4.5863 | -0.88999 | -0.88999 | -0.88999 | -0.88999 | -0.88999 | -0.88999 | -0.88999 | -0.88999 | -0.88999 | -0.88999 | -0.88999 | -0.88999 | -0.88999 | -0.88999 | -0.88999 | -0.88999 | -0.88999 | -0.88999 | -0.88999 | -0.88999 | -0.88999 | -0.88999 | -0.88999 | -0.88999 | -0.88999 | -0.88999 | -0.88999 | -0.88999 | -0.88999 | -5.4763 | -5.4763 | -5.4763 | -5.4763 | -5.4763 | -5.4763 | 0 | 0 | 0 | 0 | 0 | 0 | 0 |  |  | 8.9667 |  | 8.9667 | 142328.3896 | 0
Upgrade Wildwood - Riverhead to 138 kV | 2022 |  |  | 0 | 0.93922 | 0.93922 | 0.93922 | 0.93922 | 0.93922 | -0.14959 | -0.14959 | -0.14959 | -0.14959 | -0.14959 | -0.14959 | -0.14959 | -0.14959 | -0.14959 | -0.14959 | -0.14959 | -0.14959 | -0.14959 | -0.14959 | -0.14959 | -0.14959 | -0.14959 | -0.14959 | -0.14959 | -0.14959 | -0.14959 | -0.14959 | -0.14959 | -0.14959 | -0.14959 | -0.14959 | -0.14959 | -0.14959 | -0.14959 | -0.14959 | -1.0888 | -1.0888 | -1.0888 | -1.0888 | -1.0888 | 0 | 0 | 0 | 0 | 0 | 0 | 0 | 0 |  |  | 1.5483 |  | 1.5483 | 24575.725 | 0
Bridgehampton - Buell New 69 kV UG Cable | 2023 |  |  | 0 | 4.0496 | 4.0496 | 4.0496 | 4.0496 | 4.0496 | 4.0496 | -0.78584 | -0.78584 | -0.78584 | -0.78584 | -0.78584 | -0.78584 | -0.78584 | -0.78584 | -0.78584 | -0.78584 | -0.78584 | -0.78584 | -0.78584 | -0.78584 | -0.78584 | -0.78584 | -0.78584 | -0.78584 | -0.78584 | -0.78584 | -0.78584 | -0.78584 | -0.78584 | -0.78584 | -0.78584 | -0.78584 | -0.78584 | -0.78584 | -0.78584 | -4.8355 | -4.8355 | -4.8355 | -4.8355 | -4.8355 | -4.8355 | 0 | 0 | 0 | 0 | 0 | 0 | 0 |  |  | 7.9174 |  | 7.9174 | 125672.9397 | 0
Canal - Wainscott New 138 kV UG Cable | 2028 |  |  | 0 | 0 | 0 | 0 | 0 | 0 | 38.957 | 38.957 | 38.957 | 38.957 | 38.957 | 38.957 | -7.5597 | -7.5597 | -7.5597 | -7.5597 | -7.5597 | -7.5597 | -7.5597 | -7.5597 | -7.5597 | -7.5597 | -7.5597 | -7.5597 | -7.5597 | -7.5597 | -7.5597 | -7.5597 | -7.5597 | -7.5597 | -7.5597 | -7.5597 | -7.5597 | -7.5597 | -7.5597 | -7.5597 | -7.5597 | -7.5597 | -7.5597 | -7.5597 | -7.5597 | -46.5167 | -46.5167 | -46.5167 | -46.5167 | -46.5167 | -46.5167 | 0 | 0 |  |  | 58.276 |  | 58.276 | 925015.732 | 0
[59 empty] | 0 | =Area III Portion
Total - Area 1 Proposal, $Millions (unadjusted) |  |  |  | 0 | 11.3926 | 11.9957 | 12.358 | 30.5918 | 30.5918 | 68.4599 | 58.1481 | 58.1481 | 58.1481 | 36.3761 | 36.3761 | -10.1406 | -10.1406 | -14.1709 | -14.1709 | -14.1709 | -14.1709 | -14.1709 | -14.1709 | -14.1709 | -14.1709 | -14.1709 | -14.1709 | -14.1709 | -14.1709 | -14.1709 | -14.1709 | -14.1709 | -14.1709 | -14.1709 | -14.1709 | -14.1709 | -14.1709 | -14.1709 | -14.1709 | -25.5636 | -26.1666 | -26.529 | -44.7627 | -44.7627 | -82.6308 | -72.3191 | -72.3191 | -72.3191 | -50.547 | -50.547 | -4.0304 | -4.0304 |  |  | 117.3552 |  |  | 2535938.3947 | 0
$/MW-yr |  |  |  | 0 | 273150.8096 | 313354.3958 | 337510.0504 | 717379.2877 | 717379.2877 | 1318461.3078 | 1154782.05 | 1154782.05 | 1154782.05 | 701198.3149 | 701198.3149 | -37161.6085 | -37161.6085 | -305852.3926 | -305852.3926 | -305852.3926 | -305852.3926 | -305852.3926 | -305852.3926 | -305852.3926 | -305852.3926 | -305852.3926 | -305852.3926 | -305852.3926 | -305852.3926 | -305852.3926 | -305852.3926 | -305852.3926 | -305852.3926 | -305852.3926 | -305852.3926 | -305852.3926 | -305852.3926 | -305852.3926 | -305852.3926 | -579003.2023 | -619206.7884 | -643362.4431 | -1023231.6803 | -1023231.6803 | -1624313.7004 | -1460634.4426 | -1460634.4426 | -1460634.4426 | -1007050.7076 | -1007050.7076 | -268690.7842 | -268690.7842
$Millions (adjusted) |  |  |  | 0 | 0 | 0 | 0 | 0 | 0 | 0 | 0 | 0 | 0 | 0 | 0 | 0 | 0 | 0 | 0 | 0 | 0 | 0 | 0 | 0 | 0 | 0 | 0 | 0 | 0 | 0 | 0 | 0 | 0 | 0 | 0 | 0 | 0 | 0 | 0 | 0 | 0 | 0 | 0 | 0 | 0 | 0 | 0 | 0 | 0 | 0 | 0 | 0 |  |  | 0
Annual Avoided Costs for Deferrals - Area 2 Proposal: (see note*) | Deferral Year |  |  | 2016 | 2017 | 2018 | 2019 | 2020 | 2021 | 2022 | 2023 | 2024 | 2025 | 2026 | 2027 | 2028 | 2029 | 2030 | 2031 | 2032 | 2033 | 2034 | 2035 | 2036 | 2037 | 2038 | 2039 | 2040 | 2041 | 2042 | 2043 | 2044 | 2045 | 2046 | 2047 | 2048 | 2049 | 2050 | 2051 | 2052 | 2053 | 2054 | 2055 | 2056 | 2057 | 2058 | 2059 | 2060 | 2061 | 2062 | 2063 | 2064 |  |  | Differential NPV $M |  | Differential NPV $M (adjusted for COD of Selected Project) | Differntial NPV $/MW | NPV of Transmission Avoided Costs for Selected Project
Area I Projects:
Amagansett Conversion 33 kV | 2030 |  |  | 0 | 0 | 0 | 0 | 0 | 0 | 0 | 0 | 0 | 0 | 0 | 0 | 0 | 0 | 0 | 0 | 0 | 0 | 0 | 0 | 0 | 0 | 0 | 0 | 0 | 0 | 0 | 0 | 0 | 0 | 0 | 0 | 0 | 0 | 0 | 0 | 0 | 0 | 0 | 0 | 0 | 0 | 0 | 0 | 0 | 0 | 0 | 0 | 0 |  |  | 0 |  | 0 | 0 | 0
East Hampton Conversion 33 kV | 2030 |  |  | 0 | 0 | 0 | 0 | 0 | 0 | 0 | 0 | 0 | 0 | 0 | 0 | 0 | 0 | 0 | 0 | 0 | 0 | 0 | 0 | 0 | 0 | 0 | 0 | 0 | 0 | 0 | 0 | 0 | 0 | 0 | 0 | 0 | 0 | 0 | 0 | 0 | 0 | 0 | 0 | 0 | 0 | 0 | 0 | 0 | 0 | 0 | 0 | 0 |  |  | 0 |  | 0 | 0 | 0
Buell Conversion 33 kV | 2030 |  |  | 0 | 0 | 0 | 0 | 0 | 0 | 0 | 0 | 0 | 0 | 0 | 0 | 0 | 0 | 0 | 0 | 0 | 0 | 0 | 0 | 0 | 0 | 0 | 0 | 0 | 0 | 0 | 0 | 0 | 0 | 0 | 0 | 0 | 0 | 0 | 0 | 0 | 0 | 0 | 0 | 0 | 0 | 0 | 0 | 0 | 0 | 0 | 0 | 0 |  |  | 0 |  | 0 | 0 | 0
Hither Hills Conversion to 33 kV | 2030 |  |  | 0 | 0 | 0 | 0 | 0 | 0 | 0 | 0 | 0 | 0 | 0 | 0 | 0 | 0 | 0 | 0 | 0 | 0 | 0 | 0 | 0 | 0 | 0 | 0 | 0 | 0 | 0 | 0 | 0 | 0 | 0 | 0 | 0 | 0 | 0 | 0 | 0 | 0 | 0 | 0 | 0 | 0 | 0 | 0 | 0 | 0 | 0 | 0 | 0 |  |  | 0 |  | 0 | 0 | 0
Culloden Pt Conversion to 33 kV | 2030 |  |  | 0 | 0 | 0 | 0 | 0 | 0 | 0 | 0 | 0 | 0 | 0 | 0 | 0 | 0 | 0 | 0 | 0 | 0 | 0 | 0 | 0 | 0 | 0 | 0 | 0 | 0 | 0 | 0 | 0 | 0 | 0 | 0 | 0 | 0 | 0 | 0 | 0 | 0 | 0 | 0 | 0 | 0 | 0 | 0 | 0 | 0 | 0 | 0 | 0 |  |  | 0 |  | 0 | 0 | 0
[59 empty] | 0 | =Area I Portion
Area II Projects: | [58 empty] | 0 | =Area I+II+III Portions
Riverhead Canal 2nd Line and Bank | 2026 |  |  | 0 | 0 | 0 | 0 | 18.2337 | 18.2337 | 18.2337 | 18.2337 | 18.2337 | 18.2337 | -3.5383 | -3.5383 | -3.5383 | -3.5383 | -3.5383 | -3.5383 | -3.5383 | -3.5383 | -3.5383 | -3.5383 | -3.5383 | -3.5383 | -3.5383 | -3.5383 | -3.5383 | -3.5383 | -3.5383 | -3.5383 | -3.5383 | -3.5383 | -3.5383 | -3.5383 | -3.5383 | -3.5383 | -3.5383 | -3.5383 | -3.5383 | -3.5383 | -3.5383 | -21.772 | -21.772 | -21.772 | -21.772 | -21.772 | -21.772 | 0 | 0 | 0 | 0 |  |  | 30.3588 |  | 30.3588 | 632475.0457 | 0
[59 empty] | 0 | =Area II Portion
Area III Projects: | [58 empty] | 0 | =Area II+III Portions
New Canal - Southampton Cable | 2023 |  |  | 0 | 4.5863 | 4.5863 | 4.5863 | 4.5863 | 4.5863 | 4.5863 | -0.88999 | -0.88999 | -0.88999 | -0.88999 | -0.88999 | -0.88999 | -0.88999 | -0.88999 | -0.88999 | -0.88999 | -0.88999 | -0.88999 | -0.88999 | -0.88999 | -0.88999 | -0.88999 | -0.88999 | -0.88999 | -0.88999 | -0.88999 | -0.88999 | -0.88999 | -0.88999 | -0.88999 | -0.88999 | -0.88999 | -0.88999 | -0.88999 | -0.88999 | -5.4763 | -5.4763 | -5.4763 | -5.4763 | -5.4763 | -5.4763 | 0 | 0 | 0 | 0 | 0 | 0 | 0 |  |  | 8.9667 |  | 8.9667 | 142328.3896 | 0
Upgrade Wildwood - Riverhead to 138 kV | 2022 |  |  | 0 | 0.93922 | 0.93922 | 0.93922 | 0.93922 | 0.93922 | -0.14959 | -0.14959 | -0.14959 | -0.14959 | -0.14959 | -0.14959 | -0.14959 | -0.14959 | -0.14959 | -0.14959 | -0.14959 | -0.14959 | -0.14959 | -0.14959 | -0.14959 | -0.14959 | -0.14959 | -0.14959 | -0.14959 | -0.14959 | -0.14959 | -0.14959 | -0.14959 | -0.14959 | -0.14959 | -0.14959 | -0.14959 | -0.14959 | -0.14959 | -0.14959 | -1.0888 | -1.0888 | -1.0888 | -1.0888 | -1.0888 | 0 | 0 | 0 | 0 | 0 | 0 | 0 | 0 |  |  | 1.5483 |  | 1.5483 | 24575.725 | 0
Bridgehampton - Buell New 69 kV UG Cable | 2023 |  |  | 0 | 4.0496 | 4.0496 | 4.0496 | 4.0496 | 4.0496 | 4.0496 | -0.78584 | -0.78584 | -0.78584 | -0.78584 | -0.78584 | -0.78584 | -0.78584 | -0.78584 | -0.78584 | -0.78584 | -0.78584 | -0.78584 | -0.78584 | -0.78584 | -0.78584 | -0.78584 | -0.78584 | -0.78584 | -0.78584 | -0.78584 | -0.78584 | -0.78584 | -0.78584 | -0.78584 | -0.78584 | -0.78584 | -0.78584 | -0.78584 | -0.78584 | -4.8355 | -4.8355 | -4.8355 | -4.8355 | -4.8355 | -4.8355 | 0 | 0 | 0 | 0 | 0 | 0 | 0 |  |  | 7.9174 |  | 7.9174 | 125672.9397 | 0
Canal - Wainscott New 138 kV UG Cable | 2028 |  |  | 0 | 0 | 0 | 0 | 0 | 0 | 38.957 | 38.957 | 38.957 | 38.957 | 38.957 | 38.957 | -7.5597 | -7.5597 | -7.5597 | -7.5597 | -7.5597 | -7.5597 | -7.5597 | -7.5597 | -7.5597 | -7.5597 | -7.5597 | -7.5597 | -7.5597 | -7.5597 | -7.5597 | -7.5597 | -7.5597 | -7.5597 | -7.5597 | -7.5597 | -7.5597 | -7.5597 | -7.5597 | -7.5597 | -7.5597 | -7.5597 | -7.5597 | -7.5597 | -7.5597 | -46.5167 | -46.5167 | -46.5167 | -46.5167 | -46.5167 | -46.5167 | 0 | 0 |  |  | 58.276 |  | 58.276 | 925015.732 | 0
[59 empty] | 0 | =Area III Portion
Total - Area 2 Proposal, $Millions (unadjusted) |  |  |  | 0 | 9.5752 | 9.5752 | 9.5752 | 27.8089 | 27.8089 | 65.6771 | 55.3653 | 55.3653 | 55.3653 | 33.5933 | 33.5933 | -12.9234 | -12.9234 | -12.9234 | -12.9234 | -12.9234 | -12.9234 | -12.9234 | -12.9234 | -12.9234 | -12.9234 | -12.9234 | -12.9234 | -12.9234 | -12.9234 | -12.9234 | -12.9234 | -12.9234 | -12.9234 | -12.9234 | -12.9234 | -12.9234 | -12.9234 | -12.9234 | -12.9234 | -22.4986 | -22.4986 | -22.4986 | -40.7323 | -40.7323 | -78.6005 | -68.2887 | -68.2887 | -68.2887 | -46.5167 | -46.5167 | 0 | 0 |  |  | 107.0671 |  |  | 1850067.832 | 0
$/MW-yr |  |  |  | 0 | 151987.0893 | 151987.0893 | 151987.0893 | 531856.3265 | 531856.3265 | 1132938.3466 | 969259.0889 | 969259.0889 | 969259.0889 | 515675.3538 | 515675.3538 | -222684.5696 | -222684.5696 | -222684.5696 | -222684.5696 | -222684.5696 | -222684.5696 | -222684.5696 | -222684.5696 | -222684.5696 | -222684.5696 | -222684.5696 | -222684.5696 | -222684.5696 | -222684.5696 | -222684.5696 | -222684.5696 | -222684.5696 | -222684.5696 | -222684.5696 | -222684.5696 | -222684.5696 | -222684.5696 | -222684.5696 | -222684.5696 | -374671.6589 | -374671.6589 | -374671.6589 | -754540.8961 | -754540.8961 | -1355622.9163 | -1191943.6585 | -1191943.6585 | -1191943.6585 | -738359.9234 | -738359.9234 | 0 | 0
$Millions (adjusted) |  |  |  | 0 | 0 | 0 | 0 | 0 | 0 | 0 | 0 | 0 | 0 | 0 | 0 | 0 | 0 | 0 | 0 | 0 | 0 | 0 | 0 | 0 | 0 | 0 | 0 | 0 | 0 | 0 | 0 | 0 | 0 | 0 | 0 | 0 | 0 | 0 | 0 | 0 | 0 | 0 | 0 | 0 | 0 | 0 | 0 | 0 | 0 | 0 | 0 | 0 |  |  | 0
Annual Avoided Costs for Deferrals - Area 3 Proposal: (see note*) | Deferral Year |  |  | 2016 | 2017 | 2018 | 2019 | 2020 | 2021 | 2022 | 2023 | 2024 | 2025 | 2026 | 2027 | 2028 | 2029 | 2030 | 2031 | 2032 | 2033 | 2034 | 2035 | 2036 | 2037 | 2038 | 2039 | 2040 | 2041 | 2042 | 2043 | 2044 | 2045 | 2046 | 2047 | 2048 | 2049 | 2050 | 2051 | 2052 | 2053 | 2054 | 2055 | 2056 | 2057 | 2058 | 2059 | 2060 | 2061 | 2062 | 2063 | 2064 |  |  | Differential NPV $M |  | Differential NPV $M (adjusted for COD of Selected Project) | Differntial NPV $/MW | NPV of Transmission Avoided Costs for Selected Project
Area I Projects:
Amagansett Conversion 33 kV | 2030 |  |  | 0 | 0 | 0 | 0 | 0 | 0 | 0 | 0 | 0 | 0 | 0 | 0 | 0 | 0 | 0 | 0 | 0 | 0 | 0 | 0 | 0 | 0 | 0 | 0 | 0 | 0 | 0 | 0 | 0 | 0 | 0 | 0 | 0 | 0 | 0 | 0 | 0 | 0 | 0 | 0 | 0 | 0 | 0 | 0 | 0 | 0 | 0 | 0 | 0 |  |  | 0 |  | 0 | 0 | 0
East Hampton Conversion 33 kV | 2030 |  |  | 0 | 0 | 0 | 0 | 0 | 0 | 0 | 0 | 0 | 0 | 0 | 0 | 0 | 0 | 0 | 0 | 0 | 0 | 0 | 0 | 0 | 0 | 0 | 0 | 0 | 0 | 0 | 0 | 0 | 0 | 0 | 0 | 0 | 0 | 0 | 0 | 0 | 0 | 0 | 0 | 0 | 0 | 0 | 0 | 0 | 0 | 0 | 0 | 0 |  |  | 0 |  | 0 | 0 | 0
Buell Conversion 33 kV | 2030 |  |  | 0 | 0 | 0 | 0 | 0 | 0 | 0 | 0 | 0 | 0 | 0 | 0 | 0 | 0 | 0 | 0 | 0 | 0 | 0 | 0 | 0 | 0 | 0 | 0 | 0 | 0 | 0 | 0 | 0 | 0 | 0 | 0 | 0 | 0 | 0 | 0 | 0 | 0 | 0 | 0 | 0 | 0 | 0 | 0 | 0 | 0 | 0 | 0 | 0 |  |  | 0 |  | 0 | 0 | 0
Hither Hills Conversion to 33 kV | 2030 |  |  | 0 | 0 | 0 | 0 | 0 | 0 | 0 | 0 | 0 | 0 | 0 | 0 | 0 | 0 | 0 | 0 | 0 | 0 | 0 | 0 | 0 | 0 | 0 | 0 | 0 | 0 | 0 | 0 | 0 | 0 | 0 | 0 | 0 | 0 | 0 | 0 | 0 | 0 | 0 | 0 | 0 | 0 | 0 | 0 | 0 | 0 | 0 | 0 | 0 |  |  | 0 |  | 0 | 0 | 0
Culloden Pt Conversion to 33 kV | 2030 |  |  | 0 | 0 | 0 | 0 | 0 | 0 | 0 | 0 | 0 | 0 | 0 | 0 | 0 | 0 | 0 | 0 | 0 | 0 | 0 | 0 | 0 | 0 | 0 | 0 | 0 | 0 | 0 | 0 | 0 | 0 | 0 | 0 | 0 | 0 | 0 | 0 | 0 | 0 | 0 | 0 | 0 | 0 | 0 | 0 | 0 | 0 | 0 | 0 | 0 |  |  | 0 |  | 0 | 0 | 0
[59 empty] | 0 | =Area I Portion
Area II Projects: | [58 empty] | 1487551.3709 | =Area I+II+III Portions
Riverhead Canal 2nd Line and Bank | 2026 |  |  | 0 | 0 | 0 | 0 | 0 | 0 | 0 | 0 | 0 | 0 | 0 | 0 | 0 | 0 | 0 | 0 | 0 | 0 | 0 | 0 | 0 | 0 | 0 | 0 | 0 | 0 | 0 | 0 | 0 | 0 | 0 | 0 | 0 | 0 | 0 | 0 | 0 | 0 | 0 | 0 | 0 | 0 | 0 | 0 | 0 | 0 | 0 | 0 | 0 |  |  | 0 |  | 0 | 0 | 0
[59 empty] | 0 | =Area II Portion
Area III Projects: | [58 empty] | 1487551.3709 | =Area II+III Portions
New Canal - Southampton Cable | 2023 |  |  | 0 | 4.5863 | 4.5863 | 4.5863 | 4.5863 | 4.5863 | 4.5863 | -0.88999 | -0.88999 | -0.88999 | -0.88999 | -0.88999 | -0.88999 | -0.88999 | -0.88999 | -0.88999 | -0.88999 | -0.88999 | -0.88999 | -0.88999 | -0.88999 | -0.88999 | -0.88999 | -0.88999 | -0.88999 | -0.88999 | -0.88999 | -0.88999 | -0.88999 | -0.88999 | -0.88999 | -0.88999 | -0.88999 | -0.88999 | -0.88999 | -0.88999 | -5.4763 | -5.4763 | -5.4763 | -5.4763 | -5.4763 | -5.4763 | 0 | 0 | 0 | 0 | 0 | 0 | 0 |  |  | 8.9667 |  | 8.9667 | 142328.3896 | 173884.7284
Upgrade Wildwood - Riverhead to 138 kV | 2022 |  |  | 0 | 0.93922 | 0.93922 | 0.93922 | 0.93922 | 0.93922 | -0.14959 | -0.14959 | -0.14959 | -0.14959 | -0.14959 | -0.14959 | -0.14959 | -0.14959 | -0.14959 | -0.14959 | -0.14959 | -0.14959 | -0.14959 | -0.14959 | -0.14959 | -0.14959 | -0.14959 | -0.14959 | -0.14959 | -0.14959 | -0.14959 | -0.14959 | -0.14959 | -0.14959 | -0.14959 | -0.14959 | -0.14959 | -0.14959 | -0.14959 | -0.14959 | -1.0888 | -1.0888 | -1.0888 | -1.0888 | -1.0888 | 0 | 0 | 0 | 0 | 0 | 0 | 0 | 0 |  |  | 1.5483 |  | 1.5483 | 24575.725 | 30024.5319
Bridgehampton - Buell New 69 kV UG Cable | 2023 |  |  | 0 | 4.0496 | 4.0496 | 4.0496 | 4.0496 | 4.0496 | 4.0496 | -0.78584 | -0.78584 | -0.78584 | -0.78584 | -0.78584 | -0.78584 | -0.78584 | -0.78584 | -0.78584 | -0.78584 | -0.78584 | -0.78584 | -0.78584 | -0.78584 | -0.78584 | -0.78584 | -0.78584 | -0.78584 | -0.78584 | -0.78584 | -0.78584 | -0.78584 | -0.78584 | -0.78584 | -0.78584 | -0.78584 | -0.78584 | -0.78584 | -0.78584 | -4.8355 | -4.8355 | -4.8355 | -4.8355 | -4.8355 | -4.8355 | 0 | 0 | 0 | 0 | 0 | 0 | 0 |  |  | 7.9174 |  | 7.9174 | 125672.9397 | 153536.5155
Canal - Wainscott New 138 kV UG Cable | 2028 |  |  | 0 | 0 | 0 | 0 | 0 | 0 | 38.957 | 38.957 | 38.957 | 38.957 | 38.957 | 38.957 | -7.5597 | -7.5597 | -7.5597 | -7.5597 | -7.5597 | -7.5597 | -7.5597 | -7.5597 | -7.5597 | -7.5597 | -7.5597 | -7.5597 | -7.5597 | -7.5597 | -7.5597 | -7.5597 | -7.5597 | -7.5597 | -7.5597 | -7.5597 | -7.5597 | -7.5597 | -7.5597 | -7.5597 | -7.5597 | -7.5597 | -7.5597 | -7.5597 | -7.5597 | -46.5167 | -46.5167 | -46.5167 | -46.5167 | -46.5167 | -46.5167 | 0 | 0 |  |  | 58.276 |  | 58.276 | 925015.732 | 1130105.595
[59 empty] | 1487551.3709 | =Area III Portion
Total - Area 3 Proposal, $Millions (unadjusted) |  |  |  | 0 | 9.5752 | 9.5752 | 9.5752 | 9.5752 | 9.5752 | 47.4434 | 37.1316 | 37.1316 | 37.1316 | 37.1316 | 37.1316 | -9.3851 | -9.3851 | -9.3851 | -9.3851 | -9.3851 | -9.3851 | -9.3851 | -9.3851 | -9.3851 | -9.3851 | -9.3851 | -9.3851 | -9.3851 | -9.3851 | -9.3851 | -9.3851 | -9.3851 | -9.3851 | -9.3851 | -9.3851 | -9.3851 | -9.3851 | -9.3851 | -9.3851 | -18.9603 | -18.9603 | -18.9603 | -18.9603 | -18.9603 | -56.8285 | -46.5167 | -46.5167 | -46.5167 | -46.5167 | -46.5167 | 0 | 0 |  |  | 76.7083 |  |  | 1217592.7863 | 1487551.3709
$/MW-yr |  |  |  | 0 | 151987.0893 | 151987.0893 | 151987.0893 | 151987.0893 | 151987.0893 | 753069.1094 | 589389.8516 | 589389.8516 | 589389.8516 | 589389.8516 | 589389.8516 | -148970.0718 | -148970.0718 | -148970.0718 | -148970.0718 | -148970.0718 | -148970.0718 | -148970.0718 | -148970.0718 | -148970.0718 | -148970.0718 | -148970.0718 | -148970.0718 | -148970.0718 | -148970.0718 | -148970.0718 | -148970.0718 | -148970.0718 | -148970.0718 | -148970.0718 | -148970.0718 | -148970.0718 | -148970.0718 | -148970.0718 | -148970.0718 | -300957.161 | -300957.161 | -300957.161 | -300957.161 | -300957.161 | -902039.1812 | -738359.9234 | -738359.9234 | -738359.9234 | -738359.9234 | -738359.9234 | 0 | 0
$Millions (adjusted) |  |  |  | 0 | 0.18568 | 0.18568 | 0.18568 | 0.18568 | 0.18568 | 0.92004 | 0.72007 | 0.72007 | 0.72007 | 0.72007 | 0.72007 | -0.182 | -0.182 | -0.182 | -0.182 | -0.182 | -0.182 | -0.182 | -0.182 | -0.182 | -0.182 | -0.182 | -0.182 | -0.182 | -0.182 | -0.182 | -0.182 | -0.182 | -0.182 | -0.182 | -0.182 | -0.182 | -0.182 | -0.182 | -0.182 | -0.36768 | -0.36768 | -0.36768 | -0.36768 | -0.36768 | -1.102 | -0.90207 | -0.90207 | -0.90207 | -0.90207 | -0.90207 | 0 | 0 |  |  | 1487.5514
Discount Factor (Relative to 1/1/2016) = |  |  |  | 0.94787 | 0.89845 | 0.85161 | 0.80722 | 0.76513 | 0.72525 | 0.68744 | 0.6516 | 0.61763 | 0.58543 | 0.55491 | 0.52598 | 0.49856 | 0.47257 | 0.44793 | 0.42458 | 0.40245 | 0.38147 | 0.36158 | 0.34273 | 0.32486 | 0.30793 | 0.29187 | 0.27666 | 0.26223 | 0.24856 | 0.2356 | 0.22332 | 0.21168 | 0.20064 | 0.19018 | 0.18027 | 0.17087 | 0.16196 | 0.15352 | 0.14552 | 0.13793 | 0.13074 | 0.12392 | 0.11746 | 0.11134 | 0.10554 | 0.10003 | 0.094818 | 0.089875 | 0.08519 | 0.080748 | 0.076539 | 0.072549
* Note: A positive (+) avoided cost in a given year represents a cost savings relative to not having a transmission project deferral.

## PhII (ENH100 T&PP-2018)
Version |  | Based on PSEGLI file: "East End Utility 2_0_Economics_2014_10_13_r28_Sargent_Lundy.xlsx"
Annual Revenue Requirements (Millions of $s)
1) Reference (Transmission only) Case
Project | I/S Year | Investor | Capital (2015$s) | 2016 | 2017 | 2018 | 2019 | 2020 | 2021 | 2022 | 2023 | 2024 | 2025 | 2026 | 2027 | 2028 | 2029 | 2030 | 2031 | 2032 | 2033 | 2034 | 2035 | 2036 | 2037 | 2038 | 2039 | 2040 | 2041 | 2042 | 2043 | 2044 | 2045 | 2046 | 2047 | 2048 | 2049 | 2050 | 2051 | 2052 | 2053 | 2054 | 2055 | 2056 | 2057 | 2058 | 2059 | 2060 | 2061 | 2062 | 2063 | 2064 |  | NPV |  | Proposal Number = | ENH100
Transmission Reinforcement I | 2017 | PSEGLI | 93.4 | 0 | 11.3926 | 11.3926 | 11.3926 | 11.3926 | 11.3926 | 11.3926 | 11.3926 | 11.3926 | 11.3926 | 11.3926 | 11.3926 | 11.3926 | 11.3926 | 11.3926 | 11.3926 | 11.3926 | 11.3926 | 11.3926 | 11.3926 | 11.3926 | 11.3926 | 11.3926 | 11.3926 | 11.3926 | 11.3926 | 11.3926 | 11.3926 | 11.3926 | 11.3926 | 11.3926 | 11.3926 | 11.3926 | 11.3926 | 11.3926 | 11.3926 | [13 empty] | 35 | 166.1982 |  | Proposer Name = | EnergyHub, Inc.
Transmission Reinforcement II | 2018 | PSEGLI | 4.8 | 0 | 0 | 0.60305 | 0.60305 | 0.60305 | 0.60305 | 0.60305 | 0.60305 | 0.60305 | 0.60305 | 0.60305 | 0.60305 | 0.60305 | 0.60305 | 0.60305 | 0.60305 | 0.60305 | 0.60305 | 0.60305 | 0.60305 | 0.60305 | 0.60305 | 0.60305 | 0.60305 | 0.60305 | 0.60305 | 0.60305 | 0.60305 | 0.60305 | 0.60305 | 0.60305 | 0.60305 | 0.60305 | 0.60305 | 0.60305 | 0.60305 | 0.60305 | [12 empty] | 35 | 8.3388 |  | Proposal/Project = | South Fork Direct Load Control
Transmission Reinforcement III | 2019 | PSEGLI | 2.8 | 0 | 0 | 0 | 0.36233 | 0.36233 | 0.36233 | 0.36233 | 0.36233 | 0.36233 | 0.36233 | 0.36233 | 0.36233 | 0.36233 | 0.36233 | 0.36233 | 0.36233 | 0.36233 | 0.36233 | 0.36233 | 0.36233 | 0.36233 | 0.36233 | 0.36233 | 0.36233 | 0.36233 | 0.36233 | 0.36233 | 0.36233 | 0.36233 | 0.36233 | 0.36233 | 0.36233 | 0.36233 | 0.36233 | 0.36233 | 0.36233 | 0.36233 | 0.36233 | [11 empty] | 35 | 4.7491 |  | Option Number = | 1
Transmission Reinforcement IV | 2020 | PSEGLI | 136.8 | 0 | 0 | 0 | 0 | 18.2337 | 18.2337 | 18.2337 | 18.2337 | 18.2337 | 18.2337 | 18.2337 | 18.2337 | 18.2337 | 18.2337 | 18.2337 | 18.2337 | 18.2337 | 18.2337 | 18.2337 | 18.2337 | 18.2337 | 18.2337 | 18.2337 | 18.2337 | 18.2337 | 18.2337 | 18.2337 | 18.2337 | 18.2337 | 18.2337 | 18.2337 | 18.2337 | 18.2337 | 18.2337 | 18.2337 | 18.2337 | 18.2337 | 18.2337 | 18.2337 | [10 empty] | 35 | 226.5269 |  | Location = | All Areas - Nonspecified
Transmission Reinforcement V | 2022 | PSEGLI | 275.5 | 0 | 0 | 0 | 0 | 0 | 0 | 38.957 | 38.957 | 38.957 | 38.957 | 38.957 | 38.957 | 38.957 | 38.957 | 38.957 | 38.957 | 38.957 | 38.957 | 38.957 | 38.957 | 38.957 | 38.957 | 38.957 | 38.957 | 38.957 | 38.957 | 38.957 | 38.957 | 38.957 | 38.957 | 38.957 | 38.957 | 38.957 | 38.957 | 38.957 | 38.957 | 38.957 | 38.957 | 38.957 | 38.957 | 38.957 | [8 empty] | 35 | 434.8353 |  | Technology = | Thermostats & Pool Pumps
[56 empty] | Interconnection Points = | Behind the Meter
Total |  |  | 513.3 | 0 | 11.3926 | 11.9957 | 12.358 | 30.5918 | 30.5918 | 69.5487 | 69.5487 | 69.5487 | 69.5487 | 69.5487 | 69.5487 | 69.5487 | 69.5487 | 69.5487 | 69.5487 | 69.5487 | 69.5487 | 69.5487 | 69.5487 | 69.5487 | 69.5487 | 69.5487 | 69.5487 | 69.5487 | 69.5487 | 69.5487 | 69.5487 | 69.5487 | 69.5487 | 69.5487 | 69.5487 | 69.5487 | 69.5487 | 69.5487 | 69.5487 | 58.1561 | 57.553 | 57.1907 | 38.957 | 38.957 | 0 | 0 | 0 | 0 | 0 | 0 | 0 | 0 |  | 840.6482 |  | Loss Factor = | 1.067
2016 NPV @ 5.5%, thru 2035 |  |  |  | 2016: 559.7216
2016 NPV @ 5.5%, thru 2056 |  |  |  | 2016: 840.6482 |  |  |  | MW Required by 2022 (cap) = | 15 | 33 | 15 | Output: NPV of Transmission Avoided Costs for Selected Project (see note*)
[57 empty] | Selected Project Inputs - Area 1 Portion | Selected Project Inputs - Area 2 Portion | Selected Project Inputs - Area 3 Portion | Area 1 | Area 2 | Area 3 | Total | check
[56 empty] | Project kW = | 0 | 0 | 1077.67
[55 empty] | Capped kW = | 1077.67 | 0 | 0 | 1077.67
[56 empty] | Project Area (1, 2, or 3) = | 1 | 2 | 3
[56 empty] | Proportion of Peak Hours Covered = | 100% | 100% | 100%
[55 empty] | Project COD = | 2018
[55 empty] | Effective kW = | 1077.67 |  |  |  | 0 | 0 | 996861.7039 | 996861.7039
[60 empty] | check | check | check
| I/S Year |  | Capital (2015$s) | 2016 | 2017 | 2018 | 2019 | 2020 | 2021 | 2022 | 2023 | 2024 | 2025 | 2026 | 2027 | 2028 | 2029 | 2030 | 2031 | 2032 | 2033 | 2034 | 2035 | 2036 | 2037 | 2038 | 2039 | 2040 | 2041 | 2042 | 2043 | 2044 | 2045 | 2046 | 2047 | 2048 | 2049 | 2050 | 2051 | 2052 | 2053 | 2054 | 2055 | 2056 | 2057 | 2058 | 2059 | 2060 | 2061 | 2062 | 2063 | 2064 |  | MW Required by 2022 | NPV Base $M | Differential NPV $M | Differential NPV $M (adjusted for COD of Selected Project) | Differntial NPV $/MW | NPV of Transmission Avoided Costs for Selected Project
Area I Projects: | [53 empty] | 15
Amagansett Conversion 33 kV | 2017 |  | 8 | 0 | 0.97582 | 0.97582 | 0.97582 | 0.97582 | 0.97582 | 0.97582 | 0.97582 | 0.97582 | 0.97582 | 0.97582 | 0.97582 | 0.97582 | 0.97582 | 0.97582 | 0.97582 | 0.97582 | 0.97582 | 0.97582 | 0.97582 | 0.97582 | 0.97582 | 0.97582 | 0.97582 | 0.97582 | 0.97582 | 0.97582 | 0.97582 | 0.97582 | 0.97582 | 0.97582 | 0.97582 | 0.97582 | 0.97582 | 0.97582 | 0.97582 | [13 empty] | 35 |  | 14.2354
East Hampton Conversion 33 kV | 2017 |  | 3.2 | 0 | 0.39033 | 0.39033 | 0.39033 | 0.39033 | 0.39033 | 0.39033 | 0.39033 | 0.39033 | 0.39033 | 0.39033 | 0.39033 | 0.39033 | 0.39033 | 0.39033 | 0.39033 | 0.39033 | 0.39033 | 0.39033 | 0.39033 | 0.39033 | 0.39033 | 0.39033 | 0.39033 | 0.39033 | 0.39033 | 0.39033 | 0.39033 | 0.39033 | 0.39033 | 0.39033 | 0.39033 | 0.39033 | 0.39033 | 0.39033 | 0.39033 | [13 empty] | 35 |  | 5.6942
Buell Conversion 33 kV | 2017 |  | 3.7 | 0 | 0.45131 | 0.45131 | 0.45131 | 0.45131 | 0.45131 | 0.45131 | 0.45131 | 0.45131 | 0.45131 | 0.45131 | 0.45131 | 0.45131 | 0.45131 | 0.45131 | 0.45131 | 0.45131 | 0.45131 | 0.45131 | 0.45131 | 0.45131 | 0.45131 | 0.45131 | 0.45131 | 0.45131 | 0.45131 | 0.45131 | 0.45131 | 0.45131 | 0.45131 | 0.45131 | 0.45131 | 0.45131 | 0.45131 | 0.45131 | 0.45131 | [13 empty] | 35 |  | 6.5839
Hither Hills Conversion to 33 kV | 2018 |  | 4.8 | 0 | 0 | 0.60305 | 0.60305 | 0.60305 | 0.60305 | 0.60305 | 0.60305 | 0.60305 | 0.60305 | 0.60305 | 0.60305 | 0.60305 | 0.60305 | 0.60305 | 0.60305 | 0.60305 | 0.60305 | 0.60305 | 0.60305 | 0.60305 | 0.60305 | 0.60305 | 0.60305 | 0.60305 | 0.60305 | 0.60305 | 0.60305 | 0.60305 | 0.60305 | 0.60305 | 0.60305 | 0.60305 | 0.60305 | 0.60305 | 0.60305 | 0.60305 | [12 empty] | 35 |  | 8.3388
Culloden Pt Conversion to 33 kV | 2019 |  | 2.8 | 0 | 0 | 0 | 0.36233 | 0.36233 | 0.36233 | 0.36233 | 0.36233 | 0.36233 | 0.36233 | 0.36233 | 0.36233 | 0.36233 | 0.36233 | 0.36233 | 0.36233 | 0.36233 | 0.36233 | 0.36233 | 0.36233 | 0.36233 | 0.36233 | 0.36233 | 0.36233 | 0.36233 | 0.36233 | 0.36233 | 0.36233 | 0.36233 | 0.36233 | 0.36233 | 0.36233 | 0.36233 | 0.36233 | 0.36233 | 0.36233 | 0.36233 | 0.36233 | [11 empty] | 35 |  | 4.7491
No Deferral |  |  | 22.5 |  | 1.8175 | 2.4205 | 2.7828 | 2.7828 | 2.7828 | 2.7828 | 2.7828 | 2.7828 | 2.7828 | 2.7828 | 2.7828 | 2.7828 | 2.7828 | 2.7828 | 2.7828 | 2.7828 | 2.7828 | 2.7828 | 2.7828 | 2.7828 | 2.7828 | 2.7828 | 2.7828 | 2.7828 | 2.7828 | 2.7828 | 2.7828 | 2.7828 | 2.7828 | 2.7828 | 2.7828 | 2.7828 | 2.7828 | 2.7828 | 2.7828 | 0.96539 | 0.36233 | 0 | 0 | 0 | [10 empty] | 39.6013
Amagansett Conversion 33 kV | 2030 |  | 8 | [14 empty] | 1.433 | 1.433 | 1.433 | 1.433 | 1.433 | 1.433 | 1.433 | 1.433 | 1.433 | 1.433 | 1.433 | 1.433 | 1.433 | 1.433 | 1.433 | 1.433 | 1.433 | 1.433 | 1.433 | 1.433 | 1.433 | 1.433 | 1.433 | 1.433 | 1.433 | 1.433 | 1.433 | 1.433 | 1.433 | 1.433 | 1.433 | 1.433 | 1.433 | 1.433 | 1.433 | 35 |  | 10.4225 | 3.8129 | 0 | 0 | 0
East Hampton Conversion 33 kV | 2030 |  | 3.2 | [14 empty] | 0.57321 | 0.57321 | 0.57321 | 0.57321 | 0.57321 | 0.57321 | 0.57321 | 0.57321 | 0.57321 | 0.57321 | 0.57321 | 0.57321 | 0.57321 | 0.57321 | 0.57321 | 0.57321 | 0.57321 | 0.57321 | 0.57321 | 0.57321 | 0.57321 | 0.57321 | 0.57321 | 0.57321 | 0.57321 | 0.57321 | 0.57321 | 0.57321 | 0.57321 | 0.57321 | 0.57321 | 0.57321 | 0.57321 | 0.57321 | 0.57321 | 35 |  | 4.169 | 1.5252 | 0 | 0 | 0
Buell Conversion 33 kV | 2030 |  | 3.7 | [14 empty] | 0.66277 | 0.66277 | 0.66277 | 0.66277 | 0.66277 | 0.66277 | 0.66277 | 0.66277 | 0.66277 | 0.66277 | 0.66277 | 0.66277 | 0.66277 | 0.66277 | 0.66277 | 0.66277 | 0.66277 | 0.66277 | 0.66277 | 0.66277 | 0.66277 | 0.66277 | 0.66277 | 0.66277 | 0.66277 | 0.66277 | 0.66277 | 0.66277 | 0.66277 | 0.66277 | 0.66277 | 0.66277 | 0.66277 | 0.66277 | 0.66277 | 35 |  | 4.8204 | 1.7635 | 0 | 0 | 0
Hither Hills Conversion to 33 kV | 2030 |  | 4.8 | [14 empty] | 0.85981 | 0.85981 | 0.85981 | 0.85981 | 0.85981 | 0.85981 | 0.85981 | 0.85981 | 0.85981 | 0.85981 | 0.85981 | 0.85981 | 0.85981 | 0.85981 | 0.85981 | 0.85981 | 0.85981 | 0.85981 | 0.85981 | 0.85981 | 0.85981 | 0.85981 | 0.85981 | 0.85981 | 0.85981 | 0.85981 | 0.85981 | 0.85981 | 0.85981 | 0.85981 | 0.85981 | 0.85981 | 0.85981 | 0.85981 | 0.85981 | 35 |  | 6.2535 | 2.0853 | 2.0853 | 139022.8879 | 149820.7956
Culloden Pt Conversion to 33 kV | 2030 |  | 2.8 | [14 empty] | 0.50156 | 0.50156 | 0.50156 | 0.50156 | 0.50156 | 0.50156 | 0.50156 | 0.50156 | 0.50156 | 0.50156 | 0.50156 | 0.50156 | 0.50156 | 0.50156 | 0.50156 | 0.50156 | 0.50156 | 0.50156 | 0.50156 | 0.50156 | 0.50156 | 0.50156 | 0.50156 | 0.50156 | 0.50156 | 0.50156 | 0.50156 | 0.50156 | 0.50156 | 0.50156 | 0.50156 | 0.50156 | 0.50156 | 0.50156 | 0.50156 | 35 |  | 3.6479 | 1.1012 | 1.1012 | 73412.135 | 79114.0555
Deferral to Indicated Year |  |  | 22.5 | [6 empty] | 0 | 0 | 0 | 0 | 0 | 0 | 0 | 0 | 4.0304 | 4.0304 | 4.0304 | 4.0304 | 4.0304 | 4.0304 | 4.0304 | 4.0304 | 4.0304 | 4.0304 | 4.0304 | 4.0304 | 4.0304 | 4.0304 | 4.0304 | 4.0304 | 4.0304 | 4.0304 | 4.0304 | 4.0304 | 4.0304 | 4.0304 | 4.0304 | 4.0304 | 4.0304 | 4.0304 | 4.0304 | 4.0304 | 4.0304 | 4.0304 | 4.0304 | 4.0304 | 4.0304 | 4.0304 | 4.0304 | 35 |  | 29.3132 | 10.2881 | 3.1865 | 212435.0229 | 228934.8512 | =Area I Portion
[59 empty] | 1907395.9376 | =Area I+II+III Portions
Annual Avoided Costs for Deferral to Indicated Year:
Amagansett Conversion 33 kV | 2030 |  |  | 0 | 0.97582 | 0.97582 | 0.97582 | 0.97582 | 0.97582 | 0.97582 | 0.97582 | 0.97582 | 0.97582 | 0.97582 | 0.97582 | 0.97582 | 0.97582 | -0.4572 | -0.4572 | -0.4572 | -0.4572 | -0.4572 | -0.4572 | -0.4572 | -0.4572 | -0.4572 | -0.4572 | -0.4572 | -0.4572 | -0.4572 | -0.4572 | -0.4572 | -0.4572 | -0.4572 | -0.4572 | -0.4572 | -0.4572 | -0.4572 | -0.4572 | -1.433 | -1.433 | -1.433 | -1.433 | -1.433 | -1.433 | -1.433 | -1.433 | -1.433 | -1.433 | -1.433 | -1.433 | -1.433 | 35 |  |  | 3.8129
East Hampton Conversion 33 kV | 2030 |  |  | 0 | 0.39033 | 0.39033 | 0.39033 | 0.39033 | 0.39033 | 0.39033 | 0.39033 | 0.39033 | 0.39033 | 0.39033 | 0.39033 | 0.39033 | 0.39033 | -0.18288 | -0.18288 | -0.18288 | -0.18288 | -0.18288 | -0.18288 | -0.18288 | -0.18288 | -0.18288 | -0.18288 | -0.18288 | -0.18288 | -0.18288 | -0.18288 | -0.18288 | -0.18288 | -0.18288 | -0.18288 | -0.18288 | -0.18288 | -0.18288 | -0.18288 | -0.57321 | -0.57321 | -0.57321 | -0.57321 | -0.57321 | -0.57321 | -0.57321 | -0.57321 | -0.57321 | -0.57321 | -0.57321 | -0.57321 | -0.57321 | 35 |  |  | 1.5252
Buell Conversion 33 kV | 2030 |  |  | 0 | 0.45131 | 0.45131 | 0.45131 | 0.45131 | 0.45131 | 0.45131 | 0.45131 | 0.45131 | 0.45131 | 0.45131 | 0.45131 | 0.45131 | 0.45131 | -0.21146 | -0.21146 | -0.21146 | -0.21146 | -0.21146 | -0.21146 | -0.21146 | -0.21146 | -0.21146 | -0.21146 | -0.21146 | -0.21146 | -0.21146 | -0.21146 | -0.21146 | -0.21146 | -0.21146 | -0.21146 | -0.21146 | -0.21146 | -0.21146 | -0.21146 | -0.66277 | -0.66277 | -0.66277 | -0.66277 | -0.66277 | -0.66277 | -0.66277 | -0.66277 | -0.66277 | -0.66277 | -0.66277 | -0.66277 | -0.66277 | 35 |  |  | 1.7635
Hither Hills Conversion to 33 kV | 2030 |  |  | 0 | 0 | 0.60305 | 0.60305 | 0.60305 | 0.60305 | 0.60305 | 0.60305 | 0.60305 | 0.60305 | 0.60305 | 0.60305 | 0.60305 | 0.60305 | -0.25676 | -0.25676 | -0.25676 | -0.25676 | -0.25676 | -0.25676 | -0.25676 | -0.25676 | -0.25676 | -0.25676 | -0.25676 | -0.25676 | -0.25676 | -0.25676 | -0.25676 | -0.25676 | -0.25676 | -0.25676 | -0.25676 | -0.25676 | -0.25676 | -0.25676 | -0.25676 | -0.85981 | -0.85981 | -0.85981 | -0.85981 | -0.85981 | -0.85981 | -0.85981 | -0.85981 | -0.85981 | -0.85981 | -0.85981 | -0.85981 | 35 |  |  | 2.0853
Culloden Pt Conversion to 33 kV | 2030 |  |  | 0 | 0 | 0 | 0.36233 | 0.36233 | 0.36233 | 0.36233 | 0.36233 | 0.36233 | 0.36233 | 0.36233 | 0.36233 | 0.36233 | 0.36233 | -0.13922 | -0.13922 | -0.13922 | -0.13922 | -0.13922 | -0.13922 | -0.13922 | -0.13922 | -0.13922 | -0.13922 | -0.13922 | -0.13922 | -0.13922 | -0.13922 | -0.13922 | -0.13922 | -0.13922 | -0.13922 | -0.13922 | -0.13922 | -0.13922 | -0.13922 | -0.13922 | -0.13922 | -0.50156 | -0.50156 | -0.50156 | -0.50156 | -0.50156 | -0.50156 | -0.50156 | -0.50156 | -0.50156 | -0.50156 | -0.50156 | 35 |  |  | 1.1012
Area II Projects: | [53 empty] | 33
Riverhead Canal 2nd Line and Bank | 2020 |  | 136.8 | 0 | 0 | 0 | 0 | 18.2337 | 18.2337 | 18.2337 | 18.2337 | 18.2337 | 18.2337 | 18.2337 | 18.2337 | 18.2337 | 18.2337 | 18.2337 | 18.2337 | 18.2337 | 18.2337 | 18.2337 | 18.2337 | 18.2337 | 18.2337 | 18.2337 | 18.2337 | 18.2337 | 18.2337 | 18.2337 | 18.2337 | 18.2337 | 18.2337 | 18.2337 | 18.2337 | 18.2337 | 18.2337 | 18.2337 | 18.2337 | 18.2337 | 18.2337 | 18.2337 | [10 empty] | 35 |  | 226.5269
No Deferral |  |  | 136.8 |  | 0 | 0 | 0 | 18.2337 | 18.2337 | 18.2337 | 18.2337 | 18.2337 | 18.2337 | 18.2337 | 18.2337 | 18.2337 | 18.2337 | 18.2337 | 18.2337 | 18.2337 | 18.2337 | 18.2337 | 18.2337 | 18.2337 | 18.2337 | 18.2337 | 18.2337 | 18.2337 | 18.2337 | 18.2337 | 18.2337 | 18.2337 | 18.2337 | 18.2337 | 18.2337 | 18.2337 | 18.2337 | 18.2337 | 18.2337 | 18.2337 | 18.2337 | 18.2337 | [10 empty] | 35 |  | 226.5269
Riverhead Canal 2nd Line and Bank | 2026 |  | 136.8 | [10 empty] | 21.772 | 21.772 | 21.772 | 21.772 | 21.772 | 21.772 | 21.772 | 21.772 | 21.772 | 21.772 | 21.772 | 21.772 | 21.772 | 21.772 | 21.772 | 21.772 | 21.772 | 21.772 | 21.772 | 21.772 | 21.772 | 21.772 | 21.772 | 21.772 | 21.772 | 21.772 | 21.772 | 21.772 | 21.772 | 21.772 | 21.772 | 21.772 | 21.772 | 21.772 | 21.772 |  |  |  |  | 35 |  | 196.1681 | 30.3588 | 30.3588 | 632475.0457 | 681599.3825
Deferral to Indicated Year |  |  | 136.8 | [6 empty] | 0 | 0 | 0 | 0 | 21.772 | 21.772 | 21.772 | 21.772 | 21.772 | 21.772 | 21.772 | 21.772 | 21.772 | 21.772 | 21.772 | 21.772 | 21.772 | 21.772 | 21.772 | 21.772 | 21.772 | 21.772 | 21.772 | 21.772 | 21.772 | 21.772 | 21.772 | 21.772 | 21.772 | 21.772 | 21.772 | 21.772 | 21.772 | 21.772 | 21.772 | 21.772 | 21.772 | 21.772 | 21.772 |  |  |  |  | 35 |  | 196.1681 | 30.3588 | 30.3588 | 632475.0457 | 681599.3825 | =Area II Portion
[59 empty] | 1678461.0864 | =Area II+III Portions
Annual Avoided Costs for Deferral to Indicated Year:
Riverhead Canal 2nd Line and Bank | 2026 |  |  | 0 | 0 | 0 | 0 | 18.2337 | 18.2337 | 18.2337 | 18.2337 | 18.2337 | 18.2337 | -3.5383 | -3.5383 | -3.5383 | -3.5383 | -3.5383 | -3.5383 | -3.5383 | -3.5383 | -3.5383 | -3.5383 | -3.5383 | -3.5383 | -3.5383 | -3.5383 | -3.5383 | -3.5383 | -3.5383 | -3.5383 | -3.5383 | -3.5383 | -3.5383 | -3.5383 | -3.5383 | -3.5383 | -3.5383 | -3.5383 | -3.5383 | -3.5383 | -3.5383 | -21.772 | -21.772 | -21.772 | -21.772 | -21.772 | -21.772 |  |  |  |  | 35 |  |  | 30.3588
0
Area III Projects: | [52 empty] | 0 | 15
New Canal - Southampton Cable | 2017 |  | 37.6 | 0 | 4.5863 | 4.5863 | 4.5863 | 4.5863 | 4.5863 | 4.5863 | 4.5863 | 4.5863 | 4.5863 | 4.5863 | 4.5863 | 4.5863 | 4.5863 | 4.5863 | 4.5863 | 4.5863 | 4.5863 | 4.5863 | 4.5863 | 4.5863 | 4.5863 | 4.5863 | 4.5863 | 4.5863 | 4.5863 | 4.5863 | 4.5863 | 4.5863 | 4.5863 | 4.5863 | 4.5863 | 4.5863 | 4.5863 | 4.5863 | 4.5863 | [13 empty] | 35 |  | 66.9063
Upgrade Wildwood - Riverhead to 138 kV | 2017 |  | 7.7 | 0 | 0.93922 | 0.93922 | 0.93922 | 0.93922 | 0.93922 | 0.93922 | 0.93922 | 0.93922 | 0.93922 | 0.93922 | 0.93922 | 0.93922 | 0.93922 | 0.93922 | 0.93922 | 0.93922 | 0.93922 | 0.93922 | 0.93922 | 0.93922 | 0.93922 | 0.93922 | 0.93922 | 0.93922 | 0.93922 | 0.93922 | 0.93922 | 0.93922 | 0.93922 | 0.93922 | 0.93922 | 0.93922 | 0.93922 | 0.93922 | 0.93922 | [13 empty] | 35 |  | 13.7016
Bridgehampton - Buell New 69 kV UG Cable | 2017 |  | 33.2 | 0 | 4.0496 | 4.0496 | 4.0496 | 4.0496 | 4.0496 | 4.0496 | 4.0496 | 4.0496 | 4.0496 | 4.0496 | 4.0496 | 4.0496 | 4.0496 | 4.0496 | 4.0496 | 4.0496 | 4.0496 | 4.0496 | 4.0496 | 4.0496 | 4.0496 | 4.0496 | 4.0496 | 4.0496 | 4.0496 | 4.0496 | 4.0496 | 4.0496 | 4.0496 | 4.0496 | 4.0496 | 4.0496 | 4.0496 | 4.0496 | 4.0496 | [13 empty] | 35 |  | 59.0769
Canal - Wainscott New 138 kV UG Cable | 2022 |  | 275.5 | 0 | 0 | 0 | 0 | 0 | 0 | 38.957 | 38.957 | 38.957 | 38.957 | 38.957 | 38.957 | 38.957 | 38.957 | 38.957 | 38.957 | 38.957 | 38.957 | 38.957 | 38.957 | 38.957 | 38.957 | 38.957 | 38.957 | 38.957 | 38.957 | 38.957 | 38.957 | 38.957 | 38.957 | 38.957 | 38.957 | 38.957 | 38.957 | 38.957 | 38.957 | 38.957 | 38.957 | 38.957 | 38.957 | 38.957 | [8 empty] | 35 |  | 434.8353
No Deferral |  |  | 354 |  | 9.5752 | 9.5752 | 9.5752 | 9.5752 | 9.5752 | 48.5322 | 48.5322 | 48.5322 | 48.5322 | 48.5322 | 48.5322 | 48.5322 | 48.5322 | 48.5322 | 48.5322 | 48.5322 | 48.5322 | 48.5322 | 48.5322 | 48.5322 | 48.5322 | 48.5322 | 48.5322 | 48.5322 | 48.5322 | 48.5322 | 48.5322 | 48.5322 | 48.5322 | 48.5322 | 48.5322 | 48.5322 | 48.5322 | 48.5322 | 48.5322 | 38.957 | 38.957 | 38.957 | 38.957 | 38.957 | [10 empty] | 574.52
New Canal - Southampton Cable | 2023 |  | 37.6 | [7 empty] | 5.4763 | 5.4763 | 5.4763 | 5.4763 | 5.4763 | 5.4763 | 5.4763 | 5.4763 | 5.4763 | 5.4763 | 5.4763 | 5.4763 | 5.4763 | 5.4763 | 5.4763 | 5.4763 | 5.4763 | 5.4763 | 5.4763 | 5.4763 | 5.4763 | 5.4763 | 5.4763 | 5.4763 | 5.4763 | 5.4763 | 5.4763 | 5.4763 | 5.4763 | 5.4763 | 5.4763 | 5.4763 | 5.4763 | 5.4763 | 5.4763 | [7 empty] | 35 |  | 57.9396 | 8.9667 | 0 | 0 | 0
Upgrade Wildwood - Riverhead to 138 kV | 2022 |  | 7.7 | [6 empty] | 1.0888 | 1.0888 | 1.0888 | 1.0888 | 1.0888 | 1.0888 | 1.0888 | 1.0888 | 1.0888 | 1.0888 | 1.0888 | 1.0888 | 1.0888 | 1.0888 | 1.0888 | 1.0888 | 1.0888 | 1.0888 | 1.0888 | 1.0888 | 1.0888 | 1.0888 | 1.0888 | 1.0888 | 1.0888 | 1.0888 | 1.0888 | 1.0888 | 1.0888 | 1.0888 | 1.0888 | 1.0888 | 1.0888 | 1.0888 | 1.0888 | [8 empty] | 35 |  | 12.1533 | 1.5483 | 0 | 0 | 0
Bridgehampton - Buell New 69 kV UG Cable | 2023 |  | 33.2 | [7 empty] | 4.8355 | 4.8355 | 4.8355 | 4.8355 | 4.8355 | 4.8355 | 4.8355 | 4.8355 | 4.8355 | 4.8355 | 4.8355 | 4.8355 | 4.8355 | 4.8355 | 4.8355 | 4.8355 | 4.8355 | 4.8355 | 4.8355 | 4.8355 | 4.8355 | 4.8355 | 4.8355 | 4.8355 | 4.8355 | 4.8355 | 4.8355 | 4.8355 | 4.8355 | 4.8355 | 4.8355 | 4.8355 | 4.8355 | 4.8355 | 4.8355 | [7 empty] | 35 |  | 51.1595 | 7.9174 | 0 | 0 | 0
Canal - Wainscott New 138 kV UG Cable | 2028 |  | 275.5 | [12 empty] | 46.5167 | 46.5167 | 46.5167 | 46.5167 | 46.5167 | 46.5167 | 46.5167 | 46.5167 | 46.5167 | 46.5167 | 46.5167 | 46.5167 | 46.5167 | 46.5167 | 46.5167 | 46.5167 | 46.5167 | 46.5167 | 46.5167 | 46.5167 | 46.5167 | 46.5167 | 46.5167 | 46.5167 | 46.5167 | 46.5167 | 46.5167 | 46.5167 | 46.5167 | 46.5167 | 46.5167 | 46.5167 | 46.5167 | 46.5167 | 46.5167 |  |  | 35 |  | 376.5593 | 58.276 | 58.276 | 925015.732 | 996861.7039
Deferral to Indicated Year |  |  | 354 | [6 empty] | 1.0888 | 11.4006 | 11.4006 | 11.4006 | 11.4006 | 11.4006 | 57.9173 | 57.9173 | 57.9173 | 57.9173 | 57.9173 | 57.9173 | 57.9173 | 57.9173 | 57.9173 | 57.9173 | 57.9173 | 57.9173 | 57.9173 | 57.9173 | 57.9173 | 57.9173 | 57.9173 | 57.9173 | 57.9173 | 57.9173 | 57.9173 | 57.9173 | 57.9173 | 57.9173 | 57.9173 | 57.9173 | 57.9173 | 57.9173 | 57.9173 | 56.8285 | 46.5167 | 46.5167 | 46.5167 | 46.5167 | 46.5167 |  |  | 41 |  | 497.8117 | 76.7083 | 58.276 | 925015.732 | 996861.7039 | =Area III Portion
[59 empty] | 996861.7039 | =Area III Portion
Annual Avoided Costs for Deferral to Indicated Year:
New Canal - Southampton Cable | 2023 |  |  | 0 | 4.5863 | 4.5863 | 4.5863 | 4.5863 | 4.5863 | 4.5863 | -0.88999 | -0.88999 | -0.88999 | -0.88999 | -0.88999 | -0.88999 | -0.88999 | -0.88999 | -0.88999 | -0.88999 | -0.88999 | -0.88999 | -0.88999 | -0.88999 | -0.88999 | -0.88999 | -0.88999 | -0.88999 | -0.88999 | -0.88999 | -0.88999 | -0.88999 | -0.88999 | -0.88999 | -0.88999 | -0.88999 | -0.88999 | -0.88999 | -0.88999 | -5.4763 | -5.4763 | -5.4763 | -5.4763 | -5.4763 | -5.4763 | 0 | 0 | 0 | 0 | 0 |  |  | 35 |  |  | 8.9667
Upgrade Wildwood - Riverhead to 138 kV | 2022 |  |  | 0 | 0.93922 | 0.93922 | 0.93922 | 0.93922 | 0.93922 | -0.14959 | -0.14959 | -0.14959 | -0.14959 | -0.14959 | -0.14959 | -0.14959 | -0.14959 | -0.14959 | -0.14959 | -0.14959 | -0.14959 | -0.14959 | -0.14959 | -0.14959 | -0.14959 | -0.14959 | -0.14959 | -0.14959 | -0.14959 | -0.14959 | -0.14959 | -0.14959 | -0.14959 | -0.14959 | -0.14959 | -0.14959 | -0.14959 | -0.14959 | -0.14959 | -1.0888 | -1.0888 | -1.0888 | -1.0888 | -1.0888 | 0 | 0 | 0 | 0 | 0 | 0 |  |  | 35 |  |  | 1.5483
Bridgehampton - Buell New 69 kV UG Cable | 2023 |  |  | 0 | 4.0496 | 4.0496 | 4.0496 | 4.0496 | 4.0496 | 4.0496 | -0.78584 | -0.78584 | -0.78584 | -0.78584 | -0.78584 | -0.78584 | -0.78584 | -0.78584 | -0.78584 | -0.78584 | -0.78584 | -0.78584 | -0.78584 | -0.78584 | -0.78584 | -0.78584 | -0.78584 | -0.78584 | -0.78584 | -0.78584 | -0.78584 | -0.78584 | -0.78584 | -0.78584 | -0.78584 | -0.78584 | -0.78584 | -0.78584 | -0.78584 | -4.8355 | -4.8355 | -4.8355 | -4.8355 | -4.8355 | -4.8355 | 0 | 0 | 0 | 0 | 0 |  |  | 35 |  |  | 7.9174
Canal - Wainscott New 138 kV UG Cable | 2028 |  |  | 0 | 0 | 0 | 0 | 0 | 0 | 38.957 | 38.957 | 38.957 | 38.957 | 38.957 | 38.957 | -7.5597 | -7.5597 | -7.5597 | -7.5597 | -7.5597 | -7.5597 | -7.5597 | -7.5597 | -7.5597 | -7.5597 | -7.5597 | -7.5597 | -7.5597 | -7.5597 | -7.5597 | -7.5597 | -7.5597 | -7.5597 | -7.5597 | -7.5597 | -7.5597 | -7.5597 | -7.5597 | -7.5597 | -7.5597 | -7.5597 | -7.5597 | -7.5597 | -7.5597 | -46.5167 | -46.5167 | -46.5167 | -46.5167 | -46.5167 | -46.5167 | [5 empty] | 58.276
Total - All Areas (No Deferrals,$Millions) |  |  | 513.3 |  | 11.3926 | 11.9957 | 12.358 | 30.5918 | 30.5918 | 69.5487 | 69.5487 | 69.5487 | 69.5487 | 69.5487 | 69.5487 | 69.5487 | 69.5487 | 69.5487 | 69.5487 | 69.5487 | 69.5487 | 69.5487 | 69.5487 | 69.5487 | 69.5487 | 69.5487 | 69.5487 | 69.5487 | 69.5487 | 69.5487 | 69.5487 | 69.5487 | 69.5487 | 69.5487 | 69.5487 | 69.5487 | 69.5487 | 69.5487 | 69.5487 | 58.1561 | 57.553 | 57.1907 | 38.957 | 38.957 | 0 | 0 | 0 | 0 | 0 | 0 | 0 | 0 |  | 63 | 840.6482 | 117.3552 | = max. total avoided cost in portfolio
Annual Avoided Costs for Deferrals - Area 1 Proposal: (see note*) | Deferral Year |  |  | 2016 | 2017 | 2018 | 2019 | 2020 | 2021 | 2022 | 2023 | 2024 | 2025 | 2026 | 2027 | 2028 | 2029 | 2030 | 2031 | 2032 | 2033 | 2034 | 2035 | 2036 | 2037 | 2038 | 2039 | 2040 | 2041 | 2042 | 2043 | 2044 | 2045 | 2046 | 2047 | 2048 | 2049 | 2050 | 2051 | 2052 | 2053 | 2054 | 2055 | 2056 | 2057 | 2058 | 2059 | 2060 | 2061 | 2062 | 2063 | 2064 |  |  | Differential NPV $M |  | Differential NPV $M (adjusted for COD of Selected Project) | Differntial NPV $/MW | NPV of Transmission Avoided Costs for Selected Project
Area I Projects:
Amagansett Conversion 33 kV | 2030 |  |  | 0 | 0.97582 | 0.97582 | 0.97582 | 0.97582 | 0.97582 | 0.97582 | 0.97582 | 0.97582 | 0.97582 | 0.97582 | 0.97582 | 0.97582 | 0.97582 | -0.4572 | -0.4572 | -0.4572 | -0.4572 | -0.4572 | -0.4572 | -0.4572 | -0.4572 | -0.4572 | -0.4572 | -0.4572 | -0.4572 | -0.4572 | -0.4572 | -0.4572 | -0.4572 | -0.4572 | -0.4572 | -0.4572 | -0.4572 | -0.4572 | -0.4572 | -1.433 | -1.433 | -1.433 | -1.433 | -1.433 | -1.433 | -1.433 | -1.433 | -1.433 | -1.433 | -1.433 | -1.433 | -1.433 |  |  | 3.8129 |  | 0 | 0 | 0
East Hampton Conversion 33 kV | 2030 |  |  | 0 | 0.39033 | 0.39033 | 0.39033 | 0.39033 | 0.39033 | 0.39033 | 0.39033 | 0.39033 | 0.39033 | 0.39033 | 0.39033 | 0.39033 | 0.39033 | -0.18288 | -0.18288 | -0.18288 | -0.18288 | -0.18288 | -0.18288 | -0.18288 | -0.18288 | -0.18288 | -0.18288 | -0.18288 | -0.18288 | -0.18288 | -0.18288 | -0.18288 | -0.18288 | -0.18288 | -0.18288 | -0.18288 | -0.18288 | -0.18288 | -0.18288 | -0.57321 | -0.57321 | -0.57321 | -0.57321 | -0.57321 | -0.57321 | -0.57321 | -0.57321 | -0.57321 | -0.57321 | -0.57321 | -0.57321 | -0.57321 |  |  | 1.5252 |  | 0 | 0 | 0
Buell Conversion 33 kV | 2030 |  |  | 0 | 0.45131 | 0.45131 | 0.45131 | 0.45131 | 0.45131 | 0.45131 | 0.45131 | 0.45131 | 0.45131 | 0.45131 | 0.45131 | 0.45131 | 0.45131 | -0.21146 | -0.21146 | -0.21146 | -0.21146 | -0.21146 | -0.21146 | -0.21146 | -0.21146 | -0.21146 | -0.21146 | -0.21146 | -0.21146 | -0.21146 | -0.21146 | -0.21146 | -0.21146 | -0.21146 | -0.21146 | -0.21146 | -0.21146 | -0.21146 | -0.21146 | -0.66277 | -0.66277 | -0.66277 | -0.66277 | -0.66277 | -0.66277 | -0.66277 | -0.66277 | -0.66277 | -0.66277 | -0.66277 | -0.66277 | -0.66277 |  |  | 1.7635 |  | 0 | 0 | 0
Hither Hills Conversion to 33 kV | 2030 |  |  | 0 | 0 | 0.60305 | 0.60305 | 0.60305 | 0.60305 | 0.60305 | 0.60305 | 0.60305 | 0.60305 | 0.60305 | 0.60305 | 0.60305 | 0.60305 | -0.25676 | -0.25676 | -0.25676 | -0.25676 | -0.25676 | -0.25676 | -0.25676 | -0.25676 | -0.25676 | -0.25676 | -0.25676 | -0.25676 | -0.25676 | -0.25676 | -0.25676 | -0.25676 | -0.25676 | -0.25676 | -0.25676 | -0.25676 | -0.25676 | -0.25676 | -0.25676 | -0.85981 | -0.85981 | -0.85981 | -0.85981 | -0.85981 | -0.85981 | -0.85981 | -0.85981 | -0.85981 | -0.85981 | -0.85981 | -0.85981 |  |  | 2.0853 |  | 2.0853 | 139022.8879 | 0
Culloden Pt Conversion to 33 kV | 2030 |  |  | 0 | 0 | 0 | 0.36233 | 0.36233 | 0.36233 | 0.36233 | 0.36233 | 0.36233 | 0.36233 | 0.36233 | 0.36233 | 0.36233 | 0.36233 | -0.13922 | -0.13922 | -0.13922 | -0.13922 | -0.13922 | -0.13922 | -0.13922 | -0.13922 | -0.13922 | -0.13922 | -0.13922 | -0.13922 | -0.13922 | -0.13922 | -0.13922 | -0.13922 | -0.13922 | -0.13922 | -0.13922 | -0.13922 | -0.13922 | -0.13922 | -0.13922 | -0.13922 | -0.50156 | -0.50156 | -0.50156 | -0.50156 | -0.50156 | -0.50156 | -0.50156 | -0.50156 | -0.50156 | -0.50156 | -0.50156 |  |  | 1.1012 |  | 1.1012 | 73412.135 | 0
[59 empty] | 0 | =Area I Portion
Area II Projects: | [58 empty] | 0 | =Area I+II+III Portions
Riverhead Canal 2nd Line and Bank | 2026 |  |  | 0 | 0 | 0 | 0 | 18.2337 | 18.2337 | 18.2337 | 18.2337 | 18.2337 | 18.2337 | -3.5383 | -3.5383 | -3.5383 | -3.5383 | -3.5383 | -3.5383 | -3.5383 | -3.5383 | -3.5383 | -3.5383 | -3.5383 | -3.5383 | -3.5383 | -3.5383 | -3.5383 | -3.5383 | -3.5383 | -3.5383 | -3.5383 | -3.5383 | -3.5383 | -3.5383 | -3.5383 | -3.5383 | -3.5383 | -3.5383 | -3.5383 | -3.5383 | -3.5383 | -21.772 | -21.772 | -21.772 | -21.772 | -21.772 | -21.772 | 0 | 0 | 0 | 0 |  |  | 30.3588 |  | 30.3588 | 632475.0457 | 0
[59 empty] | 0 | =Area II Portion
Area III Projects: | [58 empty] | 0 | =Area II+III Portions
New Canal - Southampton Cable | 2023 |  |  | 0 | 4.5863 | 4.5863 | 4.5863 | 4.5863 | 4.5863 | 4.5863 | -0.88999 | -0.88999 | -0.88999 | -0.88999 | -0.88999 | -0.88999 | -0.88999 | -0.88999 | -0.88999 | -0.88999 | -0.88999 | -0.88999 | -0.88999 | -0.88999 | -0.88999 | -0.88999 | -0.88999 | -0.88999 | -0.88999 | -0.88999 | -0.88999 | -0.88999 | -0.88999 | -0.88999 | -0.88999 | -0.88999 | -0.88999 | -0.88999 | -0.88999 | -5.4763 | -5.4763 | -5.4763 | -5.4763 | -5.4763 | -5.4763 | 0 | 0 | 0 | 0 | 0 | 0 | 0 |  |  | 8.9667 |  | 0 | 0 | 0
Upgrade Wildwood - Riverhead to 138 kV | 2022 |  |  | 0 | 0.93922 | 0.93922 | 0.93922 | 0.93922 | 0.93922 | -0.14959 | -0.14959 | -0.14959 | -0.14959 | -0.14959 | -0.14959 | -0.14959 | -0.14959 | -0.14959 | -0.14959 | -0.14959 | -0.14959 | -0.14959 | -0.14959 | -0.14959 | -0.14959 | -0.14959 | -0.14959 | -0.14959 | -0.14959 | -0.14959 | -0.14959 | -0.14959 | -0.14959 | -0.14959 | -0.14959 | -0.14959 | -0.14959 | -0.14959 | -0.14959 | -1.0888 | -1.0888 | -1.0888 | -1.0888 | -1.0888 | 0 | 0 | 0 | 0 | 0 | 0 | 0 | 0 |  |  | 1.5483 |  | 0 | 0 | 0
Bridgehampton - Buell New 69 kV UG Cable | 2023 |  |  | 0 | 4.0496 | 4.0496 | 4.0496 | 4.0496 | 4.0496 | 4.0496 | -0.78584 | -0.78584 | -0.78584 | -0.78584 | -0.78584 | -0.78584 | -0.78584 | -0.78584 | -0.78584 | -0.78584 | -0.78584 | -0.78584 | -0.78584 | -0.78584 | -0.78584 | -0.78584 | -0.78584 | -0.78584 | -0.78584 | -0.78584 | -0.78584 | -0.78584 | -0.78584 | -0.78584 | -0.78584 | -0.78584 | -0.78584 | -0.78584 | -0.78584 | -4.8355 | -4.8355 | -4.8355 | -4.8355 | -4.8355 | -4.8355 | 0 | 0 | 0 | 0 | 0 | 0 | 0 |  |  | 7.9174 |  | 0 | 0 | 0
Canal - Wainscott New 138 kV UG Cable | 2028 |  |  | 0 | 0 | 0 | 0 | 0 | 0 | 38.957 | 38.957 | 38.957 | 38.957 | 38.957 | 38.957 | -7.5597 | -7.5597 | -7.5597 | -7.5597 | -7.5597 | -7.5597 | -7.5597 | -7.5597 | -7.5597 | -7.5597 | -7.5597 | -7.5597 | -7.5597 | -7.5597 | -7.5597 | -7.5597 | -7.5597 | -7.5597 | -7.5597 | -7.5597 | -7.5597 | -7.5597 | -7.5597 | -7.5597 | -7.5597 | -7.5597 | -7.5597 | -7.5597 | -7.5597 | -46.5167 | -46.5167 | -46.5167 | -46.5167 | -46.5167 | -46.5167 | 0 | 0 |  |  | 58.276 |  | 58.276 | 925015.732 | 0
[59 empty] | 0 | =Area III Portion
Total - Area 1 Proposal, $Millions (unadjusted) |  |  |  | 0 | 0 | 0.60305 | 0.96539 | 19.1991 | 19.1991 | 58.1561 | 58.1561 | 58.1561 | 58.1561 | 36.3841 | 36.3841 | -10.1326 | -10.1326 | -11.494 | -11.494 | -11.494 | -11.494 | -11.494 | -11.494 | -11.494 | -11.494 | -11.494 | -11.494 | -11.494 | -11.494 | -11.494 | -11.494 | -11.494 | -11.494 | -11.494 | -11.494 | -11.494 | -11.494 | -11.494 | -11.494 | -11.494 | -12.097 | -12.4594 | -30.6931 | -30.6931 | -69.6501 | -69.6501 | -69.6501 | -69.6501 | -47.878 | -47.878 | -1.3614 | -1.3614 |  |  | 91.8213 |  |  | 1769925.8006 | 0
$/MW-yr |  |  |  | 0 | 0 | 40203.5861 | 64359.2408 | 444228.478 | 444228.478 | 1062593.2896 | 1062593.2896 | 1062593.2896 | 1062593.2896 | 609009.5545 | 609009.5545 | -129350.3688 | -129350.3688 | -220108.1448 | -220108.1448 | -220108.1448 | -220108.1448 | -220108.1448 | -220108.1448 | -220108.1448 | -220108.1448 | -220108.1448 | -220108.1448 | -220108.1448 | -220108.1448 | -220108.1448 | -220108.1448 | -220108.1448 | -220108.1448 | -220108.1448 | -220108.1448 | -220108.1448 | -220108.1448 | -220108.1448 | -220108.1448 | -220108.1448 | -260311.731 | -284467.3856 | -664336.6229 | -664336.6229 | -1282701.4345 | -1282701.4345 | -1282701.4345 | -1282701.4345 | -829117.6994 | -829117.6994 | -90757.776 | -90757.776
$Millions (adjusted) |  |  |  | 0 | 0 | 0 | 0 | 0 | 0 | 0 | 0 | 0 | 0 | 0 | 0 | 0 | 0 | 0 | 0 | 0 | 0 | 0 | 0 | 0 | 0 | 0 | 0 | 0 | 0 | 0 | 0 | 0 | 0 | 0 | 0 | 0 | 0 | 0 | 0 | 0 | 0 | 0 | 0 | 0 | 0 | 0 | 0 | 0 | 0 | 0 | 0 | 0 |  |  | 0
Annual Avoided Costs for Deferrals - Area 2 Proposal: (see note*) | Deferral Year |  |  | 2016 | 2017 | 2018 | 2019 | 2020 | 2021 | 2022 | 2023 | 2024 | 2025 | 2026 | 2027 | 2028 | 2029 | 2030 | 2031 | 2032 | 2033 | 2034 | 2035 | 2036 | 2037 | 2038 | 2039 | 2040 | 2041 | 2042 | 2043 | 2044 | 2045 | 2046 | 2047 | 2048 | 2049 | 2050 | 2051 | 2052 | 2053 | 2054 | 2055 | 2056 | 2057 | 2058 | 2059 | 2060 | 2061 | 2062 | 2063 | 2064 |  |  | Differential NPV $M |  | Differential NPV $M (adjusted for COD of Selected Project) | Differntial NPV $/MW | NPV of Transmission Avoided Costs for Selected Project
Area I Projects:
Amagansett Conversion 33 kV | 2030 |  |  | 0 | 0 | 0 | 0 | 0 | 0 | 0 | 0 | 0 | 0 | 0 | 0 | 0 | 0 | 0 | 0 | 0 | 0 | 0 | 0 | 0 | 0 | 0 | 0 | 0 | 0 | 0 | 0 | 0 | 0 | 0 | 0 | 0 | 0 | 0 | 0 | 0 | 0 | 0 | 0 | 0 | 0 | 0 | 0 | 0 | 0 | 0 | 0 | 0 |  |  | 0 |  | 0 | 0 | 0
East Hampton Conversion 33 kV | 2030 |  |  | 0 | 0 | 0 | 0 | 0 | 0 | 0 | 0 | 0 | 0 | 0 | 0 | 0 | 0 | 0 | 0 | 0 | 0 | 0 | 0 | 0 | 0 | 0 | 0 | 0 | 0 | 0 | 0 | 0 | 0 | 0 | 0 | 0 | 0 | 0 | 0 | 0 | 0 | 0 | 0 | 0 | 0 | 0 | 0 | 0 | 0 | 0 | 0 | 0 |  |  | 0 |  | 0 | 0 | 0
Buell Conversion 33 kV | 2030 |  |  | 0 | 0 | 0 | 0 | 0 | 0 | 0 | 0 | 0 | 0 | 0 | 0 | 0 | 0 | 0 | 0 | 0 | 0 | 0 | 0 | 0 | 0 | 0 | 0 | 0 | 0 | 0 | 0 | 0 | 0 | 0 | 0 | 0 | 0 | 0 | 0 | 0 | 0 | 0 | 0 | 0 | 0 | 0 | 0 | 0 | 0 | 0 | 0 | 0 |  |  | 0 |  | 0 | 0 | 0
Hither Hills Conversion to 33 kV | 2030 |  |  | 0 | 0 | 0 | 0 | 0 | 0 | 0 | 0 | 0 | 0 | 0 | 0 | 0 | 0 | 0 | 0 | 0 | 0 | 0 | 0 | 0 | 0 | 0 | 0 | 0 | 0 | 0 | 0 | 0 | 0 | 0 | 0 | 0 | 0 | 0 | 0 | 0 | 0 | 0 | 0 | 0 | 0 | 0 | 0 | 0 | 0 | 0 | 0 | 0 |  |  | 0 |  | 0 | 0 | 0
Culloden Pt Conversion to 33 kV | 2030 |  |  | 0 | 0 | 0 | 0 | 0 | 0 | 0 | 0 | 0 | 0 | 0 | 0 | 0 | 0 | 0 | 0 | 0 | 0 | 0 | 0 | 0 | 0 | 0 | 0 | 0 | 0 | 0 | 0 | 0 | 0 | 0 | 0 | 0 | 0 | 0 | 0 | 0 | 0 | 0 | 0 | 0 | 0 | 0 | 0 | 0 | 0 | 0 | 0 | 0 |  |  | 0 |  | 0 | 0 | 0
[59 empty] | 0 | =Area I Portion
Area II Projects: | [58 empty] | 0 | =Area I+II+III Portions
Riverhead Canal 2nd Line and Bank | 2026 |  |  | 0 | 0 | 0 | 0 | 18.2337 | 18.2337 | 18.2337 | 18.2337 | 18.2337 | 18.2337 | -3.5383 | -3.5383 | -3.5383 | -3.5383 | -3.5383 | -3.5383 | -3.5383 | -3.5383 | -3.5383 | -3.5383 | -3.5383 | -3.5383 | -3.5383 | -3.5383 | -3.5383 | -3.5383 | -3.5383 | -3.5383 | -3.5383 | -3.5383 | -3.5383 | -3.5383 | -3.5383 | -3.5383 | -3.5383 | -3.5383 | -3.5383 | -3.5383 | -3.5383 | -21.772 | -21.772 | -21.772 | -21.772 | -21.772 | -21.772 | 0 | 0 | 0 | 0 |  |  | 30.3588 |  | 30.3588 | 632475.0457 | 0
[59 empty] | 0 | =Area II Portion
Area III Projects: | [58 empty] | 0 | =Area II+III Portions
New Canal - Southampton Cable | 2023 |  |  | 0 | 4.5863 | 4.5863 | 4.5863 | 4.5863 | 4.5863 | 4.5863 | -0.88999 | -0.88999 | -0.88999 | -0.88999 | -0.88999 | -0.88999 | -0.88999 | -0.88999 | -0.88999 | -0.88999 | -0.88999 | -0.88999 | -0.88999 | -0.88999 | -0.88999 | -0.88999 | -0.88999 | -0.88999 | -0.88999 | -0.88999 | -0.88999 | -0.88999 | -0.88999 | -0.88999 | -0.88999 | -0.88999 | -0.88999 | -0.88999 | -0.88999 | -5.4763 | -5.4763 | -5.4763 | -5.4763 | -5.4763 | -5.4763 | 0 | 0 | 0 | 0 | 0 | 0 | 0 |  |  | 8.9667 |  | 0 | 0 | 0
Upgrade Wildwood - Riverhead to 138 kV | 2022 |  |  | 0 | 0.93922 | 0.93922 | 0.93922 | 0.93922 | 0.93922 | -0.14959 | -0.14959 | -0.14959 | -0.14959 | -0.14959 | -0.14959 | -0.14959 | -0.14959 | -0.14959 | -0.14959 | -0.14959 | -0.14959 | -0.14959 | -0.14959 | -0.14959 | -0.14959 | -0.14959 | -0.14959 | -0.14959 | -0.14959 | -0.14959 | -0.14959 | -0.14959 | -0.14959 | -0.14959 | -0.14959 | -0.14959 | -0.14959 | -0.14959 | -0.14959 | -1.0888 | -1.0888 | -1.0888 | -1.0888 | -1.0888 | 0 | 0 | 0 | 0 | 0 | 0 | 0 | 0 |  |  | 1.5483 |  | 0 | 0 | 0
Bridgehampton - Buell New 69 kV UG Cable | 2023 |  |  | 0 | 4.0496 | 4.0496 | 4.0496 | 4.0496 | 4.0496 | 4.0496 | -0.78584 | -0.78584 | -0.78584 | -0.78584 | -0.78584 | -0.78584 | -0.78584 | -0.78584 | -0.78584 | -0.78584 | -0.78584 | -0.78584 | -0.78584 | -0.78584 | -0.78584 | -0.78584 | -0.78584 | -0.78584 | -0.78584 | -0.78584 | -0.78584 | -0.78584 | -0.78584 | -0.78584 | -0.78584 | -0.78584 | -0.78584 | -0.78584 | -0.78584 | -4.8355 | -4.8355 | -4.8355 | -4.8355 | -4.8355 | -4.8355 | 0 | 0 | 0 | 0 | 0 | 0 | 0 |  |  | 7.9174 |  | 0 | 0 | 0
Canal - Wainscott New 138 kV UG Cable | 2028 |  |  | 0 | 0 | 0 | 0 | 0 | 0 | 38.957 | 38.957 | 38.957 | 38.957 | 38.957 | 38.957 | -7.5597 | -7.5597 | -7.5597 | -7.5597 | -7.5597 | -7.5597 | -7.5597 | -7.5597 | -7.5597 | -7.5597 | -7.5597 | -7.5597 | -7.5597 | -7.5597 | -7.5597 | -7.5597 | -7.5597 | -7.5597 | -7.5597 | -7.5597 | -7.5597 | -7.5597 | -7.5597 | -7.5597 | -7.5597 | -7.5597 | -7.5597 | -7.5597 | -7.5597 | -46.5167 | -46.5167 | -46.5167 | -46.5167 | -46.5167 | -46.5167 | 0 | 0 |  |  | 58.276 |  | 58.276 | 925015.732 | 0
[59 empty] | 0 | =Area III Portion
Total - Area 2 Proposal, $Millions (unadjusted) |  |  |  | 0 | 0 | 0 | 0 | 18.2337 | 18.2337 | 57.1907 | 57.1907 | 57.1907 | 57.1907 | 35.4187 | 35.4187 | -11.098 | -11.098 | -11.098 | -11.098 | -11.098 | -11.098 | -11.098 | -11.098 | -11.098 | -11.098 | -11.098 | -11.098 | -11.098 | -11.098 | -11.098 | -11.098 | -11.098 | -11.098 | -11.098 | -11.098 | -11.098 | -11.098 | -11.098 | -11.098 | -11.098 | -11.098 | -11.098 | -29.3317 | -29.3317 | -68.2887 | -68.2887 | -68.2887 | -68.2887 | -46.5167 | -46.5167 | 0 | 0 |  |  | 88.6348 |  |  | 1557490.7777 | 0
$/MW-yr |  |  |  | 0 | 0 | 0 | 0 | 379869.2372 | 379869.2372 | 998234.0488 | 998234.0488 | 998234.0488 | 998234.0488 | 544650.3137 | 544650.3137 | -193709.6096 | -193709.6096 | -193709.6096 | -193709.6096 | -193709.6096 | -193709.6096 | -193709.6096 | -193709.6096 | -193709.6096 | -193709.6096 | -193709.6096 | -193709.6096 | -193709.6096 | -193709.6096 | -193709.6096 | -193709.6096 | -193709.6096 | -193709.6096 | -193709.6096 | -193709.6096 | -193709.6096 | -193709.6096 | -193709.6096 | -193709.6096 | -193709.6096 | -193709.6096 | -193709.6096 | -573578.8469 | -573578.8469 | -1191943.6585 | -1191943.6585 | -1191943.6585 | -1191943.6585 | -738359.9234 | -738359.9234 | 0 | 0
$Millions (adjusted) |  |  |  | 0 | 0 | 0 | 0 | 0 | 0 | 0 | 0 | 0 | 0 | 0 | 0 | 0 | 0 | 0 | 0 | 0 | 0 | 0 | 0 | 0 | 0 | 0 | 0 | 0 | 0 | 0 | 0 | 0 | 0 | 0 | 0 | 0 | 0 | 0 | 0 | 0 | 0 | 0 | 0 | 0 | 0 | 0 | 0 | 0 | 0 | 0 | 0 | 0 |  |  | 0
Annual Avoided Costs for Deferrals - Area 3 Proposal: (see note*) | Deferral Year |  |  | 2016 | 2017 | 2018 | 2019 | 2020 | 2021 | 2022 | 2023 | 2024 | 2025 | 2026 | 2027 | 2028 | 2029 | 2030 | 2031 | 2032 | 2033 | 2034 | 2035 | 2036 | 2037 | 2038 | 2039 | 2040 | 2041 | 2042 | 2043 | 2044 | 2045 | 2046 | 2047 | 2048 | 2049 | 2050 | 2051 | 2052 | 2053 | 2054 | 2055 | 2056 | 2057 | 2058 | 2059 | 2060 | 2061 | 2062 | 2063 | 2064 |  |  | Differential NPV $M |  | Differential NPV $M (adjusted for COD of Selected Project) | Differntial NPV $/MW | NPV of Transmission Avoided Costs for Selected Project
Area I Projects:
Amagansett Conversion 33 kV | 2030 |  |  | 0 | 0 | 0 | 0 | 0 | 0 | 0 | 0 | 0 | 0 | 0 | 0 | 0 | 0 | 0 | 0 | 0 | 0 | 0 | 0 | 0 | 0 | 0 | 0 | 0 | 0 | 0 | 0 | 0 | 0 | 0 | 0 | 0 | 0 | 0 | 0 | 0 | 0 | 0 | 0 | 0 | 0 | 0 | 0 | 0 | 0 | 0 | 0 | 0 |  |  | 0 |  | 0 | 0 | 0
East Hampton Conversion 33 kV | 2030 |  |  | 0 | 0 | 0 | 0 | 0 | 0 | 0 | 0 | 0 | 0 | 0 | 0 | 0 | 0 | 0 | 0 | 0 | 0 | 0 | 0 | 0 | 0 | 0 | 0 | 0 | 0 | 0 | 0 | 0 | 0 | 0 | 0 | 0 | 0 | 0 | 0 | 0 | 0 | 0 | 0 | 0 | 0 | 0 | 0 | 0 | 0 | 0 | 0 | 0 |  |  | 0 |  | 0 | 0 | 0
Buell Conversion 33 kV | 2030 |  |  | 0 | 0 | 0 | 0 | 0 | 0 | 0 | 0 | 0 | 0 | 0 | 0 | 0 | 0 | 0 | 0 | 0 | 0 | 0 | 0 | 0 | 0 | 0 | 0 | 0 | 0 | 0 | 0 | 0 | 0 | 0 | 0 | 0 | 0 | 0 | 0 | 0 | 0 | 0 | 0 | 0 | 0 | 0 | 0 | 0 | 0 | 0 | 0 | 0 |  |  | 0 |  | 0 | 0 | 0
Hither Hills Conversion to 33 kV | 2030 |  |  | 0 | 0 | 0 | 0 | 0 | 0 | 0 | 0 | 0 | 0 | 0 | 0 | 0 | 0 | 0 | 0 | 0 | 0 | 0 | 0 | 0 | 0 | 0 | 0 | 0 | 0 | 0 | 0 | 0 | 0 | 0 | 0 | 0 | 0 | 0 | 0 | 0 | 0 | 0 | 0 | 0 | 0 | 0 | 0 | 0 | 0 | 0 | 0 | 0 |  |  | 0 |  | 0 | 0 | 0
Culloden Pt Conversion to 33 kV | 2030 |  |  | 0 | 0 | 0 | 0 | 0 | 0 | 0 | 0 | 0 | 0 | 0 | 0 | 0 | 0 | 0 | 0 | 0 | 0 | 0 | 0 | 0 | 0 | 0 | 0 | 0 | 0 | 0 | 0 | 0 | 0 | 0 | 0 | 0 | 0 | 0 | 0 | 0 | 0 | 0 | 0 | 0 | 0 | 0 | 0 | 0 | 0 | 0 | 0 | 0 |  |  | 0 |  | 0 | 0 | 0
[59 empty] | 0 | =Area I Portion
Area II Projects: | [58 empty] | 996861.7039 | =Area I+II+III Portions
Riverhead Canal 2nd Line and Bank | 2026 |  |  | 0 | 0 | 0 | 0 | 0 | 0 | 0 | 0 | 0 | 0 | 0 | 0 | 0 | 0 | 0 | 0 | 0 | 0 | 0 | 0 | 0 | 0 | 0 | 0 | 0 | 0 | 0 | 0 | 0 | 0 | 0 | 0 | 0 | 0 | 0 | 0 | 0 | 0 | 0 | 0 | 0 | 0 | 0 | 0 | 0 | 0 | 0 | 0 | 0 |  |  | 0 |  | 0 | 0 | 0
[59 empty] | 0 | =Area II Portion
Area III Projects: | [58 empty] | 996861.7039 | =Area II+III Portions
New Canal - Southampton Cable | 2023 |  |  | 0 | 4.5863 | 4.5863 | 4.5863 | 4.5863 | 4.5863 | 4.5863 | -0.88999 | -0.88999 | -0.88999 | -0.88999 | -0.88999 | -0.88999 | -0.88999 | -0.88999 | -0.88999 | -0.88999 | -0.88999 | -0.88999 | -0.88999 | -0.88999 | -0.88999 | -0.88999 | -0.88999 | -0.88999 | -0.88999 | -0.88999 | -0.88999 | -0.88999 | -0.88999 | -0.88999 | -0.88999 | -0.88999 | -0.88999 | -0.88999 | -0.88999 | -5.4763 | -5.4763 | -5.4763 | -5.4763 | -5.4763 | -5.4763 | 0 | 0 | 0 | 0 | 0 | 0 | 0 |  |  | 8.9667 |  | 0 | 0 | 0
Upgrade Wildwood - Riverhead to 138 kV | 2022 |  |  | 0 | 0.93922 | 0.93922 | 0.93922 | 0.93922 | 0.93922 | -0.14959 | -0.14959 | -0.14959 | -0.14959 | -0.14959 | -0.14959 | -0.14959 | -0.14959 | -0.14959 | -0.14959 | -0.14959 | -0.14959 | -0.14959 | -0.14959 | -0.14959 | -0.14959 | -0.14959 | -0.14959 | -0.14959 | -0.14959 | -0.14959 | -0.14959 | -0.14959 | -0.14959 | -0.14959 | -0.14959 | -0.14959 | -0.14959 | -0.14959 | -0.14959 | -1.0888 | -1.0888 | -1.0888 | -1.0888 | -1.0888 | 0 | 0 | 0 | 0 | 0 | 0 | 0 | 0 |  |  | 1.5483 |  | 0 | 0 | 0
Bridgehampton - Buell New 69 kV UG Cable | 2023 |  |  | 0 | 4.0496 | 4.0496 | 4.0496 | 4.0496 | 4.0496 | 4.0496 | -0.78584 | -0.78584 | -0.78584 | -0.78584 | -0.78584 | -0.78584 | -0.78584 | -0.78584 | -0.78584 | -0.78584 | -0.78584 | -0.78584 | -0.78584 | -0.78584 | -0.78584 | -0.78584 | -0.78584 | -0.78584 | -0.78584 | -0.78584 | -0.78584 | -0.78584 | -0.78584 | -0.78584 | -0.78584 | -0.78584 | -0.78584 | -0.78584 | -0.78584 | -4.8355 | -4.8355 | -4.8355 | -4.8355 | -4.8355 | -4.8355 | 0 | 0 | 0 | 0 | 0 | 0 | 0 |  |  | 7.9174 |  | 0 | 0 | 0
Canal - Wainscott New 138 kV UG Cable | 2028 |  |  | 0 | 0 | 0 | 0 | 0 | 0 | 38.957 | 38.957 | 38.957 | 38.957 | 38.957 | 38.957 | -7.5597 | -7.5597 | -7.5597 | -7.5597 | -7.5597 | -7.5597 | -7.5597 | -7.5597 | -7.5597 | -7.5597 | -7.5597 | -7.5597 | -7.5597 | -7.5597 | -7.5597 | -7.5597 | -7.5597 | -7.5597 | -7.5597 | -7.5597 | -7.5597 | -7.5597 | -7.5597 | -7.5597 | -7.5597 | -7.5597 | -7.5597 | -7.5597 | -7.5597 | -46.5167 | -46.5167 | -46.5167 | -46.5167 | -46.5167 | -46.5167 | 0 | 0 |  |  | 58.276 |  | 58.276 | 925015.732 | 996861.7039
[59 empty] | 996861.7039 | =Area III Portion
Total - Area 3 Proposal, $Millions (unadjusted) |  |  |  | 0 | 9.5752 | 9.5752 | 9.5752 | 9.5752 | 9.5752 | 47.4434 | 37.1316 | 37.1316 | 37.1316 | 37.1316 | 37.1316 | -9.3851 | -9.3851 | -9.3851 | -9.3851 | -9.3851 | -9.3851 | -9.3851 | -9.3851 | -9.3851 | -9.3851 | -9.3851 | -9.3851 | -9.3851 | -9.3851 | -9.3851 | -9.3851 | -9.3851 | -9.3851 | -9.3851 | -9.3851 | -9.3851 | -9.3851 | -9.3851 | -9.3851 | -18.9603 | -18.9603 | -18.9603 | -18.9603 | -18.9603 | -56.8285 | -46.5167 | -46.5167 | -46.5167 | -46.5167 | -46.5167 | 0 | 0 |  |  | 76.7083 |  |  | 925015.732 | 996861.7039
$/MW-yr |  |  |  | 0 | 0 | 0 | 0 | 0 | 0 | 618364.8116 | 618364.8116 | 618364.8116 | 618364.8116 | 618364.8116 | 618364.8116 | -119995.1118 | -119995.1118 | -119995.1118 | -119995.1118 | -119995.1118 | -119995.1118 | -119995.1118 | -119995.1118 | -119995.1118 | -119995.1118 | -119995.1118 | -119995.1118 | -119995.1118 | -119995.1118 | -119995.1118 | -119995.1118 | -119995.1118 | -119995.1118 | -119995.1118 | -119995.1118 | -119995.1118 | -119995.1118 | -119995.1118 | -119995.1118 | -119995.1118 | -119995.1118 | -119995.1118 | -119995.1118 | -119995.1118 | -738359.9234 | -738359.9234 | -738359.9234 | -738359.9234 | -738359.9234 | -738359.9234 | 0 | 0
$Millions (adjusted) |  |  |  | 0 | 0 | 0 | 0 | 0 | 0 | 0.66639 | 0.66639 | 0.66639 | 0.66639 | 0.66639 | 0.66639 | -0.12932 | -0.12932 | -0.12932 | -0.12932 | -0.12932 | -0.12932 | -0.12932 | -0.12932 | -0.12932 | -0.12932 | -0.12932 | -0.12932 | -0.12932 | -0.12932 | -0.12932 | -0.12932 | -0.12932 | -0.12932 | -0.12932 | -0.12932 | -0.12932 | -0.12932 | -0.12932 | -0.12932 | -0.12932 | -0.12932 | -0.12932 | -0.12932 | -0.12932 | -0.79571 | -0.79571 | -0.79571 | -0.79571 | -0.79571 | -0.79571 | 0 | 0 |  |  | 996.8617
Discount Factor (Relative to 1/1/2016) = |  |  |  | 0.94787 | 0.89845 | 0.85161 | 0.80722 | 0.76513 | 0.72525 | 0.68744 | 0.6516 | 0.61763 | 0.58543 | 0.55491 | 0.52598 | 0.49856 | 0.47257 | 0.44793 | 0.42458 | 0.40245 | 0.38147 | 0.36158 | 0.34273 | 0.32486 | 0.30793 | 0.29187 | 0.27666 | 0.26223 | 0.24856 | 0.2356 | 0.22332 | 0.21168 | 0.20064 | 0.19018 | 0.18027 | 0.17087 | 0.16196 | 0.15352 | 0.14552 | 0.13793 | 0.13074 | 0.12392 | 0.11746 | 0.11134 | 0.10554 | 0.10003 | 0.094818 | 0.089875 | 0.08519 | 0.080748 | 0.076539 | 0.072549
* Note: A positive (+) avoided cost in a given year represents a cost savings relative to not having a transmission project deferral.

## PhII (ENH100 T&PP-2019)
Version |  | Based on PSEGLI file: "East End Utility 2_0_Economics_2014_10_13_r28_Sargent_Lundy.xlsx"
Annual Revenue Requirements (Millions of $s)
1) Reference (Transmission only) Case
Project | I/S Year | Investor | Capital (2015$s) | 2016 | 2017 | 2018 | 2019 | 2020 | 2021 | 2022 | 2023 | 2024 | 2025 | 2026 | 2027 | 2028 | 2029 | 2030 | 2031 | 2032 | 2033 | 2034 | 2035 | 2036 | 2037 | 2038 | 2039 | 2040 | 2041 | 2042 | 2043 | 2044 | 2045 | 2046 | 2047 | 2048 | 2049 | 2050 | 2051 | 2052 | 2053 | 2054 | 2055 | 2056 | 2057 | 2058 | 2059 | 2060 | 2061 | 2062 | 2063 | 2064 |  | NPV |  | Proposal Number = | ENH100
Transmission Reinforcement I | 2017 | PSEGLI | 93.4 | 0 | 11.3926 | 11.3926 | 11.3926 | 11.3926 | 11.3926 | 11.3926 | 11.3926 | 11.3926 | 11.3926 | 11.3926 | 11.3926 | 11.3926 | 11.3926 | 11.3926 | 11.3926 | 11.3926 | 11.3926 | 11.3926 | 11.3926 | 11.3926 | 11.3926 | 11.3926 | 11.3926 | 11.3926 | 11.3926 | 11.3926 | 11.3926 | 11.3926 | 11.3926 | 11.3926 | 11.3926 | 11.3926 | 11.3926 | 11.3926 | 11.3926 | [13 empty] | 35 | 166.1982 |  | Proposer Name = | EnergyHub, Inc.
Transmission Reinforcement II | 2018 | PSEGLI | 4.8 | 0 | 0 | 0.60305 | 0.60305 | 0.60305 | 0.60305 | 0.60305 | 0.60305 | 0.60305 | 0.60305 | 0.60305 | 0.60305 | 0.60305 | 0.60305 | 0.60305 | 0.60305 | 0.60305 | 0.60305 | 0.60305 | 0.60305 | 0.60305 | 0.60305 | 0.60305 | 0.60305 | 0.60305 | 0.60305 | 0.60305 | 0.60305 | 0.60305 | 0.60305 | 0.60305 | 0.60305 | 0.60305 | 0.60305 | 0.60305 | 0.60305 | 0.60305 | [12 empty] | 35 | 8.3388 |  | Proposal/Project = | South Fork Direct Load Control
Transmission Reinforcement III | 2019 | PSEGLI | 2.8 | 0 | 0 | 0 | 0.36233 | 0.36233 | 0.36233 | 0.36233 | 0.36233 | 0.36233 | 0.36233 | 0.36233 | 0.36233 | 0.36233 | 0.36233 | 0.36233 | 0.36233 | 0.36233 | 0.36233 | 0.36233 | 0.36233 | 0.36233 | 0.36233 | 0.36233 | 0.36233 | 0.36233 | 0.36233 | 0.36233 | 0.36233 | 0.36233 | 0.36233 | 0.36233 | 0.36233 | 0.36233 | 0.36233 | 0.36233 | 0.36233 | 0.36233 | 0.36233 | [11 empty] | 35 | 4.7491 |  | Option Number = | 1
Transmission Reinforcement IV | 2020 | PSEGLI | 136.8 | 0 | 0 | 0 | 0 | 18.2337 | 18.2337 | 18.2337 | 18.2337 | 18.2337 | 18.2337 | 18.2337 | 18.2337 | 18.2337 | 18.2337 | 18.2337 | 18.2337 | 18.2337 | 18.2337 | 18.2337 | 18.2337 | 18.2337 | 18.2337 | 18.2337 | 18.2337 | 18.2337 | 18.2337 | 18.2337 | 18.2337 | 18.2337 | 18.2337 | 18.2337 | 18.2337 | 18.2337 | 18.2337 | 18.2337 | 18.2337 | 18.2337 | 18.2337 | 18.2337 | [10 empty] | 35 | 226.5269 |  | Location = | All Areas - Nonspecified
Transmission Reinforcement V | 2022 | PSEGLI | 275.5 | 0 | 0 | 0 | 0 | 0 | 0 | 38.957 | 38.957 | 38.957 | 38.957 | 38.957 | 38.957 | 38.957 | 38.957 | 38.957 | 38.957 | 38.957 | 38.957 | 38.957 | 38.957 | 38.957 | 38.957 | 38.957 | 38.957 | 38.957 | 38.957 | 38.957 | 38.957 | 38.957 | 38.957 | 38.957 | 38.957 | 38.957 | 38.957 | 38.957 | 38.957 | 38.957 | 38.957 | 38.957 | 38.957 | 38.957 | [8 empty] | 35 | 434.8353 |  | Technology = | Thermostats & Pool Pumps
[56 empty] | Interconnection Points = | Behind the Meter
Total |  |  | 513.3 | 0 | 11.3926 | 11.9957 | 12.358 | 30.5918 | 30.5918 | 69.5487 | 69.5487 | 69.5487 | 69.5487 | 69.5487 | 69.5487 | 69.5487 | 69.5487 | 69.5487 | 69.5487 | 69.5487 | 69.5487 | 69.5487 | 69.5487 | 69.5487 | 69.5487 | 69.5487 | 69.5487 | 69.5487 | 69.5487 | 69.5487 | 69.5487 | 69.5487 | 69.5487 | 69.5487 | 69.5487 | 69.5487 | 69.5487 | 69.5487 | 69.5487 | 58.1561 | 57.553 | 57.1907 | 38.957 | 38.957 | 0 | 0 | 0 | 0 | 0 | 0 | 0 | 0 |  | 840.6482 |  | Loss Factor = | 1.067
2016 NPV @ 5.5%, thru 2035 |  |  |  | 2016: 559.7216
2016 NPV @ 5.5%, thru 2056 |  |  |  | 2016: 840.6482 |  |  |  | MW Required by 2022 (cap) = | 15 | 33 | 15 | Output: NPV of Transmission Avoided Costs for Selected Project (see note*)
[57 empty] | Selected Project Inputs - Area 1 Portion | Selected Project Inputs - Area 2 Portion | Selected Project Inputs - Area 3 Portion | Area 1 | Area 2 | Area 3 | Total | check
[56 empty] | Project kW = | 0 | 0 | 949.63
[55 empty] | Capped kW = | 949.63 | 0 | 0 | 949.63
[56 empty] | Project Area (1, 2, or 3) = | 1 | 2 | 3
[56 empty] | Proportion of Peak Hours Covered = | 100% | 100% | 100%
[55 empty] | Project COD = | 2019
[55 empty] | Effective kW = | 949.63 |  |  |  | 0 | 0 | 878422.6896 | 878422.6896
[60 empty] | check | check | check
| I/S Year |  | Capital (2015$s) | 2016 | 2017 | 2018 | 2019 | 2020 | 2021 | 2022 | 2023 | 2024 | 2025 | 2026 | 2027 | 2028 | 2029 | 2030 | 2031 | 2032 | 2033 | 2034 | 2035 | 2036 | 2037 | 2038 | 2039 | 2040 | 2041 | 2042 | 2043 | 2044 | 2045 | 2046 | 2047 | 2048 | 2049 | 2050 | 2051 | 2052 | 2053 | 2054 | 2055 | 2056 | 2057 | 2058 | 2059 | 2060 | 2061 | 2062 | 2063 | 2064 |  | MW Required by 2022 | NPV Base $M | Differential NPV $M | Differential NPV $M (adjusted for COD of Selected Project) | Differntial NPV $/MW | NPV of Transmission Avoided Costs for Selected Project
Area I Projects: | [53 empty] | 15
Amagansett Conversion 33 kV | 2017 |  | 8 | 0 | 0.97582 | 0.97582 | 0.97582 | 0.97582 | 0.97582 | 0.97582 | 0.97582 | 0.97582 | 0.97582 | 0.97582 | 0.97582 | 0.97582 | 0.97582 | 0.97582 | 0.97582 | 0.97582 | 0.97582 | 0.97582 | 0.97582 | 0.97582 | 0.97582 | 0.97582 | 0.97582 | 0.97582 | 0.97582 | 0.97582 | 0.97582 | 0.97582 | 0.97582 | 0.97582 | 0.97582 | 0.97582 | 0.97582 | 0.97582 | 0.97582 | [13 empty] | 35 |  | 14.2354
East Hampton Conversion 33 kV | 2017 |  | 3.2 | 0 | 0.39033 | 0.39033 | 0.39033 | 0.39033 | 0.39033 | 0.39033 | 0.39033 | 0.39033 | 0.39033 | 0.39033 | 0.39033 | 0.39033 | 0.39033 | 0.39033 | 0.39033 | 0.39033 | 0.39033 | 0.39033 | 0.39033 | 0.39033 | 0.39033 | 0.39033 | 0.39033 | 0.39033 | 0.39033 | 0.39033 | 0.39033 | 0.39033 | 0.39033 | 0.39033 | 0.39033 | 0.39033 | 0.39033 | 0.39033 | 0.39033 | [13 empty] | 35 |  | 5.6942
Buell Conversion 33 kV | 2017 |  | 3.7 | 0 | 0.45131 | 0.45131 | 0.45131 | 0.45131 | 0.45131 | 0.45131 | 0.45131 | 0.45131 | 0.45131 | 0.45131 | 0.45131 | 0.45131 | 0.45131 | 0.45131 | 0.45131 | 0.45131 | 0.45131 | 0.45131 | 0.45131 | 0.45131 | 0.45131 | 0.45131 | 0.45131 | 0.45131 | 0.45131 | 0.45131 | 0.45131 | 0.45131 | 0.45131 | 0.45131 | 0.45131 | 0.45131 | 0.45131 | 0.45131 | 0.45131 | [13 empty] | 35 |  | 6.5839
Hither Hills Conversion to 33 kV | 2018 |  | 4.8 | 0 | 0 | 0.60305 | 0.60305 | 0.60305 | 0.60305 | 0.60305 | 0.60305 | 0.60305 | 0.60305 | 0.60305 | 0.60305 | 0.60305 | 0.60305 | 0.60305 | 0.60305 | 0.60305 | 0.60305 | 0.60305 | 0.60305 | 0.60305 | 0.60305 | 0.60305 | 0.60305 | 0.60305 | 0.60305 | 0.60305 | 0.60305 | 0.60305 | 0.60305 | 0.60305 | 0.60305 | 0.60305 | 0.60305 | 0.60305 | 0.60305 | 0.60305 | [12 empty] | 35 |  | 8.3388
Culloden Pt Conversion to 33 kV | 2019 |  | 2.8 | 0 | 0 | 0 | 0.36233 | 0.36233 | 0.36233 | 0.36233 | 0.36233 | 0.36233 | 0.36233 | 0.36233 | 0.36233 | 0.36233 | 0.36233 | 0.36233 | 0.36233 | 0.36233 | 0.36233 | 0.36233 | 0.36233 | 0.36233 | 0.36233 | 0.36233 | 0.36233 | 0.36233 | 0.36233 | 0.36233 | 0.36233 | 0.36233 | 0.36233 | 0.36233 | 0.36233 | 0.36233 | 0.36233 | 0.36233 | 0.36233 | 0.36233 | 0.36233 | [11 empty] | 35 |  | 4.7491
No Deferral |  |  | 22.5 |  | 1.8175 | 2.4205 | 2.7828 | 2.7828 | 2.7828 | 2.7828 | 2.7828 | 2.7828 | 2.7828 | 2.7828 | 2.7828 | 2.7828 | 2.7828 | 2.7828 | 2.7828 | 2.7828 | 2.7828 | 2.7828 | 2.7828 | 2.7828 | 2.7828 | 2.7828 | 2.7828 | 2.7828 | 2.7828 | 2.7828 | 2.7828 | 2.7828 | 2.7828 | 2.7828 | 2.7828 | 2.7828 | 2.7828 | 2.7828 | 2.7828 | 0.96539 | 0.36233 | 0 | 0 | 0 | [10 empty] | 39.6013
Amagansett Conversion 33 kV | 2030 |  | 8 | [14 empty] | 1.433 | 1.433 | 1.433 | 1.433 | 1.433 | 1.433 | 1.433 | 1.433 | 1.433 | 1.433 | 1.433 | 1.433 | 1.433 | 1.433 | 1.433 | 1.433 | 1.433 | 1.433 | 1.433 | 1.433 | 1.433 | 1.433 | 1.433 | 1.433 | 1.433 | 1.433 | 1.433 | 1.433 | 1.433 | 1.433 | 1.433 | 1.433 | 1.433 | 1.433 | 1.433 | 35 |  | 10.4225 | 3.8129 | 0 | 0 | 0
East Hampton Conversion 33 kV | 2030 |  | 3.2 | [14 empty] | 0.57321 | 0.57321 | 0.57321 | 0.57321 | 0.57321 | 0.57321 | 0.57321 | 0.57321 | 0.57321 | 0.57321 | 0.57321 | 0.57321 | 0.57321 | 0.57321 | 0.57321 | 0.57321 | 0.57321 | 0.57321 | 0.57321 | 0.57321 | 0.57321 | 0.57321 | 0.57321 | 0.57321 | 0.57321 | 0.57321 | 0.57321 | 0.57321 | 0.57321 | 0.57321 | 0.57321 | 0.57321 | 0.57321 | 0.57321 | 0.57321 | 35 |  | 4.169 | 1.5252 | 0 | 0 | 0
Buell Conversion 33 kV | 2030 |  | 3.7 | [14 empty] | 0.66277 | 0.66277 | 0.66277 | 0.66277 | 0.66277 | 0.66277 | 0.66277 | 0.66277 | 0.66277 | 0.66277 | 0.66277 | 0.66277 | 0.66277 | 0.66277 | 0.66277 | 0.66277 | 0.66277 | 0.66277 | 0.66277 | 0.66277 | 0.66277 | 0.66277 | 0.66277 | 0.66277 | 0.66277 | 0.66277 | 0.66277 | 0.66277 | 0.66277 | 0.66277 | 0.66277 | 0.66277 | 0.66277 | 0.66277 | 0.66277 | 35 |  | 4.8204 | 1.7635 | 0 | 0 | 0
Hither Hills Conversion to 33 kV | 2030 |  | 4.8 | [14 empty] | 0.85981 | 0.85981 | 0.85981 | 0.85981 | 0.85981 | 0.85981 | 0.85981 | 0.85981 | 0.85981 | 0.85981 | 0.85981 | 0.85981 | 0.85981 | 0.85981 | 0.85981 | 0.85981 | 0.85981 | 0.85981 | 0.85981 | 0.85981 | 0.85981 | 0.85981 | 0.85981 | 0.85981 | 0.85981 | 0.85981 | 0.85981 | 0.85981 | 0.85981 | 0.85981 | 0.85981 | 0.85981 | 0.85981 | 0.85981 | 0.85981 | 35 |  | 6.2535 | 2.0853 | 0 | 0 | 0
Culloden Pt Conversion to 33 kV | 2030 |  | 2.8 | [14 empty] | 0.50156 | 0.50156 | 0.50156 | 0.50156 | 0.50156 | 0.50156 | 0.50156 | 0.50156 | 0.50156 | 0.50156 | 0.50156 | 0.50156 | 0.50156 | 0.50156 | 0.50156 | 0.50156 | 0.50156 | 0.50156 | 0.50156 | 0.50156 | 0.50156 | 0.50156 | 0.50156 | 0.50156 | 0.50156 | 0.50156 | 0.50156 | 0.50156 | 0.50156 | 0.50156 | 0.50156 | 0.50156 | 0.50156 | 0.50156 | 0.50156 | 35 |  | 3.6479 | 1.1012 | 1.1012 | 73412.135 | 69714.3658
Deferral to Indicated Year |  |  | 22.5 | [6 empty] | 0 | 0 | 0 | 0 | 0 | 0 | 0 | 0 | 4.0304 | 4.0304 | 4.0304 | 4.0304 | 4.0304 | 4.0304 | 4.0304 | 4.0304 | 4.0304 | 4.0304 | 4.0304 | 4.0304 | 4.0304 | 4.0304 | 4.0304 | 4.0304 | 4.0304 | 4.0304 | 4.0304 | 4.0304 | 4.0304 | 4.0304 | 4.0304 | 4.0304 | 4.0304 | 4.0304 | 4.0304 | 4.0304 | 4.0304 | 4.0304 | 4.0304 | 4.0304 | 4.0304 | 4.0304 | 4.0304 | 35 |  | 29.3132 | 10.2881 | 1.1012 | 73412.135 | 69714.3658 | =Area I Portion
[59 empty] | 1548754.333 | =Area I+II+III Portions
Annual Avoided Costs for Deferral to Indicated Year:
Amagansett Conversion 33 kV | 2030 |  |  | 0 | 0.97582 | 0.97582 | 0.97582 | 0.97582 | 0.97582 | 0.97582 | 0.97582 | 0.97582 | 0.97582 | 0.97582 | 0.97582 | 0.97582 | 0.97582 | -0.4572 | -0.4572 | -0.4572 | -0.4572 | -0.4572 | -0.4572 | -0.4572 | -0.4572 | -0.4572 | -0.4572 | -0.4572 | -0.4572 | -0.4572 | -0.4572 | -0.4572 | -0.4572 | -0.4572 | -0.4572 | -0.4572 | -0.4572 | -0.4572 | -0.4572 | -1.433 | -1.433 | -1.433 | -1.433 | -1.433 | -1.433 | -1.433 | -1.433 | -1.433 | -1.433 | -1.433 | -1.433 | -1.433 | 35 |  |  | 3.8129
East Hampton Conversion 33 kV | 2030 |  |  | 0 | 0.39033 | 0.39033 | 0.39033 | 0.39033 | 0.39033 | 0.39033 | 0.39033 | 0.39033 | 0.39033 | 0.39033 | 0.39033 | 0.39033 | 0.39033 | -0.18288 | -0.18288 | -0.18288 | -0.18288 | -0.18288 | -0.18288 | -0.18288 | -0.18288 | -0.18288 | -0.18288 | -0.18288 | -0.18288 | -0.18288 | -0.18288 | -0.18288 | -0.18288 | -0.18288 | -0.18288 | -0.18288 | -0.18288 | -0.18288 | -0.18288 | -0.57321 | -0.57321 | -0.57321 | -0.57321 | -0.57321 | -0.57321 | -0.57321 | -0.57321 | -0.57321 | -0.57321 | -0.57321 | -0.57321 | -0.57321 | 35 |  |  | 1.5252
Buell Conversion 33 kV | 2030 |  |  | 0 | 0.45131 | 0.45131 | 0.45131 | 0.45131 | 0.45131 | 0.45131 | 0.45131 | 0.45131 | 0.45131 | 0.45131 | 0.45131 | 0.45131 | 0.45131 | -0.21146 | -0.21146 | -0.21146 | -0.21146 | -0.21146 | -0.21146 | -0.21146 | -0.21146 | -0.21146 | -0.21146 | -0.21146 | -0.21146 | -0.21146 | -0.21146 | -0.21146 | -0.21146 | -0.21146 | -0.21146 | -0.21146 | -0.21146 | -0.21146 | -0.21146 | -0.66277 | -0.66277 | -0.66277 | -0.66277 | -0.66277 | -0.66277 | -0.66277 | -0.66277 | -0.66277 | -0.66277 | -0.66277 | -0.66277 | -0.66277 | 35 |  |  | 1.7635
Hither Hills Conversion to 33 kV | 2030 |  |  | 0 | 0 | 0.60305 | 0.60305 | 0.60305 | 0.60305 | 0.60305 | 0.60305 | 0.60305 | 0.60305 | 0.60305 | 0.60305 | 0.60305 | 0.60305 | -0.25676 | -0.25676 | -0.25676 | -0.25676 | -0.25676 | -0.25676 | -0.25676 | -0.25676 | -0.25676 | -0.25676 | -0.25676 | -0.25676 | -0.25676 | -0.25676 | -0.25676 | -0.25676 | -0.25676 | -0.25676 | -0.25676 | -0.25676 | -0.25676 | -0.25676 | -0.25676 | -0.85981 | -0.85981 | -0.85981 | -0.85981 | -0.85981 | -0.85981 | -0.85981 | -0.85981 | -0.85981 | -0.85981 | -0.85981 | -0.85981 | 35 |  |  | 2.0853
Culloden Pt Conversion to 33 kV | 2030 |  |  | 0 | 0 | 0 | 0.36233 | 0.36233 | 0.36233 | 0.36233 | 0.36233 | 0.36233 | 0.36233 | 0.36233 | 0.36233 | 0.36233 | 0.36233 | -0.13922 | -0.13922 | -0.13922 | -0.13922 | -0.13922 | -0.13922 | -0.13922 | -0.13922 | -0.13922 | -0.13922 | -0.13922 | -0.13922 | -0.13922 | -0.13922 | -0.13922 | -0.13922 | -0.13922 | -0.13922 | -0.13922 | -0.13922 | -0.13922 | -0.13922 | -0.13922 | -0.13922 | -0.50156 | -0.50156 | -0.50156 | -0.50156 | -0.50156 | -0.50156 | -0.50156 | -0.50156 | -0.50156 | -0.50156 | -0.50156 | 35 |  |  | 1.1012
Area II Projects: | [53 empty] | 33
Riverhead Canal 2nd Line and Bank | 2020 |  | 136.8 | 0 | 0 | 0 | 0 | 18.2337 | 18.2337 | 18.2337 | 18.2337 | 18.2337 | 18.2337 | 18.2337 | 18.2337 | 18.2337 | 18.2337 | 18.2337 | 18.2337 | 18.2337 | 18.2337 | 18.2337 | 18.2337 | 18.2337 | 18.2337 | 18.2337 | 18.2337 | 18.2337 | 18.2337 | 18.2337 | 18.2337 | 18.2337 | 18.2337 | 18.2337 | 18.2337 | 18.2337 | 18.2337 | 18.2337 | 18.2337 | 18.2337 | 18.2337 | 18.2337 | [10 empty] | 35 |  | 226.5269
No Deferral |  |  | 136.8 |  | 0 | 0 | 0 | 18.2337 | 18.2337 | 18.2337 | 18.2337 | 18.2337 | 18.2337 | 18.2337 | 18.2337 | 18.2337 | 18.2337 | 18.2337 | 18.2337 | 18.2337 | 18.2337 | 18.2337 | 18.2337 | 18.2337 | 18.2337 | 18.2337 | 18.2337 | 18.2337 | 18.2337 | 18.2337 | 18.2337 | 18.2337 | 18.2337 | 18.2337 | 18.2337 | 18.2337 | 18.2337 | 18.2337 | 18.2337 | 18.2337 | 18.2337 | 18.2337 | [10 empty] | 35 |  | 226.5269
Riverhead Canal 2nd Line and Bank | 2026 |  | 136.8 | [10 empty] | 21.772 | 21.772 | 21.772 | 21.772 | 21.772 | 21.772 | 21.772 | 21.772 | 21.772 | 21.772 | 21.772 | 21.772 | 21.772 | 21.772 | 21.772 | 21.772 | 21.772 | 21.772 | 21.772 | 21.772 | 21.772 | 21.772 | 21.772 | 21.772 | 21.772 | 21.772 | 21.772 | 21.772 | 21.772 | 21.772 | 21.772 | 21.772 | 21.772 | 21.772 | 21.772 |  |  |  |  | 35 |  | 196.1681 | 30.3588 | 30.3588 | 632475.0457 | 600617.2777
Deferral to Indicated Year |  |  | 136.8 | [6 empty] | 0 | 0 | 0 | 0 | 21.772 | 21.772 | 21.772 | 21.772 | 21.772 | 21.772 | 21.772 | 21.772 | 21.772 | 21.772 | 21.772 | 21.772 | 21.772 | 21.772 | 21.772 | 21.772 | 21.772 | 21.772 | 21.772 | 21.772 | 21.772 | 21.772 | 21.772 | 21.772 | 21.772 | 21.772 | 21.772 | 21.772 | 21.772 | 21.772 | 21.772 | 21.772 | 21.772 | 21.772 | 21.772 |  |  |  |  | 35 |  | 196.1681 | 30.3588 | 30.3588 | 632475.0457 | 600617.2777 | =Area II Portion
[59 empty] | 1479039.9672 | =Area II+III Portions
Annual Avoided Costs for Deferral to Indicated Year:
Riverhead Canal 2nd Line and Bank | 2026 |  |  | 0 | 0 | 0 | 0 | 18.2337 | 18.2337 | 18.2337 | 18.2337 | 18.2337 | 18.2337 | -3.5383 | -3.5383 | -3.5383 | -3.5383 | -3.5383 | -3.5383 | -3.5383 | -3.5383 | -3.5383 | -3.5383 | -3.5383 | -3.5383 | -3.5383 | -3.5383 | -3.5383 | -3.5383 | -3.5383 | -3.5383 | -3.5383 | -3.5383 | -3.5383 | -3.5383 | -3.5383 | -3.5383 | -3.5383 | -3.5383 | -3.5383 | -3.5383 | -3.5383 | -21.772 | -21.772 | -21.772 | -21.772 | -21.772 | -21.772 |  |  |  |  | 35 |  |  | 30.3588
0
Area III Projects: | [52 empty] | 0 | 15
New Canal - Southampton Cable | 2017 |  | 37.6 | 0 | 4.5863 | 4.5863 | 4.5863 | 4.5863 | 4.5863 | 4.5863 | 4.5863 | 4.5863 | 4.5863 | 4.5863 | 4.5863 | 4.5863 | 4.5863 | 4.5863 | 4.5863 | 4.5863 | 4.5863 | 4.5863 | 4.5863 | 4.5863 | 4.5863 | 4.5863 | 4.5863 | 4.5863 | 4.5863 | 4.5863 | 4.5863 | 4.5863 | 4.5863 | 4.5863 | 4.5863 | 4.5863 | 4.5863 | 4.5863 | 4.5863 | [13 empty] | 35 |  | 66.9063
Upgrade Wildwood - Riverhead to 138 kV | 2017 |  | 7.7 | 0 | 0.93922 | 0.93922 | 0.93922 | 0.93922 | 0.93922 | 0.93922 | 0.93922 | 0.93922 | 0.93922 | 0.93922 | 0.93922 | 0.93922 | 0.93922 | 0.93922 | 0.93922 | 0.93922 | 0.93922 | 0.93922 | 0.93922 | 0.93922 | 0.93922 | 0.93922 | 0.93922 | 0.93922 | 0.93922 | 0.93922 | 0.93922 | 0.93922 | 0.93922 | 0.93922 | 0.93922 | 0.93922 | 0.93922 | 0.93922 | 0.93922 | [13 empty] | 35 |  | 13.7016
Bridgehampton - Buell New 69 kV UG Cable | 2017 |  | 33.2 | 0 | 4.0496 | 4.0496 | 4.0496 | 4.0496 | 4.0496 | 4.0496 | 4.0496 | 4.0496 | 4.0496 | 4.0496 | 4.0496 | 4.0496 | 4.0496 | 4.0496 | 4.0496 | 4.0496 | 4.0496 | 4.0496 | 4.0496 | 4.0496 | 4.0496 | 4.0496 | 4.0496 | 4.0496 | 4.0496 | 4.0496 | 4.0496 | 4.0496 | 4.0496 | 4.0496 | 4.0496 | 4.0496 | 4.0496 | 4.0496 | 4.0496 | [13 empty] | 35 |  | 59.0769
Canal - Wainscott New 138 kV UG Cable | 2022 |  | 275.5 | 0 | 0 | 0 | 0 | 0 | 0 | 38.957 | 38.957 | 38.957 | 38.957 | 38.957 | 38.957 | 38.957 | 38.957 | 38.957 | 38.957 | 38.957 | 38.957 | 38.957 | 38.957 | 38.957 | 38.957 | 38.957 | 38.957 | 38.957 | 38.957 | 38.957 | 38.957 | 38.957 | 38.957 | 38.957 | 38.957 | 38.957 | 38.957 | 38.957 | 38.957 | 38.957 | 38.957 | 38.957 | 38.957 | 38.957 | [8 empty] | 35 |  | 434.8353
No Deferral |  |  | 354 |  | 9.5752 | 9.5752 | 9.5752 | 9.5752 | 9.5752 | 48.5322 | 48.5322 | 48.5322 | 48.5322 | 48.5322 | 48.5322 | 48.5322 | 48.5322 | 48.5322 | 48.5322 | 48.5322 | 48.5322 | 48.5322 | 48.5322 | 48.5322 | 48.5322 | 48.5322 | 48.5322 | 48.5322 | 48.5322 | 48.5322 | 48.5322 | 48.5322 | 48.5322 | 48.5322 | 48.5322 | 48.5322 | 48.5322 | 48.5322 | 48.5322 | 38.957 | 38.957 | 38.957 | 38.957 | 38.957 | [10 empty] | 574.52
New Canal - Southampton Cable | 2023 |  | 37.6 | [7 empty] | 5.4763 | 5.4763 | 5.4763 | 5.4763 | 5.4763 | 5.4763 | 5.4763 | 5.4763 | 5.4763 | 5.4763 | 5.4763 | 5.4763 | 5.4763 | 5.4763 | 5.4763 | 5.4763 | 5.4763 | 5.4763 | 5.4763 | 5.4763 | 5.4763 | 5.4763 | 5.4763 | 5.4763 | 5.4763 | 5.4763 | 5.4763 | 5.4763 | 5.4763 | 5.4763 | 5.4763 | 5.4763 | 5.4763 | 5.4763 | 5.4763 | [7 empty] | 35 |  | 57.9396 | 8.9667 | 0 | 0 | 0
Upgrade Wildwood - Riverhead to 138 kV | 2022 |  | 7.7 | [6 empty] | 1.0888 | 1.0888 | 1.0888 | 1.0888 | 1.0888 | 1.0888 | 1.0888 | 1.0888 | 1.0888 | 1.0888 | 1.0888 | 1.0888 | 1.0888 | 1.0888 | 1.0888 | 1.0888 | 1.0888 | 1.0888 | 1.0888 | 1.0888 | 1.0888 | 1.0888 | 1.0888 | 1.0888 | 1.0888 | 1.0888 | 1.0888 | 1.0888 | 1.0888 | 1.0888 | 1.0888 | 1.0888 | 1.0888 | 1.0888 | 1.0888 | [8 empty] | 35 |  | 12.1533 | 1.5483 | 0 | 0 | 0
Bridgehampton - Buell New 69 kV UG Cable | 2023 |  | 33.2 | [7 empty] | 4.8355 | 4.8355 | 4.8355 | 4.8355 | 4.8355 | 4.8355 | 4.8355 | 4.8355 | 4.8355 | 4.8355 | 4.8355 | 4.8355 | 4.8355 | 4.8355 | 4.8355 | 4.8355 | 4.8355 | 4.8355 | 4.8355 | 4.8355 | 4.8355 | 4.8355 | 4.8355 | 4.8355 | 4.8355 | 4.8355 | 4.8355 | 4.8355 | 4.8355 | 4.8355 | 4.8355 | 4.8355 | 4.8355 | 4.8355 | 4.8355 | [7 empty] | 35 |  | 51.1595 | 7.9174 | 0 | 0 | 0
Canal - Wainscott New 138 kV UG Cable | 2028 |  | 275.5 | [12 empty] | 46.5167 | 46.5167 | 46.5167 | 46.5167 | 46.5167 | 46.5167 | 46.5167 | 46.5167 | 46.5167 | 46.5167 | 46.5167 | 46.5167 | 46.5167 | 46.5167 | 46.5167 | 46.5167 | 46.5167 | 46.5167 | 46.5167 | 46.5167 | 46.5167 | 46.5167 | 46.5167 | 46.5167 | 46.5167 | 46.5167 | 46.5167 | 46.5167 | 46.5167 | 46.5167 | 46.5167 | 46.5167 | 46.5167 | 46.5167 | 46.5167 |  |  | 35 |  | 376.5593 | 58.276 | 58.276 | 925015.732 | 878422.6896
Deferral to Indicated Year |  |  | 354 | [6 empty] | 1.0888 | 11.4006 | 11.4006 | 11.4006 | 11.4006 | 11.4006 | 57.9173 | 57.9173 | 57.9173 | 57.9173 | 57.9173 | 57.9173 | 57.9173 | 57.9173 | 57.9173 | 57.9173 | 57.9173 | 57.9173 | 57.9173 | 57.9173 | 57.9173 | 57.9173 | 57.9173 | 57.9173 | 57.9173 | 57.9173 | 57.9173 | 57.9173 | 57.9173 | 57.9173 | 57.9173 | 57.9173 | 57.9173 | 57.9173 | 57.9173 | 56.8285 | 46.5167 | 46.5167 | 46.5167 | 46.5167 | 46.5167 |  |  | 41 |  | 497.8117 | 76.7083 | 58.276 | 925015.732 | 878422.6896 | =Area III Portion
[59 empty] | 878422.6896 | =Area III Portion
Annual Avoided Costs for Deferral to Indicated Year:
New Canal - Southampton Cable | 2023 |  |  | 0 | 4.5863 | 4.5863 | 4.5863 | 4.5863 | 4.5863 | 4.5863 | -0.88999 | -0.88999 | -0.88999 | -0.88999 | -0.88999 | -0.88999 | -0.88999 | -0.88999 | -0.88999 | -0.88999 | -0.88999 | -0.88999 | -0.88999 | -0.88999 | -0.88999 | -0.88999 | -0.88999 | -0.88999 | -0.88999 | -0.88999 | -0.88999 | -0.88999 | -0.88999 | -0.88999 | -0.88999 | -0.88999 | -0.88999 | -0.88999 | -0.88999 | -5.4763 | -5.4763 | -5.4763 | -5.4763 | -5.4763 | -5.4763 | 0 | 0 | 0 | 0 | 0 |  |  | 35 |  |  | 8.9667
Upgrade Wildwood - Riverhead to 138 kV | 2022 |  |  | 0 | 0.93922 | 0.93922 | 0.93922 | 0.93922 | 0.93922 | -0.14959 | -0.14959 | -0.14959 | -0.14959 | -0.14959 | -0.14959 | -0.14959 | -0.14959 | -0.14959 | -0.14959 | -0.14959 | -0.14959 | -0.14959 | -0.14959 | -0.14959 | -0.14959 | -0.14959 | -0.14959 | -0.14959 | -0.14959 | -0.14959 | -0.14959 | -0.14959 | -0.14959 | -0.14959 | -0.14959 | -0.14959 | -0.14959 | -0.14959 | -0.14959 | -1.0888 | -1.0888 | -1.0888 | -1.0888 | -1.0888 | 0 | 0 | 0 | 0 | 0 | 0 |  |  | 35 |  |  | 1.5483
Bridgehampton - Buell New 69 kV UG Cable | 2023 |  |  | 0 | 4.0496 | 4.0496 | 4.0496 | 4.0496 | 4.0496 | 4.0496 | -0.78584 | -0.78584 | -0.78584 | -0.78584 | -0.78584 | -0.78584 | -0.78584 | -0.78584 | -0.78584 | -0.78584 | -0.78584 | -0.78584 | -0.78584 | -0.78584 | -0.78584 | -0.78584 | -0.78584 | -0.78584 | -0.78584 | -0.78584 | -0.78584 | -0.78584 | -0.78584 | -0.78584 | -0.78584 | -0.78584 | -0.78584 | -0.78584 | -0.78584 | -4.8355 | -4.8355 | -4.8355 | -4.8355 | -4.8355 | -4.8355 | 0 | 0 | 0 | 0 | 0 |  |  | 35 |  |  | 7.9174
Canal - Wainscott New 138 kV UG Cable | 2028 |  |  | 0 | 0 | 0 | 0 | 0 | 0 | 38.957 | 38.957 | 38.957 | 38.957 | 38.957 | 38.957 | -7.5597 | -7.5597 | -7.5597 | -7.5597 | -7.5597 | -7.5597 | -7.5597 | -7.5597 | -7.5597 | -7.5597 | -7.5597 | -7.5597 | -7.5597 | -7.5597 | -7.5597 | -7.5597 | -7.5597 | -7.5597 | -7.5597 | -7.5597 | -7.5597 | -7.5597 | -7.5597 | -7.5597 | -7.5597 | -7.5597 | -7.5597 | -7.5597 | -7.5597 | -46.5167 | -46.5167 | -46.5167 | -46.5167 | -46.5167 | -46.5167 | [5 empty] | 58.276
Total - All Areas (No Deferrals,$Millions) |  |  | 513.3 |  | 11.3926 | 11.9957 | 12.358 | 30.5918 | 30.5918 | 69.5487 | 69.5487 | 69.5487 | 69.5487 | 69.5487 | 69.5487 | 69.5487 | 69.5487 | 69.5487 | 69.5487 | 69.5487 | 69.5487 | 69.5487 | 69.5487 | 69.5487 | 69.5487 | 69.5487 | 69.5487 | 69.5487 | 69.5487 | 69.5487 | 69.5487 | 69.5487 | 69.5487 | 69.5487 | 69.5487 | 69.5487 | 69.5487 | 69.5487 | 69.5487 | 58.1561 | 57.553 | 57.1907 | 38.957 | 38.957 | 0 | 0 | 0 | 0 | 0 | 0 | 0 | 0 |  | 63 | 840.6482 | 117.3552 | = max. total avoided cost in portfolio
Annual Avoided Costs for Deferrals - Area 1 Proposal: (see note*) | Deferral Year |  |  | 2016 | 2017 | 2018 | 2019 | 2020 | 2021 | 2022 | 2023 | 2024 | 2025 | 2026 | 2027 | 2028 | 2029 | 2030 | 2031 | 2032 | 2033 | 2034 | 2035 | 2036 | 2037 | 2038 | 2039 | 2040 | 2041 | 2042 | 2043 | 2044 | 2045 | 2046 | 2047 | 2048 | 2049 | 2050 | 2051 | 2052 | 2053 | 2054 | 2055 | 2056 | 2057 | 2058 | 2059 | 2060 | 2061 | 2062 | 2063 | 2064 |  |  | Differential NPV $M |  | Differential NPV $M (adjusted for COD of Selected Project) | Differntial NPV $/MW | NPV of Transmission Avoided Costs for Selected Project
Area I Projects:
Amagansett Conversion 33 kV | 2030 |  |  | 0 | 0.97582 | 0.97582 | 0.97582 | 0.97582 | 0.97582 | 0.97582 | 0.97582 | 0.97582 | 0.97582 | 0.97582 | 0.97582 | 0.97582 | 0.97582 | -0.4572 | -0.4572 | -0.4572 | -0.4572 | -0.4572 | -0.4572 | -0.4572 | -0.4572 | -0.4572 | -0.4572 | -0.4572 | -0.4572 | -0.4572 | -0.4572 | -0.4572 | -0.4572 | -0.4572 | -0.4572 | -0.4572 | -0.4572 | -0.4572 | -0.4572 | -1.433 | -1.433 | -1.433 | -1.433 | -1.433 | -1.433 | -1.433 | -1.433 | -1.433 | -1.433 | -1.433 | -1.433 | -1.433 |  |  | 3.8129 |  | 0 | 0 | 0
East Hampton Conversion 33 kV | 2030 |  |  | 0 | 0.39033 | 0.39033 | 0.39033 | 0.39033 | 0.39033 | 0.39033 | 0.39033 | 0.39033 | 0.39033 | 0.39033 | 0.39033 | 0.39033 | 0.39033 | -0.18288 | -0.18288 | -0.18288 | -0.18288 | -0.18288 | -0.18288 | -0.18288 | -0.18288 | -0.18288 | -0.18288 | -0.18288 | -0.18288 | -0.18288 | -0.18288 | -0.18288 | -0.18288 | -0.18288 | -0.18288 | -0.18288 | -0.18288 | -0.18288 | -0.18288 | -0.57321 | -0.57321 | -0.57321 | -0.57321 | -0.57321 | -0.57321 | -0.57321 | -0.57321 | -0.57321 | -0.57321 | -0.57321 | -0.57321 | -0.57321 |  |  | 1.5252 |  | 0 | 0 | 0
Buell Conversion 33 kV | 2030 |  |  | 0 | 0.45131 | 0.45131 | 0.45131 | 0.45131 | 0.45131 | 0.45131 | 0.45131 | 0.45131 | 0.45131 | 0.45131 | 0.45131 | 0.45131 | 0.45131 | -0.21146 | -0.21146 | -0.21146 | -0.21146 | -0.21146 | -0.21146 | -0.21146 | -0.21146 | -0.21146 | -0.21146 | -0.21146 | -0.21146 | -0.21146 | -0.21146 | -0.21146 | -0.21146 | -0.21146 | -0.21146 | -0.21146 | -0.21146 | -0.21146 | -0.21146 | -0.66277 | -0.66277 | -0.66277 | -0.66277 | -0.66277 | -0.66277 | -0.66277 | -0.66277 | -0.66277 | -0.66277 | -0.66277 | -0.66277 | -0.66277 |  |  | 1.7635 |  | 0 | 0 | 0
Hither Hills Conversion to 33 kV | 2030 |  |  | 0 | 0 | 0.60305 | 0.60305 | 0.60305 | 0.60305 | 0.60305 | 0.60305 | 0.60305 | 0.60305 | 0.60305 | 0.60305 | 0.60305 | 0.60305 | -0.25676 | -0.25676 | -0.25676 | -0.25676 | -0.25676 | -0.25676 | -0.25676 | -0.25676 | -0.25676 | -0.25676 | -0.25676 | -0.25676 | -0.25676 | -0.25676 | -0.25676 | -0.25676 | -0.25676 | -0.25676 | -0.25676 | -0.25676 | -0.25676 | -0.25676 | -0.25676 | -0.85981 | -0.85981 | -0.85981 | -0.85981 | -0.85981 | -0.85981 | -0.85981 | -0.85981 | -0.85981 | -0.85981 | -0.85981 | -0.85981 |  |  | 2.0853 |  | 0 | 0 | 0
Culloden Pt Conversion to 33 kV | 2030 |  |  | 0 | 0 | 0 | 0.36233 | 0.36233 | 0.36233 | 0.36233 | 0.36233 | 0.36233 | 0.36233 | 0.36233 | 0.36233 | 0.36233 | 0.36233 | -0.13922 | -0.13922 | -0.13922 | -0.13922 | -0.13922 | -0.13922 | -0.13922 | -0.13922 | -0.13922 | -0.13922 | -0.13922 | -0.13922 | -0.13922 | -0.13922 | -0.13922 | -0.13922 | -0.13922 | -0.13922 | -0.13922 | -0.13922 | -0.13922 | -0.13922 | -0.13922 | -0.13922 | -0.50156 | -0.50156 | -0.50156 | -0.50156 | -0.50156 | -0.50156 | -0.50156 | -0.50156 | -0.50156 | -0.50156 | -0.50156 |  |  | 1.1012 |  | 1.1012 | 73412.135 | 0
[59 empty] | 0 | =Area I Portion
Area II Projects: | [58 empty] | 0 | =Area I+II+III Portions
Riverhead Canal 2nd Line and Bank | 2026 |  |  | 0 | 0 | 0 | 0 | 18.2337 | 18.2337 | 18.2337 | 18.2337 | 18.2337 | 18.2337 | -3.5383 | -3.5383 | -3.5383 | -3.5383 | -3.5383 | -3.5383 | -3.5383 | -3.5383 | -3.5383 | -3.5383 | -3.5383 | -3.5383 | -3.5383 | -3.5383 | -3.5383 | -3.5383 | -3.5383 | -3.5383 | -3.5383 | -3.5383 | -3.5383 | -3.5383 | -3.5383 | -3.5383 | -3.5383 | -3.5383 | -3.5383 | -3.5383 | -3.5383 | -21.772 | -21.772 | -21.772 | -21.772 | -21.772 | -21.772 | 0 | 0 | 0 | 0 |  |  | 30.3588 |  | 30.3588 | 632475.0457 | 0
[59 empty] | 0 | =Area II Portion
Area III Projects: | [58 empty] | 0 | =Area II+III Portions
New Canal - Southampton Cable | 2023 |  |  | 0 | 4.5863 | 4.5863 | 4.5863 | 4.5863 | 4.5863 | 4.5863 | -0.88999 | -0.88999 | -0.88999 | -0.88999 | -0.88999 | -0.88999 | -0.88999 | -0.88999 | -0.88999 | -0.88999 | -0.88999 | -0.88999 | -0.88999 | -0.88999 | -0.88999 | -0.88999 | -0.88999 | -0.88999 | -0.88999 | -0.88999 | -0.88999 | -0.88999 | -0.88999 | -0.88999 | -0.88999 | -0.88999 | -0.88999 | -0.88999 | -0.88999 | -5.4763 | -5.4763 | -5.4763 | -5.4763 | -5.4763 | -5.4763 | 0 | 0 | 0 | 0 | 0 | 0 | 0 |  |  | 8.9667 |  | 0 | 0 | 0
Upgrade Wildwood - Riverhead to 138 kV | 2022 |  |  | 0 | 0.93922 | 0.93922 | 0.93922 | 0.93922 | 0.93922 | -0.14959 | -0.14959 | -0.14959 | -0.14959 | -0.14959 | -0.14959 | -0.14959 | -0.14959 | -0.14959 | -0.14959 | -0.14959 | -0.14959 | -0.14959 | -0.14959 | -0.14959 | -0.14959 | -0.14959 | -0.14959 | -0.14959 | -0.14959 | -0.14959 | -0.14959 | -0.14959 | -0.14959 | -0.14959 | -0.14959 | -0.14959 | -0.14959 | -0.14959 | -0.14959 | -1.0888 | -1.0888 | -1.0888 | -1.0888 | -1.0888 | 0 | 0 | 0 | 0 | 0 | 0 | 0 | 0 |  |  | 1.5483 |  | 0 | 0 | 0
Bridgehampton - Buell New 69 kV UG Cable | 2023 |  |  | 0 | 4.0496 | 4.0496 | 4.0496 | 4.0496 | 4.0496 | 4.0496 | -0.78584 | -0.78584 | -0.78584 | -0.78584 | -0.78584 | -0.78584 | -0.78584 | -0.78584 | -0.78584 | -0.78584 | -0.78584 | -0.78584 | -0.78584 | -0.78584 | -0.78584 | -0.78584 | -0.78584 | -0.78584 | -0.78584 | -0.78584 | -0.78584 | -0.78584 | -0.78584 | -0.78584 | -0.78584 | -0.78584 | -0.78584 | -0.78584 | -0.78584 | -4.8355 | -4.8355 | -4.8355 | -4.8355 | -4.8355 | -4.8355 | 0 | 0 | 0 | 0 | 0 | 0 | 0 |  |  | 7.9174 |  | 0 | 0 | 0
Canal - Wainscott New 138 kV UG Cable | 2028 |  |  | 0 | 0 | 0 | 0 | 0 | 0 | 38.957 | 38.957 | 38.957 | 38.957 | 38.957 | 38.957 | -7.5597 | -7.5597 | -7.5597 | -7.5597 | -7.5597 | -7.5597 | -7.5597 | -7.5597 | -7.5597 | -7.5597 | -7.5597 | -7.5597 | -7.5597 | -7.5597 | -7.5597 | -7.5597 | -7.5597 | -7.5597 | -7.5597 | -7.5597 | -7.5597 | -7.5597 | -7.5597 | -7.5597 | -7.5597 | -7.5597 | -7.5597 | -7.5597 | -7.5597 | -46.5167 | -46.5167 | -46.5167 | -46.5167 | -46.5167 | -46.5167 | 0 | 0 |  |  | 58.276 |  | 58.276 | 925015.732 | 0
[59 empty] | 0 | =Area III Portion
Total - Area 1 Proposal, $Millions (unadjusted) |  |  |  | 0 | 0 | 0 | 0.36233 | 18.5961 | 18.5961 | 57.553 | 57.553 | 57.553 | 57.553 | 35.781 | 35.781 | -10.7357 | -10.7357 | -11.2372 | -11.2372 | -11.2372 | -11.2372 | -11.2372 | -11.2372 | -11.2372 | -11.2372 | -11.2372 | -11.2372 | -11.2372 | -11.2372 | -11.2372 | -11.2372 | -11.2372 | -11.2372 | -11.2372 | -11.2372 | -11.2372 | -11.2372 | -11.2372 | -11.2372 | -11.2372 | -11.2372 | -11.5995 | -29.8333 | -29.8333 | -68.7903 | -68.7903 | -68.7903 | -68.7903 | -47.0182 | -47.0182 | -0.50156 | -0.50156 |  |  | 89.736 |  |  | 1630902.9127 | 0
$/MW-yr |  |  |  | 0 | 0 | 0 | 24155.6547 | 404024.8919 | 404024.8919 | 1022389.7035 | 1022389.7035 | 1022389.7035 | 1022389.7035 | 568805.9684 | 568805.9684 | -169553.955 | -169553.955 | -202991.0303 | -202991.0303 | -202991.0303 | -202991.0303 | -202991.0303 | -202991.0303 | -202991.0303 | -202991.0303 | -202991.0303 | -202991.0303 | -202991.0303 | -202991.0303 | -202991.0303 | -202991.0303 | -202991.0303 | -202991.0303 | -202991.0303 | -202991.0303 | -202991.0303 | -202991.0303 | -202991.0303 | -202991.0303 | -202991.0303 | -202991.0303 | -227146.685 | -607015.9222 | -607015.9222 | -1225380.7338 | -1225380.7338 | -1225380.7338 | -1225380.7338 | -771796.9988 | -771796.9988 | -33437.0754 | -33437.0754
$Millions (adjusted) |  |  |  | 0 | 0 | 0 | 0 | 0 | 0 | 0 | 0 | 0 | 0 | 0 | 0 | 0 | 0 | 0 | 0 | 0 | 0 | 0 | 0 | 0 | 0 | 0 | 0 | 0 | 0 | 0 | 0 | 0 | 0 | 0 | 0 | 0 | 0 | 0 | 0 | 0 | 0 | 0 | 0 | 0 | 0 | 0 | 0 | 0 | 0 | 0 | 0 | 0 |  |  | 0
Annual Avoided Costs for Deferrals - Area 2 Proposal: (see note*) | Deferral Year |  |  | 2016 | 2017 | 2018 | 2019 | 2020 | 2021 | 2022 | 2023 | 2024 | 2025 | 2026 | 2027 | 2028 | 2029 | 2030 | 2031 | 2032 | 2033 | 2034 | 2035 | 2036 | 2037 | 2038 | 2039 | 2040 | 2041 | 2042 | 2043 | 2044 | 2045 | 2046 | 2047 | 2048 | 2049 | 2050 | 2051 | 2052 | 2053 | 2054 | 2055 | 2056 | 2057 | 2058 | 2059 | 2060 | 2061 | 2062 | 2063 | 2064 |  |  | Differential NPV $M |  | Differential NPV $M (adjusted for COD of Selected Project) | Differntial NPV $/MW | NPV of Transmission Avoided Costs for Selected Project
Area I Projects:
Amagansett Conversion 33 kV | 2030 |  |  | 0 | 0 | 0 | 0 | 0 | 0 | 0 | 0 | 0 | 0 | 0 | 0 | 0 | 0 | 0 | 0 | 0 | 0 | 0 | 0 | 0 | 0 | 0 | 0 | 0 | 0 | 0 | 0 | 0 | 0 | 0 | 0 | 0 | 0 | 0 | 0 | 0 | 0 | 0 | 0 | 0 | 0 | 0 | 0 | 0 | 0 | 0 | 0 | 0 |  |  | 0 |  | 0 | 0 | 0
East Hampton Conversion 33 kV | 2030 |  |  | 0 | 0 | 0 | 0 | 0 | 0 | 0 | 0 | 0 | 0 | 0 | 0 | 0 | 0 | 0 | 0 | 0 | 0 | 0 | 0 | 0 | 0 | 0 | 0 | 0 | 0 | 0 | 0 | 0 | 0 | 0 | 0 | 0 | 0 | 0 | 0 | 0 | 0 | 0 | 0 | 0 | 0 | 0 | 0 | 0 | 0 | 0 | 0 | 0 |  |  | 0 |  | 0 | 0 | 0
Buell Conversion 33 kV | 2030 |  |  | 0 | 0 | 0 | 0 | 0 | 0 | 0 | 0 | 0 | 0 | 0 | 0 | 0 | 0 | 0 | 0 | 0 | 0 | 0 | 0 | 0 | 0 | 0 | 0 | 0 | 0 | 0 | 0 | 0 | 0 | 0 | 0 | 0 | 0 | 0 | 0 | 0 | 0 | 0 | 0 | 0 | 0 | 0 | 0 | 0 | 0 | 0 | 0 | 0 |  |  | 0 |  | 0 | 0 | 0
Hither Hills Conversion to 33 kV | 2030 |  |  | 0 | 0 | 0 | 0 | 0 | 0 | 0 | 0 | 0 | 0 | 0 | 0 | 0 | 0 | 0 | 0 | 0 | 0 | 0 | 0 | 0 | 0 | 0 | 0 | 0 | 0 | 0 | 0 | 0 | 0 | 0 | 0 | 0 | 0 | 0 | 0 | 0 | 0 | 0 | 0 | 0 | 0 | 0 | 0 | 0 | 0 | 0 | 0 | 0 |  |  | 0 |  | 0 | 0 | 0
Culloden Pt Conversion to 33 kV | 2030 |  |  | 0 | 0 | 0 | 0 | 0 | 0 | 0 | 0 | 0 | 0 | 0 | 0 | 0 | 0 | 0 | 0 | 0 | 0 | 0 | 0 | 0 | 0 | 0 | 0 | 0 | 0 | 0 | 0 | 0 | 0 | 0 | 0 | 0 | 0 | 0 | 0 | 0 | 0 | 0 | 0 | 0 | 0 | 0 | 0 | 0 | 0 | 0 | 0 | 0 |  |  | 0 |  | 0 | 0 | 0
[59 empty] | 0 | =Area I Portion
Area II Projects: | [58 empty] | 0 | =Area I+II+III Portions
Riverhead Canal 2nd Line and Bank | 2026 |  |  | 0 | 0 | 0 | 0 | 18.2337 | 18.2337 | 18.2337 | 18.2337 | 18.2337 | 18.2337 | -3.5383 | -3.5383 | -3.5383 | -3.5383 | -3.5383 | -3.5383 | -3.5383 | -3.5383 | -3.5383 | -3.5383 | -3.5383 | -3.5383 | -3.5383 | -3.5383 | -3.5383 | -3.5383 | -3.5383 | -3.5383 | -3.5383 | -3.5383 | -3.5383 | -3.5383 | -3.5383 | -3.5383 | -3.5383 | -3.5383 | -3.5383 | -3.5383 | -3.5383 | -21.772 | -21.772 | -21.772 | -21.772 | -21.772 | -21.772 | 0 | 0 | 0 | 0 |  |  | 30.3588 |  | 30.3588 | 632475.0457 | 0
[59 empty] | 0 | =Area II Portion
Area III Projects: | [58 empty] | 0 | =Area II+III Portions
New Canal - Southampton Cable | 2023 |  |  | 0 | 4.5863 | 4.5863 | 4.5863 | 4.5863 | 4.5863 | 4.5863 | -0.88999 | -0.88999 | -0.88999 | -0.88999 | -0.88999 | -0.88999 | -0.88999 | -0.88999 | -0.88999 | -0.88999 | -0.88999 | -0.88999 | -0.88999 | -0.88999 | -0.88999 | -0.88999 | -0.88999 | -0.88999 | -0.88999 | -0.88999 | -0.88999 | -0.88999 | -0.88999 | -0.88999 | -0.88999 | -0.88999 | -0.88999 | -0.88999 | -0.88999 | -5.4763 | -5.4763 | -5.4763 | -5.4763 | -5.4763 | -5.4763 | 0 | 0 | 0 | 0 | 0 | 0 | 0 |  |  | 8.9667 |  | 0 | 0 | 0
Upgrade Wildwood - Riverhead to 138 kV | 2022 |  |  | 0 | 0.93922 | 0.93922 | 0.93922 | 0.93922 | 0.93922 | -0.14959 | -0.14959 | -0.14959 | -0.14959 | -0.14959 | -0.14959 | -0.14959 | -0.14959 | -0.14959 | -0.14959 | -0.14959 | -0.14959 | -0.14959 | -0.14959 | -0.14959 | -0.14959 | -0.14959 | -0.14959 | -0.14959 | -0.14959 | -0.14959 | -0.14959 | -0.14959 | -0.14959 | -0.14959 | -0.14959 | -0.14959 | -0.14959 | -0.14959 | -0.14959 | -1.0888 | -1.0888 | -1.0888 | -1.0888 | -1.0888 | 0 | 0 | 0 | 0 | 0 | 0 | 0 | 0 |  |  | 1.5483 |  | 0 | 0 | 0
Bridgehampton - Buell New 69 kV UG Cable | 2023 |  |  | 0 | 4.0496 | 4.0496 | 4.0496 | 4.0496 | 4.0496 | 4.0496 | -0.78584 | -0.78584 | -0.78584 | -0.78584 | -0.78584 | -0.78584 | -0.78584 | -0.78584 | -0.78584 | -0.78584 | -0.78584 | -0.78584 | -0.78584 | -0.78584 | -0.78584 | -0.78584 | -0.78584 | -0.78584 | -0.78584 | -0.78584 | -0.78584 | -0.78584 | -0.78584 | -0.78584 | -0.78584 | -0.78584 | -0.78584 | -0.78584 | -0.78584 | -4.8355 | -4.8355 | -4.8355 | -4.8355 | -4.8355 | -4.8355 | 0 | 0 | 0 | 0 | 0 | 0 | 0 |  |  | 7.9174 |  | 0 | 0 | 0
Canal - Wainscott New 138 kV UG Cable | 2028 |  |  | 0 | 0 | 0 | 0 | 0 | 0 | 38.957 | 38.957 | 38.957 | 38.957 | 38.957 | 38.957 | -7.5597 | -7.5597 | -7.5597 | -7.5597 | -7.5597 | -7.5597 | -7.5597 | -7.5597 | -7.5597 | -7.5597 | -7.5597 | -7.5597 | -7.5597 | -7.5597 | -7.5597 | -7.5597 | -7.5597 | -7.5597 | -7.5597 | -7.5597 | -7.5597 | -7.5597 | -7.5597 | -7.5597 | -7.5597 | -7.5597 | -7.5597 | -7.5597 | -7.5597 | -46.5167 | -46.5167 | -46.5167 | -46.5167 | -46.5167 | -46.5167 | 0 | 0 |  |  | 58.276 |  | 58.276 | 925015.732 | 0
[59 empty] | 0 | =Area III Portion
Total - Area 2 Proposal, $Millions (unadjusted) |  |  |  | 0 | 0 | 0 | 0 | 18.2337 | 18.2337 | 57.1907 | 57.1907 | 57.1907 | 57.1907 | 35.4187 | 35.4187 | -11.098 | -11.098 | -11.098 | -11.098 | -11.098 | -11.098 | -11.098 | -11.098 | -11.098 | -11.098 | -11.098 | -11.098 | -11.098 | -11.098 | -11.098 | -11.098 | -11.098 | -11.098 | -11.098 | -11.098 | -11.098 | -11.098 | -11.098 | -11.098 | -11.098 | -11.098 | -11.098 | -29.3317 | -29.3317 | -68.2887 | -68.2887 | -68.2887 | -68.2887 | -46.5167 | -46.5167 | 0 | 0 |  |  | 88.6348 |  |  | 1557490.7777 | 0
$/MW-yr |  |  |  | 0 | 0 | 0 | 0 | 379869.2372 | 379869.2372 | 998234.0488 | 998234.0488 | 998234.0488 | 998234.0488 | 544650.3137 | 544650.3137 | -193709.6096 | -193709.6096 | -193709.6096 | -193709.6096 | -193709.6096 | -193709.6096 | -193709.6096 | -193709.6096 | -193709.6096 | -193709.6096 | -193709.6096 | -193709.6096 | -193709.6096 | -193709.6096 | -193709.6096 | -193709.6096 | -193709.6096 | -193709.6096 | -193709.6096 | -193709.6096 | -193709.6096 | -193709.6096 | -193709.6096 | -193709.6096 | -193709.6096 | -193709.6096 | -193709.6096 | -573578.8469 | -573578.8469 | -1191943.6585 | -1191943.6585 | -1191943.6585 | -1191943.6585 | -738359.9234 | -738359.9234 | 0 | 0
$Millions (adjusted) |  |  |  | 0 | 0 | 0 | 0 | 0 | 0 | 0 | 0 | 0 | 0 | 0 | 0 | 0 | 0 | 0 | 0 | 0 | 0 | 0 | 0 | 0 | 0 | 0 | 0 | 0 | 0 | 0 | 0 | 0 | 0 | 0 | 0 | 0 | 0 | 0 | 0 | 0 | 0 | 0 | 0 | 0 | 0 | 0 | 0 | 0 | 0 | 0 | 0 | 0 |  |  | 0
Annual Avoided Costs for Deferrals - Area 3 Proposal: (see note*) | Deferral Year |  |  | 2016 | 2017 | 2018 | 2019 | 2020 | 2021 | 2022 | 2023 | 2024 | 2025 | 2026 | 2027 | 2028 | 2029 | 2030 | 2031 | 2032 | 2033 | 2034 | 2035 | 2036 | 2037 | 2038 | 2039 | 2040 | 2041 | 2042 | 2043 | 2044 | 2045 | 2046 | 2047 | 2048 | 2049 | 2050 | 2051 | 2052 | 2053 | 2054 | 2055 | 2056 | 2057 | 2058 | 2059 | 2060 | 2061 | 2062 | 2063 | 2064 |  |  | Differential NPV $M |  | Differential NPV $M (adjusted for COD of Selected Project) | Differntial NPV $/MW | NPV of Transmission Avoided Costs for Selected Project
Area I Projects:
Amagansett Conversion 33 kV | 2030 |  |  | 0 | 0 | 0 | 0 | 0 | 0 | 0 | 0 | 0 | 0 | 0 | 0 | 0 | 0 | 0 | 0 | 0 | 0 | 0 | 0 | 0 | 0 | 0 | 0 | 0 | 0 | 0 | 0 | 0 | 0 | 0 | 0 | 0 | 0 | 0 | 0 | 0 | 0 | 0 | 0 | 0 | 0 | 0 | 0 | 0 | 0 | 0 | 0 | 0 |  |  | 0 |  | 0 | 0 | 0
East Hampton Conversion 33 kV | 2030 |  |  | 0 | 0 | 0 | 0 | 0 | 0 | 0 | 0 | 0 | 0 | 0 | 0 | 0 | 0 | 0 | 0 | 0 | 0 | 0 | 0 | 0 | 0 | 0 | 0 | 0 | 0 | 0 | 0 | 0 | 0 | 0 | 0 | 0 | 0 | 0 | 0 | 0 | 0 | 0 | 0 | 0 | 0 | 0 | 0 | 0 | 0 | 0 | 0 | 0 |  |  | 0 |  | 0 | 0 | 0
Buell Conversion 33 kV | 2030 |  |  | 0 | 0 | 0 | 0 | 0 | 0 | 0 | 0 | 0 | 0 | 0 | 0 | 0 | 0 | 0 | 0 | 0 | 0 | 0 | 0 | 0 | 0 | 0 | 0 | 0 | 0 | 0 | 0 | 0 | 0 | 0 | 0 | 0 | 0 | 0 | 0 | 0 | 0 | 0 | 0 | 0 | 0 | 0 | 0 | 0 | 0 | 0 | 0 | 0 |  |  | 0 |  | 0 | 0 | 0
Hither Hills Conversion to 33 kV | 2030 |  |  | 0 | 0 | 0 | 0 | 0 | 0 | 0 | 0 | 0 | 0 | 0 | 0 | 0 | 0 | 0 | 0 | 0 | 0 | 0 | 0 | 0 | 0 | 0 | 0 | 0 | 0 | 0 | 0 | 0 | 0 | 0 | 0 | 0 | 0 | 0 | 0 | 0 | 0 | 0 | 0 | 0 | 0 | 0 | 0 | 0 | 0 | 0 | 0 | 0 |  |  | 0 |  | 0 | 0 | 0
Culloden Pt Conversion to 33 kV | 2030 |  |  | 0 | 0 | 0 | 0 | 0 | 0 | 0 | 0 | 0 | 0 | 0 | 0 | 0 | 0 | 0 | 0 | 0 | 0 | 0 | 0 | 0 | 0 | 0 | 0 | 0 | 0 | 0 | 0 | 0 | 0 | 0 | 0 | 0 | 0 | 0 | 0 | 0 | 0 | 0 | 0 | 0 | 0 | 0 | 0 | 0 | 0 | 0 | 0 | 0 |  |  | 0 |  | 0 | 0 | 0
[59 empty] | 0 | =Area I Portion
Area II Projects: | [58 empty] | 878422.6896 | =Area I+II+III Portions
Riverhead Canal 2nd Line and Bank | 2026 |  |  | 0 | 0 | 0 | 0 | 0 | 0 | 0 | 0 | 0 | 0 | 0 | 0 | 0 | 0 | 0 | 0 | 0 | 0 | 0 | 0 | 0 | 0 | 0 | 0 | 0 | 0 | 0 | 0 | 0 | 0 | 0 | 0 | 0 | 0 | 0 | 0 | 0 | 0 | 0 | 0 | 0 | 0 | 0 | 0 | 0 | 0 | 0 | 0 | 0 |  |  | 0 |  | 0 | 0 | 0
[59 empty] | 0 | =Area II Portion
Area III Projects: | [58 empty] | 878422.6896 | =Area II+III Portions
New Canal - Southampton Cable | 2023 |  |  | 0 | 4.5863 | 4.5863 | 4.5863 | 4.5863 | 4.5863 | 4.5863 | -0.88999 | -0.88999 | -0.88999 | -0.88999 | -0.88999 | -0.88999 | -0.88999 | -0.88999 | -0.88999 | -0.88999 | -0.88999 | -0.88999 | -0.88999 | -0.88999 | -0.88999 | -0.88999 | -0.88999 | -0.88999 | -0.88999 | -0.88999 | -0.88999 | -0.88999 | -0.88999 | -0.88999 | -0.88999 | -0.88999 | -0.88999 | -0.88999 | -0.88999 | -5.4763 | -5.4763 | -5.4763 | -5.4763 | -5.4763 | -5.4763 | 0 | 0 | 0 | 0 | 0 | 0 | 0 |  |  | 8.9667 |  | 0 | 0 | 0
Upgrade Wildwood - Riverhead to 138 kV | 2022 |  |  | 0 | 0.93922 | 0.93922 | 0.93922 | 0.93922 | 0.93922 | -0.14959 | -0.14959 | -0.14959 | -0.14959 | -0.14959 | -0.14959 | -0.14959 | -0.14959 | -0.14959 | -0.14959 | -0.14959 | -0.14959 | -0.14959 | -0.14959 | -0.14959 | -0.14959 | -0.14959 | -0.14959 | -0.14959 | -0.14959 | -0.14959 | -0.14959 | -0.14959 | -0.14959 | -0.14959 | -0.14959 | -0.14959 | -0.14959 | -0.14959 | -0.14959 | -1.0888 | -1.0888 | -1.0888 | -1.0888 | -1.0888 | 0 | 0 | 0 | 0 | 0 | 0 | 0 | 0 |  |  | 1.5483 |  | 0 | 0 | 0
Bridgehampton - Buell New 69 kV UG Cable | 2023 |  |  | 0 | 4.0496 | 4.0496 | 4.0496 | 4.0496 | 4.0496 | 4.0496 | -0.78584 | -0.78584 | -0.78584 | -0.78584 | -0.78584 | -0.78584 | -0.78584 | -0.78584 | -0.78584 | -0.78584 | -0.78584 | -0.78584 | -0.78584 | -0.78584 | -0.78584 | -0.78584 | -0.78584 | -0.78584 | -0.78584 | -0.78584 | -0.78584 | -0.78584 | -0.78584 | -0.78584 | -0.78584 | -0.78584 | -0.78584 | -0.78584 | -0.78584 | -4.8355 | -4.8355 | -4.8355 | -4.8355 | -4.8355 | -4.8355 | 0 | 0 | 0 | 0 | 0 | 0 | 0 |  |  | 7.9174 |  | 0 | 0 | 0
Canal - Wainscott New 138 kV UG Cable | 2028 |  |  | 0 | 0 | 0 | 0 | 0 | 0 | 38.957 | 38.957 | 38.957 | 38.957 | 38.957 | 38.957 | -7.5597 | -7.5597 | -7.5597 | -7.5597 | -7.5597 | -7.5597 | -7.5597 | -7.5597 | -7.5597 | -7.5597 | -7.5597 | -7.5597 | -7.5597 | -7.5597 | -7.5597 | -7.5597 | -7.5597 | -7.5597 | -7.5597 | -7.5597 | -7.5597 | -7.5597 | -7.5597 | -7.5597 | -7.5597 | -7.5597 | -7.5597 | -7.5597 | -7.5597 | -46.5167 | -46.5167 | -46.5167 | -46.5167 | -46.5167 | -46.5167 | 0 | 0 |  |  | 58.276 |  | 58.276 | 925015.732 | 878422.6896
[59 empty] | 878422.6896 | =Area III Portion
Total - Area 3 Proposal, $Millions (unadjusted) |  |  |  | 0 | 9.5752 | 9.5752 | 9.5752 | 9.5752 | 9.5752 | 47.4434 | 37.1316 | 37.1316 | 37.1316 | 37.1316 | 37.1316 | -9.3851 | -9.3851 | -9.3851 | -9.3851 | -9.3851 | -9.3851 | -9.3851 | -9.3851 | -9.3851 | -9.3851 | -9.3851 | -9.3851 | -9.3851 | -9.3851 | -9.3851 | -9.3851 | -9.3851 | -9.3851 | -9.3851 | -9.3851 | -9.3851 | -9.3851 | -9.3851 | -9.3851 | -18.9603 | -18.9603 | -18.9603 | -18.9603 | -18.9603 | -56.8285 | -46.5167 | -46.5167 | -46.5167 | -46.5167 | -46.5167 | 0 | 0 |  |  | 76.7083 |  |  | 925015.732 | 878422.6896
$/MW-yr |  |  |  | 0 | 0 | 0 | 0 | 0 | 0 | 618364.8116 | 618364.8116 | 618364.8116 | 618364.8116 | 618364.8116 | 618364.8116 | -119995.1118 | -119995.1118 | -119995.1118 | -119995.1118 | -119995.1118 | -119995.1118 | -119995.1118 | -119995.1118 | -119995.1118 | -119995.1118 | -119995.1118 | -119995.1118 | -119995.1118 | -119995.1118 | -119995.1118 | -119995.1118 | -119995.1118 | -119995.1118 | -119995.1118 | -119995.1118 | -119995.1118 | -119995.1118 | -119995.1118 | -119995.1118 | -119995.1118 | -119995.1118 | -119995.1118 | -119995.1118 | -119995.1118 | -738359.9234 | -738359.9234 | -738359.9234 | -738359.9234 | -738359.9234 | -738359.9234 | 0 | 0
$Millions (adjusted) |  |  |  | 0 | 0 | 0 | 0 | 0 | 0 | 0.58722 | 0.58722 | 0.58722 | 0.58722 | 0.58722 | 0.58722 | -0.11395 | -0.11395 | -0.11395 | -0.11395 | -0.11395 | -0.11395 | -0.11395 | -0.11395 | -0.11395 | -0.11395 | -0.11395 | -0.11395 | -0.11395 | -0.11395 | -0.11395 | -0.11395 | -0.11395 | -0.11395 | -0.11395 | -0.11395 | -0.11395 | -0.11395 | -0.11395 | -0.11395 | -0.11395 | -0.11395 | -0.11395 | -0.11395 | -0.11395 | -0.70117 | -0.70117 | -0.70117 | -0.70117 | -0.70117 | -0.70117 | 0 | 0 |  |  | 878.4227
Discount Factor (Relative to 1/1/2016) = |  |  |  | 0.94787 | 0.89845 | 0.85161 | 0.80722 | 0.76513 | 0.72525 | 0.68744 | 0.6516 | 0.61763 | 0.58543 | 0.55491 | 0.52598 | 0.49856 | 0.47257 | 0.44793 | 0.42458 | 0.40245 | 0.38147 | 0.36158 | 0.34273 | 0.32486 | 0.30793 | 0.29187 | 0.27666 | 0.26223 | 0.24856 | 0.2356 | 0.22332 | 0.21168 | 0.20064 | 0.19018 | 0.18027 | 0.17087 | 0.16196 | 0.15352 | 0.14552 | 0.13793 | 0.13074 | 0.12392 | 0.11746 | 0.11134 | 0.10554 | 0.10003 | 0.094818 | 0.089875 | 0.08519 | 0.080748 | 0.076539 | 0.072549
* Note: A positive (+) avoided cost in a given year represents a cost savings relative to not having a transmission project deferral.

## PhII (ENH100 WAC-2017)
Version |  | Based on PSEGLI file: "East End Utility 2_0_Economics_2014_10_13_r28_Sargent_Lundy.xlsx"
Annual Revenue Requirements (Millions of $s)
1) Reference (Transmission only) Case
Project | I/S Year | Investor | Capital (2015$s) | 2016 | 2017 | 2018 | 2019 | 2020 | 2021 | 2022 | 2023 | 2024 | 2025 | 2026 | 2027 | 2028 | 2029 | 2030 | 2031 | 2032 | 2033 | 2034 | 2035 | 2036 | 2037 | 2038 | 2039 | 2040 | 2041 | 2042 | 2043 | 2044 | 2045 | 2046 | 2047 | 2048 | 2049 | 2050 | 2051 | 2052 | 2053 | 2054 | 2055 | 2056 | 2057 | 2058 | 2059 | 2060 | 2061 | 2062 | 2063 | 2064 |  | NPV |  | Proposal Number = | ENH100
Transmission Reinforcement I | 2017 | PSEGLI | 93.4 | 0 | 11.3926 | 11.3926 | 11.3926 | 11.3926 | 11.3926 | 11.3926 | 11.3926 | 11.3926 | 11.3926 | 11.3926 | 11.3926 | 11.3926 | 11.3926 | 11.3926 | 11.3926 | 11.3926 | 11.3926 | 11.3926 | 11.3926 | 11.3926 | 11.3926 | 11.3926 | 11.3926 | 11.3926 | 11.3926 | 11.3926 | 11.3926 | 11.3926 | 11.3926 | 11.3926 | 11.3926 | 11.3926 | 11.3926 | 11.3926 | 11.3926 | [13 empty] | 35 | 166.1982 |  | Proposer Name = | EnergyHub, Inc.
Transmission Reinforcement II | 2018 | PSEGLI | 4.8 | 0 | 0 | 0.60305 | 0.60305 | 0.60305 | 0.60305 | 0.60305 | 0.60305 | 0.60305 | 0.60305 | 0.60305 | 0.60305 | 0.60305 | 0.60305 | 0.60305 | 0.60305 | 0.60305 | 0.60305 | 0.60305 | 0.60305 | 0.60305 | 0.60305 | 0.60305 | 0.60305 | 0.60305 | 0.60305 | 0.60305 | 0.60305 | 0.60305 | 0.60305 | 0.60305 | 0.60305 | 0.60305 | 0.60305 | 0.60305 | 0.60305 | 0.60305 | [12 empty] | 35 | 8.3388 |  | Proposal/Project = | South Fork Direct Load Control
Transmission Reinforcement III | 2019 | PSEGLI | 2.8 | 0 | 0 | 0 | 0.36233 | 0.36233 | 0.36233 | 0.36233 | 0.36233 | 0.36233 | 0.36233 | 0.36233 | 0.36233 | 0.36233 | 0.36233 | 0.36233 | 0.36233 | 0.36233 | 0.36233 | 0.36233 | 0.36233 | 0.36233 | 0.36233 | 0.36233 | 0.36233 | 0.36233 | 0.36233 | 0.36233 | 0.36233 | 0.36233 | 0.36233 | 0.36233 | 0.36233 | 0.36233 | 0.36233 | 0.36233 | 0.36233 | 0.36233 | 0.36233 | [11 empty] | 35 | 4.7491 |  | Option Number = | 1
Transmission Reinforcement IV | 2020 | PSEGLI | 136.8 | 0 | 0 | 0 | 0 | 18.2337 | 18.2337 | 18.2337 | 18.2337 | 18.2337 | 18.2337 | 18.2337 | 18.2337 | 18.2337 | 18.2337 | 18.2337 | 18.2337 | 18.2337 | 18.2337 | 18.2337 | 18.2337 | 18.2337 | 18.2337 | 18.2337 | 18.2337 | 18.2337 | 18.2337 | 18.2337 | 18.2337 | 18.2337 | 18.2337 | 18.2337 | 18.2337 | 18.2337 | 18.2337 | 18.2337 | 18.2337 | 18.2337 | 18.2337 | 18.2337 | [10 empty] | 35 | 226.5269 |  | Location = | All Areas - Nonspecified
Transmission Reinforcement V | 2022 | PSEGLI | 275.5 | 0 | 0 | 0 | 0 | 0 | 0 | 38.957 | 38.957 | 38.957 | 38.957 | 38.957 | 38.957 | 38.957 | 38.957 | 38.957 | 38.957 | 38.957 | 38.957 | 38.957 | 38.957 | 38.957 | 38.957 | 38.957 | 38.957 | 38.957 | 38.957 | 38.957 | 38.957 | 38.957 | 38.957 | 38.957 | 38.957 | 38.957 | 38.957 | 38.957 | 38.957 | 38.957 | 38.957 | 38.957 | 38.957 | 38.957 | [8 empty] | 35 | 434.8353 |  | Technology = | Window ACs
[56 empty] | Interconnection Points = | Behind the Meter
Total |  |  | 513.3 | 0 | 11.3926 | 11.9957 | 12.358 | 30.5918 | 30.5918 | 69.5487 | 69.5487 | 69.5487 | 69.5487 | 69.5487 | 69.5487 | 69.5487 | 69.5487 | 69.5487 | 69.5487 | 69.5487 | 69.5487 | 69.5487 | 69.5487 | 69.5487 | 69.5487 | 69.5487 | 69.5487 | 69.5487 | 69.5487 | 69.5487 | 69.5487 | 69.5487 | 69.5487 | 69.5487 | 69.5487 | 69.5487 | 69.5487 | 69.5487 | 69.5487 | 58.1561 | 57.553 | 57.1907 | 38.957 | 38.957 | 0 | 0 | 0 | 0 | 0 | 0 | 0 | 0 |  | 840.6482 |  | Loss Factor = | 1.067
2016 NPV @ 5.5%, thru 2035 |  |  |  | 2016: 559.7216
2016 NPV @ 5.5%, thru 2056 |  |  |  | 2016: 840.6482 |  |  |  | MW Required by 2022 (cap) = | 15 | 33 | 15 | Output: NPV of Transmission Avoided Costs for Selected Project (see note*)
[57 empty] | Selected Project Inputs - Area 1 Portion | Selected Project Inputs - Area 2 Portion | Selected Project Inputs - Area 3 Portion | Area 1 | Area 2 | Area 3 | Total | check
[56 empty] | Project kW = | 0 | 0 | 853.6
[55 empty] | Capped kW = | 853.6 | 0 | 0 | 853.6
[56 empty] | Project Area (1, 2, or 3) = | 1 | 2 | 3
[56 empty] | Proportion of Peak Hours Covered = | 100% | 100% | 100%
[55 empty] | Project COD = | 2017
[55 empty] | Effective kW = | 853.6 |  |  |  | 0 | 0 | 1039337.2024 | 1039337.2024
[60 empty] | check | check | check
| I/S Year |  | Capital (2015$s) | 2016 | 2017 | 2018 | 2019 | 2020 | 2021 | 2022 | 2023 | 2024 | 2025 | 2026 | 2027 | 2028 | 2029 | 2030 | 2031 | 2032 | 2033 | 2034 | 2035 | 2036 | 2037 | 2038 | 2039 | 2040 | 2041 | 2042 | 2043 | 2044 | 2045 | 2046 | 2047 | 2048 | 2049 | 2050 | 2051 | 2052 | 2053 | 2054 | 2055 | 2056 | 2057 | 2058 | 2059 | 2060 | 2061 | 2062 | 2063 | 2064 |  | MW Required by 2022 | NPV Base $M | Differential NPV $M | Differential NPV $M (adjusted for COD of Selected Project) | Differntial NPV $/MW | NPV of Transmission Avoided Costs for Selected Project
Area I Projects: | [53 empty] | 15
Amagansett Conversion 33 kV | 2017 |  | 8 | 0 | 0.97582 | 0.97582 | 0.97582 | 0.97582 | 0.97582 | 0.97582 | 0.97582 | 0.97582 | 0.97582 | 0.97582 | 0.97582 | 0.97582 | 0.97582 | 0.97582 | 0.97582 | 0.97582 | 0.97582 | 0.97582 | 0.97582 | 0.97582 | 0.97582 | 0.97582 | 0.97582 | 0.97582 | 0.97582 | 0.97582 | 0.97582 | 0.97582 | 0.97582 | 0.97582 | 0.97582 | 0.97582 | 0.97582 | 0.97582 | 0.97582 | [13 empty] | 35 |  | 14.2354
East Hampton Conversion 33 kV | 2017 |  | 3.2 | 0 | 0.39033 | 0.39033 | 0.39033 | 0.39033 | 0.39033 | 0.39033 | 0.39033 | 0.39033 | 0.39033 | 0.39033 | 0.39033 | 0.39033 | 0.39033 | 0.39033 | 0.39033 | 0.39033 | 0.39033 | 0.39033 | 0.39033 | 0.39033 | 0.39033 | 0.39033 | 0.39033 | 0.39033 | 0.39033 | 0.39033 | 0.39033 | 0.39033 | 0.39033 | 0.39033 | 0.39033 | 0.39033 | 0.39033 | 0.39033 | 0.39033 | [13 empty] | 35 |  | 5.6942
Buell Conversion 33 kV | 2017 |  | 3.7 | 0 | 0.45131 | 0.45131 | 0.45131 | 0.45131 | 0.45131 | 0.45131 | 0.45131 | 0.45131 | 0.45131 | 0.45131 | 0.45131 | 0.45131 | 0.45131 | 0.45131 | 0.45131 | 0.45131 | 0.45131 | 0.45131 | 0.45131 | 0.45131 | 0.45131 | 0.45131 | 0.45131 | 0.45131 | 0.45131 | 0.45131 | 0.45131 | 0.45131 | 0.45131 | 0.45131 | 0.45131 | 0.45131 | 0.45131 | 0.45131 | 0.45131 | [13 empty] | 35 |  | 6.5839
Hither Hills Conversion to 33 kV | 2018 |  | 4.8 | 0 | 0 | 0.60305 | 0.60305 | 0.60305 | 0.60305 | 0.60305 | 0.60305 | 0.60305 | 0.60305 | 0.60305 | 0.60305 | 0.60305 | 0.60305 | 0.60305 | 0.60305 | 0.60305 | 0.60305 | 0.60305 | 0.60305 | 0.60305 | 0.60305 | 0.60305 | 0.60305 | 0.60305 | 0.60305 | 0.60305 | 0.60305 | 0.60305 | 0.60305 | 0.60305 | 0.60305 | 0.60305 | 0.60305 | 0.60305 | 0.60305 | 0.60305 | [12 empty] | 35 |  | 8.3388
Culloden Pt Conversion to 33 kV | 2019 |  | 2.8 | 0 | 0 | 0 | 0.36233 | 0.36233 | 0.36233 | 0.36233 | 0.36233 | 0.36233 | 0.36233 | 0.36233 | 0.36233 | 0.36233 | 0.36233 | 0.36233 | 0.36233 | 0.36233 | 0.36233 | 0.36233 | 0.36233 | 0.36233 | 0.36233 | 0.36233 | 0.36233 | 0.36233 | 0.36233 | 0.36233 | 0.36233 | 0.36233 | 0.36233 | 0.36233 | 0.36233 | 0.36233 | 0.36233 | 0.36233 | 0.36233 | 0.36233 | 0.36233 | [11 empty] | 35 |  | 4.7491
No Deferral |  |  | 22.5 |  | 1.8175 | 2.4205 | 2.7828 | 2.7828 | 2.7828 | 2.7828 | 2.7828 | 2.7828 | 2.7828 | 2.7828 | 2.7828 | 2.7828 | 2.7828 | 2.7828 | 2.7828 | 2.7828 | 2.7828 | 2.7828 | 2.7828 | 2.7828 | 2.7828 | 2.7828 | 2.7828 | 2.7828 | 2.7828 | 2.7828 | 2.7828 | 2.7828 | 2.7828 | 2.7828 | 2.7828 | 2.7828 | 2.7828 | 2.7828 | 2.7828 | 0.96539 | 0.36233 | 0 | 0 | 0 | [10 empty] | 39.6013
Amagansett Conversion 33 kV | 2030 |  | 8 | [14 empty] | 1.433 | 1.433 | 1.433 | 1.433 | 1.433 | 1.433 | 1.433 | 1.433 | 1.433 | 1.433 | 1.433 | 1.433 | 1.433 | 1.433 | 1.433 | 1.433 | 1.433 | 1.433 | 1.433 | 1.433 | 1.433 | 1.433 | 1.433 | 1.433 | 1.433 | 1.433 | 1.433 | 1.433 | 1.433 | 1.433 | 1.433 | 1.433 | 1.433 | 1.433 | 1.433 | 35 |  | 10.4225 | 3.8129 | 3.8129 | 254193.5784 | 216979.6385
East Hampton Conversion 33 kV | 2030 |  | 3.2 | [14 empty] | 0.57321 | 0.57321 | 0.57321 | 0.57321 | 0.57321 | 0.57321 | 0.57321 | 0.57321 | 0.57321 | 0.57321 | 0.57321 | 0.57321 | 0.57321 | 0.57321 | 0.57321 | 0.57321 | 0.57321 | 0.57321 | 0.57321 | 0.57321 | 0.57321 | 0.57321 | 0.57321 | 0.57321 | 0.57321 | 0.57321 | 0.57321 | 0.57321 | 0.57321 | 0.57321 | 0.57321 | 0.57321 | 0.57321 | 0.57321 | 0.57321 | 35 |  | 4.169 | 1.5252 | 1.5252 | 101677.4314 | 86791.8554
Buell Conversion 33 kV | 2030 |  | 3.7 | [14 empty] | 0.66277 | 0.66277 | 0.66277 | 0.66277 | 0.66277 | 0.66277 | 0.66277 | 0.66277 | 0.66277 | 0.66277 | 0.66277 | 0.66277 | 0.66277 | 0.66277 | 0.66277 | 0.66277 | 0.66277 | 0.66277 | 0.66277 | 0.66277 | 0.66277 | 0.66277 | 0.66277 | 0.66277 | 0.66277 | 0.66277 | 0.66277 | 0.66277 | 0.66277 | 0.66277 | 0.66277 | 0.66277 | 0.66277 | 0.66277 | 0.66277 | 35 |  | 4.8204 | 1.7635 | 1.7635 | 117564.53 | 100353.0828
Hither Hills Conversion to 33 kV | 2030 |  | 4.8 | [14 empty] | 0.85981 | 0.85981 | 0.85981 | 0.85981 | 0.85981 | 0.85981 | 0.85981 | 0.85981 | 0.85981 | 0.85981 | 0.85981 | 0.85981 | 0.85981 | 0.85981 | 0.85981 | 0.85981 | 0.85981 | 0.85981 | 0.85981 | 0.85981 | 0.85981 | 0.85981 | 0.85981 | 0.85981 | 0.85981 | 0.85981 | 0.85981 | 0.85981 | 0.85981 | 0.85981 | 0.85981 | 0.85981 | 0.85981 | 0.85981 | 0.85981 | 35 |  | 6.2535 | 2.0853 | 2.0853 | 139022.8879 | 118669.9371
Culloden Pt Conversion to 33 kV | 2030 |  | 2.8 | [14 empty] | 0.50156 | 0.50156 | 0.50156 | 0.50156 | 0.50156 | 0.50156 | 0.50156 | 0.50156 | 0.50156 | 0.50156 | 0.50156 | 0.50156 | 0.50156 | 0.50156 | 0.50156 | 0.50156 | 0.50156 | 0.50156 | 0.50156 | 0.50156 | 0.50156 | 0.50156 | 0.50156 | 0.50156 | 0.50156 | 0.50156 | 0.50156 | 0.50156 | 0.50156 | 0.50156 | 0.50156 | 0.50156 | 0.50156 | 0.50156 | 0.50156 | 35 |  | 3.6479 | 1.1012 | 1.1012 | 73412.135 | 62664.5984
Deferral to Indicated Year |  |  | 22.5 | [6 empty] | 0 | 0 | 0 | 0 | 0 | 0 | 0 | 0 | 4.0304 | 4.0304 | 4.0304 | 4.0304 | 4.0304 | 4.0304 | 4.0304 | 4.0304 | 4.0304 | 4.0304 | 4.0304 | 4.0304 | 4.0304 | 4.0304 | 4.0304 | 4.0304 | 4.0304 | 4.0304 | 4.0304 | 4.0304 | 4.0304 | 4.0304 | 4.0304 | 4.0304 | 4.0304 | 4.0304 | 4.0304 | 4.0304 | 4.0304 | 4.0304 | 4.0304 | 4.0304 | 4.0304 | 4.0304 | 4.0304 | 35 |  | 29.3132 | 10.2881 | 10.2881 | 685870.5627 | 585459.1123 | =Area I Portion
[59 empty] | 2164677.0137 | =Area I+II+III Portions
Annual Avoided Costs for Deferral to Indicated Year:
Amagansett Conversion 33 kV | 2030 |  |  | 0 | 0.97582 | 0.97582 | 0.97582 | 0.97582 | 0.97582 | 0.97582 | 0.97582 | 0.97582 | 0.97582 | 0.97582 | 0.97582 | 0.97582 | 0.97582 | -0.4572 | -0.4572 | -0.4572 | -0.4572 | -0.4572 | -0.4572 | -0.4572 | -0.4572 | -0.4572 | -0.4572 | -0.4572 | -0.4572 | -0.4572 | -0.4572 | -0.4572 | -0.4572 | -0.4572 | -0.4572 | -0.4572 | -0.4572 | -0.4572 | -0.4572 | -1.433 | -1.433 | -1.433 | -1.433 | -1.433 | -1.433 | -1.433 | -1.433 | -1.433 | -1.433 | -1.433 | -1.433 | -1.433 | 35 |  |  | 3.8129
East Hampton Conversion 33 kV | 2030 |  |  | 0 | 0.39033 | 0.39033 | 0.39033 | 0.39033 | 0.39033 | 0.39033 | 0.39033 | 0.39033 | 0.39033 | 0.39033 | 0.39033 | 0.39033 | 0.39033 | -0.18288 | -0.18288 | -0.18288 | -0.18288 | -0.18288 | -0.18288 | -0.18288 | -0.18288 | -0.18288 | -0.18288 | -0.18288 | -0.18288 | -0.18288 | -0.18288 | -0.18288 | -0.18288 | -0.18288 | -0.18288 | -0.18288 | -0.18288 | -0.18288 | -0.18288 | -0.57321 | -0.57321 | -0.57321 | -0.57321 | -0.57321 | -0.57321 | -0.57321 | -0.57321 | -0.57321 | -0.57321 | -0.57321 | -0.57321 | -0.57321 | 35 |  |  | 1.5252
Buell Conversion 33 kV | 2030 |  |  | 0 | 0.45131 | 0.45131 | 0.45131 | 0.45131 | 0.45131 | 0.45131 | 0.45131 | 0.45131 | 0.45131 | 0.45131 | 0.45131 | 0.45131 | 0.45131 | -0.21146 | -0.21146 | -0.21146 | -0.21146 | -0.21146 | -0.21146 | -0.21146 | -0.21146 | -0.21146 | -0.21146 | -0.21146 | -0.21146 | -0.21146 | -0.21146 | -0.21146 | -0.21146 | -0.21146 | -0.21146 | -0.21146 | -0.21146 | -0.21146 | -0.21146 | -0.66277 | -0.66277 | -0.66277 | -0.66277 | -0.66277 | -0.66277 | -0.66277 | -0.66277 | -0.66277 | -0.66277 | -0.66277 | -0.66277 | -0.66277 | 35 |  |  | 1.7635
Hither Hills Conversion to 33 kV | 2030 |  |  | 0 | 0 | 0.60305 | 0.60305 | 0.60305 | 0.60305 | 0.60305 | 0.60305 | 0.60305 | 0.60305 | 0.60305 | 0.60305 | 0.60305 | 0.60305 | -0.25676 | -0.25676 | -0.25676 | -0.25676 | -0.25676 | -0.25676 | -0.25676 | -0.25676 | -0.25676 | -0.25676 | -0.25676 | -0.25676 | -0.25676 | -0.25676 | -0.25676 | -0.25676 | -0.25676 | -0.25676 | -0.25676 | -0.25676 | -0.25676 | -0.25676 | -0.25676 | -0.85981 | -0.85981 | -0.85981 | -0.85981 | -0.85981 | -0.85981 | -0.85981 | -0.85981 | -0.85981 | -0.85981 | -0.85981 | -0.85981 | 35 |  |  | 2.0853
Culloden Pt Conversion to 33 kV | 2030 |  |  | 0 | 0 | 0 | 0.36233 | 0.36233 | 0.36233 | 0.36233 | 0.36233 | 0.36233 | 0.36233 | 0.36233 | 0.36233 | 0.36233 | 0.36233 | -0.13922 | -0.13922 | -0.13922 | -0.13922 | -0.13922 | -0.13922 | -0.13922 | -0.13922 | -0.13922 | -0.13922 | -0.13922 | -0.13922 | -0.13922 | -0.13922 | -0.13922 | -0.13922 | -0.13922 | -0.13922 | -0.13922 | -0.13922 | -0.13922 | -0.13922 | -0.13922 | -0.13922 | -0.50156 | -0.50156 | -0.50156 | -0.50156 | -0.50156 | -0.50156 | -0.50156 | -0.50156 | -0.50156 | -0.50156 | -0.50156 | 35 |  |  | 1.1012
Area II Projects: | [53 empty] | 33
Riverhead Canal 2nd Line and Bank | 2020 |  | 136.8 | 0 | 0 | 0 | 0 | 18.2337 | 18.2337 | 18.2337 | 18.2337 | 18.2337 | 18.2337 | 18.2337 | 18.2337 | 18.2337 | 18.2337 | 18.2337 | 18.2337 | 18.2337 | 18.2337 | 18.2337 | 18.2337 | 18.2337 | 18.2337 | 18.2337 | 18.2337 | 18.2337 | 18.2337 | 18.2337 | 18.2337 | 18.2337 | 18.2337 | 18.2337 | 18.2337 | 18.2337 | 18.2337 | 18.2337 | 18.2337 | 18.2337 | 18.2337 | 18.2337 | [10 empty] | 35 |  | 226.5269
No Deferral |  |  | 136.8 |  | 0 | 0 | 0 | 18.2337 | 18.2337 | 18.2337 | 18.2337 | 18.2337 | 18.2337 | 18.2337 | 18.2337 | 18.2337 | 18.2337 | 18.2337 | 18.2337 | 18.2337 | 18.2337 | 18.2337 | 18.2337 | 18.2337 | 18.2337 | 18.2337 | 18.2337 | 18.2337 | 18.2337 | 18.2337 | 18.2337 | 18.2337 | 18.2337 | 18.2337 | 18.2337 | 18.2337 | 18.2337 | 18.2337 | 18.2337 | 18.2337 | 18.2337 | 18.2337 | [10 empty] | 35 |  | 226.5269
Riverhead Canal 2nd Line and Bank | 2026 |  | 136.8 | [10 empty] | 21.772 | 21.772 | 21.772 | 21.772 | 21.772 | 21.772 | 21.772 | 21.772 | 21.772 | 21.772 | 21.772 | 21.772 | 21.772 | 21.772 | 21.772 | 21.772 | 21.772 | 21.772 | 21.772 | 21.772 | 21.772 | 21.772 | 21.772 | 21.772 | 21.772 | 21.772 | 21.772 | 21.772 | 21.772 | 21.772 | 21.772 | 21.772 | 21.772 | 21.772 | 21.772 |  |  |  |  | 35 |  | 196.1681 | 30.3588 | 30.3588 | 632475.0457 | 539880.699
Deferral to Indicated Year |  |  | 136.8 | [6 empty] | 0 | 0 | 0 | 0 | 21.772 | 21.772 | 21.772 | 21.772 | 21.772 | 21.772 | 21.772 | 21.772 | 21.772 | 21.772 | 21.772 | 21.772 | 21.772 | 21.772 | 21.772 | 21.772 | 21.772 | 21.772 | 21.772 | 21.772 | 21.772 | 21.772 | 21.772 | 21.772 | 21.772 | 21.772 | 21.772 | 21.772 | 21.772 | 21.772 | 21.772 | 21.772 | 21.772 | 21.772 | 21.772 |  |  |  |  | 35 |  | 196.1681 | 30.3588 | 30.3588 | 632475.0457 | 539880.699 | =Area II Portion
[59 empty] | 1579217.9014 | =Area II+III Portions
Annual Avoided Costs for Deferral to Indicated Year:
Riverhead Canal 2nd Line and Bank | 2026 |  |  | 0 | 0 | 0 | 0 | 18.2337 | 18.2337 | 18.2337 | 18.2337 | 18.2337 | 18.2337 | -3.5383 | -3.5383 | -3.5383 | -3.5383 | -3.5383 | -3.5383 | -3.5383 | -3.5383 | -3.5383 | -3.5383 | -3.5383 | -3.5383 | -3.5383 | -3.5383 | -3.5383 | -3.5383 | -3.5383 | -3.5383 | -3.5383 | -3.5383 | -3.5383 | -3.5383 | -3.5383 | -3.5383 | -3.5383 | -3.5383 | -3.5383 | -3.5383 | -3.5383 | -21.772 | -21.772 | -21.772 | -21.772 | -21.772 | -21.772 |  |  |  |  | 35 |  |  | 30.3588
0
Area III Projects: | [52 empty] | 0 | 15
New Canal - Southampton Cable | 2017 |  | 37.6 | 0 | 4.5863 | 4.5863 | 4.5863 | 4.5863 | 4.5863 | 4.5863 | 4.5863 | 4.5863 | 4.5863 | 4.5863 | 4.5863 | 4.5863 | 4.5863 | 4.5863 | 4.5863 | 4.5863 | 4.5863 | 4.5863 | 4.5863 | 4.5863 | 4.5863 | 4.5863 | 4.5863 | 4.5863 | 4.5863 | 4.5863 | 4.5863 | 4.5863 | 4.5863 | 4.5863 | 4.5863 | 4.5863 | 4.5863 | 4.5863 | 4.5863 | [13 empty] | 35 |  | 66.9063
Upgrade Wildwood - Riverhead to 138 kV | 2017 |  | 7.7 | 0 | 0.93922 | 0.93922 | 0.93922 | 0.93922 | 0.93922 | 0.93922 | 0.93922 | 0.93922 | 0.93922 | 0.93922 | 0.93922 | 0.93922 | 0.93922 | 0.93922 | 0.93922 | 0.93922 | 0.93922 | 0.93922 | 0.93922 | 0.93922 | 0.93922 | 0.93922 | 0.93922 | 0.93922 | 0.93922 | 0.93922 | 0.93922 | 0.93922 | 0.93922 | 0.93922 | 0.93922 | 0.93922 | 0.93922 | 0.93922 | 0.93922 | [13 empty] | 35 |  | 13.7016
Bridgehampton - Buell New 69 kV UG Cable | 2017 |  | 33.2 | 0 | 4.0496 | 4.0496 | 4.0496 | 4.0496 | 4.0496 | 4.0496 | 4.0496 | 4.0496 | 4.0496 | 4.0496 | 4.0496 | 4.0496 | 4.0496 | 4.0496 | 4.0496 | 4.0496 | 4.0496 | 4.0496 | 4.0496 | 4.0496 | 4.0496 | 4.0496 | 4.0496 | 4.0496 | 4.0496 | 4.0496 | 4.0496 | 4.0496 | 4.0496 | 4.0496 | 4.0496 | 4.0496 | 4.0496 | 4.0496 | 4.0496 | [13 empty] | 35 |  | 59.0769
Canal - Wainscott New 138 kV UG Cable | 2022 |  | 275.5 | 0 | 0 | 0 | 0 | 0 | 0 | 38.957 | 38.957 | 38.957 | 38.957 | 38.957 | 38.957 | 38.957 | 38.957 | 38.957 | 38.957 | 38.957 | 38.957 | 38.957 | 38.957 | 38.957 | 38.957 | 38.957 | 38.957 | 38.957 | 38.957 | 38.957 | 38.957 | 38.957 | 38.957 | 38.957 | 38.957 | 38.957 | 38.957 | 38.957 | 38.957 | 38.957 | 38.957 | 38.957 | 38.957 | 38.957 | [8 empty] | 35 |  | 434.8353
No Deferral |  |  | 354 |  | 9.5752 | 9.5752 | 9.5752 | 9.5752 | 9.5752 | 48.5322 | 48.5322 | 48.5322 | 48.5322 | 48.5322 | 48.5322 | 48.5322 | 48.5322 | 48.5322 | 48.5322 | 48.5322 | 48.5322 | 48.5322 | 48.5322 | 48.5322 | 48.5322 | 48.5322 | 48.5322 | 48.5322 | 48.5322 | 48.5322 | 48.5322 | 48.5322 | 48.5322 | 48.5322 | 48.5322 | 48.5322 | 48.5322 | 48.5322 | 48.5322 | 38.957 | 38.957 | 38.957 | 38.957 | 38.957 | [10 empty] | 574.52
New Canal - Southampton Cable | 2023 |  | 37.6 | [7 empty] | 5.4763 | 5.4763 | 5.4763 | 5.4763 | 5.4763 | 5.4763 | 5.4763 | 5.4763 | 5.4763 | 5.4763 | 5.4763 | 5.4763 | 5.4763 | 5.4763 | 5.4763 | 5.4763 | 5.4763 | 5.4763 | 5.4763 | 5.4763 | 5.4763 | 5.4763 | 5.4763 | 5.4763 | 5.4763 | 5.4763 | 5.4763 | 5.4763 | 5.4763 | 5.4763 | 5.4763 | 5.4763 | 5.4763 | 5.4763 | 5.4763 | [7 empty] | 35 |  | 57.9396 | 8.9667 | 8.9667 | 142328.3896 | 121491.5133
Upgrade Wildwood - Riverhead to 138 kV | 2022 |  | 7.7 | [6 empty] | 1.0888 | 1.0888 | 1.0888 | 1.0888 | 1.0888 | 1.0888 | 1.0888 | 1.0888 | 1.0888 | 1.0888 | 1.0888 | 1.0888 | 1.0888 | 1.0888 | 1.0888 | 1.0888 | 1.0888 | 1.0888 | 1.0888 | 1.0888 | 1.0888 | 1.0888 | 1.0888 | 1.0888 | 1.0888 | 1.0888 | 1.0888 | 1.0888 | 1.0888 | 1.0888 | 1.0888 | 1.0888 | 1.0888 | 1.0888 | 1.0888 | [8 empty] | 35 |  | 12.1533 | 1.5483 | 1.5483 | 24575.725 | 20977.8389
Bridgehampton - Buell New 69 kV UG Cable | 2023 |  | 33.2 | [7 empty] | 4.8355 | 4.8355 | 4.8355 | 4.8355 | 4.8355 | 4.8355 | 4.8355 | 4.8355 | 4.8355 | 4.8355 | 4.8355 | 4.8355 | 4.8355 | 4.8355 | 4.8355 | 4.8355 | 4.8355 | 4.8355 | 4.8355 | 4.8355 | 4.8355 | 4.8355 | 4.8355 | 4.8355 | 4.8355 | 4.8355 | 4.8355 | 4.8355 | 4.8355 | 4.8355 | 4.8355 | 4.8355 | 4.8355 | 4.8355 | 4.8355 | [7 empty] | 35 |  | 51.1595 | 7.9174 | 7.9174 | 125672.9397 | 107274.4213
Canal - Wainscott New 138 kV UG Cable | 2028 |  | 275.5 | [12 empty] | 46.5167 | 46.5167 | 46.5167 | 46.5167 | 46.5167 | 46.5167 | 46.5167 | 46.5167 | 46.5167 | 46.5167 | 46.5167 | 46.5167 | 46.5167 | 46.5167 | 46.5167 | 46.5167 | 46.5167 | 46.5167 | 46.5167 | 46.5167 | 46.5167 | 46.5167 | 46.5167 | 46.5167 | 46.5167 | 46.5167 | 46.5167 | 46.5167 | 46.5167 | 46.5167 | 46.5167 | 46.5167 | 46.5167 | 46.5167 | 46.5167 |  |  | 35 |  | 376.5593 | 58.276 | 58.276 | 925015.732 | 789593.4288
Deferral to Indicated Year |  |  | 354 | [6 empty] | 1.0888 | 11.4006 | 11.4006 | 11.4006 | 11.4006 | 11.4006 | 57.9173 | 57.9173 | 57.9173 | 57.9173 | 57.9173 | 57.9173 | 57.9173 | 57.9173 | 57.9173 | 57.9173 | 57.9173 | 57.9173 | 57.9173 | 57.9173 | 57.9173 | 57.9173 | 57.9173 | 57.9173 | 57.9173 | 57.9173 | 57.9173 | 57.9173 | 57.9173 | 57.9173 | 57.9173 | 57.9173 | 57.9173 | 57.9173 | 57.9173 | 56.8285 | 46.5167 | 46.5167 | 46.5167 | 46.5167 | 46.5167 |  |  | 41 |  | 497.8117 | 76.7083 | 76.7083 | 1217592.7863 | 1039337.2024 | =Area III Portion
[59 empty] | 1039337.2024 | =Area III Portion
Annual Avoided Costs for Deferral to Indicated Year:
New Canal - Southampton Cable | 2023 |  |  | 0 | 4.5863 | 4.5863 | 4.5863 | 4.5863 | 4.5863 | 4.5863 | -0.88999 | -0.88999 | -0.88999 | -0.88999 | -0.88999 | -0.88999 | -0.88999 | -0.88999 | -0.88999 | -0.88999 | -0.88999 | -0.88999 | -0.88999 | -0.88999 | -0.88999 | -0.88999 | -0.88999 | -0.88999 | -0.88999 | -0.88999 | -0.88999 | -0.88999 | -0.88999 | -0.88999 | -0.88999 | -0.88999 | -0.88999 | -0.88999 | -0.88999 | -5.4763 | -5.4763 | -5.4763 | -5.4763 | -5.4763 | -5.4763 | 0 | 0 | 0 | 0 | 0 |  |  | 35 |  |  | 8.9667
Upgrade Wildwood - Riverhead to 138 kV | 2022 |  |  | 0 | 0.93922 | 0.93922 | 0.93922 | 0.93922 | 0.93922 | -0.14959 | -0.14959 | -0.14959 | -0.14959 | -0.14959 | -0.14959 | -0.14959 | -0.14959 | -0.14959 | -0.14959 | -0.14959 | -0.14959 | -0.14959 | -0.14959 | -0.14959 | -0.14959 | -0.14959 | -0.14959 | -0.14959 | -0.14959 | -0.14959 | -0.14959 | -0.14959 | -0.14959 | -0.14959 | -0.14959 | -0.14959 | -0.14959 | -0.14959 | -0.14959 | -1.0888 | -1.0888 | -1.0888 | -1.0888 | -1.0888 | 0 | 0 | 0 | 0 | 0 | 0 |  |  | 35 |  |  | 1.5483
Bridgehampton - Buell New 69 kV UG Cable | 2023 |  |  | 0 | 4.0496 | 4.0496 | 4.0496 | 4.0496 | 4.0496 | 4.0496 | -0.78584 | -0.78584 | -0.78584 | -0.78584 | -0.78584 | -0.78584 | -0.78584 | -0.78584 | -0.78584 | -0.78584 | -0.78584 | -0.78584 | -0.78584 | -0.78584 | -0.78584 | -0.78584 | -0.78584 | -0.78584 | -0.78584 | -0.78584 | -0.78584 | -0.78584 | -0.78584 | -0.78584 | -0.78584 | -0.78584 | -0.78584 | -0.78584 | -0.78584 | -4.8355 | -4.8355 | -4.8355 | -4.8355 | -4.8355 | -4.8355 | 0 | 0 | 0 | 0 | 0 |  |  | 35 |  |  | 7.9174
Canal - Wainscott New 138 kV UG Cable | 2028 |  |  | 0 | 0 | 0 | 0 | 0 | 0 | 38.957 | 38.957 | 38.957 | 38.957 | 38.957 | 38.957 | -7.5597 | -7.5597 | -7.5597 | -7.5597 | -7.5597 | -7.5597 | -7.5597 | -7.5597 | -7.5597 | -7.5597 | -7.5597 | -7.5597 | -7.5597 | -7.5597 | -7.5597 | -7.5597 | -7.5597 | -7.5597 | -7.5597 | -7.5597 | -7.5597 | -7.5597 | -7.5597 | -7.5597 | -7.5597 | -7.5597 | -7.5597 | -7.5597 | -7.5597 | -46.5167 | -46.5167 | -46.5167 | -46.5167 | -46.5167 | -46.5167 | [5 empty] | 58.276
Total - All Areas (No Deferrals,$Millions) |  |  | 513.3 |  | 11.3926 | 11.9957 | 12.358 | 30.5918 | 30.5918 | 69.5487 | 69.5487 | 69.5487 | 69.5487 | 69.5487 | 69.5487 | 69.5487 | 69.5487 | 69.5487 | 69.5487 | 69.5487 | 69.5487 | 69.5487 | 69.5487 | 69.5487 | 69.5487 | 69.5487 | 69.5487 | 69.5487 | 69.5487 | 69.5487 | 69.5487 | 69.5487 | 69.5487 | 69.5487 | 69.5487 | 69.5487 | 69.5487 | 69.5487 | 69.5487 | 58.1561 | 57.553 | 57.1907 | 38.957 | 38.957 | 0 | 0 | 0 | 0 | 0 | 0 | 0 | 0 |  | 63 | 840.6482 | 117.3552 | = max. total avoided cost in portfolio
Annual Avoided Costs for Deferrals - Area 1 Proposal: (see note*) | Deferral Year |  |  | 2016 | 2017 | 2018 | 2019 | 2020 | 2021 | 2022 | 2023 | 2024 | 2025 | 2026 | 2027 | 2028 | 2029 | 2030 | 2031 | 2032 | 2033 | 2034 | 2035 | 2036 | 2037 | 2038 | 2039 | 2040 | 2041 | 2042 | 2043 | 2044 | 2045 | 2046 | 2047 | 2048 | 2049 | 2050 | 2051 | 2052 | 2053 | 2054 | 2055 | 2056 | 2057 | 2058 | 2059 | 2060 | 2061 | 2062 | 2063 | 2064 |  |  | Differential NPV $M |  | Differential NPV $M (adjusted for COD of Selected Project) | Differntial NPV $/MW | NPV of Transmission Avoided Costs for Selected Project
Area I Projects:
Amagansett Conversion 33 kV | 2030 |  |  | 0 | 0.97582 | 0.97582 | 0.97582 | 0.97582 | 0.97582 | 0.97582 | 0.97582 | 0.97582 | 0.97582 | 0.97582 | 0.97582 | 0.97582 | 0.97582 | -0.4572 | -0.4572 | -0.4572 | -0.4572 | -0.4572 | -0.4572 | -0.4572 | -0.4572 | -0.4572 | -0.4572 | -0.4572 | -0.4572 | -0.4572 | -0.4572 | -0.4572 | -0.4572 | -0.4572 | -0.4572 | -0.4572 | -0.4572 | -0.4572 | -0.4572 | -1.433 | -1.433 | -1.433 | -1.433 | -1.433 | -1.433 | -1.433 | -1.433 | -1.433 | -1.433 | -1.433 | -1.433 | -1.433 |  |  | 3.8129 |  | 3.8129 | 254193.5784 | 0
East Hampton Conversion 33 kV | 2030 |  |  | 0 | 0.39033 | 0.39033 | 0.39033 | 0.39033 | 0.39033 | 0.39033 | 0.39033 | 0.39033 | 0.39033 | 0.39033 | 0.39033 | 0.39033 | 0.39033 | -0.18288 | -0.18288 | -0.18288 | -0.18288 | -0.18288 | -0.18288 | -0.18288 | -0.18288 | -0.18288 | -0.18288 | -0.18288 | -0.18288 | -0.18288 | -0.18288 | -0.18288 | -0.18288 | -0.18288 | -0.18288 | -0.18288 | -0.18288 | -0.18288 | -0.18288 | -0.57321 | -0.57321 | -0.57321 | -0.57321 | -0.57321 | -0.57321 | -0.57321 | -0.57321 | -0.57321 | -0.57321 | -0.57321 | -0.57321 | -0.57321 |  |  | 1.5252 |  | 1.5252 | 101677.4314 | 0
Buell Conversion 33 kV | 2030 |  |  | 0 | 0.45131 | 0.45131 | 0.45131 | 0.45131 | 0.45131 | 0.45131 | 0.45131 | 0.45131 | 0.45131 | 0.45131 | 0.45131 | 0.45131 | 0.45131 | -0.21146 | -0.21146 | -0.21146 | -0.21146 | -0.21146 | -0.21146 | -0.21146 | -0.21146 | -0.21146 | -0.21146 | -0.21146 | -0.21146 | -0.21146 | -0.21146 | -0.21146 | -0.21146 | -0.21146 | -0.21146 | -0.21146 | -0.21146 | -0.21146 | -0.21146 | -0.66277 | -0.66277 | -0.66277 | -0.66277 | -0.66277 | -0.66277 | -0.66277 | -0.66277 | -0.66277 | -0.66277 | -0.66277 | -0.66277 | -0.66277 |  |  | 1.7635 |  | 1.7635 | 117564.53 | 0
Hither Hills Conversion to 33 kV | 2030 |  |  | 0 | 0 | 0.60305 | 0.60305 | 0.60305 | 0.60305 | 0.60305 | 0.60305 | 0.60305 | 0.60305 | 0.60305 | 0.60305 | 0.60305 | 0.60305 | -0.25676 | -0.25676 | -0.25676 | -0.25676 | -0.25676 | -0.25676 | -0.25676 | -0.25676 | -0.25676 | -0.25676 | -0.25676 | -0.25676 | -0.25676 | -0.25676 | -0.25676 | -0.25676 | -0.25676 | -0.25676 | -0.25676 | -0.25676 | -0.25676 | -0.25676 | -0.25676 | -0.85981 | -0.85981 | -0.85981 | -0.85981 | -0.85981 | -0.85981 | -0.85981 | -0.85981 | -0.85981 | -0.85981 | -0.85981 | -0.85981 |  |  | 2.0853 |  | 2.0853 | 139022.8879 | 0
Culloden Pt Conversion to 33 kV | 2030 |  |  | 0 | 0 | 0 | 0.36233 | 0.36233 | 0.36233 | 0.36233 | 0.36233 | 0.36233 | 0.36233 | 0.36233 | 0.36233 | 0.36233 | 0.36233 | -0.13922 | -0.13922 | -0.13922 | -0.13922 | -0.13922 | -0.13922 | -0.13922 | -0.13922 | -0.13922 | -0.13922 | -0.13922 | -0.13922 | -0.13922 | -0.13922 | -0.13922 | -0.13922 | -0.13922 | -0.13922 | -0.13922 | -0.13922 | -0.13922 | -0.13922 | -0.13922 | -0.13922 | -0.50156 | -0.50156 | -0.50156 | -0.50156 | -0.50156 | -0.50156 | -0.50156 | -0.50156 | -0.50156 | -0.50156 | -0.50156 |  |  | 1.1012 |  | 1.1012 | 73412.135 | 0
[59 empty] | 0 | =Area I Portion
Area II Projects: | [58 empty] | 0 | =Area I+II+III Portions
Riverhead Canal 2nd Line and Bank | 2026 |  |  | 0 | 0 | 0 | 0 | 18.2337 | 18.2337 | 18.2337 | 18.2337 | 18.2337 | 18.2337 | -3.5383 | -3.5383 | -3.5383 | -3.5383 | -3.5383 | -3.5383 | -3.5383 | -3.5383 | -3.5383 | -3.5383 | -3.5383 | -3.5383 | -3.5383 | -3.5383 | -3.5383 | -3.5383 | -3.5383 | -3.5383 | -3.5383 | -3.5383 | -3.5383 | -3.5383 | -3.5383 | -3.5383 | -3.5383 | -3.5383 | -3.5383 | -3.5383 | -3.5383 | -21.772 | -21.772 | -21.772 | -21.772 | -21.772 | -21.772 | 0 | 0 | 0 | 0 |  |  | 30.3588 |  | 30.3588 | 632475.0457 | 0
[59 empty] | 0 | =Area II Portion
Area III Projects: | [58 empty] | 0 | =Area II+III Portions
New Canal - Southampton Cable | 2023 |  |  | 0 | 4.5863 | 4.5863 | 4.5863 | 4.5863 | 4.5863 | 4.5863 | -0.88999 | -0.88999 | -0.88999 | -0.88999 | -0.88999 | -0.88999 | -0.88999 | -0.88999 | -0.88999 | -0.88999 | -0.88999 | -0.88999 | -0.88999 | -0.88999 | -0.88999 | -0.88999 | -0.88999 | -0.88999 | -0.88999 | -0.88999 | -0.88999 | -0.88999 | -0.88999 | -0.88999 | -0.88999 | -0.88999 | -0.88999 | -0.88999 | -0.88999 | -5.4763 | -5.4763 | -5.4763 | -5.4763 | -5.4763 | -5.4763 | 0 | 0 | 0 | 0 | 0 | 0 | 0 |  |  | 8.9667 |  | 8.9667 | 142328.3896 | 0
Upgrade Wildwood - Riverhead to 138 kV | 2022 |  |  | 0 | 0.93922 | 0.93922 | 0.93922 | 0.93922 | 0.93922 | -0.14959 | -0.14959 | -0.14959 | -0.14959 | -0.14959 | -0.14959 | -0.14959 | -0.14959 | -0.14959 | -0.14959 | -0.14959 | -0.14959 | -0.14959 | -0.14959 | -0.14959 | -0.14959 | -0.14959 | -0.14959 | -0.14959 | -0.14959 | -0.14959 | -0.14959 | -0.14959 | -0.14959 | -0.14959 | -0.14959 | -0.14959 | -0.14959 | -0.14959 | -0.14959 | -1.0888 | -1.0888 | -1.0888 | -1.0888 | -1.0888 | 0 | 0 | 0 | 0 | 0 | 0 | 0 | 0 |  |  | 1.5483 |  | 1.5483 | 24575.725 | 0
Bridgehampton - Buell New 69 kV UG Cable | 2023 |  |  | 0 | 4.0496 | 4.0496 | 4.0496 | 4.0496 | 4.0496 | 4.0496 | -0.78584 | -0.78584 | -0.78584 | -0.78584 | -0.78584 | -0.78584 | -0.78584 | -0.78584 | -0.78584 | -0.78584 | -0.78584 | -0.78584 | -0.78584 | -0.78584 | -0.78584 | -0.78584 | -0.78584 | -0.78584 | -0.78584 | -0.78584 | -0.78584 | -0.78584 | -0.78584 | -0.78584 | -0.78584 | -0.78584 | -0.78584 | -0.78584 | -0.78584 | -4.8355 | -4.8355 | -4.8355 | -4.8355 | -4.8355 | -4.8355 | 0 | 0 | 0 | 0 | 0 | 0 | 0 |  |  | 7.9174 |  | 7.9174 | 125672.9397 | 0
Canal - Wainscott New 138 kV UG Cable | 2028 |  |  | 0 | 0 | 0 | 0 | 0 | 0 | 38.957 | 38.957 | 38.957 | 38.957 | 38.957 | 38.957 | -7.5597 | -7.5597 | -7.5597 | -7.5597 | -7.5597 | -7.5597 | -7.5597 | -7.5597 | -7.5597 | -7.5597 | -7.5597 | -7.5597 | -7.5597 | -7.5597 | -7.5597 | -7.5597 | -7.5597 | -7.5597 | -7.5597 | -7.5597 | -7.5597 | -7.5597 | -7.5597 | -7.5597 | -7.5597 | -7.5597 | -7.5597 | -7.5597 | -7.5597 | -46.5167 | -46.5167 | -46.5167 | -46.5167 | -46.5167 | -46.5167 | 0 | 0 |  |  | 58.276 |  | 58.276 | 925015.732 | 0
[59 empty] | 0 | =Area III Portion
Total - Area 1 Proposal, $Millions (unadjusted) |  |  |  | 0 | 11.3926 | 11.9957 | 12.358 | 30.5918 | 30.5918 | 68.4599 | 58.1481 | 58.1481 | 58.1481 | 36.3761 | 36.3761 | -10.1406 | -10.1406 | -14.1709 | -14.1709 | -14.1709 | -14.1709 | -14.1709 | -14.1709 | -14.1709 | -14.1709 | -14.1709 | -14.1709 | -14.1709 | -14.1709 | -14.1709 | -14.1709 | -14.1709 | -14.1709 | -14.1709 | -14.1709 | -14.1709 | -14.1709 | -14.1709 | -14.1709 | -25.5636 | -26.1666 | -26.529 | -44.7627 | -44.7627 | -82.6308 | -72.3191 | -72.3191 | -72.3191 | -50.547 | -50.547 | -4.0304 | -4.0304 |  |  | 117.3552 |  |  | 2535938.3947 | 0
$/MW-yr |  |  |  | 0 | 273150.8096 | 313354.3958 | 337510.0504 | 717379.2877 | 717379.2877 | 1318461.3078 | 1154782.05 | 1154782.05 | 1154782.05 | 701198.3149 | 701198.3149 | -37161.6085 | -37161.6085 | -305852.3926 | -305852.3926 | -305852.3926 | -305852.3926 | -305852.3926 | -305852.3926 | -305852.3926 | -305852.3926 | -305852.3926 | -305852.3926 | -305852.3926 | -305852.3926 | -305852.3926 | -305852.3926 | -305852.3926 | -305852.3926 | -305852.3926 | -305852.3926 | -305852.3926 | -305852.3926 | -305852.3926 | -305852.3926 | -579003.2023 | -619206.7884 | -643362.4431 | -1023231.6803 | -1023231.6803 | -1624313.7004 | -1460634.4426 | -1460634.4426 | -1460634.4426 | -1007050.7076 | -1007050.7076 | -268690.7842 | -268690.7842
$Millions (adjusted) |  |  |  | 0 | 0 | 0 | 0 | 0 | 0 | 0 | 0 | 0 | 0 | 0 | 0 | 0 | 0 | 0 | 0 | 0 | 0 | 0 | 0 | 0 | 0 | 0 | 0 | 0 | 0 | 0 | 0 | 0 | 0 | 0 | 0 | 0 | 0 | 0 | 0 | 0 | 0 | 0 | 0 | 0 | 0 | 0 | 0 | 0 | 0 | 0 | 0 | 0 |  |  | 0
Annual Avoided Costs for Deferrals - Area 2 Proposal: (see note*) | Deferral Year |  |  | 2016 | 2017 | 2018 | 2019 | 2020 | 2021 | 2022 | 2023 | 2024 | 2025 | 2026 | 2027 | 2028 | 2029 | 2030 | 2031 | 2032 | 2033 | 2034 | 2035 | 2036 | 2037 | 2038 | 2039 | 2040 | 2041 | 2042 | 2043 | 2044 | 2045 | 2046 | 2047 | 2048 | 2049 | 2050 | 2051 | 2052 | 2053 | 2054 | 2055 | 2056 | 2057 | 2058 | 2059 | 2060 | 2061 | 2062 | 2063 | 2064 |  |  | Differential NPV $M |  | Differential NPV $M (adjusted for COD of Selected Project) | Differntial NPV $/MW | NPV of Transmission Avoided Costs for Selected Project
Area I Projects:
Amagansett Conversion 33 kV | 2030 |  |  | 0 | 0 | 0 | 0 | 0 | 0 | 0 | 0 | 0 | 0 | 0 | 0 | 0 | 0 | 0 | 0 | 0 | 0 | 0 | 0 | 0 | 0 | 0 | 0 | 0 | 0 | 0 | 0 | 0 | 0 | 0 | 0 | 0 | 0 | 0 | 0 | 0 | 0 | 0 | 0 | 0 | 0 | 0 | 0 | 0 | 0 | 0 | 0 | 0 |  |  | 0 |  | 0 | 0 | 0
East Hampton Conversion 33 kV | 2030 |  |  | 0 | 0 | 0 | 0 | 0 | 0 | 0 | 0 | 0 | 0 | 0 | 0 | 0 | 0 | 0 | 0 | 0 | 0 | 0 | 0 | 0 | 0 | 0 | 0 | 0 | 0 | 0 | 0 | 0 | 0 | 0 | 0 | 0 | 0 | 0 | 0 | 0 | 0 | 0 | 0 | 0 | 0 | 0 | 0 | 0 | 0 | 0 | 0 | 0 |  |  | 0 |  | 0 | 0 | 0
Buell Conversion 33 kV | 2030 |  |  | 0 | 0 | 0 | 0 | 0 | 0 | 0 | 0 | 0 | 0 | 0 | 0 | 0 | 0 | 0 | 0 | 0 | 0 | 0 | 0 | 0 | 0 | 0 | 0 | 0 | 0 | 0 | 0 | 0 | 0 | 0 | 0 | 0 | 0 | 0 | 0 | 0 | 0 | 0 | 0 | 0 | 0 | 0 | 0 | 0 | 0 | 0 | 0 | 0 |  |  | 0 |  | 0 | 0 | 0
Hither Hills Conversion to 33 kV | 2030 |  |  | 0 | 0 | 0 | 0 | 0 | 0 | 0 | 0 | 0 | 0 | 0 | 0 | 0 | 0 | 0 | 0 | 0 | 0 | 0 | 0 | 0 | 0 | 0 | 0 | 0 | 0 | 0 | 0 | 0 | 0 | 0 | 0 | 0 | 0 | 0 | 0 | 0 | 0 | 0 | 0 | 0 | 0 | 0 | 0 | 0 | 0 | 0 | 0 | 0 |  |  | 0 |  | 0 | 0 | 0
Culloden Pt Conversion to 33 kV | 2030 |  |  | 0 | 0 | 0 | 0 | 0 | 0 | 0 | 0 | 0 | 0 | 0 | 0 | 0 | 0 | 0 | 0 | 0 | 0 | 0 | 0 | 0 | 0 | 0 | 0 | 0 | 0 | 0 | 0 | 0 | 0 | 0 | 0 | 0 | 0 | 0 | 0 | 0 | 0 | 0 | 0 | 0 | 0 | 0 | 0 | 0 | 0 | 0 | 0 | 0 |  |  | 0 |  | 0 | 0 | 0
[59 empty] | 0 | =Area I Portion
Area II Projects: | [58 empty] | 0 | =Area I+II+III Portions
Riverhead Canal 2nd Line and Bank | 2026 |  |  | 0 | 0 | 0 | 0 | 18.2337 | 18.2337 | 18.2337 | 18.2337 | 18.2337 | 18.2337 | -3.5383 | -3.5383 | -3.5383 | -3.5383 | -3.5383 | -3.5383 | -3.5383 | -3.5383 | -3.5383 | -3.5383 | -3.5383 | -3.5383 | -3.5383 | -3.5383 | -3.5383 | -3.5383 | -3.5383 | -3.5383 | -3.5383 | -3.5383 | -3.5383 | -3.5383 | -3.5383 | -3.5383 | -3.5383 | -3.5383 | -3.5383 | -3.5383 | -3.5383 | -21.772 | -21.772 | -21.772 | -21.772 | -21.772 | -21.772 | 0 | 0 | 0 | 0 |  |  | 30.3588 |  | 30.3588 | 632475.0457 | 0
[59 empty] | 0 | =Area II Portion
Area III Projects: | [58 empty] | 0 | =Area II+III Portions
New Canal - Southampton Cable | 2023 |  |  | 0 | 4.5863 | 4.5863 | 4.5863 | 4.5863 | 4.5863 | 4.5863 | -0.88999 | -0.88999 | -0.88999 | -0.88999 | -0.88999 | -0.88999 | -0.88999 | -0.88999 | -0.88999 | -0.88999 | -0.88999 | -0.88999 | -0.88999 | -0.88999 | -0.88999 | -0.88999 | -0.88999 | -0.88999 | -0.88999 | -0.88999 | -0.88999 | -0.88999 | -0.88999 | -0.88999 | -0.88999 | -0.88999 | -0.88999 | -0.88999 | -0.88999 | -5.4763 | -5.4763 | -5.4763 | -5.4763 | -5.4763 | -5.4763 | 0 | 0 | 0 | 0 | 0 | 0 | 0 |  |  | 8.9667 |  | 8.9667 | 142328.3896 | 0
Upgrade Wildwood - Riverhead to 138 kV | 2022 |  |  | 0 | 0.93922 | 0.93922 | 0.93922 | 0.93922 | 0.93922 | -0.14959 | -0.14959 | -0.14959 | -0.14959 | -0.14959 | -0.14959 | -0.14959 | -0.14959 | -0.14959 | -0.14959 | -0.14959 | -0.14959 | -0.14959 | -0.14959 | -0.14959 | -0.14959 | -0.14959 | -0.14959 | -0.14959 | -0.14959 | -0.14959 | -0.14959 | -0.14959 | -0.14959 | -0.14959 | -0.14959 | -0.14959 | -0.14959 | -0.14959 | -0.14959 | -1.0888 | -1.0888 | -1.0888 | -1.0888 | -1.0888 | 0 | 0 | 0 | 0 | 0 | 0 | 0 | 0 |  |  | 1.5483 |  | 1.5483 | 24575.725 | 0
Bridgehampton - Buell New 69 kV UG Cable | 2023 |  |  | 0 | 4.0496 | 4.0496 | 4.0496 | 4.0496 | 4.0496 | 4.0496 | -0.78584 | -0.78584 | -0.78584 | -0.78584 | -0.78584 | -0.78584 | -0.78584 | -0.78584 | -0.78584 | -0.78584 | -0.78584 | -0.78584 | -0.78584 | -0.78584 | -0.78584 | -0.78584 | -0.78584 | -0.78584 | -0.78584 | -0.78584 | -0.78584 | -0.78584 | -0.78584 | -0.78584 | -0.78584 | -0.78584 | -0.78584 | -0.78584 | -0.78584 | -4.8355 | -4.8355 | -4.8355 | -4.8355 | -4.8355 | -4.8355 | 0 | 0 | 0 | 0 | 0 | 0 | 0 |  |  | 7.9174 |  | 7.9174 | 125672.9397 | 0
Canal - Wainscott New 138 kV UG Cable | 2028 |  |  | 0 | 0 | 0 | 0 | 0 | 0 | 38.957 | 38.957 | 38.957 | 38.957 | 38.957 | 38.957 | -7.5597 | -7.5597 | -7.5597 | -7.5597 | -7.5597 | -7.5597 | -7.5597 | -7.5597 | -7.5597 | -7.5597 | -7.5597 | -7.5597 | -7.5597 | -7.5597 | -7.5597 | -7.5597 | -7.5597 | -7.5597 | -7.5597 | -7.5597 | -7.5597 | -7.5597 | -7.5597 | -7.5597 | -7.5597 | -7.5597 | -7.5597 | -7.5597 | -7.5597 | -46.5167 | -46.5167 | -46.5167 | -46.5167 | -46.5167 | -46.5167 | 0 | 0 |  |  | 58.276 |  | 58.276 | 925015.732 | 0
[59 empty] | 0 | =Area III Portion
Total - Area 2 Proposal, $Millions (unadjusted) |  |  |  | 0 | 9.5752 | 9.5752 | 9.5752 | 27.8089 | 27.8089 | 65.6771 | 55.3653 | 55.3653 | 55.3653 | 33.5933 | 33.5933 | -12.9234 | -12.9234 | -12.9234 | -12.9234 | -12.9234 | -12.9234 | -12.9234 | -12.9234 | -12.9234 | -12.9234 | -12.9234 | -12.9234 | -12.9234 | -12.9234 | -12.9234 | -12.9234 | -12.9234 | -12.9234 | -12.9234 | -12.9234 | -12.9234 | -12.9234 | -12.9234 | -12.9234 | -22.4986 | -22.4986 | -22.4986 | -40.7323 | -40.7323 | -78.6005 | -68.2887 | -68.2887 | -68.2887 | -46.5167 | -46.5167 | 0 | 0 |  |  | 107.0671 |  |  | 1850067.832 | 0
$/MW-yr |  |  |  | 0 | 151987.0893 | 151987.0893 | 151987.0893 | 531856.3265 | 531856.3265 | 1132938.3466 | 969259.0889 | 969259.0889 | 969259.0889 | 515675.3538 | 515675.3538 | -222684.5696 | -222684.5696 | -222684.5696 | -222684.5696 | -222684.5696 | -222684.5696 | -222684.5696 | -222684.5696 | -222684.5696 | -222684.5696 | -222684.5696 | -222684.5696 | -222684.5696 | -222684.5696 | -222684.5696 | -222684.5696 | -222684.5696 | -222684.5696 | -222684.5696 | -222684.5696 | -222684.5696 | -222684.5696 | -222684.5696 | -222684.5696 | -374671.6589 | -374671.6589 | -374671.6589 | -754540.8961 | -754540.8961 | -1355622.9163 | -1191943.6585 | -1191943.6585 | -1191943.6585 | -738359.9234 | -738359.9234 | 0 | 0
$Millions (adjusted) |  |  |  | 0 | 0 | 0 | 0 | 0 | 0 | 0 | 0 | 0 | 0 | 0 | 0 | 0 | 0 | 0 | 0 | 0 | 0 | 0 | 0 | 0 | 0 | 0 | 0 | 0 | 0 | 0 | 0 | 0 | 0 | 0 | 0 | 0 | 0 | 0 | 0 | 0 | 0 | 0 | 0 | 0 | 0 | 0 | 0 | 0 | 0 | 0 | 0 | 0 |  |  | 0
Annual Avoided Costs for Deferrals - Area 3 Proposal: (see note*) | Deferral Year |  |  | 2016 | 2017 | 2018 | 2019 | 2020 | 2021 | 2022 | 2023 | 2024 | 2025 | 2026 | 2027 | 2028 | 2029 | 2030 | 2031 | 2032 | 2033 | 2034 | 2035 | 2036 | 2037 | 2038 | 2039 | 2040 | 2041 | 2042 | 2043 | 2044 | 2045 | 2046 | 2047 | 2048 | 2049 | 2050 | 2051 | 2052 | 2053 | 2054 | 2055 | 2056 | 2057 | 2058 | 2059 | 2060 | 2061 | 2062 | 2063 | 2064 |  |  | Differential NPV $M |  | Differential NPV $M (adjusted for COD of Selected Project) | Differntial NPV $/MW | NPV of Transmission Avoided Costs for Selected Project
Area I Projects:
Amagansett Conversion 33 kV | 2030 |  |  | 0 | 0 | 0 | 0 | 0 | 0 | 0 | 0 | 0 | 0 | 0 | 0 | 0 | 0 | 0 | 0 | 0 | 0 | 0 | 0 | 0 | 0 | 0 | 0 | 0 | 0 | 0 | 0 | 0 | 0 | 0 | 0 | 0 | 0 | 0 | 0 | 0 | 0 | 0 | 0 | 0 | 0 | 0 | 0 | 0 | 0 | 0 | 0 | 0 |  |  | 0 |  | 0 | 0 | 0
East Hampton Conversion 33 kV | 2030 |  |  | 0 | 0 | 0 | 0 | 0 | 0 | 0 | 0 | 0 | 0 | 0 | 0 | 0 | 0 | 0 | 0 | 0 | 0 | 0 | 0 | 0 | 0 | 0 | 0 | 0 | 0 | 0 | 0 | 0 | 0 | 0 | 0 | 0 | 0 | 0 | 0 | 0 | 0 | 0 | 0 | 0 | 0 | 0 | 0 | 0 | 0 | 0 | 0 | 0 |  |  | 0 |  | 0 | 0 | 0
Buell Conversion 33 kV | 2030 |  |  | 0 | 0 | 0 | 0 | 0 | 0 | 0 | 0 | 0 | 0 | 0 | 0 | 0 | 0 | 0 | 0 | 0 | 0 | 0 | 0 | 0 | 0 | 0 | 0 | 0 | 0 | 0 | 0 | 0 | 0 | 0 | 0 | 0 | 0 | 0 | 0 | 0 | 0 | 0 | 0 | 0 | 0 | 0 | 0 | 0 | 0 | 0 | 0 | 0 |  |  | 0 |  | 0 | 0 | 0
Hither Hills Conversion to 33 kV | 2030 |  |  | 0 | 0 | 0 | 0 | 0 | 0 | 0 | 0 | 0 | 0 | 0 | 0 | 0 | 0 | 0 | 0 | 0 | 0 | 0 | 0 | 0 | 0 | 0 | 0 | 0 | 0 | 0 | 0 | 0 | 0 | 0 | 0 | 0 | 0 | 0 | 0 | 0 | 0 | 0 | 0 | 0 | 0 | 0 | 0 | 0 | 0 | 0 | 0 | 0 |  |  | 0 |  | 0 | 0 | 0
Culloden Pt Conversion to 33 kV | 2030 |  |  | 0 | 0 | 0 | 0 | 0 | 0 | 0 | 0 | 0 | 0 | 0 | 0 | 0 | 0 | 0 | 0 | 0 | 0 | 0 | 0 | 0 | 0 | 0 | 0 | 0 | 0 | 0 | 0 | 0 | 0 | 0 | 0 | 0 | 0 | 0 | 0 | 0 | 0 | 0 | 0 | 0 | 0 | 0 | 0 | 0 | 0 | 0 | 0 | 0 |  |  | 0 |  | 0 | 0 | 0
[59 empty] | 0 | =Area I Portion
Area II Projects: | [58 empty] | 1039337.2024 | =Area I+II+III Portions
Riverhead Canal 2nd Line and Bank | 2026 |  |  | 0 | 0 | 0 | 0 | 0 | 0 | 0 | 0 | 0 | 0 | 0 | 0 | 0 | 0 | 0 | 0 | 0 | 0 | 0 | 0 | 0 | 0 | 0 | 0 | 0 | 0 | 0 | 0 | 0 | 0 | 0 | 0 | 0 | 0 | 0 | 0 | 0 | 0 | 0 | 0 | 0 | 0 | 0 | 0 | 0 | 0 | 0 | 0 | 0 |  |  | 0 |  | 0 | 0 | 0
[59 empty] | 0 | =Area II Portion
Area III Projects: | [58 empty] | 1039337.2024 | =Area II+III Portions
New Canal - Southampton Cable | 2023 |  |  | 0 | 4.5863 | 4.5863 | 4.5863 | 4.5863 | 4.5863 | 4.5863 | -0.88999 | -0.88999 | -0.88999 | -0.88999 | -0.88999 | -0.88999 | -0.88999 | -0.88999 | -0.88999 | -0.88999 | -0.88999 | -0.88999 | -0.88999 | -0.88999 | -0.88999 | -0.88999 | -0.88999 | -0.88999 | -0.88999 | -0.88999 | -0.88999 | -0.88999 | -0.88999 | -0.88999 | -0.88999 | -0.88999 | -0.88999 | -0.88999 | -0.88999 | -5.4763 | -5.4763 | -5.4763 | -5.4763 | -5.4763 | -5.4763 | 0 | 0 | 0 | 0 | 0 | 0 | 0 |  |  | 8.9667 |  | 8.9667 | 142328.3896 | 121491.5133
Upgrade Wildwood - Riverhead to 138 kV | 2022 |  |  | 0 | 0.93922 | 0.93922 | 0.93922 | 0.93922 | 0.93922 | -0.14959 | -0.14959 | -0.14959 | -0.14959 | -0.14959 | -0.14959 | -0.14959 | -0.14959 | -0.14959 | -0.14959 | -0.14959 | -0.14959 | -0.14959 | -0.14959 | -0.14959 | -0.14959 | -0.14959 | -0.14959 | -0.14959 | -0.14959 | -0.14959 | -0.14959 | -0.14959 | -0.14959 | -0.14959 | -0.14959 | -0.14959 | -0.14959 | -0.14959 | -0.14959 | -1.0888 | -1.0888 | -1.0888 | -1.0888 | -1.0888 | 0 | 0 | 0 | 0 | 0 | 0 | 0 | 0 |  |  | 1.5483 |  | 1.5483 | 24575.725 | 20977.8389
Bridgehampton - Buell New 69 kV UG Cable | 2023 |  |  | 0 | 4.0496 | 4.0496 | 4.0496 | 4.0496 | 4.0496 | 4.0496 | -0.78584 | -0.78584 | -0.78584 | -0.78584 | -0.78584 | -0.78584 | -0.78584 | -0.78584 | -0.78584 | -0.78584 | -0.78584 | -0.78584 | -0.78584 | -0.78584 | -0.78584 | -0.78584 | -0.78584 | -0.78584 | -0.78584 | -0.78584 | -0.78584 | -0.78584 | -0.78584 | -0.78584 | -0.78584 | -0.78584 | -0.78584 | -0.78584 | -0.78584 | -4.8355 | -4.8355 | -4.8355 | -4.8355 | -4.8355 | -4.8355 | 0 | 0 | 0 | 0 | 0 | 0 | 0 |  |  | 7.9174 |  | 7.9174 | 125672.9397 | 107274.4213
Canal - Wainscott New 138 kV UG Cable | 2028 |  |  | 0 | 0 | 0 | 0 | 0 | 0 | 38.957 | 38.957 | 38.957 | 38.957 | 38.957 | 38.957 | -7.5597 | -7.5597 | -7.5597 | -7.5597 | -7.5597 | -7.5597 | -7.5597 | -7.5597 | -7.5597 | -7.5597 | -7.5597 | -7.5597 | -7.5597 | -7.5597 | -7.5597 | -7.5597 | -7.5597 | -7.5597 | -7.5597 | -7.5597 | -7.5597 | -7.5597 | -7.5597 | -7.5597 | -7.5597 | -7.5597 | -7.5597 | -7.5597 | -7.5597 | -46.5167 | -46.5167 | -46.5167 | -46.5167 | -46.5167 | -46.5167 | 0 | 0 |  |  | 58.276 |  | 58.276 | 925015.732 | 789593.4288
[59 empty] | 1039337.2024 | =Area III Portion
Total - Area 3 Proposal, $Millions (unadjusted) |  |  |  | 0 | 9.5752 | 9.5752 | 9.5752 | 9.5752 | 9.5752 | 47.4434 | 37.1316 | 37.1316 | 37.1316 | 37.1316 | 37.1316 | -9.3851 | -9.3851 | -9.3851 | -9.3851 | -9.3851 | -9.3851 | -9.3851 | -9.3851 | -9.3851 | -9.3851 | -9.3851 | -9.3851 | -9.3851 | -9.3851 | -9.3851 | -9.3851 | -9.3851 | -9.3851 | -9.3851 | -9.3851 | -9.3851 | -9.3851 | -9.3851 | -9.3851 | -18.9603 | -18.9603 | -18.9603 | -18.9603 | -18.9603 | -56.8285 | -46.5167 | -46.5167 | -46.5167 | -46.5167 | -46.5167 | 0 | 0 |  |  | 76.7083 |  |  | 1217592.7863 | 1039337.2024
$/MW-yr |  |  |  | 0 | 151987.0893 | 151987.0893 | 151987.0893 | 151987.0893 | 151987.0893 | 753069.1094 | 589389.8516 | 589389.8516 | 589389.8516 | 589389.8516 | 589389.8516 | -148970.0718 | -148970.0718 | -148970.0718 | -148970.0718 | -148970.0718 | -148970.0718 | -148970.0718 | -148970.0718 | -148970.0718 | -148970.0718 | -148970.0718 | -148970.0718 | -148970.0718 | -148970.0718 | -148970.0718 | -148970.0718 | -148970.0718 | -148970.0718 | -148970.0718 | -148970.0718 | -148970.0718 | -148970.0718 | -148970.0718 | -148970.0718 | -300957.161 | -300957.161 | -300957.161 | -300957.161 | -300957.161 | -902039.1812 | -738359.9234 | -738359.9234 | -738359.9234 | -738359.9234 | -738359.9234 | 0 | 0
$Millions (adjusted) |  |  |  | 0 | 0.12974 | 0.12974 | 0.12974 | 0.12974 | 0.12974 | 0.64282 | 0.5031 | 0.5031 | 0.5031 | 0.5031 | 0.5031 | -0.12716 | -0.12716 | -0.12716 | -0.12716 | -0.12716 | -0.12716 | -0.12716 | -0.12716 | -0.12716 | -0.12716 | -0.12716 | -0.12716 | -0.12716 | -0.12716 | -0.12716 | -0.12716 | -0.12716 | -0.12716 | -0.12716 | -0.12716 | -0.12716 | -0.12716 | -0.12716 | -0.12716 | -0.2569 | -0.2569 | -0.2569 | -0.2569 | -0.2569 | -0.76998 | -0.63026 | -0.63026 | -0.63026 | -0.63026 | -0.63026 | 0 | 0 |  |  | 1039.3372
Discount Factor (Relative to 1/1/2016) = |  |  |  | 0.94787 | 0.89845 | 0.85161 | 0.80722 | 0.76513 | 0.72525 | 0.68744 | 0.6516 | 0.61763 | 0.58543 | 0.55491 | 0.52598 | 0.49856 | 0.47257 | 0.44793 | 0.42458 | 0.40245 | 0.38147 | 0.36158 | 0.34273 | 0.32486 | 0.30793 | 0.29187 | 0.27666 | 0.26223 | 0.24856 | 0.2356 | 0.22332 | 0.21168 | 0.20064 | 0.19018 | 0.18027 | 0.17087 | 0.16196 | 0.15352 | 0.14552 | 0.13793 | 0.13074 | 0.12392 | 0.11746 | 0.11134 | 0.10554 | 0.10003 | 0.094818 | 0.089875 | 0.08519 | 0.080748 | 0.076539 | 0.072549
* Note: A positive (+) avoided cost in a given year represents a cost savings relative to not having a transmission project deferral.

## ENH100 Summary
|  | 2016 | 2017 | 2018 | 2019 | 2020 | 2021 | 2022 | 2023 | 2024 | 2025 | 2026 | 2027 | 2028 | 2029 | 2030 | 2031 | 2032 | 2033 | 2034 | 2035 | 2036 | 2037 | 2038 | 2039 | 2040 | 2041 | 2042 | 2043 | 2044 | 2045 | 2046 | 2047 | 2048 | 2049 | 2050 | 2051 | 2052 | 2053 | 2054 | 2055 | 2056 | 2057 | 2058 | 2059 | 2060 | 2061 | 2062 | 2063 | 2064 | NPV Base $M
Thermostats & Pool Pumps - 1145 kW (1222 kW effective) Implemented in 2017 | $/MW-yr | 0 | 151987.0893 | 151987.0893 | 151987.0893 | 151987.0893 | 151987.0893 | 753069.1094 | 589389.8516 | 589389.8516 | 589389.8516 | 589389.8516 | 589389.8516 | -148970.0718 | -148970.0718 | -148970.0718 | -148970.0718 | -148970.0718 | -148970.0718 | -148970.0718 | -148970.0718 | -148970.0718 | -148970.0718 | -148970.0718 | -148970.0718 | -148970.0718 | -148970.0718 | -148970.0718 | -148970.0718 | -148970.0718 | -148970.0718 | -148970.0718 | -148970.0718 | -148970.0718 | -148970.0718 | -148970.0718 | -148970.0718 | -300957.161 | -300957.161 | -300957.161 | -300957.161 | -300957.161 | -902039.1812 | -738359.9234 | -738359.9234 | -738359.9234 | -738359.9234 | -738359.9234 | 0 | 0
| $Millions (adjusted) | 0 | 0.18568 | 0.18568 | 0.18568 | 0.18568 | 0.18568 | 0.92004 | 0.72007 | 0.72007 | 0.72007 | 0.72007 | 0.72007 | -0.182 | -0.182 | -0.182 | -0.182 | -0.182 | -0.182 | -0.182 | -0.182 | -0.182 | -0.182 | -0.182 | -0.182 | -0.182 | -0.182 | -0.182 | -0.182 | -0.182 | -0.182 | -0.182 | -0.182 | -0.182 | -0.182 | -0.182 | -0.182 | -0.36768 | -0.36768 | -0.36768 | -0.36768 | -0.36768 | -1.102 | -0.90207 | -0.90207 | -0.90207 | -0.90207 | -0.90207 | 0 | 0 | 1487.5514 | 1487551.3709
Thermostats & Pool Pumps - 1010 kW (1078 kW effective) Implemented in 2018 | $/MW-yr | 0 | 0 | 0 | 0 | 0 | 0 | 618364.8116 | 618364.8116 | 618364.8116 | 618364.8116 | 618364.8116 | 618364.8116 | -119995.1118 | -119995.1118 | -119995.1118 | -119995.1118 | -119995.1118 | -119995.1118 | -119995.1118 | -119995.1118 | -119995.1118 | -119995.1118 | -119995.1118 | -119995.1118 | -119995.1118 | -119995.1118 | -119995.1118 | -119995.1118 | -119995.1118 | -119995.1118 | -119995.1118 | -119995.1118 | -119995.1118 | -119995.1118 | -119995.1118 | -119995.1118 | -119995.1118 | -119995.1118 | -119995.1118 | -119995.1118 | -119995.1118 | -738359.9234 | -738359.9234 | -738359.9234 | -738359.9234 | -738359.9234 | -738359.9234 | 0 | 0
| $Millions (adjusted) | 0 | 0 | 0 | 0 | 0 | 0 | 0.66639 | 0.66639 | 0.66639 | 0.66639 | 0.66639 | 0.66639 | -0.12932 | -0.12932 | -0.12932 | -0.12932 | -0.12932 | -0.12932 | -0.12932 | -0.12932 | -0.12932 | -0.12932 | -0.12932 | -0.12932 | -0.12932 | -0.12932 | -0.12932 | -0.12932 | -0.12932 | -0.12932 | -0.12932 | -0.12932 | -0.12932 | -0.12932 | -0.12932 | -0.12932 | -0.12932 | -0.12932 | -0.12932 | -0.12932 | -0.12932 | -0.79571 | -0.79571 | -0.79571 | -0.79571 | -0.79571 | -0.79571 | 0 | 0 | 996.8617 | 996861.7039
Thermostats & Pool Pumps - 890 kW (950 kW effective) Implemented in 2019 | $/MW-yr | 0 | 0 | 0 | 0 | 0 | 0 | 618364.8116 | 618364.8116 | 618364.8116 | 618364.8116 | 618364.8116 | 618364.8116 | -119995.1118 | -119995.1118 | -119995.1118 | -119995.1118 | -119995.1118 | -119995.1118 | -119995.1118 | -119995.1118 | -119995.1118 | -119995.1118 | -119995.1118 | -119995.1118 | -119995.1118 | -119995.1118 | -119995.1118 | -119995.1118 | -119995.1118 | -119995.1118 | -119995.1118 | -119995.1118 | -119995.1118 | -119995.1118 | -119995.1118 | -119995.1118 | -119995.1118 | -119995.1118 | -119995.1118 | -119995.1118 | -119995.1118 | -738359.9234 | -738359.9234 | -738359.9234 | -738359.9234 | -738359.9234 | -738359.9234 | 0 | 0
| $Millions (adjusted) | 0 | 0 | 0 | 0 | 0 | 0 | 0.58722 | 0.58722 | 0.58722 | 0.58722 | 0.58722 | 0.58722 | -0.11395 | -0.11395 | -0.11395 | -0.11395 | -0.11395 | -0.11395 | -0.11395 | -0.11395 | -0.11395 | -0.11395 | -0.11395 | -0.11395 | -0.11395 | -0.11395 | -0.11395 | -0.11395 | -0.11395 | -0.11395 | -0.11395 | -0.11395 | -0.11395 | -0.11395 | -0.11395 | -0.11395 | -0.11395 | -0.11395 | -0.11395 | -0.11395 | -0.11395 | -0.70117 | -0.70117 | -0.70117 | -0.70117 | -0.70117 | -0.70117 | 0 | 0 | 878.4227 | 878422.6896
Thermostats & Pool Pumps - 3045 kW (3249 kW effective) Composite | $/MW-yr | 0 | 151987.0893 | 80742.5732 | 57138.8281 | 57138.8281 | 57138.8281 | 669017.1666 | 607469.4654 | 607469.4654 | 607469.4654 | 607469.4654 | 607469.4654 | -130890.458 | -130890.458 | -130890.458 | -130890.458 | -130890.458 | -130890.458 | -130890.458 | -130890.458 | -130890.458 | -130890.458 | -130890.458 | -130890.458 | -130890.458 | -130890.458 | -130890.458 | -130890.458 | -130890.458 | -130890.458 | -130890.458 | -130890.458 | -130890.458 | -130890.458 | -130890.458 | -130890.458 | -188041.5966 | -188041.5966 | -188041.5966 | -188041.5966 | -188041.5966 | -799907.6246 | -738359.9234 | -738359.9234 | -738359.9234 | -738359.9234 | -738359.9234 | 0 | 0
| $Millions (adjusted) | 0 | 0.18568 | 0.18568 | 0.18568 | 0.18568 | 0.18568 | 2.1736 | 1.9737 | 1.9737 | 1.9737 | 1.9737 | 1.9737 | -0.42527 | -0.42527 | -0.42527 | -0.42527 | -0.42527 | -0.42527 | -0.42527 | -0.42527 | -0.42527 | -0.42527 | -0.42527 | -0.42527 | -0.42527 | -0.42527 | -0.42527 | -0.42527 | -0.42527 | -0.42527 | -0.42527 | -0.42527 | -0.42527 | -0.42527 | -0.42527 | -0.42527 | -0.61095 | -0.61095 | -0.61095 | -0.61095 | -0.61095 | -2.5989 | -2.3989 | -2.3989 | -2.3989 | -2.3989 | -2.3989 | 0 | 0 | 3362.8358 | 3362835.7644
Window ACs - 800 kW (854 kW effective) Implemented in 2017 | $/MW-yr | 0 | 151987.0893 | 151987.0893 | 151987.0893 | 151987.0893 | 151987.0893 | 753069.1094 | 589389.8516 | 589389.8516 | 589389.8516 | 589389.8516 | 589389.8516 | -148970.0718 | -148970.0718 | -148970.0718 | -148970.0718 | -148970.0718 | -148970.0718 | -148970.0718 | -148970.0718 | -148970.0718 | -148970.0718 | -148970.0718 | -148970.0718 | -148970.0718 | -148970.0718 | -148970.0718 | -148970.0718 | -148970.0718 | -148970.0718 | -148970.0718 | -148970.0718 | -148970.0718 | -148970.0718 | -148970.0718 | -148970.0718 | -300957.161 | -300957.161 | -300957.161 | -300957.161 | -300957.161 | -902039.1812 | -738359.9234 | -738359.9234 | -738359.9234 | -738359.9234 | -738359.9234 | 0 | 0
| $Millions (adjusted) | 0 | 0.12974 | 0.12974 | 0.12974 | 0.12974 | 0.12974 | 0.64282 | 0.5031 | 0.5031 | 0.5031 | 0.5031 | 0.5031 | -0.12716 | -0.12716 | -0.12716 | -0.12716 | -0.12716 | -0.12716 | -0.12716 | -0.12716 | -0.12716 | -0.12716 | -0.12716 | -0.12716 | -0.12716 | -0.12716 | -0.12716 | -0.12716 | -0.12716 | -0.12716 | -0.12716 | -0.12716 | -0.12716 | -0.12716 | -0.12716 | -0.12716 | -0.2569 | -0.2569 | -0.2569 | -0.2569 | -0.2569 | -0.76998 | -0.63026 | -0.63026 | -0.63026 | -0.63026 | -0.63026 | 0 | 0 | 1039.3372 | 1039337.2024
All Options Combined - 3845 kW (4103 kW effective) | $/MW-yr | 0 | 151987.0893 | 100028.4102 | 76869.8202 | 76869.8202 | 76869.8202 | 686505.2171 | 603707.7772 | 603707.7772 | 603707.7772 | 603707.7772 | 603707.7772 | -134652.1462 | -134652.1462 | -134652.1462 | -134652.1462 | -134652.1462 | -134652.1462 | -134652.1462 | -134652.1462 | -134652.1462 | -134652.1462 | -134652.1462 | -134652.1462 | -134652.1462 | -134652.1462 | -134652.1462 | -134652.1462 | -134652.1462 | -134652.1462 | -134652.1462 | -134652.1462 | -134652.1462 | -134652.1462 | -134652.1462 | -134652.1462 | -211535.0821 | -211535.0821 | -211535.0821 | -211535.0821 | -211535.0821 | -821157.3633 | -738359.9234 | -738359.9234 | -738359.9234 | -738359.9234 | -738359.9234 | 0 | 0
| $Millions (adjusted) | 0 | 0.31542 | 0.31542 | 0.31542 | 0.31542 | 0.31542 | 2.8165 | 2.4768 | 2.4768 | 2.4768 | 2.4768 | 2.4768 | -0.55243 | -0.55243 | -0.55243 | -0.55243 | -0.55243 | -0.55243 | -0.55243 | -0.55243 | -0.55243 | -0.55243 | -0.55243 | -0.55243 | -0.55243 | -0.55243 | -0.55243 | -0.55243 | -0.55243 | -0.55243 | -0.55243 | -0.55243 | -0.55243 | -0.55243 | -0.55243 | -0.55243 | -0.86785 | -0.86785 | -0.86785 | -0.86785 | -0.86785 | -3.3689 | -3.0292 | -3.0292 | -3.0292 | -3.0292 | -3.0292 | 0 | 0 | 4402.173 | 4402172.9668
Discount Factor (Relative to 1/1/2016) = |  | 0.94787 | 0.89845 | 0.85161 | 0.80722 | 0.76513 | 0.72525 | 0.68744 | 0.6516 | 0.61763 | 0.58543 | 0.55491 | 0.52598 | 0.49856 | 0.47257 | 0.44793 | 0.42458 | 0.40245 | 0.38147 | 0.36158 | 0.34273 | 0.32486 | 0.30793 | 0.29187 | 0.27666 | 0.26223 | 0.24856 | 0.2356 | 0.22332 | 0.21168 | 0.20064 | 0.19018 | 0.18027 | 0.17087 | 0.16196 | 0.15352 | 0.14552 | 0.13793 | 0.13074 | 0.12392 | 0.11746 | 0.11134 | 0.10554 | 0.10003 | 0.094818 | 0.089875 | 0.08519 | 0.080748 | 0.076539 | 0.072549
* Note: A positive (+) avoided cost in a given year represents a cost savings relative to not having a transmission project deferral.
Phased in effective kW (including losses) - 2017 portion implemented |  | 0 | 1221.715 | 1221.715 | 1221.715 | 1221.715 | 1221.715 | 1221.715 | 1221.715 | 1221.715 | 1221.715 | 1221.715 | 1221.715 | 1221.715 | 1221.715 | 1221.715 | 1221.715 | 1221.715 | 1221.715 | 1221.715 | 1221.715 | 1221.715 | 1221.715 | 1221.715 | 1221.715 | 1221.715 | 1221.715 | 1221.715 | 1221.715 | 1221.715 | 1221.715 | 1221.715 | 1221.715 | 1221.715 | 1221.715 | 1221.715 | 1221.715 | 1221.715 | 1221.715 | 1221.715 | 1221.715 | 1221.715 | 1221.715 | 1221.715 | 1221.715 | 1221.715 | 1221.715 | 1221.715 | 0 | 0
Phased in effective kW (including losses) - 2018 portion implemented |  | 0 | 0 | 1078 | 1078 | 1078 | 1078 | 1077.67 | 1077.67 | 1077.67 | 1077.67 | 1077.67 | 1077.67 | 1077.67 | 1077.67 | 1077.67 | 1077.67 | 1077.67 | 1077.67 | 1077.67 | 1077.67 | 1077.67 | 1077.67 | 1077.67 | 1077.67 | 1077.67 | 1077.67 | 1077.67 | 1077.67 | 1077.67 | 1077.67 | 1077.67 | 1077.67 | 1077.67 | 1077.67 | 1077.67 | 1077.67 | 1077.67 | 1077.67 | 1077.67 | 1077.67 | 1077.67 | 1077.67 | 1077.67 | 1077.67 | 1077.67 | 1077.67 | 1077.67 | 0 | 0
Phased in effective kW (including losses) - 2019 portion implemented |  | 0 | 0 | 0 | 950 | 950 | 950 | 949.63 | 949.63 | 949.63 | 949.63 | 949.63 | 949.63 | 949.63 | 949.63 | 949.63 | 949.63 | 949.63 | 949.63 | 949.63 | 949.63 | 949.63 | 949.63 | 949.63 | 949.63 | 949.63 | 949.63 | 949.63 | 949.63 | 949.63 | 949.63 | 949.63 | 949.63 | 949.63 | 949.63 | 949.63 | 949.63 | 949.63 | 949.63 | 949.63 | 949.63 | 949.63 | 949.63 | 949.63 | 949.63 | 949.63 | 949.63 | 949.63 | 0 | 0
Phased in effective kW (including losses) - composite T&PP implementation |  | 0 | 1221.715 | 2299.715 | 3249.715 | 3249.715 | 3249.715 | 3249.015 | 3249.015 | 3249.015 | 3249.015 | 3249.015 | 3249.015 | 3249.015 | 3249.015 | 3249.015 | 3249.015 | 3249.015 | 3249.015 | 3249.015 | 3249.015 | 3249.015 | 3249.015 | 3249.015 | 3249.015 | 3249.015 | 3249.015 | 3249.015 | 3249.015 | 3249.015 | 3249.015 | 3249.015 | 3249.015 | 3249.015 | 3249.015 | 3249.015 | 3249.015 | 3249.015 | 3249.015 | 3249.015 | 3249.015 | 3249.015 | 3249.015 | 3249.015 | 3249.015 | 3249.015 | 3249.015 | 3249.015 | 0 | 0
Phased in effective kW (including losses) - window AC |  | 0 | 853.6 | 853.6 | 853.6 | 853.6 | 853.6 | 853.6 | 853.6 | 853.6 | 853.6 | 853.6 | 853.6 | 853.6 | 853.6 | 853.6 | 853.6 | 853.6 | 853.6 | 853.6 | 853.6 | 853.6 | 853.6 | 853.6 | 853.6 | 853.6 | 853.6 | 853.6 | 853.6 | 853.6 | 853.6 | 853.6 | 853.6 | 853.6 | 853.6 | 853.6 | 853.6 | 853.6 | 853.6 | 853.6 | 853.6 | 853.6 | 853.6 | 853.6 | 853.6 | 853.6 | 853.6 | 853.6 | 0 | 0
Phased in effective kW (including losses) - Entire Program |  | 0 | 2075.315 | 3153.315 | 4103.315 | 4103.315 | 4103.315 | 4102.615 | 4102.615 | 4102.615 | 4102.615 | 4102.615 | 4102.615 | 4102.615 | 4102.615 | 4102.615 | 4102.615 | 4102.615 | 4102.615 | 4102.615 | 4102.615 | 4102.615 | 4102.615 | 4102.615 | 4102.615 | 4102.615 | 4102.615 | 4102.615 | 4102.615 | 4102.615 | 4102.615 | 4102.615 | 4102.615 | 4102.615 | 4102.615 | 4102.615 | 4102.615 | 4102.615 | 4102.615 | 4102.615 | 4102.615 | 4102.615 | 4102.615 | 4102.615 | 4102.615 | 4102.615 | 4102.615 | 4102.615 | 0 | 0

## PhII (FCE100-9.3MW)
Version |  | Based on PSEGLI file: "East End Utility 2_0_Economics_2014_10_13_r28_Sargent_Lundy.xlsx"
Annual Revenue Requirements (Millions of $s)
1) Reference (Transmission only) Case
Project | I/S Year | Investor | Capital (2015$s) | 2016 | 2017 | 2018 | 2019 | 2020 | 2021 | 2022 | 2023 | 2024 | 2025 | 2026 | 2027 | 2028 | 2029 | 2030 | 2031 | 2032 | 2033 | 2034 | 2035 | 2036 | 2037 | 2038 | 2039 | 2040 | 2041 | 2042 | 2043 | 2044 | 2045 | 2046 | 2047 | 2048 | 2049 | 2050 | 2051 | 2052 | 2053 | 2054 | 2055 | 2056 | 2057 | 2058 | 2059 | 2060 | 2061 | 2062 | 2063 | 2064 |  | NPV |  | Proposal Number = | FCE100
Transmission Reinforcement I | 2017 | PSEGLI | 93.4 | 0 | 11.3926 | 11.3926 | 11.3926 | 11.3926 | 11.3926 | 11.3926 | 11.3926 | 11.3926 | 11.3926 | 11.3926 | 11.3926 | 11.3926 | 11.3926 | 11.3926 | 11.3926 | 11.3926 | 11.3926 | 11.3926 | 11.3926 | 11.3926 | 11.3926 | 11.3926 | 11.3926 | 11.3926 | 11.3926 | 11.3926 | 11.3926 | 11.3926 | 11.3926 | 11.3926 | 11.3926 | 11.3926 | 11.3926 | 11.3926 | 11.3926 | [13 empty] | 35 | 166.1982 |  | Proposer Name = | FuelCell Energy, Inc.
Transmission Reinforcement II | 2018 | PSEGLI | 4.8 | 0 | 0 | 0.60305 | 0.60305 | 0.60305 | 0.60305 | 0.60305 | 0.60305 | 0.60305 | 0.60305 | 0.60305 | 0.60305 | 0.60305 | 0.60305 | 0.60305 | 0.60305 | 0.60305 | 0.60305 | 0.60305 | 0.60305 | 0.60305 | 0.60305 | 0.60305 | 0.60305 | 0.60305 | 0.60305 | 0.60305 | 0.60305 | 0.60305 | 0.60305 | 0.60305 | 0.60305 | 0.60305 | 0.60305 | 0.60305 | 0.60305 | 0.60305 | [12 empty] | 35 | 8.3388 |  | Proposal/Project = | Southampton Fuel Cell
Transmission Reinforcement III | 2019 | PSEGLI | 2.8 | 0 | 0 | 0 | 0.36233 | 0.36233 | 0.36233 | 0.36233 | 0.36233 | 0.36233 | 0.36233 | 0.36233 | 0.36233 | 0.36233 | 0.36233 | 0.36233 | 0.36233 | 0.36233 | 0.36233 | 0.36233 | 0.36233 | 0.36233 | 0.36233 | 0.36233 | 0.36233 | 0.36233 | 0.36233 | 0.36233 | 0.36233 | 0.36233 | 0.36233 | 0.36233 | 0.36233 | 0.36233 | 0.36233 | 0.36233 | 0.36233 | 0.36233 | 0.36233 | [11 empty] | 35 | 4.7491 |  | Option Number = | 1
Transmission Reinforcement IV | 2020 | PSEGLI | 136.8 | 0 | 0 | 0 | 0 | 18.2337 | 18.2337 | 18.2337 | 18.2337 | 18.2337 | 18.2337 | 18.2337 | 18.2337 | 18.2337 | 18.2337 | 18.2337 | 18.2337 | 18.2337 | 18.2337 | 18.2337 | 18.2337 | 18.2337 | 18.2337 | 18.2337 | 18.2337 | 18.2337 | 18.2337 | 18.2337 | 18.2337 | 18.2337 | 18.2337 | 18.2337 | 18.2337 | 18.2337 | 18.2337 | 18.2337 | 18.2337 | 18.2337 | 18.2337 | 18.2337 | [10 empty] | 35 | 226.5269 |  | Location = | 3
Transmission Reinforcement V | 2022 | PSEGLI | 275.5 | 0 | 0 | 0 | 0 | 0 | 0 | 38.957 | 38.957 | 38.957 | 38.957 | 38.957 | 38.957 | 38.957 | 38.957 | 38.957 | 38.957 | 38.957 | 38.957 | 38.957 | 38.957 | 38.957 | 38.957 | 38.957 | 38.957 | 38.957 | 38.957 | 38.957 | 38.957 | 38.957 | 38.957 | 38.957 | 38.957 | 38.957 | 38.957 | 38.957 | 38.957 | 38.957 | 38.957 | 38.957 | 38.957 | 38.957 | [8 empty] | 35 | 434.8353 |  | Technology = | Fuel Cell
[56 empty] | Interconnection Points = | Southampton - 69kV
Total |  |  | 513.3 | 0 | 11.3926 | 11.9957 | 12.358 | 30.5918 | 30.5918 | 69.5487 | 69.5487 | 69.5487 | 69.5487 | 69.5487 | 69.5487 | 69.5487 | 69.5487 | 69.5487 | 69.5487 | 69.5487 | 69.5487 | 69.5487 | 69.5487 | 69.5487 | 69.5487 | 69.5487 | 69.5487 | 69.5487 | 69.5487 | 69.5487 | 69.5487 | 69.5487 | 69.5487 | 69.5487 | 69.5487 | 69.5487 | 69.5487 | 69.5487 | 69.5487 | 58.1561 | 57.553 | 57.1907 | 38.957 | 38.957 | 0 | 0 | 0 | 0 | 0 | 0 | 0 | 0 |  | 840.6482 |  | Loss Factor = | 1
2016 NPV @ 5.5%, thru 2035 |  |  |  | 2016: 559.7216
2016 NPV @ 5.5%, thru 2056 |  |  |  | 2016: 840.6482 |  |  |  | MW Required by 2022 (cap) = | 15 | 33 | 15 | Output: NPV of Transmission Avoided Costs for Selected Project (see note*)
[57 empty] | Selected Project Inputs - Area 1 Portion | Selected Project Inputs - Area 2 Portion | Selected Project Inputs - Area 3 Portion | Area 1 | Area 2 | Area 3 | Total | check
[56 empty] | Project kW = | 0 | 0 | 9300
[55 empty] | Capped kW = | 9300 | 0 | 0 | 9300
[56 empty] | Project Area (1, 2, or 3) = | 1 | 2 | 3
[56 empty] | Proportion of Peak Hours Covered = | 100% | 100% | 100%
[55 empty] | Project COD = | 2018
[55 empty] | Effective kW = | 9300 |  |  |  | 0 | 0 | 8602646.3076 | 8602646.3076
[60 empty] | check | check | check
| I/S Year |  | Capital (2015$s) | 2016 | 2017 | 2018 | 2019 | 2020 | 2021 | 2022 | 2023 | 2024 | 2025 | 2026 | 2027 | 2028 | 2029 | 2030 | 2031 | 2032 | 2033 | 2034 | 2035 | 2036 | 2037 | 2038 | 2039 | 2040 | 2041 | 2042 | 2043 | 2044 | 2045 | 2046 | 2047 | 2048 | 2049 | 2050 | 2051 | 2052 | 2053 | 2054 | 2055 | 2056 | 2057 | 2058 | 2059 | 2060 | 2061 | 2062 | 2063 | 2064 |  | MW Required by 2022 | NPV Base $M | Differential NPV $M | Differential NPV $M (adjusted for COD of Selected Project) | Differntial NPV $/MW | NPV of Transmission Avoided Costs for Selected Project
Area I Projects: | [53 empty] | 15
Amagansett Conversion 33 kV | 2017 |  | 8 | 0 | 0.97582 | 0.97582 | 0.97582 | 0.97582 | 0.97582 | 0.97582 | 0.97582 | 0.97582 | 0.97582 | 0.97582 | 0.97582 | 0.97582 | 0.97582 | 0.97582 | 0.97582 | 0.97582 | 0.97582 | 0.97582 | 0.97582 | 0.97582 | 0.97582 | 0.97582 | 0.97582 | 0.97582 | 0.97582 | 0.97582 | 0.97582 | 0.97582 | 0.97582 | 0.97582 | 0.97582 | 0.97582 | 0.97582 | 0.97582 | 0.97582 | [13 empty] | 35 |  | 14.2354
East Hampton Conversion 33 kV | 2017 |  | 3.2 | 0 | 0.39033 | 0.39033 | 0.39033 | 0.39033 | 0.39033 | 0.39033 | 0.39033 | 0.39033 | 0.39033 | 0.39033 | 0.39033 | 0.39033 | 0.39033 | 0.39033 | 0.39033 | 0.39033 | 0.39033 | 0.39033 | 0.39033 | 0.39033 | 0.39033 | 0.39033 | 0.39033 | 0.39033 | 0.39033 | 0.39033 | 0.39033 | 0.39033 | 0.39033 | 0.39033 | 0.39033 | 0.39033 | 0.39033 | 0.39033 | 0.39033 | [13 empty] | 35 |  | 5.6942
Buell Conversion 33 kV | 2017 |  | 3.7 | 0 | 0.45131 | 0.45131 | 0.45131 | 0.45131 | 0.45131 | 0.45131 | 0.45131 | 0.45131 | 0.45131 | 0.45131 | 0.45131 | 0.45131 | 0.45131 | 0.45131 | 0.45131 | 0.45131 | 0.45131 | 0.45131 | 0.45131 | 0.45131 | 0.45131 | 0.45131 | 0.45131 | 0.45131 | 0.45131 | 0.45131 | 0.45131 | 0.45131 | 0.45131 | 0.45131 | 0.45131 | 0.45131 | 0.45131 | 0.45131 | 0.45131 | [13 empty] | 35 |  | 6.5839
Hither Hills Conversion to 33 kV | 2018 |  | 4.8 | 0 | 0 | 0.60305 | 0.60305 | 0.60305 | 0.60305 | 0.60305 | 0.60305 | 0.60305 | 0.60305 | 0.60305 | 0.60305 | 0.60305 | 0.60305 | 0.60305 | 0.60305 | 0.60305 | 0.60305 | 0.60305 | 0.60305 | 0.60305 | 0.60305 | 0.60305 | 0.60305 | 0.60305 | 0.60305 | 0.60305 | 0.60305 | 0.60305 | 0.60305 | 0.60305 | 0.60305 | 0.60305 | 0.60305 | 0.60305 | 0.60305 | 0.60305 | [12 empty] | 35 |  | 8.3388
Culloden Pt Conversion to 33 kV | 2019 |  | 2.8 | 0 | 0 | 0 | 0.36233 | 0.36233 | 0.36233 | 0.36233 | 0.36233 | 0.36233 | 0.36233 | 0.36233 | 0.36233 | 0.36233 | 0.36233 | 0.36233 | 0.36233 | 0.36233 | 0.36233 | 0.36233 | 0.36233 | 0.36233 | 0.36233 | 0.36233 | 0.36233 | 0.36233 | 0.36233 | 0.36233 | 0.36233 | 0.36233 | 0.36233 | 0.36233 | 0.36233 | 0.36233 | 0.36233 | 0.36233 | 0.36233 | 0.36233 | 0.36233 | [11 empty] | 35 |  | 4.7491
No Deferral |  |  | 22.5 |  | 1.8175 | 2.4205 | 2.7828 | 2.7828 | 2.7828 | 2.7828 | 2.7828 | 2.7828 | 2.7828 | 2.7828 | 2.7828 | 2.7828 | 2.7828 | 2.7828 | 2.7828 | 2.7828 | 2.7828 | 2.7828 | 2.7828 | 2.7828 | 2.7828 | 2.7828 | 2.7828 | 2.7828 | 2.7828 | 2.7828 | 2.7828 | 2.7828 | 2.7828 | 2.7828 | 2.7828 | 2.7828 | 2.7828 | 2.7828 | 2.7828 | 0.96539 | 0.36233 | 0 | 0 | 0 | [10 empty] | 39.6013
Amagansett Conversion 33 kV | 2030 |  | 8 | [14 empty] | 1.433 | 1.433 | 1.433 | 1.433 | 1.433 | 1.433 | 1.433 | 1.433 | 1.433 | 1.433 | 1.433 | 1.433 | 1.433 | 1.433 | 1.433 | 1.433 | 1.433 | 1.433 | 1.433 | 1.433 | 1.433 | 1.433 | 1.433 | 1.433 | 1.433 | 1.433 | 1.433 | 1.433 | 1.433 | 1.433 | 1.433 | 1.433 | 1.433 | 1.433 | 1.433 | 35 |  | 10.4225 | 3.8129 | 0 | 0 | 0
East Hampton Conversion 33 kV | 2030 |  | 3.2 | [14 empty] | 0.57321 | 0.57321 | 0.57321 | 0.57321 | 0.57321 | 0.57321 | 0.57321 | 0.57321 | 0.57321 | 0.57321 | 0.57321 | 0.57321 | 0.57321 | 0.57321 | 0.57321 | 0.57321 | 0.57321 | 0.57321 | 0.57321 | 0.57321 | 0.57321 | 0.57321 | 0.57321 | 0.57321 | 0.57321 | 0.57321 | 0.57321 | 0.57321 | 0.57321 | 0.57321 | 0.57321 | 0.57321 | 0.57321 | 0.57321 | 0.57321 | 35 |  | 4.169 | 1.5252 | 0 | 0 | 0
Buell Conversion 33 kV | 2030 |  | 3.7 | [14 empty] | 0.66277 | 0.66277 | 0.66277 | 0.66277 | 0.66277 | 0.66277 | 0.66277 | 0.66277 | 0.66277 | 0.66277 | 0.66277 | 0.66277 | 0.66277 | 0.66277 | 0.66277 | 0.66277 | 0.66277 | 0.66277 | 0.66277 | 0.66277 | 0.66277 | 0.66277 | 0.66277 | 0.66277 | 0.66277 | 0.66277 | 0.66277 | 0.66277 | 0.66277 | 0.66277 | 0.66277 | 0.66277 | 0.66277 | 0.66277 | 0.66277 | 35 |  | 4.8204 | 1.7635 | 0 | 0 | 0
Hither Hills Conversion to 33 kV | 2030 |  | 4.8 | [14 empty] | 0.85981 | 0.85981 | 0.85981 | 0.85981 | 0.85981 | 0.85981 | 0.85981 | 0.85981 | 0.85981 | 0.85981 | 0.85981 | 0.85981 | 0.85981 | 0.85981 | 0.85981 | 0.85981 | 0.85981 | 0.85981 | 0.85981 | 0.85981 | 0.85981 | 0.85981 | 0.85981 | 0.85981 | 0.85981 | 0.85981 | 0.85981 | 0.85981 | 0.85981 | 0.85981 | 0.85981 | 0.85981 | 0.85981 | 0.85981 | 0.85981 | 35 |  | 6.2535 | 2.0853 | 2.0853 | 139022.8879 | 1292912.8578
Culloden Pt Conversion to 33 kV | 2030 |  | 2.8 | [14 empty] | 0.50156 | 0.50156 | 0.50156 | 0.50156 | 0.50156 | 0.50156 | 0.50156 | 0.50156 | 0.50156 | 0.50156 | 0.50156 | 0.50156 | 0.50156 | 0.50156 | 0.50156 | 0.50156 | 0.50156 | 0.50156 | 0.50156 | 0.50156 | 0.50156 | 0.50156 | 0.50156 | 0.50156 | 0.50156 | 0.50156 | 0.50156 | 0.50156 | 0.50156 | 0.50156 | 0.50156 | 0.50156 | 0.50156 | 0.50156 | 0.50156 | 35 |  | 3.6479 | 1.1012 | 1.1012 | 73412.135 | 682732.8555
Deferral to Indicated Year |  |  | 22.5 | [6 empty] | 0 | 0 | 0 | 0 | 0 | 0 | 0 | 0 | 4.0304 | 4.0304 | 4.0304 | 4.0304 | 4.0304 | 4.0304 | 4.0304 | 4.0304 | 4.0304 | 4.0304 | 4.0304 | 4.0304 | 4.0304 | 4.0304 | 4.0304 | 4.0304 | 4.0304 | 4.0304 | 4.0304 | 4.0304 | 4.0304 | 4.0304 | 4.0304 | 4.0304 | 4.0304 | 4.0304 | 4.0304 | 4.0304 | 4.0304 | 4.0304 | 4.0304 | 4.0304 | 4.0304 | 4.0304 | 4.0304 | 35 |  | 29.3132 | 10.2881 | 3.1865 | 212435.0229 | 1975645.7133 | =Area I Portion
[59 empty] | 16460309.9459 | =Area I+II+III Portions
Annual Avoided Costs for Deferral to Indicated Year:
Amagansett Conversion 33 kV | 2030 |  |  | 0 | 0.97582 | 0.97582 | 0.97582 | 0.97582 | 0.97582 | 0.97582 | 0.97582 | 0.97582 | 0.97582 | 0.97582 | 0.97582 | 0.97582 | 0.97582 | -0.4572 | -0.4572 | -0.4572 | -0.4572 | -0.4572 | -0.4572 | -0.4572 | -0.4572 | -0.4572 | -0.4572 | -0.4572 | -0.4572 | -0.4572 | -0.4572 | -0.4572 | -0.4572 | -0.4572 | -0.4572 | -0.4572 | -0.4572 | -0.4572 | -0.4572 | -1.433 | -1.433 | -1.433 | -1.433 | -1.433 | -1.433 | -1.433 | -1.433 | -1.433 | -1.433 | -1.433 | -1.433 | -1.433 | 35 |  |  | 3.8129
East Hampton Conversion 33 kV | 2030 |  |  | 0 | 0.39033 | 0.39033 | 0.39033 | 0.39033 | 0.39033 | 0.39033 | 0.39033 | 0.39033 | 0.39033 | 0.39033 | 0.39033 | 0.39033 | 0.39033 | -0.18288 | -0.18288 | -0.18288 | -0.18288 | -0.18288 | -0.18288 | -0.18288 | -0.18288 | -0.18288 | -0.18288 | -0.18288 | -0.18288 | -0.18288 | -0.18288 | -0.18288 | -0.18288 | -0.18288 | -0.18288 | -0.18288 | -0.18288 | -0.18288 | -0.18288 | -0.57321 | -0.57321 | -0.57321 | -0.57321 | -0.57321 | -0.57321 | -0.57321 | -0.57321 | -0.57321 | -0.57321 | -0.57321 | -0.57321 | -0.57321 | 35 |  |  | 1.5252
Buell Conversion 33 kV | 2030 |  |  | 0 | 0.45131 | 0.45131 | 0.45131 | 0.45131 | 0.45131 | 0.45131 | 0.45131 | 0.45131 | 0.45131 | 0.45131 | 0.45131 | 0.45131 | 0.45131 | -0.21146 | -0.21146 | -0.21146 | -0.21146 | -0.21146 | -0.21146 | -0.21146 | -0.21146 | -0.21146 | -0.21146 | -0.21146 | -0.21146 | -0.21146 | -0.21146 | -0.21146 | -0.21146 | -0.21146 | -0.21146 | -0.21146 | -0.21146 | -0.21146 | -0.21146 | -0.66277 | -0.66277 | -0.66277 | -0.66277 | -0.66277 | -0.66277 | -0.66277 | -0.66277 | -0.66277 | -0.66277 | -0.66277 | -0.66277 | -0.66277 | 35 |  |  | 1.7635
Hither Hills Conversion to 33 kV | 2030 |  |  | 0 | 0 | 0.60305 | 0.60305 | 0.60305 | 0.60305 | 0.60305 | 0.60305 | 0.60305 | 0.60305 | 0.60305 | 0.60305 | 0.60305 | 0.60305 | -0.25676 | -0.25676 | -0.25676 | -0.25676 | -0.25676 | -0.25676 | -0.25676 | -0.25676 | -0.25676 | -0.25676 | -0.25676 | -0.25676 | -0.25676 | -0.25676 | -0.25676 | -0.25676 | -0.25676 | -0.25676 | -0.25676 | -0.25676 | -0.25676 | -0.25676 | -0.25676 | -0.85981 | -0.85981 | -0.85981 | -0.85981 | -0.85981 | -0.85981 | -0.85981 | -0.85981 | -0.85981 | -0.85981 | -0.85981 | -0.85981 | 35 |  |  | 2.0853
Culloden Pt Conversion to 33 kV | 2030 |  |  | 0 | 0 | 0 | 0.36233 | 0.36233 | 0.36233 | 0.36233 | 0.36233 | 0.36233 | 0.36233 | 0.36233 | 0.36233 | 0.36233 | 0.36233 | -0.13922 | -0.13922 | -0.13922 | -0.13922 | -0.13922 | -0.13922 | -0.13922 | -0.13922 | -0.13922 | -0.13922 | -0.13922 | -0.13922 | -0.13922 | -0.13922 | -0.13922 | -0.13922 | -0.13922 | -0.13922 | -0.13922 | -0.13922 | -0.13922 | -0.13922 | -0.13922 | -0.13922 | -0.50156 | -0.50156 | -0.50156 | -0.50156 | -0.50156 | -0.50156 | -0.50156 | -0.50156 | -0.50156 | -0.50156 | -0.50156 | 35 |  |  | 1.1012
Area II Projects: | [53 empty] | 33
Riverhead Canal 2nd Line and Bank | 2020 |  | 136.8 | 0 | 0 | 0 | 0 | 18.2337 | 18.2337 | 18.2337 | 18.2337 | 18.2337 | 18.2337 | 18.2337 | 18.2337 | 18.2337 | 18.2337 | 18.2337 | 18.2337 | 18.2337 | 18.2337 | 18.2337 | 18.2337 | 18.2337 | 18.2337 | 18.2337 | 18.2337 | 18.2337 | 18.2337 | 18.2337 | 18.2337 | 18.2337 | 18.2337 | 18.2337 | 18.2337 | 18.2337 | 18.2337 | 18.2337 | 18.2337 | 18.2337 | 18.2337 | 18.2337 | [10 empty] | 35 |  | 226.5269
No Deferral |  |  | 136.8 |  | 0 | 0 | 0 | 18.2337 | 18.2337 | 18.2337 | 18.2337 | 18.2337 | 18.2337 | 18.2337 | 18.2337 | 18.2337 | 18.2337 | 18.2337 | 18.2337 | 18.2337 | 18.2337 | 18.2337 | 18.2337 | 18.2337 | 18.2337 | 18.2337 | 18.2337 | 18.2337 | 18.2337 | 18.2337 | 18.2337 | 18.2337 | 18.2337 | 18.2337 | 18.2337 | 18.2337 | 18.2337 | 18.2337 | 18.2337 | 18.2337 | 18.2337 | 18.2337 | [10 empty] | 35 |  | 226.5269
Riverhead Canal 2nd Line and Bank | 2026 |  | 136.8 | [10 empty] | 21.772 | 21.772 | 21.772 | 21.772 | 21.772 | 21.772 | 21.772 | 21.772 | 21.772 | 21.772 | 21.772 | 21.772 | 21.772 | 21.772 | 21.772 | 21.772 | 21.772 | 21.772 | 21.772 | 21.772 | 21.772 | 21.772 | 21.772 | 21.772 | 21.772 | 21.772 | 21.772 | 21.772 | 21.772 | 21.772 | 21.772 | 21.772 | 21.772 | 21.772 | 21.772 |  |  |  |  | 35 |  | 196.1681 | 30.3588 | 30.3588 | 632475.0457 | 5882017.925
Deferral to Indicated Year |  |  | 136.8 | [6 empty] | 0 | 0 | 0 | 0 | 21.772 | 21.772 | 21.772 | 21.772 | 21.772 | 21.772 | 21.772 | 21.772 | 21.772 | 21.772 | 21.772 | 21.772 | 21.772 | 21.772 | 21.772 | 21.772 | 21.772 | 21.772 | 21.772 | 21.772 | 21.772 | 21.772 | 21.772 | 21.772 | 21.772 | 21.772 | 21.772 | 21.772 | 21.772 | 21.772 | 21.772 | 21.772 | 21.772 | 21.772 | 21.772 |  |  |  |  | 35 |  | 196.1681 | 30.3588 | 30.3588 | 632475.0457 | 5882017.925 | =Area II Portion
[59 empty] | 14484664.2327 | =Area II+III Portions
Annual Avoided Costs for Deferral to Indicated Year:
Riverhead Canal 2nd Line and Bank | 2026 |  |  | 0 | 0 | 0 | 0 | 18.2337 | 18.2337 | 18.2337 | 18.2337 | 18.2337 | 18.2337 | -3.5383 | -3.5383 | -3.5383 | -3.5383 | -3.5383 | -3.5383 | -3.5383 | -3.5383 | -3.5383 | -3.5383 | -3.5383 | -3.5383 | -3.5383 | -3.5383 | -3.5383 | -3.5383 | -3.5383 | -3.5383 | -3.5383 | -3.5383 | -3.5383 | -3.5383 | -3.5383 | -3.5383 | -3.5383 | -3.5383 | -3.5383 | -3.5383 | -3.5383 | -21.772 | -21.772 | -21.772 | -21.772 | -21.772 | -21.772 |  |  |  |  | 35 |  |  | 30.3588
0
Area III Projects: | [52 empty] | 0 | 15
New Canal - Southampton Cable | 2017 |  | 37.6 | 0 | 4.5863 | 4.5863 | 4.5863 | 4.5863 | 4.5863 | 4.5863 | 4.5863 | 4.5863 | 4.5863 | 4.5863 | 4.5863 | 4.5863 | 4.5863 | 4.5863 | 4.5863 | 4.5863 | 4.5863 | 4.5863 | 4.5863 | 4.5863 | 4.5863 | 4.5863 | 4.5863 | 4.5863 | 4.5863 | 4.5863 | 4.5863 | 4.5863 | 4.5863 | 4.5863 | 4.5863 | 4.5863 | 4.5863 | 4.5863 | 4.5863 | [13 empty] | 35 |  | 66.9063
Upgrade Wildwood - Riverhead to 138 kV | 2017 |  | 7.7 | 0 | 0.93922 | 0.93922 | 0.93922 | 0.93922 | 0.93922 | 0.93922 | 0.93922 | 0.93922 | 0.93922 | 0.93922 | 0.93922 | 0.93922 | 0.93922 | 0.93922 | 0.93922 | 0.93922 | 0.93922 | 0.93922 | 0.93922 | 0.93922 | 0.93922 | 0.93922 | 0.93922 | 0.93922 | 0.93922 | 0.93922 | 0.93922 | 0.93922 | 0.93922 | 0.93922 | 0.93922 | 0.93922 | 0.93922 | 0.93922 | 0.93922 | [13 empty] | 35 |  | 13.7016
Bridgehampton - Buell New 69 kV UG Cable | 2017 |  | 33.2 | 0 | 4.0496 | 4.0496 | 4.0496 | 4.0496 | 4.0496 | 4.0496 | 4.0496 | 4.0496 | 4.0496 | 4.0496 | 4.0496 | 4.0496 | 4.0496 | 4.0496 | 4.0496 | 4.0496 | 4.0496 | 4.0496 | 4.0496 | 4.0496 | 4.0496 | 4.0496 | 4.0496 | 4.0496 | 4.0496 | 4.0496 | 4.0496 | 4.0496 | 4.0496 | 4.0496 | 4.0496 | 4.0496 | 4.0496 | 4.0496 | 4.0496 | [13 empty] | 35 |  | 59.0769
Canal - Wainscott New 138 kV UG Cable | 2022 |  | 275.5 | 0 | 0 | 0 | 0 | 0 | 0 | 38.957 | 38.957 | 38.957 | 38.957 | 38.957 | 38.957 | 38.957 | 38.957 | 38.957 | 38.957 | 38.957 | 38.957 | 38.957 | 38.957 | 38.957 | 38.957 | 38.957 | 38.957 | 38.957 | 38.957 | 38.957 | 38.957 | 38.957 | 38.957 | 38.957 | 38.957 | 38.957 | 38.957 | 38.957 | 38.957 | 38.957 | 38.957 | 38.957 | 38.957 | 38.957 | [8 empty] | 35 |  | 434.8353
No Deferral |  |  | 354 |  | 9.5752 | 9.5752 | 9.5752 | 9.5752 | 9.5752 | 48.5322 | 48.5322 | 48.5322 | 48.5322 | 48.5322 | 48.5322 | 48.5322 | 48.5322 | 48.5322 | 48.5322 | 48.5322 | 48.5322 | 48.5322 | 48.5322 | 48.5322 | 48.5322 | 48.5322 | 48.5322 | 48.5322 | 48.5322 | 48.5322 | 48.5322 | 48.5322 | 48.5322 | 48.5322 | 48.5322 | 48.5322 | 48.5322 | 48.5322 | 48.5322 | 38.957 | 38.957 | 38.957 | 38.957 | 38.957 | [10 empty] | 574.52
New Canal - Southampton Cable | 2023 |  | 37.6 | [7 empty] | 5.4763 | 5.4763 | 5.4763 | 5.4763 | 5.4763 | 5.4763 | 5.4763 | 5.4763 | 5.4763 | 5.4763 | 5.4763 | 5.4763 | 5.4763 | 5.4763 | 5.4763 | 5.4763 | 5.4763 | 5.4763 | 5.4763 | 5.4763 | 5.4763 | 5.4763 | 5.4763 | 5.4763 | 5.4763 | 5.4763 | 5.4763 | 5.4763 | 5.4763 | 5.4763 | 5.4763 | 5.4763 | 5.4763 | 5.4763 | 5.4763 | [7 empty] | 35 |  | 57.9396 | 8.9667 | 0 | 0 | 0
Upgrade Wildwood - Riverhead to 138 kV | 2022 |  | 7.7 | [6 empty] | 1.0888 | 1.0888 | 1.0888 | 1.0888 | 1.0888 | 1.0888 | 1.0888 | 1.0888 | 1.0888 | 1.0888 | 1.0888 | 1.0888 | 1.0888 | 1.0888 | 1.0888 | 1.0888 | 1.0888 | 1.0888 | 1.0888 | 1.0888 | 1.0888 | 1.0888 | 1.0888 | 1.0888 | 1.0888 | 1.0888 | 1.0888 | 1.0888 | 1.0888 | 1.0888 | 1.0888 | 1.0888 | 1.0888 | 1.0888 | 1.0888 | [8 empty] | 35 |  | 12.1533 | 1.5483 | 0 | 0 | 0
Bridgehampton - Buell New 69 kV UG Cable | 2023 |  | 33.2 | [7 empty] | 4.8355 | 4.8355 | 4.8355 | 4.8355 | 4.8355 | 4.8355 | 4.8355 | 4.8355 | 4.8355 | 4.8355 | 4.8355 | 4.8355 | 4.8355 | 4.8355 | 4.8355 | 4.8355 | 4.8355 | 4.8355 | 4.8355 | 4.8355 | 4.8355 | 4.8355 | 4.8355 | 4.8355 | 4.8355 | 4.8355 | 4.8355 | 4.8355 | 4.8355 | 4.8355 | 4.8355 | 4.8355 | 4.8355 | 4.8355 | 4.8355 | [7 empty] | 35 |  | 51.1595 | 7.9174 | 0 | 0 | 0
Canal - Wainscott New 138 kV UG Cable | 2028 |  | 275.5 | [12 empty] | 46.5167 | 46.5167 | 46.5167 | 46.5167 | 46.5167 | 46.5167 | 46.5167 | 46.5167 | 46.5167 | 46.5167 | 46.5167 | 46.5167 | 46.5167 | 46.5167 | 46.5167 | 46.5167 | 46.5167 | 46.5167 | 46.5167 | 46.5167 | 46.5167 | 46.5167 | 46.5167 | 46.5167 | 46.5167 | 46.5167 | 46.5167 | 46.5167 | 46.5167 | 46.5167 | 46.5167 | 46.5167 | 46.5167 | 46.5167 | 46.5167 |  |  | 35 |  | 376.5593 | 58.276 | 58.276 | 925015.732 | 8602646.3076
Deferral to Indicated Year |  |  | 354 | [6 empty] | 1.0888 | 11.4006 | 11.4006 | 11.4006 | 11.4006 | 11.4006 | 57.9173 | 57.9173 | 57.9173 | 57.9173 | 57.9173 | 57.9173 | 57.9173 | 57.9173 | 57.9173 | 57.9173 | 57.9173 | 57.9173 | 57.9173 | 57.9173 | 57.9173 | 57.9173 | 57.9173 | 57.9173 | 57.9173 | 57.9173 | 57.9173 | 57.9173 | 57.9173 | 57.9173 | 57.9173 | 57.9173 | 57.9173 | 57.9173 | 57.9173 | 56.8285 | 46.5167 | 46.5167 | 46.5167 | 46.5167 | 46.5167 |  |  | 41 |  | 497.8117 | 76.7083 | 58.276 | 925015.732 | 8602646.3076 | =Area III Portion
[59 empty] | 8602646.3076 | =Area III Portion
Annual Avoided Costs for Deferral to Indicated Year:
New Canal - Southampton Cable | 2023 |  |  | 0 | 4.5863 | 4.5863 | 4.5863 | 4.5863 | 4.5863 | 4.5863 | -0.88999 | -0.88999 | -0.88999 | -0.88999 | -0.88999 | -0.88999 | -0.88999 | -0.88999 | -0.88999 | -0.88999 | -0.88999 | -0.88999 | -0.88999 | -0.88999 | -0.88999 | -0.88999 | -0.88999 | -0.88999 | -0.88999 | -0.88999 | -0.88999 | -0.88999 | -0.88999 | -0.88999 | -0.88999 | -0.88999 | -0.88999 | -0.88999 | -0.88999 | -5.4763 | -5.4763 | -5.4763 | -5.4763 | -5.4763 | -5.4763 | 0 | 0 | 0 | 0 | 0 |  |  | 35 |  |  | 8.9667
Upgrade Wildwood - Riverhead to 138 kV | 2022 |  |  | 0 | 0.93922 | 0.93922 | 0.93922 | 0.93922 | 0.93922 | -0.14959 | -0.14959 | -0.14959 | -0.14959 | -0.14959 | -0.14959 | -0.14959 | -0.14959 | -0.14959 | -0.14959 | -0.14959 | -0.14959 | -0.14959 | -0.14959 | -0.14959 | -0.14959 | -0.14959 | -0.14959 | -0.14959 | -0.14959 | -0.14959 | -0.14959 | -0.14959 | -0.14959 | -0.14959 | -0.14959 | -0.14959 | -0.14959 | -0.14959 | -0.14959 | -1.0888 | -1.0888 | -1.0888 | -1.0888 | -1.0888 | 0 | 0 | 0 | 0 | 0 | 0 |  |  | 35 |  |  | 1.5483
Bridgehampton - Buell New 69 kV UG Cable | 2023 |  |  | 0 | 4.0496 | 4.0496 | 4.0496 | 4.0496 | 4.0496 | 4.0496 | -0.78584 | -0.78584 | -0.78584 | -0.78584 | -0.78584 | -0.78584 | -0.78584 | -0.78584 | -0.78584 | -0.78584 | -0.78584 | -0.78584 | -0.78584 | -0.78584 | -0.78584 | -0.78584 | -0.78584 | -0.78584 | -0.78584 | -0.78584 | -0.78584 | -0.78584 | -0.78584 | -0.78584 | -0.78584 | -0.78584 | -0.78584 | -0.78584 | -0.78584 | -4.8355 | -4.8355 | -4.8355 | -4.8355 | -4.8355 | -4.8355 | 0 | 0 | 0 | 0 | 0 |  |  | 35 |  |  | 7.9174
Canal - Wainscott New 138 kV UG Cable | 2028 |  |  | 0 | 0 | 0 | 0 | 0 | 0 | 38.957 | 38.957 | 38.957 | 38.957 | 38.957 | 38.957 | -7.5597 | -7.5597 | -7.5597 | -7.5597 | -7.5597 | -7.5597 | -7.5597 | -7.5597 | -7.5597 | -7.5597 | -7.5597 | -7.5597 | -7.5597 | -7.5597 | -7.5597 | -7.5597 | -7.5597 | -7.5597 | -7.5597 | -7.5597 | -7.5597 | -7.5597 | -7.5597 | -7.5597 | -7.5597 | -7.5597 | -7.5597 | -7.5597 | -7.5597 | -46.5167 | -46.5167 | -46.5167 | -46.5167 | -46.5167 | -46.5167 | [5 empty] | 58.276
Total - All Areas (No Deferrals,$Millions) |  |  | 513.3 |  | 11.3926 | 11.9957 | 12.358 | 30.5918 | 30.5918 | 69.5487 | 69.5487 | 69.5487 | 69.5487 | 69.5487 | 69.5487 | 69.5487 | 69.5487 | 69.5487 | 69.5487 | 69.5487 | 69.5487 | 69.5487 | 69.5487 | 69.5487 | 69.5487 | 69.5487 | 69.5487 | 69.5487 | 69.5487 | 69.5487 | 69.5487 | 69.5487 | 69.5487 | 69.5487 | 69.5487 | 69.5487 | 69.5487 | 69.5487 | 69.5487 | 58.1561 | 57.553 | 57.1907 | 38.957 | 38.957 | 0 | 0 | 0 | 0 | 0 | 0 | 0 | 0 |  | 63 | 840.6482 | 117.3552 | = max. total avoided cost in portfolio
Annual Avoided Costs for Deferrals - Area 1 Proposal: (see note*) | Deferral Year |  |  | 2016 | 2017 | 2018 | 2019 | 2020 | 2021 | 2022 | 2023 | 2024 | 2025 | 2026 | 2027 | 2028 | 2029 | 2030 | 2031 | 2032 | 2033 | 2034 | 2035 | 2036 | 2037 | 2038 | 2039 | 2040 | 2041 | 2042 | 2043 | 2044 | 2045 | 2046 | 2047 | 2048 | 2049 | 2050 | 2051 | 2052 | 2053 | 2054 | 2055 | 2056 | 2057 | 2058 | 2059 | 2060 | 2061 | 2062 | 2063 | 2064 |  |  | Differential NPV $M |  | Differential NPV $M (adjusted for COD of Selected Project) | Differntial NPV $/MW | NPV of Transmission Avoided Costs for Selected Project
Area I Projects:
Amagansett Conversion 33 kV | 2030 |  |  | 0 | 0.97582 | 0.97582 | 0.97582 | 0.97582 | 0.97582 | 0.97582 | 0.97582 | 0.97582 | 0.97582 | 0.97582 | 0.97582 | 0.97582 | 0.97582 | -0.4572 | -0.4572 | -0.4572 | -0.4572 | -0.4572 | -0.4572 | -0.4572 | -0.4572 | -0.4572 | -0.4572 | -0.4572 | -0.4572 | -0.4572 | -0.4572 | -0.4572 | -0.4572 | -0.4572 | -0.4572 | -0.4572 | -0.4572 | -0.4572 | -0.4572 | -1.433 | -1.433 | -1.433 | -1.433 | -1.433 | -1.433 | -1.433 | -1.433 | -1.433 | -1.433 | -1.433 | -1.433 | -1.433 |  |  | 3.8129 |  | 0 | 0 | 0
East Hampton Conversion 33 kV | 2030 |  |  | 0 | 0.39033 | 0.39033 | 0.39033 | 0.39033 | 0.39033 | 0.39033 | 0.39033 | 0.39033 | 0.39033 | 0.39033 | 0.39033 | 0.39033 | 0.39033 | -0.18288 | -0.18288 | -0.18288 | -0.18288 | -0.18288 | -0.18288 | -0.18288 | -0.18288 | -0.18288 | -0.18288 | -0.18288 | -0.18288 | -0.18288 | -0.18288 | -0.18288 | -0.18288 | -0.18288 | -0.18288 | -0.18288 | -0.18288 | -0.18288 | -0.18288 | -0.57321 | -0.57321 | -0.57321 | -0.57321 | -0.57321 | -0.57321 | -0.57321 | -0.57321 | -0.57321 | -0.57321 | -0.57321 | -0.57321 | -0.57321 |  |  | 1.5252 |  | 0 | 0 | 0
Buell Conversion 33 kV | 2030 |  |  | 0 | 0.45131 | 0.45131 | 0.45131 | 0.45131 | 0.45131 | 0.45131 | 0.45131 | 0.45131 | 0.45131 | 0.45131 | 0.45131 | 0.45131 | 0.45131 | -0.21146 | -0.21146 | -0.21146 | -0.21146 | -0.21146 | -0.21146 | -0.21146 | -0.21146 | -0.21146 | -0.21146 | -0.21146 | -0.21146 | -0.21146 | -0.21146 | -0.21146 | -0.21146 | -0.21146 | -0.21146 | -0.21146 | -0.21146 | -0.21146 | -0.21146 | -0.66277 | -0.66277 | -0.66277 | -0.66277 | -0.66277 | -0.66277 | -0.66277 | -0.66277 | -0.66277 | -0.66277 | -0.66277 | -0.66277 | -0.66277 |  |  | 1.7635 |  | 0 | 0 | 0
Hither Hills Conversion to 33 kV | 2030 |  |  | 0 | 0 | 0.60305 | 0.60305 | 0.60305 | 0.60305 | 0.60305 | 0.60305 | 0.60305 | 0.60305 | 0.60305 | 0.60305 | 0.60305 | 0.60305 | -0.25676 | -0.25676 | -0.25676 | -0.25676 | -0.25676 | -0.25676 | -0.25676 | -0.25676 | -0.25676 | -0.25676 | -0.25676 | -0.25676 | -0.25676 | -0.25676 | -0.25676 | -0.25676 | -0.25676 | -0.25676 | -0.25676 | -0.25676 | -0.25676 | -0.25676 | -0.25676 | -0.85981 | -0.85981 | -0.85981 | -0.85981 | -0.85981 | -0.85981 | -0.85981 | -0.85981 | -0.85981 | -0.85981 | -0.85981 | -0.85981 |  |  | 2.0853 |  | 2.0853 | 139022.8879 | 0
Culloden Pt Conversion to 33 kV | 2030 |  |  | 0 | 0 | 0 | 0.36233 | 0.36233 | 0.36233 | 0.36233 | 0.36233 | 0.36233 | 0.36233 | 0.36233 | 0.36233 | 0.36233 | 0.36233 | -0.13922 | -0.13922 | -0.13922 | -0.13922 | -0.13922 | -0.13922 | -0.13922 | -0.13922 | -0.13922 | -0.13922 | -0.13922 | -0.13922 | -0.13922 | -0.13922 | -0.13922 | -0.13922 | -0.13922 | -0.13922 | -0.13922 | -0.13922 | -0.13922 | -0.13922 | -0.13922 | -0.13922 | -0.50156 | -0.50156 | -0.50156 | -0.50156 | -0.50156 | -0.50156 | -0.50156 | -0.50156 | -0.50156 | -0.50156 | -0.50156 |  |  | 1.1012 |  | 1.1012 | 73412.135 | 0
[59 empty] | 0 | =Area I Portion
Area II Projects: | [58 empty] | 0 | =Area I+II+III Portions
Riverhead Canal 2nd Line and Bank | 2026 |  |  | 0 | 0 | 0 | 0 | 18.2337 | 18.2337 | 18.2337 | 18.2337 | 18.2337 | 18.2337 | -3.5383 | -3.5383 | -3.5383 | -3.5383 | -3.5383 | -3.5383 | -3.5383 | -3.5383 | -3.5383 | -3.5383 | -3.5383 | -3.5383 | -3.5383 | -3.5383 | -3.5383 | -3.5383 | -3.5383 | -3.5383 | -3.5383 | -3.5383 | -3.5383 | -3.5383 | -3.5383 | -3.5383 | -3.5383 | -3.5383 | -3.5383 | -3.5383 | -3.5383 | -21.772 | -21.772 | -21.772 | -21.772 | -21.772 | -21.772 | 0 | 0 | 0 | 0 |  |  | 30.3588 |  | 30.3588 | 632475.0457 | 0
[59 empty] | 0 | =Area II Portion
Area III Projects: | [58 empty] | 0 | =Area II+III Portions
New Canal - Southampton Cable | 2023 |  |  | 0 | 4.5863 | 4.5863 | 4.5863 | 4.5863 | 4.5863 | 4.5863 | -0.88999 | -0.88999 | -0.88999 | -0.88999 | -0.88999 | -0.88999 | -0.88999 | -0.88999 | -0.88999 | -0.88999 | -0.88999 | -0.88999 | -0.88999 | -0.88999 | -0.88999 | -0.88999 | -0.88999 | -0.88999 | -0.88999 | -0.88999 | -0.88999 | -0.88999 | -0.88999 | -0.88999 | -0.88999 | -0.88999 | -0.88999 | -0.88999 | -0.88999 | -5.4763 | -5.4763 | -5.4763 | -5.4763 | -5.4763 | -5.4763 | 0 | 0 | 0 | 0 | 0 | 0 | 0 |  |  | 8.9667 |  | 0 | 0 | 0
Upgrade Wildwood - Riverhead to 138 kV | 2022 |  |  | 0 | 0.93922 | 0.93922 | 0.93922 | 0.93922 | 0.93922 | -0.14959 | -0.14959 | -0.14959 | -0.14959 | -0.14959 | -0.14959 | -0.14959 | -0.14959 | -0.14959 | -0.14959 | -0.14959 | -0.14959 | -0.14959 | -0.14959 | -0.14959 | -0.14959 | -0.14959 | -0.14959 | -0.14959 | -0.14959 | -0.14959 | -0.14959 | -0.14959 | -0.14959 | -0.14959 | -0.14959 | -0.14959 | -0.14959 | -0.14959 | -0.14959 | -1.0888 | -1.0888 | -1.0888 | -1.0888 | -1.0888 | 0 | 0 | 0 | 0 | 0 | 0 | 0 | 0 |  |  | 1.5483 |  | 0 | 0 | 0
Bridgehampton - Buell New 69 kV UG Cable | 2023 |  |  | 0 | 4.0496 | 4.0496 | 4.0496 | 4.0496 | 4.0496 | 4.0496 | -0.78584 | -0.78584 | -0.78584 | -0.78584 | -0.78584 | -0.78584 | -0.78584 | -0.78584 | -0.78584 | -0.78584 | -0.78584 | -0.78584 | -0.78584 | -0.78584 | -0.78584 | -0.78584 | -0.78584 | -0.78584 | -0.78584 | -0.78584 | -0.78584 | -0.78584 | -0.78584 | -0.78584 | -0.78584 | -0.78584 | -0.78584 | -0.78584 | -0.78584 | -4.8355 | -4.8355 | -4.8355 | -4.8355 | -4.8355 | -4.8355 | 0 | 0 | 0 | 0 | 0 | 0 | 0 |  |  | 7.9174 |  | 0 | 0 | 0
Canal - Wainscott New 138 kV UG Cable | 2028 |  |  | 0 | 0 | 0 | 0 | 0 | 0 | 38.957 | 38.957 | 38.957 | 38.957 | 38.957 | 38.957 | -7.5597 | -7.5597 | -7.5597 | -7.5597 | -7.5597 | -7.5597 | -7.5597 | -7.5597 | -7.5597 | -7.5597 | -7.5597 | -7.5597 | -7.5597 | -7.5597 | -7.5597 | -7.5597 | -7.5597 | -7.5597 | -7.5597 | -7.5597 | -7.5597 | -7.5597 | -7.5597 | -7.5597 | -7.5597 | -7.5597 | -7.5597 | -7.5597 | -7.5597 | -46.5167 | -46.5167 | -46.5167 | -46.5167 | -46.5167 | -46.5167 | 0 | 0 |  |  | 58.276 |  | 58.276 | 925015.732 | 0
[59 empty] | 0 | =Area III Portion
Total - Area 1 Proposal, $Millions (unadjusted) |  |  |  | 0 | 0 | 0.60305 | 0.96539 | 19.1991 | 19.1991 | 58.1561 | 58.1561 | 58.1561 | 58.1561 | 36.3841 | 36.3841 | -10.1326 | -10.1326 | -11.494 | -11.494 | -11.494 | -11.494 | -11.494 | -11.494 | -11.494 | -11.494 | -11.494 | -11.494 | -11.494 | -11.494 | -11.494 | -11.494 | -11.494 | -11.494 | -11.494 | -11.494 | -11.494 | -11.494 | -11.494 | -11.494 | -11.494 | -12.097 | -12.4594 | -30.6931 | -30.6931 | -69.6501 | -69.6501 | -69.6501 | -69.6501 | -47.878 | -47.878 | -1.3614 | -1.3614 |  |  | 91.8213 |  |  | 1769925.8006 | 0
$/MW-yr |  |  |  | 0 | 0 | 40203.5861 | 64359.2408 | 444228.478 | 444228.478 | 1062593.2896 | 1062593.2896 | 1062593.2896 | 1062593.2896 | 609009.5545 | 609009.5545 | -129350.3688 | -129350.3688 | -220108.1448 | -220108.1448 | -220108.1448 | -220108.1448 | -220108.1448 | -220108.1448 | -220108.1448 | -220108.1448 | -220108.1448 | -220108.1448 | -220108.1448 | -220108.1448 | -220108.1448 | -220108.1448 | -220108.1448 | -220108.1448 | -220108.1448 | -220108.1448 | -220108.1448 | -220108.1448 | -220108.1448 | -220108.1448 | -220108.1448 | -260311.731 | -284467.3856 | -664336.6229 | -664336.6229 | -1282701.4345 | -1282701.4345 | -1282701.4345 | -1282701.4345 | -829117.6994 | -829117.6994 | -90757.776 | -90757.776
$Millions (adjusted) |  |  |  | 0 | 0 | 0 | 0 | 0 | 0 | 0 | 0 | 0 | 0 | 0 | 0 | 0 | 0 | 0 | 0 | 0 | 0 | 0 | 0 | 0 | 0 | 0 | 0 | 0 | 0 | 0 | 0 | 0 | 0 | 0 | 0 | 0 | 0 | 0 | 0 | 0 | 0 | 0 | 0 | 0 | 0 | 0 | 0 | 0 | 0 | 0 | 0 | 0 |  |  | 0
Annual Avoided Costs for Deferrals - Area 2 Proposal: (see note*) | Deferral Year |  |  | 2016 | 2017 | 2018 | 2019 | 2020 | 2021 | 2022 | 2023 | 2024 | 2025 | 2026 | 2027 | 2028 | 2029 | 2030 | 2031 | 2032 | 2033 | 2034 | 2035 | 2036 | 2037 | 2038 | 2039 | 2040 | 2041 | 2042 | 2043 | 2044 | 2045 | 2046 | 2047 | 2048 | 2049 | 2050 | 2051 | 2052 | 2053 | 2054 | 2055 | 2056 | 2057 | 2058 | 2059 | 2060 | 2061 | 2062 | 2063 | 2064 |  |  | Differential NPV $M |  | Differential NPV $M (adjusted for COD of Selected Project) | Differntial NPV $/MW | NPV of Transmission Avoided Costs for Selected Project
Area I Projects:
Amagansett Conversion 33 kV | 2030 |  |  | 0 | 0 | 0 | 0 | 0 | 0 | 0 | 0 | 0 | 0 | 0 | 0 | 0 | 0 | 0 | 0 | 0 | 0 | 0 | 0 | 0 | 0 | 0 | 0 | 0 | 0 | 0 | 0 | 0 | 0 | 0 | 0 | 0 | 0 | 0 | 0 | 0 | 0 | 0 | 0 | 0 | 0 | 0 | 0 | 0 | 0 | 0 | 0 | 0 |  |  | 0 |  | 0 | 0 | 0
East Hampton Conversion 33 kV | 2030 |  |  | 0 | 0 | 0 | 0 | 0 | 0 | 0 | 0 | 0 | 0 | 0 | 0 | 0 | 0 | 0 | 0 | 0 | 0 | 0 | 0 | 0 | 0 | 0 | 0 | 0 | 0 | 0 | 0 | 0 | 0 | 0 | 0 | 0 | 0 | 0 | 0 | 0 | 0 | 0 | 0 | 0 | 0 | 0 | 0 | 0 | 0 | 0 | 0 | 0 |  |  | 0 |  | 0 | 0 | 0
Buell Conversion 33 kV | 2030 |  |  | 0 | 0 | 0 | 0 | 0 | 0 | 0 | 0 | 0 | 0 | 0 | 0 | 0 | 0 | 0 | 0 | 0 | 0 | 0 | 0 | 0 | 0 | 0 | 0 | 0 | 0 | 0 | 0 | 0 | 0 | 0 | 0 | 0 | 0 | 0 | 0 | 0 | 0 | 0 | 0 | 0 | 0 | 0 | 0 | 0 | 0 | 0 | 0 | 0 |  |  | 0 |  | 0 | 0 | 0
Hither Hills Conversion to 33 kV | 2030 |  |  | 0 | 0 | 0 | 0 | 0 | 0 | 0 | 0 | 0 | 0 | 0 | 0 | 0 | 0 | 0 | 0 | 0 | 0 | 0 | 0 | 0 | 0 | 0 | 0 | 0 | 0 | 0 | 0 | 0 | 0 | 0 | 0 | 0 | 0 | 0 | 0 | 0 | 0 | 0 | 0 | 0 | 0 | 0 | 0 | 0 | 0 | 0 | 0 | 0 |  |  | 0 |  | 0 | 0 | 0
Culloden Pt Conversion to 33 kV | 2030 |  |  | 0 | 0 | 0 | 0 | 0 | 0 | 0 | 0 | 0 | 0 | 0 | 0 | 0 | 0 | 0 | 0 | 0 | 0 | 0 | 0 | 0 | 0 | 0 | 0 | 0 | 0 | 0 | 0 | 0 | 0 | 0 | 0 | 0 | 0 | 0 | 0 | 0 | 0 | 0 | 0 | 0 | 0 | 0 | 0 | 0 | 0 | 0 | 0 | 0 |  |  | 0 |  | 0 | 0 | 0
[59 empty] | 0 | =Area I Portion
Area II Projects: | [58 empty] | 0 | =Area I+II+III Portions
Riverhead Canal 2nd Line and Bank | 2026 |  |  | 0 | 0 | 0 | 0 | 18.2337 | 18.2337 | 18.2337 | 18.2337 | 18.2337 | 18.2337 | -3.5383 | -3.5383 | -3.5383 | -3.5383 | -3.5383 | -3.5383 | -3.5383 | -3.5383 | -3.5383 | -3.5383 | -3.5383 | -3.5383 | -3.5383 | -3.5383 | -3.5383 | -3.5383 | -3.5383 | -3.5383 | -3.5383 | -3.5383 | -3.5383 | -3.5383 | -3.5383 | -3.5383 | -3.5383 | -3.5383 | -3.5383 | -3.5383 | -3.5383 | -21.772 | -21.772 | -21.772 | -21.772 | -21.772 | -21.772 | 0 | 0 | 0 | 0 |  |  | 30.3588 |  | 30.3588 | 632475.0457 | 0
[59 empty] | 0 | =Area II Portion
Area III Projects: | [58 empty] | 0 | =Area II+III Portions
New Canal - Southampton Cable | 2023 |  |  | 0 | 4.5863 | 4.5863 | 4.5863 | 4.5863 | 4.5863 | 4.5863 | -0.88999 | -0.88999 | -0.88999 | -0.88999 | -0.88999 | -0.88999 | -0.88999 | -0.88999 | -0.88999 | -0.88999 | -0.88999 | -0.88999 | -0.88999 | -0.88999 | -0.88999 | -0.88999 | -0.88999 | -0.88999 | -0.88999 | -0.88999 | -0.88999 | -0.88999 | -0.88999 | -0.88999 | -0.88999 | -0.88999 | -0.88999 | -0.88999 | -0.88999 | -5.4763 | -5.4763 | -5.4763 | -5.4763 | -5.4763 | -5.4763 | 0 | 0 | 0 | 0 | 0 | 0 | 0 |  |  | 8.9667 |  | 0 | 0 | 0
Upgrade Wildwood - Riverhead to 138 kV | 2022 |  |  | 0 | 0.93922 | 0.93922 | 0.93922 | 0.93922 | 0.93922 | -0.14959 | -0.14959 | -0.14959 | -0.14959 | -0.14959 | -0.14959 | -0.14959 | -0.14959 | -0.14959 | -0.14959 | -0.14959 | -0.14959 | -0.14959 | -0.14959 | -0.14959 | -0.14959 | -0.14959 | -0.14959 | -0.14959 | -0.14959 | -0.14959 | -0.14959 | -0.14959 | -0.14959 | -0.14959 | -0.14959 | -0.14959 | -0.14959 | -0.14959 | -0.14959 | -1.0888 | -1.0888 | -1.0888 | -1.0888 | -1.0888 | 0 | 0 | 0 | 0 | 0 | 0 | 0 | 0 |  |  | 1.5483 |  | 0 | 0 | 0
Bridgehampton - Buell New 69 kV UG Cable | 2023 |  |  | 0 | 4.0496 | 4.0496 | 4.0496 | 4.0496 | 4.0496 | 4.0496 | -0.78584 | -0.78584 | -0.78584 | -0.78584 | -0.78584 | -0.78584 | -0.78584 | -0.78584 | -0.78584 | -0.78584 | -0.78584 | -0.78584 | -0.78584 | -0.78584 | -0.78584 | -0.78584 | -0.78584 | -0.78584 | -0.78584 | -0.78584 | -0.78584 | -0.78584 | -0.78584 | -0.78584 | -0.78584 | -0.78584 | -0.78584 | -0.78584 | -0.78584 | -4.8355 | -4.8355 | -4.8355 | -4.8355 | -4.8355 | -4.8355 | 0 | 0 | 0 | 0 | 0 | 0 | 0 |  |  | 7.9174 |  | 0 | 0 | 0
Canal - Wainscott New 138 kV UG Cable | 2028 |  |  | 0 | 0 | 0 | 0 | 0 | 0 | 38.957 | 38.957 | 38.957 | 38.957 | 38.957 | 38.957 | -7.5597 | -7.5597 | -7.5597 | -7.5597 | -7.5597 | -7.5597 | -7.5597 | -7.5597 | -7.5597 | -7.5597 | -7.5597 | -7.5597 | -7.5597 | -7.5597 | -7.5597 | -7.5597 | -7.5597 | -7.5597 | -7.5597 | -7.5597 | -7.5597 | -7.5597 | -7.5597 | -7.5597 | -7.5597 | -7.5597 | -7.5597 | -7.5597 | -7.5597 | -46.5167 | -46.5167 | -46.5167 | -46.5167 | -46.5167 | -46.5167 | 0 | 0 |  |  | 58.276 |  | 58.276 | 925015.732 | 0
[59 empty] | 0 | =Area III Portion
Total - Area 2 Proposal, $Millions (unadjusted) |  |  |  | 0 | 0 | 0 | 0 | 18.2337 | 18.2337 | 57.1907 | 57.1907 | 57.1907 | 57.1907 | 35.4187 | 35.4187 | -11.098 | -11.098 | -11.098 | -11.098 | -11.098 | -11.098 | -11.098 | -11.098 | -11.098 | -11.098 | -11.098 | -11.098 | -11.098 | -11.098 | -11.098 | -11.098 | -11.098 | -11.098 | -11.098 | -11.098 | -11.098 | -11.098 | -11.098 | -11.098 | -11.098 | -11.098 | -11.098 | -29.3317 | -29.3317 | -68.2887 | -68.2887 | -68.2887 | -68.2887 | -46.5167 | -46.5167 | 0 | 0 |  |  | 88.6348 |  |  | 1557490.7777 | 0
$/MW-yr |  |  |  | 0 | 0 | 0 | 0 | 379869.2372 | 379869.2372 | 998234.0488 | 998234.0488 | 998234.0488 | 998234.0488 | 544650.3137 | 544650.3137 | -193709.6096 | -193709.6096 | -193709.6096 | -193709.6096 | -193709.6096 | -193709.6096 | -193709.6096 | -193709.6096 | -193709.6096 | -193709.6096 | -193709.6096 | -193709.6096 | -193709.6096 | -193709.6096 | -193709.6096 | -193709.6096 | -193709.6096 | -193709.6096 | -193709.6096 | -193709.6096 | -193709.6096 | -193709.6096 | -193709.6096 | -193709.6096 | -193709.6096 | -193709.6096 | -193709.6096 | -573578.8469 | -573578.8469 | -1191943.6585 | -1191943.6585 | -1191943.6585 | -1191943.6585 | -738359.9234 | -738359.9234 | 0 | 0
$Millions (adjusted) |  |  |  | 0 | 0 | 0 | 0 | 0 | 0 | 0 | 0 | 0 | 0 | 0 | 0 | 0 | 0 | 0 | 0 | 0 | 0 | 0 | 0 | 0 | 0 | 0 | 0 | 0 | 0 | 0 | 0 | 0 | 0 | 0 | 0 | 0 | 0 | 0 | 0 | 0 | 0 | 0 | 0 | 0 | 0 | 0 | 0 | 0 | 0 | 0 | 0 | 0 |  |  | 0
Annual Avoided Costs for Deferrals - Area 3 Proposal: (see note*) | Deferral Year |  |  | 2016 | 2017 | 2018 | 2019 | 2020 | 2021 | 2022 | 2023 | 2024 | 2025 | 2026 | 2027 | 2028 | 2029 | 2030 | 2031 | 2032 | 2033 | 2034 | 2035 | 2036 | 2037 | 2038 | 2039 | 2040 | 2041 | 2042 | 2043 | 2044 | 2045 | 2046 | 2047 | 2048 | 2049 | 2050 | 2051 | 2052 | 2053 | 2054 | 2055 | 2056 | 2057 | 2058 | 2059 | 2060 | 2061 | 2062 | 2063 | 2064 |  |  | Differential NPV $M |  | Differential NPV $M (adjusted for COD of Selected Project) | Differntial NPV $/MW | NPV of Transmission Avoided Costs for Selected Project
Area I Projects:
Amagansett Conversion 33 kV | 2030 |  |  | 0 | 0 | 0 | 0 | 0 | 0 | 0 | 0 | 0 | 0 | 0 | 0 | 0 | 0 | 0 | 0 | 0 | 0 | 0 | 0 | 0 | 0 | 0 | 0 | 0 | 0 | 0 | 0 | 0 | 0 | 0 | 0 | 0 | 0 | 0 | 0 | 0 | 0 | 0 | 0 | 0 | 0 | 0 | 0 | 0 | 0 | 0 | 0 | 0 |  |  | 0 |  | 0 | 0 | 0
East Hampton Conversion 33 kV | 2030 |  |  | 0 | 0 | 0 | 0 | 0 | 0 | 0 | 0 | 0 | 0 | 0 | 0 | 0 | 0 | 0 | 0 | 0 | 0 | 0 | 0 | 0 | 0 | 0 | 0 | 0 | 0 | 0 | 0 | 0 | 0 | 0 | 0 | 0 | 0 | 0 | 0 | 0 | 0 | 0 | 0 | 0 | 0 | 0 | 0 | 0 | 0 | 0 | 0 | 0 |  |  | 0 |  | 0 | 0 | 0
Buell Conversion 33 kV | 2030 |  |  | 0 | 0 | 0 | 0 | 0 | 0 | 0 | 0 | 0 | 0 | 0 | 0 | 0 | 0 | 0 | 0 | 0 | 0 | 0 | 0 | 0 | 0 | 0 | 0 | 0 | 0 | 0 | 0 | 0 | 0 | 0 | 0 | 0 | 0 | 0 | 0 | 0 | 0 | 0 | 0 | 0 | 0 | 0 | 0 | 0 | 0 | 0 | 0 | 0 |  |  | 0 |  | 0 | 0 | 0
Hither Hills Conversion to 33 kV | 2030 |  |  | 0 | 0 | 0 | 0 | 0 | 0 | 0 | 0 | 0 | 0 | 0 | 0 | 0 | 0 | 0 | 0 | 0 | 0 | 0 | 0 | 0 | 0 | 0 | 0 | 0 | 0 | 0 | 0 | 0 | 0 | 0 | 0 | 0 | 0 | 0 | 0 | 0 | 0 | 0 | 0 | 0 | 0 | 0 | 0 | 0 | 0 | 0 | 0 | 0 |  |  | 0 |  | 0 | 0 | 0
Culloden Pt Conversion to 33 kV | 2030 |  |  | 0 | 0 | 0 | 0 | 0 | 0 | 0 | 0 | 0 | 0 | 0 | 0 | 0 | 0 | 0 | 0 | 0 | 0 | 0 | 0 | 0 | 0 | 0 | 0 | 0 | 0 | 0 | 0 | 0 | 0 | 0 | 0 | 0 | 0 | 0 | 0 | 0 | 0 | 0 | 0 | 0 | 0 | 0 | 0 | 0 | 0 | 0 | 0 | 0 |  |  | 0 |  | 0 | 0 | 0
[59 empty] | 0 | =Area I Portion
Area II Projects: | [58 empty] | 8602646.3076 | =Area I+II+III Portions
Riverhead Canal 2nd Line and Bank | 2026 |  |  | 0 | 0 | 0 | 0 | 0 | 0 | 0 | 0 | 0 | 0 | 0 | 0 | 0 | 0 | 0 | 0 | 0 | 0 | 0 | 0 | 0 | 0 | 0 | 0 | 0 | 0 | 0 | 0 | 0 | 0 | 0 | 0 | 0 | 0 | 0 | 0 | 0 | 0 | 0 | 0 | 0 | 0 | 0 | 0 | 0 | 0 | 0 | 0 | 0 |  |  | 0 |  | 0 | 0 | 0
[59 empty] | 0 | =Area II Portion
Area III Projects: | [58 empty] | 8602646.3076 | =Area II+III Portions
New Canal - Southampton Cable | 2023 |  |  | 0 | 4.5863 | 4.5863 | 4.5863 | 4.5863 | 4.5863 | 4.5863 | -0.88999 | -0.88999 | -0.88999 | -0.88999 | -0.88999 | -0.88999 | -0.88999 | -0.88999 | -0.88999 | -0.88999 | -0.88999 | -0.88999 | -0.88999 | -0.88999 | -0.88999 | -0.88999 | -0.88999 | -0.88999 | -0.88999 | -0.88999 | -0.88999 | -0.88999 | -0.88999 | -0.88999 | -0.88999 | -0.88999 | -0.88999 | -0.88999 | -0.88999 | -5.4763 | -5.4763 | -5.4763 | -5.4763 | -5.4763 | -5.4763 | 0 | 0 | 0 | 0 | 0 | 0 | 0 |  |  | 8.9667 |  | 0 | 0 | 0
Upgrade Wildwood - Riverhead to 138 kV | 2022 |  |  | 0 | 0.93922 | 0.93922 | 0.93922 | 0.93922 | 0.93922 | -0.14959 | -0.14959 | -0.14959 | -0.14959 | -0.14959 | -0.14959 | -0.14959 | -0.14959 | -0.14959 | -0.14959 | -0.14959 | -0.14959 | -0.14959 | -0.14959 | -0.14959 | -0.14959 | -0.14959 | -0.14959 | -0.14959 | -0.14959 | -0.14959 | -0.14959 | -0.14959 | -0.14959 | -0.14959 | -0.14959 | -0.14959 | -0.14959 | -0.14959 | -0.14959 | -1.0888 | -1.0888 | -1.0888 | -1.0888 | -1.0888 | 0 | 0 | 0 | 0 | 0 | 0 | 0 | 0 |  |  | 1.5483 |  | 0 | 0 | 0
Bridgehampton - Buell New 69 kV UG Cable | 2023 |  |  | 0 | 4.0496 | 4.0496 | 4.0496 | 4.0496 | 4.0496 | 4.0496 | -0.78584 | -0.78584 | -0.78584 | -0.78584 | -0.78584 | -0.78584 | -0.78584 | -0.78584 | -0.78584 | -0.78584 | -0.78584 | -0.78584 | -0.78584 | -0.78584 | -0.78584 | -0.78584 | -0.78584 | -0.78584 | -0.78584 | -0.78584 | -0.78584 | -0.78584 | -0.78584 | -0.78584 | -0.78584 | -0.78584 | -0.78584 | -0.78584 | -0.78584 | -4.8355 | -4.8355 | -4.8355 | -4.8355 | -4.8355 | -4.8355 | 0 | 0 | 0 | 0 | 0 | 0 | 0 |  |  | 7.9174 |  | 0 | 0 | 0
Canal - Wainscott New 138 kV UG Cable | 2028 |  |  | 0 | 0 | 0 | 0 | 0 | 0 | 38.957 | 38.957 | 38.957 | 38.957 | 38.957 | 38.957 | -7.5597 | -7.5597 | -7.5597 | -7.5597 | -7.5597 | -7.5597 | -7.5597 | -7.5597 | -7.5597 | -7.5597 | -7.5597 | -7.5597 | -7.5597 | -7.5597 | -7.5597 | -7.5597 | -7.5597 | -7.5597 | -7.5597 | -7.5597 | -7.5597 | -7.5597 | -7.5597 | -7.5597 | -7.5597 | -7.5597 | -7.5597 | -7.5597 | -7.5597 | -46.5167 | -46.5167 | -46.5167 | -46.5167 | -46.5167 | -46.5167 | 0 | 0 |  |  | 58.276 |  | 58.276 | 925015.732 | 8602646.3076
[59 empty] | 8602646.3076 | =Area III Portion
Total - Area 3 Proposal, $Millions (unadjusted) |  |  |  | 0 | 9.5752 | 9.5752 | 9.5752 | 9.5752 | 9.5752 | 47.4434 | 37.1316 | 37.1316 | 37.1316 | 37.1316 | 37.1316 | -9.3851 | -9.3851 | -9.3851 | -9.3851 | -9.3851 | -9.3851 | -9.3851 | -9.3851 | -9.3851 | -9.3851 | -9.3851 | -9.3851 | -9.3851 | -9.3851 | -9.3851 | -9.3851 | -9.3851 | -9.3851 | -9.3851 | -9.3851 | -9.3851 | -9.3851 | -9.3851 | -9.3851 | -18.9603 | -18.9603 | -18.9603 | -18.9603 | -18.9603 | -56.8285 | -46.5167 | -46.5167 | -46.5167 | -46.5167 | -46.5167 | 0 | 0 |  |  | 76.7083 |  |  | 925015.732 | 8602646.3076
$/MW-yr |  |  |  | 0 | 0 | 0 | 0 | 0 | 0 | 618364.8116 | 618364.8116 | 618364.8116 | 618364.8116 | 618364.8116 | 618364.8116 | -119995.1118 | -119995.1118 | -119995.1118 | -119995.1118 | -119995.1118 | -119995.1118 | -119995.1118 | -119995.1118 | -119995.1118 | -119995.1118 | -119995.1118 | -119995.1118 | -119995.1118 | -119995.1118 | -119995.1118 | -119995.1118 | -119995.1118 | -119995.1118 | -119995.1118 | -119995.1118 | -119995.1118 | -119995.1118 | -119995.1118 | -119995.1118 | -119995.1118 | -119995.1118 | -119995.1118 | -119995.1118 | -119995.1118 | -738359.9234 | -738359.9234 | -738359.9234 | -738359.9234 | -738359.9234 | -738359.9234 | 0 | 0
$Millions (adjusted) |  |  |  | 0 | 0 | 0 | 0 | 0 | 0 | 5.7508 | 5.7508 | 5.7508 | 5.7508 | 5.7508 | 5.7508 | -1.116 | -1.116 | -1.116 | -1.116 | -1.116 | -1.116 | -1.116 | -1.116 | -1.116 | -1.116 | -1.116 | -1.116 | -1.116 | -1.116 | -1.116 | -1.116 | -1.116 | -1.116 | -1.116 | -1.116 | -1.116 | -1.116 | -1.116 | -1.116 | -1.116 | -1.116 | -1.116 | -1.116 | -1.116 | -6.8667 | -6.8667 | -6.8667 | -6.8667 | -6.8667 | -6.8667 | 0 | 0 |  |  | 8602.6463
Discount Factor (Relative to 1/1/2016) = |  |  |  | 0.94787 | 0.89845 | 0.85161 | 0.80722 | 0.76513 | 0.72525 | 0.68744 | 0.6516 | 0.61763 | 0.58543 | 0.55491 | 0.52598 | 0.49856 | 0.47257 | 0.44793 | 0.42458 | 0.40245 | 0.38147 | 0.36158 | 0.34273 | 0.32486 | 0.30793 | 0.29187 | 0.27666 | 0.26223 | 0.24856 | 0.2356 | 0.22332 | 0.21168 | 0.20064 | 0.19018 | 0.18027 | 0.17087 | 0.16196 | 0.15352 | 0.14552 | 0.13793 | 0.13074 | 0.12392 | 0.11746 | 0.11134 | 0.10554 | 0.10003 | 0.094818 | 0.089875 | 0.08519 | 0.080748 | 0.076539 | 0.072549
* Note: A positive (+) avoided cost in a given year represents a cost savings relative to not having a transmission project deferral.
Note on BH17: Todd Kantarek: Interconnection at Southampton Substation. No loss factor due to transmission side interconnection.

## PhII (FCE100-7.3MW)
Version |  | Based on PSEGLI file: "East End Utility 2_0_Economics_2014_10_13_r28_Sargent_Lundy.xlsx"
Annual Revenue Requirements (Millions of $s)
1) Reference (Transmission only) Case
Project | I/S Year | Investor | Capital (2015$s) | 2016 | 2017 | 2018 | 2019 | 2020 | 2021 | 2022 | 2023 | 2024 | 2025 | 2026 | 2027 | 2028 | 2029 | 2030 | 2031 | 2032 | 2033 | 2034 | 2035 | 2036 | 2037 | 2038 | 2039 | 2040 | 2041 | 2042 | 2043 | 2044 | 2045 | 2046 | 2047 | 2048 | 2049 | 2050 | 2051 | 2052 | 2053 | 2054 | 2055 | 2056 | 2057 | 2058 | 2059 | 2060 | 2061 | 2062 | 2063 | 2064 |  | NPV |  | Proposal Number = | FCE100
Transmission Reinforcement I | 2017 | PSEGLI | 93.4 | 0 | 11.3926 | 11.3926 | 11.3926 | 11.3926 | 11.3926 | 11.3926 | 11.3926 | 11.3926 | 11.3926 | 11.3926 | 11.3926 | 11.3926 | 11.3926 | 11.3926 | 11.3926 | 11.3926 | 11.3926 | 11.3926 | 11.3926 | 11.3926 | 11.3926 | 11.3926 | 11.3926 | 11.3926 | 11.3926 | 11.3926 | 11.3926 | 11.3926 | 11.3926 | 11.3926 | 11.3926 | 11.3926 | 11.3926 | 11.3926 | 11.3926 | [13 empty] | 35 | 166.1982 |  | Proposer Name = | FuelCell Energy, Inc.
Transmission Reinforcement II | 2018 | PSEGLI | 4.8 | 0 | 0 | 0.60305 | 0.60305 | 0.60305 | 0.60305 | 0.60305 | 0.60305 | 0.60305 | 0.60305 | 0.60305 | 0.60305 | 0.60305 | 0.60305 | 0.60305 | 0.60305 | 0.60305 | 0.60305 | 0.60305 | 0.60305 | 0.60305 | 0.60305 | 0.60305 | 0.60305 | 0.60305 | 0.60305 | 0.60305 | 0.60305 | 0.60305 | 0.60305 | 0.60305 | 0.60305 | 0.60305 | 0.60305 | 0.60305 | 0.60305 | 0.60305 | [12 empty] | 35 | 8.3388 |  | Proposal/Project = | Southampton Fuel Cell
Transmission Reinforcement III | 2019 | PSEGLI | 2.8 | 0 | 0 | 0 | 0.36233 | 0.36233 | 0.36233 | 0.36233 | 0.36233 | 0.36233 | 0.36233 | 0.36233 | 0.36233 | 0.36233 | 0.36233 | 0.36233 | 0.36233 | 0.36233 | 0.36233 | 0.36233 | 0.36233 | 0.36233 | 0.36233 | 0.36233 | 0.36233 | 0.36233 | 0.36233 | 0.36233 | 0.36233 | 0.36233 | 0.36233 | 0.36233 | 0.36233 | 0.36233 | 0.36233 | 0.36233 | 0.36233 | 0.36233 | 0.36233 | [11 empty] | 35 | 4.7491 |  | Option Number = | 2
Transmission Reinforcement IV | 2020 | PSEGLI | 136.8 | 0 | 0 | 0 | 0 | 18.2337 | 18.2337 | 18.2337 | 18.2337 | 18.2337 | 18.2337 | 18.2337 | 18.2337 | 18.2337 | 18.2337 | 18.2337 | 18.2337 | 18.2337 | 18.2337 | 18.2337 | 18.2337 | 18.2337 | 18.2337 | 18.2337 | 18.2337 | 18.2337 | 18.2337 | 18.2337 | 18.2337 | 18.2337 | 18.2337 | 18.2337 | 18.2337 | 18.2337 | 18.2337 | 18.2337 | 18.2337 | 18.2337 | 18.2337 | 18.2337 | [10 empty] | 35 | 226.5269 |  | Location = | 3
Transmission Reinforcement V | 2022 | PSEGLI | 275.5 | 0 | 0 | 0 | 0 | 0 | 0 | 38.957 | 38.957 | 38.957 | 38.957 | 38.957 | 38.957 | 38.957 | 38.957 | 38.957 | 38.957 | 38.957 | 38.957 | 38.957 | 38.957 | 38.957 | 38.957 | 38.957 | 38.957 | 38.957 | 38.957 | 38.957 | 38.957 | 38.957 | 38.957 | 38.957 | 38.957 | 38.957 | 38.957 | 38.957 | 38.957 | 38.957 | 38.957 | 38.957 | 38.957 | 38.957 | [8 empty] | 35 | 434.8353 |  | Technology = | Fuel Cell
[56 empty] | Interconnection Points = | Southampton - 69kV
Total |  |  | 513.3 | 0 | 11.3926 | 11.9957 | 12.358 | 30.5918 | 30.5918 | 69.5487 | 69.5487 | 69.5487 | 69.5487 | 69.5487 | 69.5487 | 69.5487 | 69.5487 | 69.5487 | 69.5487 | 69.5487 | 69.5487 | 69.5487 | 69.5487 | 69.5487 | 69.5487 | 69.5487 | 69.5487 | 69.5487 | 69.5487 | 69.5487 | 69.5487 | 69.5487 | 69.5487 | 69.5487 | 69.5487 | 69.5487 | 69.5487 | 69.5487 | 69.5487 | 58.1561 | 57.553 | 57.1907 | 38.957 | 38.957 | 0 | 0 | 0 | 0 | 0 | 0 | 0 | 0 |  | 840.6482 |  | Loss Factor = | 1
2016 NPV @ 5.5%, thru 2035 |  |  |  | 2016: 559.7216
2016 NPV @ 5.5%, thru 2056 |  |  |  | 2016: 840.6482 |  |  |  | MW Required by 2022 (cap) = | 15 | 33 | 15 | Output: NPV of Transmission Avoided Costs for Selected Project (see note*)
[57 empty] | Selected Project Inputs - Area 1 Portion | Selected Project Inputs - Area 2 Portion | Selected Project Inputs - Area 3 Portion | Area 1 | Area 2 | Area 3 | Total | check
[56 empty] | Project kW = | 0 | 0 | 7300
[55 empty] | Capped kW = | 7300 | 0 | 0 | 7300
[56 empty] | Project Area (1, 2, or 3) = | 1 | 2 | 3
[56 empty] | Proportion of Peak Hours Covered = | 100% | 100% | 100%
[55 empty] | Project COD = | 2018
[55 empty] | Effective kW = | 7300 |  |  |  | 0 | 0 | 6752614.8436 | 6752614.8436
[60 empty] | check | check | check
| I/S Year |  | Capital (2015$s) | 2016 | 2017 | 2018 | 2019 | 2020 | 2021 | 2022 | 2023 | 2024 | 2025 | 2026 | 2027 | 2028 | 2029 | 2030 | 2031 | 2032 | 2033 | 2034 | 2035 | 2036 | 2037 | 2038 | 2039 | 2040 | 2041 | 2042 | 2043 | 2044 | 2045 | 2046 | 2047 | 2048 | 2049 | 2050 | 2051 | 2052 | 2053 | 2054 | 2055 | 2056 | 2057 | 2058 | 2059 | 2060 | 2061 | 2062 | 2063 | 2064 |  | MW Required by 2022 | NPV Base $M | Differential NPV $M | Differential NPV $M (adjusted for COD of Selected Project) | Differntial NPV $/MW | NPV of Transmission Avoided Costs for Selected Project
Area I Projects: | [53 empty] | 15
Amagansett Conversion 33 kV | 2017 |  | 8 | 0 | 0.97582 | 0.97582 | 0.97582 | 0.97582 | 0.97582 | 0.97582 | 0.97582 | 0.97582 | 0.97582 | 0.97582 | 0.97582 | 0.97582 | 0.97582 | 0.97582 | 0.97582 | 0.97582 | 0.97582 | 0.97582 | 0.97582 | 0.97582 | 0.97582 | 0.97582 | 0.97582 | 0.97582 | 0.97582 | 0.97582 | 0.97582 | 0.97582 | 0.97582 | 0.97582 | 0.97582 | 0.97582 | 0.97582 | 0.97582 | 0.97582 | [13 empty] | 35 |  | 14.2354
East Hampton Conversion 33 kV | 2017 |  | 3.2 | 0 | 0.39033 | 0.39033 | 0.39033 | 0.39033 | 0.39033 | 0.39033 | 0.39033 | 0.39033 | 0.39033 | 0.39033 | 0.39033 | 0.39033 | 0.39033 | 0.39033 | 0.39033 | 0.39033 | 0.39033 | 0.39033 | 0.39033 | 0.39033 | 0.39033 | 0.39033 | 0.39033 | 0.39033 | 0.39033 | 0.39033 | 0.39033 | 0.39033 | 0.39033 | 0.39033 | 0.39033 | 0.39033 | 0.39033 | 0.39033 | 0.39033 | [13 empty] | 35 |  | 5.6942
Buell Conversion 33 kV | 2017 |  | 3.7 | 0 | 0.45131 | 0.45131 | 0.45131 | 0.45131 | 0.45131 | 0.45131 | 0.45131 | 0.45131 | 0.45131 | 0.45131 | 0.45131 | 0.45131 | 0.45131 | 0.45131 | 0.45131 | 0.45131 | 0.45131 | 0.45131 | 0.45131 | 0.45131 | 0.45131 | 0.45131 | 0.45131 | 0.45131 | 0.45131 | 0.45131 | 0.45131 | 0.45131 | 0.45131 | 0.45131 | 0.45131 | 0.45131 | 0.45131 | 0.45131 | 0.45131 | [13 empty] | 35 |  | 6.5839
Hither Hills Conversion to 33 kV | 2018 |  | 4.8 | 0 | 0 | 0.60305 | 0.60305 | 0.60305 | 0.60305 | 0.60305 | 0.60305 | 0.60305 | 0.60305 | 0.60305 | 0.60305 | 0.60305 | 0.60305 | 0.60305 | 0.60305 | 0.60305 | 0.60305 | 0.60305 | 0.60305 | 0.60305 | 0.60305 | 0.60305 | 0.60305 | 0.60305 | 0.60305 | 0.60305 | 0.60305 | 0.60305 | 0.60305 | 0.60305 | 0.60305 | 0.60305 | 0.60305 | 0.60305 | 0.60305 | 0.60305 | [12 empty] | 35 |  | 8.3388
Culloden Pt Conversion to 33 kV | 2019 |  | 2.8 | 0 | 0 | 0 | 0.36233 | 0.36233 | 0.36233 | 0.36233 | 0.36233 | 0.36233 | 0.36233 | 0.36233 | 0.36233 | 0.36233 | 0.36233 | 0.36233 | 0.36233 | 0.36233 | 0.36233 | 0.36233 | 0.36233 | 0.36233 | 0.36233 | 0.36233 | 0.36233 | 0.36233 | 0.36233 | 0.36233 | 0.36233 | 0.36233 | 0.36233 | 0.36233 | 0.36233 | 0.36233 | 0.36233 | 0.36233 | 0.36233 | 0.36233 | 0.36233 | [11 empty] | 35 |  | 4.7491
No Deferral |  |  | 22.5 |  | 1.8175 | 2.4205 | 2.7828 | 2.7828 | 2.7828 | 2.7828 | 2.7828 | 2.7828 | 2.7828 | 2.7828 | 2.7828 | 2.7828 | 2.7828 | 2.7828 | 2.7828 | 2.7828 | 2.7828 | 2.7828 | 2.7828 | 2.7828 | 2.7828 | 2.7828 | 2.7828 | 2.7828 | 2.7828 | 2.7828 | 2.7828 | 2.7828 | 2.7828 | 2.7828 | 2.7828 | 2.7828 | 2.7828 | 2.7828 | 2.7828 | 0.96539 | 0.36233 | 0 | 0 | 0 | [10 empty] | 39.6013
Amagansett Conversion 33 kV | 2030 |  | 8 | [14 empty] | 1.433 | 1.433 | 1.433 | 1.433 | 1.433 | 1.433 | 1.433 | 1.433 | 1.433 | 1.433 | 1.433 | 1.433 | 1.433 | 1.433 | 1.433 | 1.433 | 1.433 | 1.433 | 1.433 | 1.433 | 1.433 | 1.433 | 1.433 | 1.433 | 1.433 | 1.433 | 1.433 | 1.433 | 1.433 | 1.433 | 1.433 | 1.433 | 1.433 | 1.433 | 1.433 | 35 |  | 10.4225 | 3.8129 | 0 | 0 | 0
East Hampton Conversion 33 kV | 2030 |  | 3.2 | [14 empty] | 0.57321 | 0.57321 | 0.57321 | 0.57321 | 0.57321 | 0.57321 | 0.57321 | 0.57321 | 0.57321 | 0.57321 | 0.57321 | 0.57321 | 0.57321 | 0.57321 | 0.57321 | 0.57321 | 0.57321 | 0.57321 | 0.57321 | 0.57321 | 0.57321 | 0.57321 | 0.57321 | 0.57321 | 0.57321 | 0.57321 | 0.57321 | 0.57321 | 0.57321 | 0.57321 | 0.57321 | 0.57321 | 0.57321 | 0.57321 | 0.57321 | 35 |  | 4.169 | 1.5252 | 0 | 0 | 0
Buell Conversion 33 kV | 2030 |  | 3.7 | [14 empty] | 0.66277 | 0.66277 | 0.66277 | 0.66277 | 0.66277 | 0.66277 | 0.66277 | 0.66277 | 0.66277 | 0.66277 | 0.66277 | 0.66277 | 0.66277 | 0.66277 | 0.66277 | 0.66277 | 0.66277 | 0.66277 | 0.66277 | 0.66277 | 0.66277 | 0.66277 | 0.66277 | 0.66277 | 0.66277 | 0.66277 | 0.66277 | 0.66277 | 0.66277 | 0.66277 | 0.66277 | 0.66277 | 0.66277 | 0.66277 | 0.66277 | 35 |  | 4.8204 | 1.7635 | 0 | 0 | 0
Hither Hills Conversion to 33 kV | 2030 |  | 4.8 | [14 empty] | 0.85981 | 0.85981 | 0.85981 | 0.85981 | 0.85981 | 0.85981 | 0.85981 | 0.85981 | 0.85981 | 0.85981 | 0.85981 | 0.85981 | 0.85981 | 0.85981 | 0.85981 | 0.85981 | 0.85981 | 0.85981 | 0.85981 | 0.85981 | 0.85981 | 0.85981 | 0.85981 | 0.85981 | 0.85981 | 0.85981 | 0.85981 | 0.85981 | 0.85981 | 0.85981 | 0.85981 | 0.85981 | 0.85981 | 0.85981 | 0.85981 | 35 |  | 6.2535 | 2.0853 | 2.0853 | 139022.8879 | 1014867.0819
Culloden Pt Conversion to 33 kV | 2030 |  | 2.8 | [14 empty] | 0.50156 | 0.50156 | 0.50156 | 0.50156 | 0.50156 | 0.50156 | 0.50156 | 0.50156 | 0.50156 | 0.50156 | 0.50156 | 0.50156 | 0.50156 | 0.50156 | 0.50156 | 0.50156 | 0.50156 | 0.50156 | 0.50156 | 0.50156 | 0.50156 | 0.50156 | 0.50156 | 0.50156 | 0.50156 | 0.50156 | 0.50156 | 0.50156 | 0.50156 | 0.50156 | 0.50156 | 0.50156 | 0.50156 | 0.50156 | 0.50156 | 35 |  | 3.6479 | 1.1012 | 1.1012 | 73412.135 | 535908.5855
Deferral to Indicated Year |  |  | 22.5 | [6 empty] | 0 | 0 | 0 | 0 | 0 | 0 | 0 | 0 | 4.0304 | 4.0304 | 4.0304 | 4.0304 | 4.0304 | 4.0304 | 4.0304 | 4.0304 | 4.0304 | 4.0304 | 4.0304 | 4.0304 | 4.0304 | 4.0304 | 4.0304 | 4.0304 | 4.0304 | 4.0304 | 4.0304 | 4.0304 | 4.0304 | 4.0304 | 4.0304 | 4.0304 | 4.0304 | 4.0304 | 4.0304 | 4.0304 | 4.0304 | 4.0304 | 4.0304 | 4.0304 | 4.0304 | 4.0304 | 4.0304 | 35 |  | 29.3132 | 10.2881 | 3.1865 | 212435.0229 | 1550775.6674 | =Area I Portion
[59 empty] | 12920458.3447 | =Area I+II+III Portions
Annual Avoided Costs for Deferral to Indicated Year:
Amagansett Conversion 33 kV | 2030 |  |  | 0 | 0.97582 | 0.97582 | 0.97582 | 0.97582 | 0.97582 | 0.97582 | 0.97582 | 0.97582 | 0.97582 | 0.97582 | 0.97582 | 0.97582 | 0.97582 | -0.4572 | -0.4572 | -0.4572 | -0.4572 | -0.4572 | -0.4572 | -0.4572 | -0.4572 | -0.4572 | -0.4572 | -0.4572 | -0.4572 | -0.4572 | -0.4572 | -0.4572 | -0.4572 | -0.4572 | -0.4572 | -0.4572 | -0.4572 | -0.4572 | -0.4572 | -1.433 | -1.433 | -1.433 | -1.433 | -1.433 | -1.433 | -1.433 | -1.433 | -1.433 | -1.433 | -1.433 | -1.433 | -1.433 | 35 |  |  | 3.8129
East Hampton Conversion 33 kV | 2030 |  |  | 0 | 0.39033 | 0.39033 | 0.39033 | 0.39033 | 0.39033 | 0.39033 | 0.39033 | 0.39033 | 0.39033 | 0.39033 | 0.39033 | 0.39033 | 0.39033 | -0.18288 | -0.18288 | -0.18288 | -0.18288 | -0.18288 | -0.18288 | -0.18288 | -0.18288 | -0.18288 | -0.18288 | -0.18288 | -0.18288 | -0.18288 | -0.18288 | -0.18288 | -0.18288 | -0.18288 | -0.18288 | -0.18288 | -0.18288 | -0.18288 | -0.18288 | -0.57321 | -0.57321 | -0.57321 | -0.57321 | -0.57321 | -0.57321 | -0.57321 | -0.57321 | -0.57321 | -0.57321 | -0.57321 | -0.57321 | -0.57321 | 35 |  |  | 1.5252
Buell Conversion 33 kV | 2030 |  |  | 0 | 0.45131 | 0.45131 | 0.45131 | 0.45131 | 0.45131 | 0.45131 | 0.45131 | 0.45131 | 0.45131 | 0.45131 | 0.45131 | 0.45131 | 0.45131 | -0.21146 | -0.21146 | -0.21146 | -0.21146 | -0.21146 | -0.21146 | -0.21146 | -0.21146 | -0.21146 | -0.21146 | -0.21146 | -0.21146 | -0.21146 | -0.21146 | -0.21146 | -0.21146 | -0.21146 | -0.21146 | -0.21146 | -0.21146 | -0.21146 | -0.21146 | -0.66277 | -0.66277 | -0.66277 | -0.66277 | -0.66277 | -0.66277 | -0.66277 | -0.66277 | -0.66277 | -0.66277 | -0.66277 | -0.66277 | -0.66277 | 35 |  |  | 1.7635
Hither Hills Conversion to 33 kV | 2030 |  |  | 0 | 0 | 0.60305 | 0.60305 | 0.60305 | 0.60305 | 0.60305 | 0.60305 | 0.60305 | 0.60305 | 0.60305 | 0.60305 | 0.60305 | 0.60305 | -0.25676 | -0.25676 | -0.25676 | -0.25676 | -0.25676 | -0.25676 | -0.25676 | -0.25676 | -0.25676 | -0.25676 | -0.25676 | -0.25676 | -0.25676 | -0.25676 | -0.25676 | -0.25676 | -0.25676 | -0.25676 | -0.25676 | -0.25676 | -0.25676 | -0.25676 | -0.25676 | -0.85981 | -0.85981 | -0.85981 | -0.85981 | -0.85981 | -0.85981 | -0.85981 | -0.85981 | -0.85981 | -0.85981 | -0.85981 | -0.85981 | 35 |  |  | 2.0853
Culloden Pt Conversion to 33 kV | 2030 |  |  | 0 | 0 | 0 | 0.36233 | 0.36233 | 0.36233 | 0.36233 | 0.36233 | 0.36233 | 0.36233 | 0.36233 | 0.36233 | 0.36233 | 0.36233 | -0.13922 | -0.13922 | -0.13922 | -0.13922 | -0.13922 | -0.13922 | -0.13922 | -0.13922 | -0.13922 | -0.13922 | -0.13922 | -0.13922 | -0.13922 | -0.13922 | -0.13922 | -0.13922 | -0.13922 | -0.13922 | -0.13922 | -0.13922 | -0.13922 | -0.13922 | -0.13922 | -0.13922 | -0.50156 | -0.50156 | -0.50156 | -0.50156 | -0.50156 | -0.50156 | -0.50156 | -0.50156 | -0.50156 | -0.50156 | -0.50156 | 35 |  |  | 1.1012
Area II Projects: | [53 empty] | 33
Riverhead Canal 2nd Line and Bank | 2020 |  | 136.8 | 0 | 0 | 0 | 0 | 18.2337 | 18.2337 | 18.2337 | 18.2337 | 18.2337 | 18.2337 | 18.2337 | 18.2337 | 18.2337 | 18.2337 | 18.2337 | 18.2337 | 18.2337 | 18.2337 | 18.2337 | 18.2337 | 18.2337 | 18.2337 | 18.2337 | 18.2337 | 18.2337 | 18.2337 | 18.2337 | 18.2337 | 18.2337 | 18.2337 | 18.2337 | 18.2337 | 18.2337 | 18.2337 | 18.2337 | 18.2337 | 18.2337 | 18.2337 | 18.2337 | [10 empty] | 35 |  | 226.5269
No Deferral |  |  | 136.8 |  | 0 | 0 | 0 | 18.2337 | 18.2337 | 18.2337 | 18.2337 | 18.2337 | 18.2337 | 18.2337 | 18.2337 | 18.2337 | 18.2337 | 18.2337 | 18.2337 | 18.2337 | 18.2337 | 18.2337 | 18.2337 | 18.2337 | 18.2337 | 18.2337 | 18.2337 | 18.2337 | 18.2337 | 18.2337 | 18.2337 | 18.2337 | 18.2337 | 18.2337 | 18.2337 | 18.2337 | 18.2337 | 18.2337 | 18.2337 | 18.2337 | 18.2337 | 18.2337 | [10 empty] | 35 |  | 226.5269
Riverhead Canal 2nd Line and Bank | 2026 |  | 136.8 | [10 empty] | 21.772 | 21.772 | 21.772 | 21.772 | 21.772 | 21.772 | 21.772 | 21.772 | 21.772 | 21.772 | 21.772 | 21.772 | 21.772 | 21.772 | 21.772 | 21.772 | 21.772 | 21.772 | 21.772 | 21.772 | 21.772 | 21.772 | 21.772 | 21.772 | 21.772 | 21.772 | 21.772 | 21.772 | 21.772 | 21.772 | 21.772 | 21.772 | 21.772 | 21.772 | 21.772 |  |  |  |  | 35 |  | 196.1681 | 30.3588 | 30.3588 | 632475.0457 | 4617067.8336
Deferral to Indicated Year |  |  | 136.8 | [6 empty] | 0 | 0 | 0 | 0 | 21.772 | 21.772 | 21.772 | 21.772 | 21.772 | 21.772 | 21.772 | 21.772 | 21.772 | 21.772 | 21.772 | 21.772 | 21.772 | 21.772 | 21.772 | 21.772 | 21.772 | 21.772 | 21.772 | 21.772 | 21.772 | 21.772 | 21.772 | 21.772 | 21.772 | 21.772 | 21.772 | 21.772 | 21.772 | 21.772 | 21.772 | 21.772 | 21.772 | 21.772 | 21.772 |  |  |  |  | 35 |  | 196.1681 | 30.3588 | 30.3588 | 632475.0457 | 4617067.8336 | =Area II Portion
[59 empty] | 11369682.6773 | =Area II+III Portions
Annual Avoided Costs for Deferral to Indicated Year:
Riverhead Canal 2nd Line and Bank | 2026 |  |  | 0 | 0 | 0 | 0 | 18.2337 | 18.2337 | 18.2337 | 18.2337 | 18.2337 | 18.2337 | -3.5383 | -3.5383 | -3.5383 | -3.5383 | -3.5383 | -3.5383 | -3.5383 | -3.5383 | -3.5383 | -3.5383 | -3.5383 | -3.5383 | -3.5383 | -3.5383 | -3.5383 | -3.5383 | -3.5383 | -3.5383 | -3.5383 | -3.5383 | -3.5383 | -3.5383 | -3.5383 | -3.5383 | -3.5383 | -3.5383 | -3.5383 | -3.5383 | -3.5383 | -21.772 | -21.772 | -21.772 | -21.772 | -21.772 | -21.772 |  |  |  |  | 35 |  |  | 30.3588
0
Area III Projects: | [52 empty] | 0 | 15
New Canal - Southampton Cable | 2017 |  | 37.6 | 0 | 4.5863 | 4.5863 | 4.5863 | 4.5863 | 4.5863 | 4.5863 | 4.5863 | 4.5863 | 4.5863 | 4.5863 | 4.5863 | 4.5863 | 4.5863 | 4.5863 | 4.5863 | 4.5863 | 4.5863 | 4.5863 | 4.5863 | 4.5863 | 4.5863 | 4.5863 | 4.5863 | 4.5863 | 4.5863 | 4.5863 | 4.5863 | 4.5863 | 4.5863 | 4.5863 | 4.5863 | 4.5863 | 4.5863 | 4.5863 | 4.5863 | [13 empty] | 35 |  | 66.9063
Upgrade Wildwood - Riverhead to 138 kV | 2017 |  | 7.7 | 0 | 0.93922 | 0.93922 | 0.93922 | 0.93922 | 0.93922 | 0.93922 | 0.93922 | 0.93922 | 0.93922 | 0.93922 | 0.93922 | 0.93922 | 0.93922 | 0.93922 | 0.93922 | 0.93922 | 0.93922 | 0.93922 | 0.93922 | 0.93922 | 0.93922 | 0.93922 | 0.93922 | 0.93922 | 0.93922 | 0.93922 | 0.93922 | 0.93922 | 0.93922 | 0.93922 | 0.93922 | 0.93922 | 0.93922 | 0.93922 | 0.93922 | [13 empty] | 35 |  | 13.7016
Bridgehampton - Buell New 69 kV UG Cable | 2017 |  | 33.2 | 0 | 4.0496 | 4.0496 | 4.0496 | 4.0496 | 4.0496 | 4.0496 | 4.0496 | 4.0496 | 4.0496 | 4.0496 | 4.0496 | 4.0496 | 4.0496 | 4.0496 | 4.0496 | 4.0496 | 4.0496 | 4.0496 | 4.0496 | 4.0496 | 4.0496 | 4.0496 | 4.0496 | 4.0496 | 4.0496 | 4.0496 | 4.0496 | 4.0496 | 4.0496 | 4.0496 | 4.0496 | 4.0496 | 4.0496 | 4.0496 | 4.0496 | [13 empty] | 35 |  | 59.0769
Canal - Wainscott New 138 kV UG Cable | 2022 |  | 275.5 | 0 | 0 | 0 | 0 | 0 | 0 | 38.957 | 38.957 | 38.957 | 38.957 | 38.957 | 38.957 | 38.957 | 38.957 | 38.957 | 38.957 | 38.957 | 38.957 | 38.957 | 38.957 | 38.957 | 38.957 | 38.957 | 38.957 | 38.957 | 38.957 | 38.957 | 38.957 | 38.957 | 38.957 | 38.957 | 38.957 | 38.957 | 38.957 | 38.957 | 38.957 | 38.957 | 38.957 | 38.957 | 38.957 | 38.957 | [8 empty] | 35 |  | 434.8353
No Deferral |  |  | 354 |  | 9.5752 | 9.5752 | 9.5752 | 9.5752 | 9.5752 | 48.5322 | 48.5322 | 48.5322 | 48.5322 | 48.5322 | 48.5322 | 48.5322 | 48.5322 | 48.5322 | 48.5322 | 48.5322 | 48.5322 | 48.5322 | 48.5322 | 48.5322 | 48.5322 | 48.5322 | 48.5322 | 48.5322 | 48.5322 | 48.5322 | 48.5322 | 48.5322 | 48.5322 | 48.5322 | 48.5322 | 48.5322 | 48.5322 | 48.5322 | 48.5322 | 38.957 | 38.957 | 38.957 | 38.957 | 38.957 | [10 empty] | 574.52
New Canal - Southampton Cable | 2023 |  | 37.6 | [7 empty] | 5.4763 | 5.4763 | 5.4763 | 5.4763 | 5.4763 | 5.4763 | 5.4763 | 5.4763 | 5.4763 | 5.4763 | 5.4763 | 5.4763 | 5.4763 | 5.4763 | 5.4763 | 5.4763 | 5.4763 | 5.4763 | 5.4763 | 5.4763 | 5.4763 | 5.4763 | 5.4763 | 5.4763 | 5.4763 | 5.4763 | 5.4763 | 5.4763 | 5.4763 | 5.4763 | 5.4763 | 5.4763 | 5.4763 | 5.4763 | 5.4763 | [7 empty] | 35 |  | 57.9396 | 8.9667 | 0 | 0 | 0
Upgrade Wildwood - Riverhead to 138 kV | 2022 |  | 7.7 | [6 empty] | 1.0888 | 1.0888 | 1.0888 | 1.0888 | 1.0888 | 1.0888 | 1.0888 | 1.0888 | 1.0888 | 1.0888 | 1.0888 | 1.0888 | 1.0888 | 1.0888 | 1.0888 | 1.0888 | 1.0888 | 1.0888 | 1.0888 | 1.0888 | 1.0888 | 1.0888 | 1.0888 | 1.0888 | 1.0888 | 1.0888 | 1.0888 | 1.0888 | 1.0888 | 1.0888 | 1.0888 | 1.0888 | 1.0888 | 1.0888 | 1.0888 | [8 empty] | 35 |  | 12.1533 | 1.5483 | 0 | 0 | 0
Bridgehampton - Buell New 69 kV UG Cable | 2023 |  | 33.2 | [7 empty] | 4.8355 | 4.8355 | 4.8355 | 4.8355 | 4.8355 | 4.8355 | 4.8355 | 4.8355 | 4.8355 | 4.8355 | 4.8355 | 4.8355 | 4.8355 | 4.8355 | 4.8355 | 4.8355 | 4.8355 | 4.8355 | 4.8355 | 4.8355 | 4.8355 | 4.8355 | 4.8355 | 4.8355 | 4.8355 | 4.8355 | 4.8355 | 4.8355 | 4.8355 | 4.8355 | 4.8355 | 4.8355 | 4.8355 | 4.8355 | 4.8355 | [7 empty] | 35 |  | 51.1595 | 7.9174 | 0 | 0 | 0
Canal - Wainscott New 138 kV UG Cable | 2028 |  | 275.5 | [12 empty] | 46.5167 | 46.5167 | 46.5167 | 46.5167 | 46.5167 | 46.5167 | 46.5167 | 46.5167 | 46.5167 | 46.5167 | 46.5167 | 46.5167 | 46.5167 | 46.5167 | 46.5167 | 46.5167 | 46.5167 | 46.5167 | 46.5167 | 46.5167 | 46.5167 | 46.5167 | 46.5167 | 46.5167 | 46.5167 | 46.5167 | 46.5167 | 46.5167 | 46.5167 | 46.5167 | 46.5167 | 46.5167 | 46.5167 | 46.5167 | 46.5167 |  |  | 35 |  | 376.5593 | 58.276 | 58.276 | 925015.732 | 6752614.8436
Deferral to Indicated Year |  |  | 354 | [6 empty] | 1.0888 | 11.4006 | 11.4006 | 11.4006 | 11.4006 | 11.4006 | 57.9173 | 57.9173 | 57.9173 | 57.9173 | 57.9173 | 57.9173 | 57.9173 | 57.9173 | 57.9173 | 57.9173 | 57.9173 | 57.9173 | 57.9173 | 57.9173 | 57.9173 | 57.9173 | 57.9173 | 57.9173 | 57.9173 | 57.9173 | 57.9173 | 57.9173 | 57.9173 | 57.9173 | 57.9173 | 57.9173 | 57.9173 | 57.9173 | 57.9173 | 56.8285 | 46.5167 | 46.5167 | 46.5167 | 46.5167 | 46.5167 |  |  | 41 |  | 497.8117 | 76.7083 | 58.276 | 925015.732 | 6752614.8436 | =Area III Portion
[59 empty] | 6752614.8436 | =Area III Portion
Annual Avoided Costs for Deferral to Indicated Year:
New Canal - Southampton Cable | 2023 |  |  | 0 | 4.5863 | 4.5863 | 4.5863 | 4.5863 | 4.5863 | 4.5863 | -0.88999 | -0.88999 | -0.88999 | -0.88999 | -0.88999 | -0.88999 | -0.88999 | -0.88999 | -0.88999 | -0.88999 | -0.88999 | -0.88999 | -0.88999 | -0.88999 | -0.88999 | -0.88999 | -0.88999 | -0.88999 | -0.88999 | -0.88999 | -0.88999 | -0.88999 | -0.88999 | -0.88999 | -0.88999 | -0.88999 | -0.88999 | -0.88999 | -0.88999 | -5.4763 | -5.4763 | -5.4763 | -5.4763 | -5.4763 | -5.4763 | 0 | 0 | 0 | 0 | 0 |  |  | 35 |  |  | 8.9667
Upgrade Wildwood - Riverhead to 138 kV | 2022 |  |  | 0 | 0.93922 | 0.93922 | 0.93922 | 0.93922 | 0.93922 | -0.14959 | -0.14959 | -0.14959 | -0.14959 | -0.14959 | -0.14959 | -0.14959 | -0.14959 | -0.14959 | -0.14959 | -0.14959 | -0.14959 | -0.14959 | -0.14959 | -0.14959 | -0.14959 | -0.14959 | -0.14959 | -0.14959 | -0.14959 | -0.14959 | -0.14959 | -0.14959 | -0.14959 | -0.14959 | -0.14959 | -0.14959 | -0.14959 | -0.14959 | -0.14959 | -1.0888 | -1.0888 | -1.0888 | -1.0888 | -1.0888 | 0 | 0 | 0 | 0 | 0 | 0 |  |  | 35 |  |  | 1.5483
Bridgehampton - Buell New 69 kV UG Cable | 2023 |  |  | 0 | 4.0496 | 4.0496 | 4.0496 | 4.0496 | 4.0496 | 4.0496 | -0.78584 | -0.78584 | -0.78584 | -0.78584 | -0.78584 | -0.78584 | -0.78584 | -0.78584 | -0.78584 | -0.78584 | -0.78584 | -0.78584 | -0.78584 | -0.78584 | -0.78584 | -0.78584 | -0.78584 | -0.78584 | -0.78584 | -0.78584 | -0.78584 | -0.78584 | -0.78584 | -0.78584 | -0.78584 | -0.78584 | -0.78584 | -0.78584 | -0.78584 | -4.8355 | -4.8355 | -4.8355 | -4.8355 | -4.8355 | -4.8355 | 0 | 0 | 0 | 0 | 0 |  |  | 35 |  |  | 7.9174
Canal - Wainscott New 138 kV UG Cable | 2028 |  |  | 0 | 0 | 0 | 0 | 0 | 0 | 38.957 | 38.957 | 38.957 | 38.957 | 38.957 | 38.957 | -7.5597 | -7.5597 | -7.5597 | -7.5597 | -7.5597 | -7.5597 | -7.5597 | -7.5597 | -7.5597 | -7.5597 | -7.5597 | -7.5597 | -7.5597 | -7.5597 | -7.5597 | -7.5597 | -7.5597 | -7.5597 | -7.5597 | -7.5597 | -7.5597 | -7.5597 | -7.5597 | -7.5597 | -7.5597 | -7.5597 | -7.5597 | -7.5597 | -7.5597 | -46.5167 | -46.5167 | -46.5167 | -46.5167 | -46.5167 | -46.5167 | [5 empty] | 58.276
Total - All Areas (No Deferrals,$Millions) |  |  | 513.3 |  | 11.3926 | 11.9957 | 12.358 | 30.5918 | 30.5918 | 69.5487 | 69.5487 | 69.5487 | 69.5487 | 69.5487 | 69.5487 | 69.5487 | 69.5487 | 69.5487 | 69.5487 | 69.5487 | 69.5487 | 69.5487 | 69.5487 | 69.5487 | 69.5487 | 69.5487 | 69.5487 | 69.5487 | 69.5487 | 69.5487 | 69.5487 | 69.5487 | 69.5487 | 69.5487 | 69.5487 | 69.5487 | 69.5487 | 69.5487 | 69.5487 | 58.1561 | 57.553 | 57.1907 | 38.957 | 38.957 | 0 | 0 | 0 | 0 | 0 | 0 | 0 | 0 |  | 63 | 840.6482 | 117.3552 | = max. total avoided cost in portfolio
Annual Avoided Costs for Deferrals - Area 1 Proposal: (see note*) | Deferral Year |  |  | 2016 | 2017 | 2018 | 2019 | 2020 | 2021 | 2022 | 2023 | 2024 | 2025 | 2026 | 2027 | 2028 | 2029 | 2030 | 2031 | 2032 | 2033 | 2034 | 2035 | 2036 | 2037 | 2038 | 2039 | 2040 | 2041 | 2042 | 2043 | 2044 | 2045 | 2046 | 2047 | 2048 | 2049 | 2050 | 2051 | 2052 | 2053 | 2054 | 2055 | 2056 | 2057 | 2058 | 2059 | 2060 | 2061 | 2062 | 2063 | 2064 |  |  | Differential NPV $M |  | Differential NPV $M (adjusted for COD of Selected Project) | Differntial NPV $/MW | NPV of Transmission Avoided Costs for Selected Project
Area I Projects:
Amagansett Conversion 33 kV | 2030 |  |  | 0 | 0.97582 | 0.97582 | 0.97582 | 0.97582 | 0.97582 | 0.97582 | 0.97582 | 0.97582 | 0.97582 | 0.97582 | 0.97582 | 0.97582 | 0.97582 | -0.4572 | -0.4572 | -0.4572 | -0.4572 | -0.4572 | -0.4572 | -0.4572 | -0.4572 | -0.4572 | -0.4572 | -0.4572 | -0.4572 | -0.4572 | -0.4572 | -0.4572 | -0.4572 | -0.4572 | -0.4572 | -0.4572 | -0.4572 | -0.4572 | -0.4572 | -1.433 | -1.433 | -1.433 | -1.433 | -1.433 | -1.433 | -1.433 | -1.433 | -1.433 | -1.433 | -1.433 | -1.433 | -1.433 |  |  | 3.8129 |  | 0 | 0 | 0
East Hampton Conversion 33 kV | 2030 |  |  | 0 | 0.39033 | 0.39033 | 0.39033 | 0.39033 | 0.39033 | 0.39033 | 0.39033 | 0.39033 | 0.39033 | 0.39033 | 0.39033 | 0.39033 | 0.39033 | -0.18288 | -0.18288 | -0.18288 | -0.18288 | -0.18288 | -0.18288 | -0.18288 | -0.18288 | -0.18288 | -0.18288 | -0.18288 | -0.18288 | -0.18288 | -0.18288 | -0.18288 | -0.18288 | -0.18288 | -0.18288 | -0.18288 | -0.18288 | -0.18288 | -0.18288 | -0.57321 | -0.57321 | -0.57321 | -0.57321 | -0.57321 | -0.57321 | -0.57321 | -0.57321 | -0.57321 | -0.57321 | -0.57321 | -0.57321 | -0.57321 |  |  | 1.5252 |  | 0 | 0 | 0
Buell Conversion 33 kV | 2030 |  |  | 0 | 0.45131 | 0.45131 | 0.45131 | 0.45131 | 0.45131 | 0.45131 | 0.45131 | 0.45131 | 0.45131 | 0.45131 | 0.45131 | 0.45131 | 0.45131 | -0.21146 | -0.21146 | -0.21146 | -0.21146 | -0.21146 | -0.21146 | -0.21146 | -0.21146 | -0.21146 | -0.21146 | -0.21146 | -0.21146 | -0.21146 | -0.21146 | -0.21146 | -0.21146 | -0.21146 | -0.21146 | -0.21146 | -0.21146 | -0.21146 | -0.21146 | -0.66277 | -0.66277 | -0.66277 | -0.66277 | -0.66277 | -0.66277 | -0.66277 | -0.66277 | -0.66277 | -0.66277 | -0.66277 | -0.66277 | -0.66277 |  |  | 1.7635 |  | 0 | 0 | 0
Hither Hills Conversion to 33 kV | 2030 |  |  | 0 | 0 | 0.60305 | 0.60305 | 0.60305 | 0.60305 | 0.60305 | 0.60305 | 0.60305 | 0.60305 | 0.60305 | 0.60305 | 0.60305 | 0.60305 | -0.25676 | -0.25676 | -0.25676 | -0.25676 | -0.25676 | -0.25676 | -0.25676 | -0.25676 | -0.25676 | -0.25676 | -0.25676 | -0.25676 | -0.25676 | -0.25676 | -0.25676 | -0.25676 | -0.25676 | -0.25676 | -0.25676 | -0.25676 | -0.25676 | -0.25676 | -0.25676 | -0.85981 | -0.85981 | -0.85981 | -0.85981 | -0.85981 | -0.85981 | -0.85981 | -0.85981 | -0.85981 | -0.85981 | -0.85981 | -0.85981 |  |  | 2.0853 |  | 2.0853 | 139022.8879 | 0
Culloden Pt Conversion to 33 kV | 2030 |  |  | 0 | 0 | 0 | 0.36233 | 0.36233 | 0.36233 | 0.36233 | 0.36233 | 0.36233 | 0.36233 | 0.36233 | 0.36233 | 0.36233 | 0.36233 | -0.13922 | -0.13922 | -0.13922 | -0.13922 | -0.13922 | -0.13922 | -0.13922 | -0.13922 | -0.13922 | -0.13922 | -0.13922 | -0.13922 | -0.13922 | -0.13922 | -0.13922 | -0.13922 | -0.13922 | -0.13922 | -0.13922 | -0.13922 | -0.13922 | -0.13922 | -0.13922 | -0.13922 | -0.50156 | -0.50156 | -0.50156 | -0.50156 | -0.50156 | -0.50156 | -0.50156 | -0.50156 | -0.50156 | -0.50156 | -0.50156 |  |  | 1.1012 |  | 1.1012 | 73412.135 | 0
[59 empty] | 0 | =Area I Portion
Area II Projects: | [58 empty] | 0 | =Area I+II+III Portions
Riverhead Canal 2nd Line and Bank | 2026 |  |  | 0 | 0 | 0 | 0 | 18.2337 | 18.2337 | 18.2337 | 18.2337 | 18.2337 | 18.2337 | -3.5383 | -3.5383 | -3.5383 | -3.5383 | -3.5383 | -3.5383 | -3.5383 | -3.5383 | -3.5383 | -3.5383 | -3.5383 | -3.5383 | -3.5383 | -3.5383 | -3.5383 | -3.5383 | -3.5383 | -3.5383 | -3.5383 | -3.5383 | -3.5383 | -3.5383 | -3.5383 | -3.5383 | -3.5383 | -3.5383 | -3.5383 | -3.5383 | -3.5383 | -21.772 | -21.772 | -21.772 | -21.772 | -21.772 | -21.772 | 0 | 0 | 0 | 0 |  |  | 30.3588 |  | 30.3588 | 632475.0457 | 0
[59 empty] | 0 | =Area II Portion
Area III Projects: | [58 empty] | 0 | =Area II+III Portions
New Canal - Southampton Cable | 2023 |  |  | 0 | 4.5863 | 4.5863 | 4.5863 | 4.5863 | 4.5863 | 4.5863 | -0.88999 | -0.88999 | -0.88999 | -0.88999 | -0.88999 | -0.88999 | -0.88999 | -0.88999 | -0.88999 | -0.88999 | -0.88999 | -0.88999 | -0.88999 | -0.88999 | -0.88999 | -0.88999 | -0.88999 | -0.88999 | -0.88999 | -0.88999 | -0.88999 | -0.88999 | -0.88999 | -0.88999 | -0.88999 | -0.88999 | -0.88999 | -0.88999 | -0.88999 | -5.4763 | -5.4763 | -5.4763 | -5.4763 | -5.4763 | -5.4763 | 0 | 0 | 0 | 0 | 0 | 0 | 0 |  |  | 8.9667 |  | 0 | 0 | 0
Upgrade Wildwood - Riverhead to 138 kV | 2022 |  |  | 0 | 0.93922 | 0.93922 | 0.93922 | 0.93922 | 0.93922 | -0.14959 | -0.14959 | -0.14959 | -0.14959 | -0.14959 | -0.14959 | -0.14959 | -0.14959 | -0.14959 | -0.14959 | -0.14959 | -0.14959 | -0.14959 | -0.14959 | -0.14959 | -0.14959 | -0.14959 | -0.14959 | -0.14959 | -0.14959 | -0.14959 | -0.14959 | -0.14959 | -0.14959 | -0.14959 | -0.14959 | -0.14959 | -0.14959 | -0.14959 | -0.14959 | -1.0888 | -1.0888 | -1.0888 | -1.0888 | -1.0888 | 0 | 0 | 0 | 0 | 0 | 0 | 0 | 0 |  |  | 1.5483 |  | 0 | 0 | 0
Bridgehampton - Buell New 69 kV UG Cable | 2023 |  |  | 0 | 4.0496 | 4.0496 | 4.0496 | 4.0496 | 4.0496 | 4.0496 | -0.78584 | -0.78584 | -0.78584 | -0.78584 | -0.78584 | -0.78584 | -0.78584 | -0.78584 | -0.78584 | -0.78584 | -0.78584 | -0.78584 | -0.78584 | -0.78584 | -0.78584 | -0.78584 | -0.78584 | -0.78584 | -0.78584 | -0.78584 | -0.78584 | -0.78584 | -0.78584 | -0.78584 | -0.78584 | -0.78584 | -0.78584 | -0.78584 | -0.78584 | -4.8355 | -4.8355 | -4.8355 | -4.8355 | -4.8355 | -4.8355 | 0 | 0 | 0 | 0 | 0 | 0 | 0 |  |  | 7.9174 |  | 0 | 0 | 0
Canal - Wainscott New 138 kV UG Cable | 2028 |  |  | 0 | 0 | 0 | 0 | 0 | 0 | 38.957 | 38.957 | 38.957 | 38.957 | 38.957 | 38.957 | -7.5597 | -7.5597 | -7.5597 | -7.5597 | -7.5597 | -7.5597 | -7.5597 | -7.5597 | -7.5597 | -7.5597 | -7.5597 | -7.5597 | -7.5597 | -7.5597 | -7.5597 | -7.5597 | -7.5597 | -7.5597 | -7.5597 | -7.5597 | -7.5597 | -7.5597 | -7.5597 | -7.5597 | -7.5597 | -7.5597 | -7.5597 | -7.5597 | -7.5597 | -46.5167 | -46.5167 | -46.5167 | -46.5167 | -46.5167 | -46.5167 | 0 | 0 |  |  | 58.276 |  | 58.276 | 925015.732 | 0
[59 empty] | 0 | =Area III Portion
Total - Area 1 Proposal, $Millions (unadjusted) |  |  |  | 0 | 0 | 0.60305 | 0.96539 | 19.1991 | 19.1991 | 58.1561 | 58.1561 | 58.1561 | 58.1561 | 36.3841 | 36.3841 | -10.1326 | -10.1326 | -11.494 | -11.494 | -11.494 | -11.494 | -11.494 | -11.494 | -11.494 | -11.494 | -11.494 | -11.494 | -11.494 | -11.494 | -11.494 | -11.494 | -11.494 | -11.494 | -11.494 | -11.494 | -11.494 | -11.494 | -11.494 | -11.494 | -11.494 | -12.097 | -12.4594 | -30.6931 | -30.6931 | -69.6501 | -69.6501 | -69.6501 | -69.6501 | -47.878 | -47.878 | -1.3614 | -1.3614 |  |  | 91.8213 |  |  | 1769925.8006 | 0
$/MW-yr |  |  |  | 0 | 0 | 40203.5861 | 64359.2408 | 444228.478 | 444228.478 | 1062593.2896 | 1062593.2896 | 1062593.2896 | 1062593.2896 | 609009.5545 | 609009.5545 | -129350.3688 | -129350.3688 | -220108.1448 | -220108.1448 | -220108.1448 | -220108.1448 | -220108.1448 | -220108.1448 | -220108.1448 | -220108.1448 | -220108.1448 | -220108.1448 | -220108.1448 | -220108.1448 | -220108.1448 | -220108.1448 | -220108.1448 | -220108.1448 | -220108.1448 | -220108.1448 | -220108.1448 | -220108.1448 | -220108.1448 | -220108.1448 | -220108.1448 | -260311.731 | -284467.3856 | -664336.6229 | -664336.6229 | -1282701.4345 | -1282701.4345 | -1282701.4345 | -1282701.4345 | -829117.6994 | -829117.6994 | -90757.776 | -90757.776
$Millions (adjusted) |  |  |  | 0 | 0 | 0 | 0 | 0 | 0 | 0 | 0 | 0 | 0 | 0 | 0 | 0 | 0 | 0 | 0 | 0 | 0 | 0 | 0 | 0 | 0 | 0 | 0 | 0 | 0 | 0 | 0 | 0 | 0 | 0 | 0 | 0 | 0 | 0 | 0 | 0 | 0 | 0 | 0 | 0 | 0 | 0 | 0 | 0 | 0 | 0 | 0 | 0 |  |  | 0
Annual Avoided Costs for Deferrals - Area 2 Proposal: (see note*) | Deferral Year |  |  | 2016 | 2017 | 2018 | 2019 | 2020 | 2021 | 2022 | 2023 | 2024 | 2025 | 2026 | 2027 | 2028 | 2029 | 2030 | 2031 | 2032 | 2033 | 2034 | 2035 | 2036 | 2037 | 2038 | 2039 | 2040 | 2041 | 2042 | 2043 | 2044 | 2045 | 2046 | 2047 | 2048 | 2049 | 2050 | 2051 | 2052 | 2053 | 2054 | 2055 | 2056 | 2057 | 2058 | 2059 | 2060 | 2061 | 2062 | 2063 | 2064 |  |  | Differential NPV $M |  | Differential NPV $M (adjusted for COD of Selected Project) | Differntial NPV $/MW | NPV of Transmission Avoided Costs for Selected Project
Area I Projects:
Amagansett Conversion 33 kV | 2030 |  |  | 0 | 0 | 0 | 0 | 0 | 0 | 0 | 0 | 0 | 0 | 0 | 0 | 0 | 0 | 0 | 0 | 0 | 0 | 0 | 0 | 0 | 0 | 0 | 0 | 0 | 0 | 0 | 0 | 0 | 0 | 0 | 0 | 0 | 0 | 0 | 0 | 0 | 0 | 0 | 0 | 0 | 0 | 0 | 0 | 0 | 0 | 0 | 0 | 0 |  |  | 0 |  | 0 | 0 | 0
East Hampton Conversion 33 kV | 2030 |  |  | 0 | 0 | 0 | 0 | 0 | 0 | 0 | 0 | 0 | 0 | 0 | 0 | 0 | 0 | 0 | 0 | 0 | 0 | 0 | 0 | 0 | 0 | 0 | 0 | 0 | 0 | 0 | 0 | 0 | 0 | 0 | 0 | 0 | 0 | 0 | 0 | 0 | 0 | 0 | 0 | 0 | 0 | 0 | 0 | 0 | 0 | 0 | 0 | 0 |  |  | 0 |  | 0 | 0 | 0
Buell Conversion 33 kV | 2030 |  |  | 0 | 0 | 0 | 0 | 0 | 0 | 0 | 0 | 0 | 0 | 0 | 0 | 0 | 0 | 0 | 0 | 0 | 0 | 0 | 0 | 0 | 0 | 0 | 0 | 0 | 0 | 0 | 0 | 0 | 0 | 0 | 0 | 0 | 0 | 0 | 0 | 0 | 0 | 0 | 0 | 0 | 0 | 0 | 0 | 0 | 0 | 0 | 0 | 0 |  |  | 0 |  | 0 | 0 | 0
Hither Hills Conversion to 33 kV | 2030 |  |  | 0 | 0 | 0 | 0 | 0 | 0 | 0 | 0 | 0 | 0 | 0 | 0 | 0 | 0 | 0 | 0 | 0 | 0 | 0 | 0 | 0 | 0 | 0 | 0 | 0 | 0 | 0 | 0 | 0 | 0 | 0 | 0 | 0 | 0 | 0 | 0 | 0 | 0 | 0 | 0 | 0 | 0 | 0 | 0 | 0 | 0 | 0 | 0 | 0 |  |  | 0 |  | 0 | 0 | 0
Culloden Pt Conversion to 33 kV | 2030 |  |  | 0 | 0 | 0 | 0 | 0 | 0 | 0 | 0 | 0 | 0 | 0 | 0 | 0 | 0 | 0 | 0 | 0 | 0 | 0 | 0 | 0 | 0 | 0 | 0 | 0 | 0 | 0 | 0 | 0 | 0 | 0 | 0 | 0 | 0 | 0 | 0 | 0 | 0 | 0 | 0 | 0 | 0 | 0 | 0 | 0 | 0 | 0 | 0 | 0 |  |  | 0 |  | 0 | 0 | 0
[59 empty] | 0 | =Area I Portion
Area II Projects: | [58 empty] | 0 | =Area I+II+III Portions
Riverhead Canal 2nd Line and Bank | 2026 |  |  | 0 | 0 | 0 | 0 | 18.2337 | 18.2337 | 18.2337 | 18.2337 | 18.2337 | 18.2337 | -3.5383 | -3.5383 | -3.5383 | -3.5383 | -3.5383 | -3.5383 | -3.5383 | -3.5383 | -3.5383 | -3.5383 | -3.5383 | -3.5383 | -3.5383 | -3.5383 | -3.5383 | -3.5383 | -3.5383 | -3.5383 | -3.5383 | -3.5383 | -3.5383 | -3.5383 | -3.5383 | -3.5383 | -3.5383 | -3.5383 | -3.5383 | -3.5383 | -3.5383 | -21.772 | -21.772 | -21.772 | -21.772 | -21.772 | -21.772 | 0 | 0 | 0 | 0 |  |  | 30.3588 |  | 30.3588 | 632475.0457 | 0
[59 empty] | 0 | =Area II Portion
Area III Projects: | [58 empty] | 0 | =Area II+III Portions
New Canal - Southampton Cable | 2023 |  |  | 0 | 4.5863 | 4.5863 | 4.5863 | 4.5863 | 4.5863 | 4.5863 | -0.88999 | -0.88999 | -0.88999 | -0.88999 | -0.88999 | -0.88999 | -0.88999 | -0.88999 | -0.88999 | -0.88999 | -0.88999 | -0.88999 | -0.88999 | -0.88999 | -0.88999 | -0.88999 | -0.88999 | -0.88999 | -0.88999 | -0.88999 | -0.88999 | -0.88999 | -0.88999 | -0.88999 | -0.88999 | -0.88999 | -0.88999 | -0.88999 | -0.88999 | -5.4763 | -5.4763 | -5.4763 | -5.4763 | -5.4763 | -5.4763 | 0 | 0 | 0 | 0 | 0 | 0 | 0 |  |  | 8.9667 |  | 0 | 0 | 0
Upgrade Wildwood - Riverhead to 138 kV | 2022 |  |  | 0 | 0.93922 | 0.93922 | 0.93922 | 0.93922 | 0.93922 | -0.14959 | -0.14959 | -0.14959 | -0.14959 | -0.14959 | -0.14959 | -0.14959 | -0.14959 | -0.14959 | -0.14959 | -0.14959 | -0.14959 | -0.14959 | -0.14959 | -0.14959 | -0.14959 | -0.14959 | -0.14959 | -0.14959 | -0.14959 | -0.14959 | -0.14959 | -0.14959 | -0.14959 | -0.14959 | -0.14959 | -0.14959 | -0.14959 | -0.14959 | -0.14959 | -1.0888 | -1.0888 | -1.0888 | -1.0888 | -1.0888 | 0 | 0 | 0 | 0 | 0 | 0 | 0 | 0 |  |  | 1.5483 |  | 0 | 0 | 0
Bridgehampton - Buell New 69 kV UG Cable | 2023 |  |  | 0 | 4.0496 | 4.0496 | 4.0496 | 4.0496 | 4.0496 | 4.0496 | -0.78584 | -0.78584 | -0.78584 | -0.78584 | -0.78584 | -0.78584 | -0.78584 | -0.78584 | -0.78584 | -0.78584 | -0.78584 | -0.78584 | -0.78584 | -0.78584 | -0.78584 | -0.78584 | -0.78584 | -0.78584 | -0.78584 | -0.78584 | -0.78584 | -0.78584 | -0.78584 | -0.78584 | -0.78584 | -0.78584 | -0.78584 | -0.78584 | -0.78584 | -4.8355 | -4.8355 | -4.8355 | -4.8355 | -4.8355 | -4.8355 | 0 | 0 | 0 | 0 | 0 | 0 | 0 |  |  | 7.9174 |  | 0 | 0 | 0
Canal - Wainscott New 138 kV UG Cable | 2028 |  |  | 0 | 0 | 0 | 0 | 0 | 0 | 38.957 | 38.957 | 38.957 | 38.957 | 38.957 | 38.957 | -7.5597 | -7.5597 | -7.5597 | -7.5597 | -7.5597 | -7.5597 | -7.5597 | -7.5597 | -7.5597 | -7.5597 | -7.5597 | -7.5597 | -7.5597 | -7.5597 | -7.5597 | -7.5597 | -7.5597 | -7.5597 | -7.5597 | -7.5597 | -7.5597 | -7.5597 | -7.5597 | -7.5597 | -7.5597 | -7.5597 | -7.5597 | -7.5597 | -7.5597 | -46.5167 | -46.5167 | -46.5167 | -46.5167 | -46.5167 | -46.5167 | 0 | 0 |  |  | 58.276 |  | 58.276 | 925015.732 | 0
[59 empty] | 0 | =Area III Portion
Total - Area 2 Proposal, $Millions (unadjusted) |  |  |  | 0 | 0 | 0 | 0 | 18.2337 | 18.2337 | 57.1907 | 57.1907 | 57.1907 | 57.1907 | 35.4187 | 35.4187 | -11.098 | -11.098 | -11.098 | -11.098 | -11.098 | -11.098 | -11.098 | -11.098 | -11.098 | -11.098 | -11.098 | -11.098 | -11.098 | -11.098 | -11.098 | -11.098 | -11.098 | -11.098 | -11.098 | -11.098 | -11.098 | -11.098 | -11.098 | -11.098 | -11.098 | -11.098 | -11.098 | -29.3317 | -29.3317 | -68.2887 | -68.2887 | -68.2887 | -68.2887 | -46.5167 | -46.5167 | 0 | 0 |  |  | 88.6348 |  |  | 1557490.7777 | 0
$/MW-yr |  |  |  | 0 | 0 | 0 | 0 | 379869.2372 | 379869.2372 | 998234.0488 | 998234.0488 | 998234.0488 | 998234.0488 | 544650.3137 | 544650.3137 | -193709.6096 | -193709.6096 | -193709.6096 | -193709.6096 | -193709.6096 | -193709.6096 | -193709.6096 | -193709.6096 | -193709.6096 | -193709.6096 | -193709.6096 | -193709.6096 | -193709.6096 | -193709.6096 | -193709.6096 | -193709.6096 | -193709.6096 | -193709.6096 | -193709.6096 | -193709.6096 | -193709.6096 | -193709.6096 | -193709.6096 | -193709.6096 | -193709.6096 | -193709.6096 | -193709.6096 | -573578.8469 | -573578.8469 | -1191943.6585 | -1191943.6585 | -1191943.6585 | -1191943.6585 | -738359.9234 | -738359.9234 | 0 | 0
$Millions (adjusted) |  |  |  | 0 | 0 | 0 | 0 | 0 | 0 | 0 | 0 | 0 | 0 | 0 | 0 | 0 | 0 | 0 | 0 | 0 | 0 | 0 | 0 | 0 | 0 | 0 | 0 | 0 | 0 | 0 | 0 | 0 | 0 | 0 | 0 | 0 | 0 | 0 | 0 | 0 | 0 | 0 | 0 | 0 | 0 | 0 | 0 | 0 | 0 | 0 | 0 | 0 |  |  | 0
Annual Avoided Costs for Deferrals - Area 3 Proposal: (see note*) | Deferral Year |  |  | 2016 | 2017 | 2018 | 2019 | 2020 | 2021 | 2022 | 2023 | 2024 | 2025 | 2026 | 2027 | 2028 | 2029 | 2030 | 2031 | 2032 | 2033 | 2034 | 2035 | 2036 | 2037 | 2038 | 2039 | 2040 | 2041 | 2042 | 2043 | 2044 | 2045 | 2046 | 2047 | 2048 | 2049 | 2050 | 2051 | 2052 | 2053 | 2054 | 2055 | 2056 | 2057 | 2058 | 2059 | 2060 | 2061 | 2062 | 2063 | 2064 |  |  | Differential NPV $M |  | Differential NPV $M (adjusted for COD of Selected Project) | Differntial NPV $/MW | NPV of Transmission Avoided Costs for Selected Project
Area I Projects:
Amagansett Conversion 33 kV | 2030 |  |  | 0 | 0 | 0 | 0 | 0 | 0 | 0 | 0 | 0 | 0 | 0 | 0 | 0 | 0 | 0 | 0 | 0 | 0 | 0 | 0 | 0 | 0 | 0 | 0 | 0 | 0 | 0 | 0 | 0 | 0 | 0 | 0 | 0 | 0 | 0 | 0 | 0 | 0 | 0 | 0 | 0 | 0 | 0 | 0 | 0 | 0 | 0 | 0 | 0 |  |  | 0 |  | 0 | 0 | 0
East Hampton Conversion 33 kV | 2030 |  |  | 0 | 0 | 0 | 0 | 0 | 0 | 0 | 0 | 0 | 0 | 0 | 0 | 0 | 0 | 0 | 0 | 0 | 0 | 0 | 0 | 0 | 0 | 0 | 0 | 0 | 0 | 0 | 0 | 0 | 0 | 0 | 0 | 0 | 0 | 0 | 0 | 0 | 0 | 0 | 0 | 0 | 0 | 0 | 0 | 0 | 0 | 0 | 0 | 0 |  |  | 0 |  | 0 | 0 | 0
Buell Conversion 33 kV | 2030 |  |  | 0 | 0 | 0 | 0 | 0 | 0 | 0 | 0 | 0 | 0 | 0 | 0 | 0 | 0 | 0 | 0 | 0 | 0 | 0 | 0 | 0 | 0 | 0 | 0 | 0 | 0 | 0 | 0 | 0 | 0 | 0 | 0 | 0 | 0 | 0 | 0 | 0 | 0 | 0 | 0 | 0 | 0 | 0 | 0 | 0 | 0 | 0 | 0 | 0 |  |  | 0 |  | 0 | 0 | 0
Hither Hills Conversion to 33 kV | 2030 |  |  | 0 | 0 | 0 | 0 | 0 | 0 | 0 | 0 | 0 | 0 | 0 | 0 | 0 | 0 | 0 | 0 | 0 | 0 | 0 | 0 | 0 | 0 | 0 | 0 | 0 | 0 | 0 | 0 | 0 | 0 | 0 | 0 | 0 | 0 | 0 | 0 | 0 | 0 | 0 | 0 | 0 | 0 | 0 | 0 | 0 | 0 | 0 | 0 | 0 |  |  | 0 |  | 0 | 0 | 0
Culloden Pt Conversion to 33 kV | 2030 |  |  | 0 | 0 | 0 | 0 | 0 | 0 | 0 | 0 | 0 | 0 | 0 | 0 | 0 | 0 | 0 | 0 | 0 | 0 | 0 | 0 | 0 | 0 | 0 | 0 | 0 | 0 | 0 | 0 | 0 | 0 | 0 | 0 | 0 | 0 | 0 | 0 | 0 | 0 | 0 | 0 | 0 | 0 | 0 | 0 | 0 | 0 | 0 | 0 | 0 |  |  | 0 |  | 0 | 0 | 0
[59 empty] | 0 | =Area I Portion
Area II Projects: | [58 empty] | 6752614.8436 | =Area I+II+III Portions
Riverhead Canal 2nd Line and Bank | 2026 |  |  | 0 | 0 | 0 | 0 | 0 | 0 | 0 | 0 | 0 | 0 | 0 | 0 | 0 | 0 | 0 | 0 | 0 | 0 | 0 | 0 | 0 | 0 | 0 | 0 | 0 | 0 | 0 | 0 | 0 | 0 | 0 | 0 | 0 | 0 | 0 | 0 | 0 | 0 | 0 | 0 | 0 | 0 | 0 | 0 | 0 | 0 | 0 | 0 | 0 |  |  | 0 |  | 0 | 0 | 0
[59 empty] | 0 | =Area II Portion
Area III Projects: | [58 empty] | 6752614.8436 | =Area II+III Portions
New Canal - Southampton Cable | 2023 |  |  | 0 | 4.5863 | 4.5863 | 4.5863 | 4.5863 | 4.5863 | 4.5863 | -0.88999 | -0.88999 | -0.88999 | -0.88999 | -0.88999 | -0.88999 | -0.88999 | -0.88999 | -0.88999 | -0.88999 | -0.88999 | -0.88999 | -0.88999 | -0.88999 | -0.88999 | -0.88999 | -0.88999 | -0.88999 | -0.88999 | -0.88999 | -0.88999 | -0.88999 | -0.88999 | -0.88999 | -0.88999 | -0.88999 | -0.88999 | -0.88999 | -0.88999 | -5.4763 | -5.4763 | -5.4763 | -5.4763 | -5.4763 | -5.4763 | 0 | 0 | 0 | 0 | 0 | 0 | 0 |  |  | 8.9667 |  | 0 | 0 | 0
Upgrade Wildwood - Riverhead to 138 kV | 2022 |  |  | 0 | 0.93922 | 0.93922 | 0.93922 | 0.93922 | 0.93922 | -0.14959 | -0.14959 | -0.14959 | -0.14959 | -0.14959 | -0.14959 | -0.14959 | -0.14959 | -0.14959 | -0.14959 | -0.14959 | -0.14959 | -0.14959 | -0.14959 | -0.14959 | -0.14959 | -0.14959 | -0.14959 | -0.14959 | -0.14959 | -0.14959 | -0.14959 | -0.14959 | -0.14959 | -0.14959 | -0.14959 | -0.14959 | -0.14959 | -0.14959 | -0.14959 | -1.0888 | -1.0888 | -1.0888 | -1.0888 | -1.0888 | 0 | 0 | 0 | 0 | 0 | 0 | 0 | 0 |  |  | 1.5483 |  | 0 | 0 | 0
Bridgehampton - Buell New 69 kV UG Cable | 2023 |  |  | 0 | 4.0496 | 4.0496 | 4.0496 | 4.0496 | 4.0496 | 4.0496 | -0.78584 | -0.78584 | -0.78584 | -0.78584 | -0.78584 | -0.78584 | -0.78584 | -0.78584 | -0.78584 | -0.78584 | -0.78584 | -0.78584 | -0.78584 | -0.78584 | -0.78584 | -0.78584 | -0.78584 | -0.78584 | -0.78584 | -0.78584 | -0.78584 | -0.78584 | -0.78584 | -0.78584 | -0.78584 | -0.78584 | -0.78584 | -0.78584 | -0.78584 | -4.8355 | -4.8355 | -4.8355 | -4.8355 | -4.8355 | -4.8355 | 0 | 0 | 0 | 0 | 0 | 0 | 0 |  |  | 7.9174 |  | 0 | 0 | 0
Canal - Wainscott New 138 kV UG Cable | 2028 |  |  | 0 | 0 | 0 | 0 | 0 | 0 | 38.957 | 38.957 | 38.957 | 38.957 | 38.957 | 38.957 | -7.5597 | -7.5597 | -7.5597 | -7.5597 | -7.5597 | -7.5597 | -7.5597 | -7.5597 | -7.5597 | -7.5597 | -7.5597 | -7.5597 | -7.5597 | -7.5597 | -7.5597 | -7.5597 | -7.5597 | -7.5597 | -7.5597 | -7.5597 | -7.5597 | -7.5597 | -7.5597 | -7.5597 | -7.5597 | -7.5597 | -7.5597 | -7.5597 | -7.5597 | -46.5167 | -46.5167 | -46.5167 | -46.5167 | -46.5167 | -46.5167 | 0 | 0 |  |  | 58.276 |  | 58.276 | 925015.732 | 6752614.8436
[59 empty] | 6752614.8436 | =Area III Portion
Total - Area 3 Proposal, $Millions (unadjusted) |  |  |  | 0 | 9.5752 | 9.5752 | 9.5752 | 9.5752 | 9.5752 | 47.4434 | 37.1316 | 37.1316 | 37.1316 | 37.1316 | 37.1316 | -9.3851 | -9.3851 | -9.3851 | -9.3851 | -9.3851 | -9.3851 | -9.3851 | -9.3851 | -9.3851 | -9.3851 | -9.3851 | -9.3851 | -9.3851 | -9.3851 | -9.3851 | -9.3851 | -9.3851 | -9.3851 | -9.3851 | -9.3851 | -9.3851 | -9.3851 | -9.3851 | -9.3851 | -18.9603 | -18.9603 | -18.9603 | -18.9603 | -18.9603 | -56.8285 | -46.5167 | -46.5167 | -46.5167 | -46.5167 | -46.5167 | 0 | 0 |  |  | 76.7083 |  |  | 925015.732 | 6752614.8436
$/MW-yr |  |  |  | 0 | 0 | 0 | 0 | 0 | 0 | 618364.8116 | 618364.8116 | 618364.8116 | 618364.8116 | 618364.8116 | 618364.8116 | -119995.1118 | -119995.1118 | -119995.1118 | -119995.1118 | -119995.1118 | -119995.1118 | -119995.1118 | -119995.1118 | -119995.1118 | -119995.1118 | -119995.1118 | -119995.1118 | -119995.1118 | -119995.1118 | -119995.1118 | -119995.1118 | -119995.1118 | -119995.1118 | -119995.1118 | -119995.1118 | -119995.1118 | -119995.1118 | -119995.1118 | -119995.1118 | -119995.1118 | -119995.1118 | -119995.1118 | -119995.1118 | -119995.1118 | -738359.9234 | -738359.9234 | -738359.9234 | -738359.9234 | -738359.9234 | -738359.9234 | 0 | 0
$Millions (adjusted) |  |  |  | 0 | 0 | 0 | 0 | 0 | 0 | 4.5141 | 4.5141 | 4.5141 | 4.5141 | 4.5141 | 4.5141 | -0.87596 | -0.87596 | -0.87596 | -0.87596 | -0.87596 | -0.87596 | -0.87596 | -0.87596 | -0.87596 | -0.87596 | -0.87596 | -0.87596 | -0.87596 | -0.87596 | -0.87596 | -0.87596 | -0.87596 | -0.87596 | -0.87596 | -0.87596 | -0.87596 | -0.87596 | -0.87596 | -0.87596 | -0.87596 | -0.87596 | -0.87596 | -0.87596 | -0.87596 | -5.39 | -5.39 | -5.39 | -5.39 | -5.39 | -5.39 | 0 | 0 |  |  | 6752.6148
Discount Factor (Relative to 1/1/2016) = |  |  |  | 0.94787 | 0.89845 | 0.85161 | 0.80722 | 0.76513 | 0.72525 | 0.68744 | 0.6516 | 0.61763 | 0.58543 | 0.55491 | 0.52598 | 0.49856 | 0.47257 | 0.44793 | 0.42458 | 0.40245 | 0.38147 | 0.36158 | 0.34273 | 0.32486 | 0.30793 | 0.29187 | 0.27666 | 0.26223 | 0.24856 | 0.2356 | 0.22332 | 0.21168 | 0.20064 | 0.19018 | 0.18027 | 0.17087 | 0.16196 | 0.15352 | 0.14552 | 0.13793 | 0.13074 | 0.12392 | 0.11746 | 0.11134 | 0.10554 | 0.10003 | 0.094818 | 0.089875 | 0.08519 | 0.080748 | 0.076539 | 0.072549
* Note: A positive (+) avoided cost in a given year represents a cost savings relative to not having a transmission project deferral.
Note on BH17: Todd Kantarek: Interconnection at Southampton Substation. No loss factor due to transmission side interconnection.

## PhII (FCE100-5.3MW)
Version |  | Based on PSEGLI file: "East End Utility 2_0_Economics_2014_10_13_r28_Sargent_Lundy.xlsx"
Annual Revenue Requirements (Millions of $s)
1) Reference (Transmission only) Case
Project | I/S Year | Investor | Capital (2015$s) | 2016 | 2017 | 2018 | 2019 | 2020 | 2021 | 2022 | 2023 | 2024 | 2025 | 2026 | 2027 | 2028 | 2029 | 2030 | 2031 | 2032 | 2033 | 2034 | 2035 | 2036 | 2037 | 2038 | 2039 | 2040 | 2041 | 2042 | 2043 | 2044 | 2045 | 2046 | 2047 | 2048 | 2049 | 2050 | 2051 | 2052 | 2053 | 2054 | 2055 | 2056 | 2057 | 2058 | 2059 | 2060 | 2061 | 2062 | 2063 | 2064 |  | NPV |  | Proposal Number = | FCE100
Transmission Reinforcement I | 2017 | PSEGLI | 93.4 | 0 | 11.3926 | 11.3926 | 11.3926 | 11.3926 | 11.3926 | 11.3926 | 11.3926 | 11.3926 | 11.3926 | 11.3926 | 11.3926 | 11.3926 | 11.3926 | 11.3926 | 11.3926 | 11.3926 | 11.3926 | 11.3926 | 11.3926 | 11.3926 | 11.3926 | 11.3926 | 11.3926 | 11.3926 | 11.3926 | 11.3926 | 11.3926 | 11.3926 | 11.3926 | 11.3926 | 11.3926 | 11.3926 | 11.3926 | 11.3926 | 11.3926 | [13 empty] | 35 | 166.1982 |  | Proposer Name = | FuelCell Energy, Inc.
Transmission Reinforcement II | 2018 | PSEGLI | 4.8 | 0 | 0 | 0.60305 | 0.60305 | 0.60305 | 0.60305 | 0.60305 | 0.60305 | 0.60305 | 0.60305 | 0.60305 | 0.60305 | 0.60305 | 0.60305 | 0.60305 | 0.60305 | 0.60305 | 0.60305 | 0.60305 | 0.60305 | 0.60305 | 0.60305 | 0.60305 | 0.60305 | 0.60305 | 0.60305 | 0.60305 | 0.60305 | 0.60305 | 0.60305 | 0.60305 | 0.60305 | 0.60305 | 0.60305 | 0.60305 | 0.60305 | 0.60305 | [12 empty] | 35 | 8.3388 |  | Proposal/Project = | Southampton Fuel Cell
Transmission Reinforcement III | 2019 | PSEGLI | 2.8 | 0 | 0 | 0 | 0.36233 | 0.36233 | 0.36233 | 0.36233 | 0.36233 | 0.36233 | 0.36233 | 0.36233 | 0.36233 | 0.36233 | 0.36233 | 0.36233 | 0.36233 | 0.36233 | 0.36233 | 0.36233 | 0.36233 | 0.36233 | 0.36233 | 0.36233 | 0.36233 | 0.36233 | 0.36233 | 0.36233 | 0.36233 | 0.36233 | 0.36233 | 0.36233 | 0.36233 | 0.36233 | 0.36233 | 0.36233 | 0.36233 | 0.36233 | 0.36233 | [11 empty] | 35 | 4.7491 |  | Option Number = | 3
Transmission Reinforcement IV | 2020 | PSEGLI | 136.8 | 0 | 0 | 0 | 0 | 18.2337 | 18.2337 | 18.2337 | 18.2337 | 18.2337 | 18.2337 | 18.2337 | 18.2337 | 18.2337 | 18.2337 | 18.2337 | 18.2337 | 18.2337 | 18.2337 | 18.2337 | 18.2337 | 18.2337 | 18.2337 | 18.2337 | 18.2337 | 18.2337 | 18.2337 | 18.2337 | 18.2337 | 18.2337 | 18.2337 | 18.2337 | 18.2337 | 18.2337 | 18.2337 | 18.2337 | 18.2337 | 18.2337 | 18.2337 | 18.2337 | [10 empty] | 35 | 226.5269 |  | Location = | 3
Transmission Reinforcement V | 2022 | PSEGLI | 275.5 | 0 | 0 | 0 | 0 | 0 | 0 | 38.957 | 38.957 | 38.957 | 38.957 | 38.957 | 38.957 | 38.957 | 38.957 | 38.957 | 38.957 | 38.957 | 38.957 | 38.957 | 38.957 | 38.957 | 38.957 | 38.957 | 38.957 | 38.957 | 38.957 | 38.957 | 38.957 | 38.957 | 38.957 | 38.957 | 38.957 | 38.957 | 38.957 | 38.957 | 38.957 | 38.957 | 38.957 | 38.957 | 38.957 | 38.957 | [8 empty] | 35 | 434.8353 |  | Technology = | Fuel Cell
[56 empty] | Interconnection Points = | Southampton - 69kV
Total |  |  | 513.3 | 0 | 11.3926 | 11.9957 | 12.358 | 30.5918 | 30.5918 | 69.5487 | 69.5487 | 69.5487 | 69.5487 | 69.5487 | 69.5487 | 69.5487 | 69.5487 | 69.5487 | 69.5487 | 69.5487 | 69.5487 | 69.5487 | 69.5487 | 69.5487 | 69.5487 | 69.5487 | 69.5487 | 69.5487 | 69.5487 | 69.5487 | 69.5487 | 69.5487 | 69.5487 | 69.5487 | 69.5487 | 69.5487 | 69.5487 | 69.5487 | 69.5487 | 58.1561 | 57.553 | 57.1907 | 38.957 | 38.957 | 0 | 0 | 0 | 0 | 0 | 0 | 0 | 0 |  | 840.6482 |  | Loss Factor = | 1
2016 NPV @ 5.5%, thru 2035 |  |  |  | 2016: 559.7216
2016 NPV @ 5.5%, thru 2056 |  |  |  | 2016: 840.6482 |  |  |  | MW Required by 2022 (cap) = | 15 | 33 | 15 | Output: NPV of Transmission Avoided Costs for Selected Project (see note*)
[57 empty] | Selected Project Inputs - Area 1 Portion | Selected Project Inputs - Area 2 Portion | Selected Project Inputs - Area 3 Portion | Area 1 | Area 2 | Area 3 | Total | check
[56 empty] | Project kW = | 0 | 0 | 5300
[55 empty] | Capped kW = | 5300 | 0 | 0 | 5300
[56 empty] | Project Area (1, 2, or 3) = | 1 | 2 | 3
[56 empty] | Proportion of Peak Hours Covered = | 100% | 100% | 100%
[55 empty] | Project COD = | 2018
[55 empty] | Effective kW = | 5300 |  |  |  | 0 | 0 | 4902583.3796 | 4902583.3796
[60 empty] | check | check | check
| I/S Year |  | Capital (2015$s) | 2016 | 2017 | 2018 | 2019 | 2020 | 2021 | 2022 | 2023 | 2024 | 2025 | 2026 | 2027 | 2028 | 2029 | 2030 | 2031 | 2032 | 2033 | 2034 | 2035 | 2036 | 2037 | 2038 | 2039 | 2040 | 2041 | 2042 | 2043 | 2044 | 2045 | 2046 | 2047 | 2048 | 2049 | 2050 | 2051 | 2052 | 2053 | 2054 | 2055 | 2056 | 2057 | 2058 | 2059 | 2060 | 2061 | 2062 | 2063 | 2064 |  | MW Required by 2022 | NPV Base $M | Differential NPV $M | Differential NPV $M (adjusted for COD of Selected Project) | Differntial NPV $/MW | NPV of Transmission Avoided Costs for Selected Project
Area I Projects: | [53 empty] | 15
Amagansett Conversion 33 kV | 2017 |  | 8 | 0 | 0.97582 | 0.97582 | 0.97582 | 0.97582 | 0.97582 | 0.97582 | 0.97582 | 0.97582 | 0.97582 | 0.97582 | 0.97582 | 0.97582 | 0.97582 | 0.97582 | 0.97582 | 0.97582 | 0.97582 | 0.97582 | 0.97582 | 0.97582 | 0.97582 | 0.97582 | 0.97582 | 0.97582 | 0.97582 | 0.97582 | 0.97582 | 0.97582 | 0.97582 | 0.97582 | 0.97582 | 0.97582 | 0.97582 | 0.97582 | 0.97582 | [13 empty] | 35 |  | 14.2354
East Hampton Conversion 33 kV | 2017 |  | 3.2 | 0 | 0.39033 | 0.39033 | 0.39033 | 0.39033 | 0.39033 | 0.39033 | 0.39033 | 0.39033 | 0.39033 | 0.39033 | 0.39033 | 0.39033 | 0.39033 | 0.39033 | 0.39033 | 0.39033 | 0.39033 | 0.39033 | 0.39033 | 0.39033 | 0.39033 | 0.39033 | 0.39033 | 0.39033 | 0.39033 | 0.39033 | 0.39033 | 0.39033 | 0.39033 | 0.39033 | 0.39033 | 0.39033 | 0.39033 | 0.39033 | 0.39033 | [13 empty] | 35 |  | 5.6942
Buell Conversion 33 kV | 2017 |  | 3.7 | 0 | 0.45131 | 0.45131 | 0.45131 | 0.45131 | 0.45131 | 0.45131 | 0.45131 | 0.45131 | 0.45131 | 0.45131 | 0.45131 | 0.45131 | 0.45131 | 0.45131 | 0.45131 | 0.45131 | 0.45131 | 0.45131 | 0.45131 | 0.45131 | 0.45131 | 0.45131 | 0.45131 | 0.45131 | 0.45131 | 0.45131 | 0.45131 | 0.45131 | 0.45131 | 0.45131 | 0.45131 | 0.45131 | 0.45131 | 0.45131 | 0.45131 | [13 empty] | 35 |  | 6.5839
Hither Hills Conversion to 33 kV | 2018 |  | 4.8 | 0 | 0 | 0.60305 | 0.60305 | 0.60305 | 0.60305 | 0.60305 | 0.60305 | 0.60305 | 0.60305 | 0.60305 | 0.60305 | 0.60305 | 0.60305 | 0.60305 | 0.60305 | 0.60305 | 0.60305 | 0.60305 | 0.60305 | 0.60305 | 0.60305 | 0.60305 | 0.60305 | 0.60305 | 0.60305 | 0.60305 | 0.60305 | 0.60305 | 0.60305 | 0.60305 | 0.60305 | 0.60305 | 0.60305 | 0.60305 | 0.60305 | 0.60305 | [12 empty] | 35 |  | 8.3388
Culloden Pt Conversion to 33 kV | 2019 |  | 2.8 | 0 | 0 | 0 | 0.36233 | 0.36233 | 0.36233 | 0.36233 | 0.36233 | 0.36233 | 0.36233 | 0.36233 | 0.36233 | 0.36233 | 0.36233 | 0.36233 | 0.36233 | 0.36233 | 0.36233 | 0.36233 | 0.36233 | 0.36233 | 0.36233 | 0.36233 | 0.36233 | 0.36233 | 0.36233 | 0.36233 | 0.36233 | 0.36233 | 0.36233 | 0.36233 | 0.36233 | 0.36233 | 0.36233 | 0.36233 | 0.36233 | 0.36233 | 0.36233 | [11 empty] | 35 |  | 4.7491
No Deferral |  |  | 22.5 |  | 1.8175 | 2.4205 | 2.7828 | 2.7828 | 2.7828 | 2.7828 | 2.7828 | 2.7828 | 2.7828 | 2.7828 | 2.7828 | 2.7828 | 2.7828 | 2.7828 | 2.7828 | 2.7828 | 2.7828 | 2.7828 | 2.7828 | 2.7828 | 2.7828 | 2.7828 | 2.7828 | 2.7828 | 2.7828 | 2.7828 | 2.7828 | 2.7828 | 2.7828 | 2.7828 | 2.7828 | 2.7828 | 2.7828 | 2.7828 | 2.7828 | 0.96539 | 0.36233 | 0 | 0 | 0 | [10 empty] | 39.6013
Amagansett Conversion 33 kV | 2030 |  | 8 | [14 empty] | 1.433 | 1.433 | 1.433 | 1.433 | 1.433 | 1.433 | 1.433 | 1.433 | 1.433 | 1.433 | 1.433 | 1.433 | 1.433 | 1.433 | 1.433 | 1.433 | 1.433 | 1.433 | 1.433 | 1.433 | 1.433 | 1.433 | 1.433 | 1.433 | 1.433 | 1.433 | 1.433 | 1.433 | 1.433 | 1.433 | 1.433 | 1.433 | 1.433 | 1.433 | 1.433 | 35 |  | 10.4225 | 3.8129 | 0 | 0 | 0
East Hampton Conversion 33 kV | 2030 |  | 3.2 | [14 empty] | 0.57321 | 0.57321 | 0.57321 | 0.57321 | 0.57321 | 0.57321 | 0.57321 | 0.57321 | 0.57321 | 0.57321 | 0.57321 | 0.57321 | 0.57321 | 0.57321 | 0.57321 | 0.57321 | 0.57321 | 0.57321 | 0.57321 | 0.57321 | 0.57321 | 0.57321 | 0.57321 | 0.57321 | 0.57321 | 0.57321 | 0.57321 | 0.57321 | 0.57321 | 0.57321 | 0.57321 | 0.57321 | 0.57321 | 0.57321 | 0.57321 | 35 |  | 4.169 | 1.5252 | 0 | 0 | 0
Buell Conversion 33 kV | 2030 |  | 3.7 | [14 empty] | 0.66277 | 0.66277 | 0.66277 | 0.66277 | 0.66277 | 0.66277 | 0.66277 | 0.66277 | 0.66277 | 0.66277 | 0.66277 | 0.66277 | 0.66277 | 0.66277 | 0.66277 | 0.66277 | 0.66277 | 0.66277 | 0.66277 | 0.66277 | 0.66277 | 0.66277 | 0.66277 | 0.66277 | 0.66277 | 0.66277 | 0.66277 | 0.66277 | 0.66277 | 0.66277 | 0.66277 | 0.66277 | 0.66277 | 0.66277 | 0.66277 | 35 |  | 4.8204 | 1.7635 | 0 | 0 | 0
Hither Hills Conversion to 33 kV | 2030 |  | 4.8 | [14 empty] | 0.85981 | 0.85981 | 0.85981 | 0.85981 | 0.85981 | 0.85981 | 0.85981 | 0.85981 | 0.85981 | 0.85981 | 0.85981 | 0.85981 | 0.85981 | 0.85981 | 0.85981 | 0.85981 | 0.85981 | 0.85981 | 0.85981 | 0.85981 | 0.85981 | 0.85981 | 0.85981 | 0.85981 | 0.85981 | 0.85981 | 0.85981 | 0.85981 | 0.85981 | 0.85981 | 0.85981 | 0.85981 | 0.85981 | 0.85981 | 0.85981 | 35 |  | 6.2535 | 2.0853 | 2.0853 | 139022.8879 | 736821.306
Culloden Pt Conversion to 33 kV | 2030 |  | 2.8 | [14 empty] | 0.50156 | 0.50156 | 0.50156 | 0.50156 | 0.50156 | 0.50156 | 0.50156 | 0.50156 | 0.50156 | 0.50156 | 0.50156 | 0.50156 | 0.50156 | 0.50156 | 0.50156 | 0.50156 | 0.50156 | 0.50156 | 0.50156 | 0.50156 | 0.50156 | 0.50156 | 0.50156 | 0.50156 | 0.50156 | 0.50156 | 0.50156 | 0.50156 | 0.50156 | 0.50156 | 0.50156 | 0.50156 | 0.50156 | 0.50156 | 0.50156 | 35 |  | 3.6479 | 1.1012 | 1.1012 | 73412.135 | 389084.3155
Deferral to Indicated Year |  |  | 22.5 | [6 empty] | 0 | 0 | 0 | 0 | 0 | 0 | 0 | 0 | 4.0304 | 4.0304 | 4.0304 | 4.0304 | 4.0304 | 4.0304 | 4.0304 | 4.0304 | 4.0304 | 4.0304 | 4.0304 | 4.0304 | 4.0304 | 4.0304 | 4.0304 | 4.0304 | 4.0304 | 4.0304 | 4.0304 | 4.0304 | 4.0304 | 4.0304 | 4.0304 | 4.0304 | 4.0304 | 4.0304 | 4.0304 | 4.0304 | 4.0304 | 4.0304 | 4.0304 | 4.0304 | 4.0304 | 4.0304 | 4.0304 | 35 |  | 29.3132 | 10.2881 | 3.1865 | 212435.0229 | 1125905.6215 | =Area I Portion
[59 empty] | 9380606.7434 | =Area I+II+III Portions
Annual Avoided Costs for Deferral to Indicated Year:
Amagansett Conversion 33 kV | 2030 |  |  | 0 | 0.97582 | 0.97582 | 0.97582 | 0.97582 | 0.97582 | 0.97582 | 0.97582 | 0.97582 | 0.97582 | 0.97582 | 0.97582 | 0.97582 | 0.97582 | -0.4572 | -0.4572 | -0.4572 | -0.4572 | -0.4572 | -0.4572 | -0.4572 | -0.4572 | -0.4572 | -0.4572 | -0.4572 | -0.4572 | -0.4572 | -0.4572 | -0.4572 | -0.4572 | -0.4572 | -0.4572 | -0.4572 | -0.4572 | -0.4572 | -0.4572 | -1.433 | -1.433 | -1.433 | -1.433 | -1.433 | -1.433 | -1.433 | -1.433 | -1.433 | -1.433 | -1.433 | -1.433 | -1.433 | 35 |  |  | 3.8129
East Hampton Conversion 33 kV | 2030 |  |  | 0 | 0.39033 | 0.39033 | 0.39033 | 0.39033 | 0.39033 | 0.39033 | 0.39033 | 0.39033 | 0.39033 | 0.39033 | 0.39033 | 0.39033 | 0.39033 | -0.18288 | -0.18288 | -0.18288 | -0.18288 | -0.18288 | -0.18288 | -0.18288 | -0.18288 | -0.18288 | -0.18288 | -0.18288 | -0.18288 | -0.18288 | -0.18288 | -0.18288 | -0.18288 | -0.18288 | -0.18288 | -0.18288 | -0.18288 | -0.18288 | -0.18288 | -0.57321 | -0.57321 | -0.57321 | -0.57321 | -0.57321 | -0.57321 | -0.57321 | -0.57321 | -0.57321 | -0.57321 | -0.57321 | -0.57321 | -0.57321 | 35 |  |  | 1.5252
Buell Conversion 33 kV | 2030 |  |  | 0 | 0.45131 | 0.45131 | 0.45131 | 0.45131 | 0.45131 | 0.45131 | 0.45131 | 0.45131 | 0.45131 | 0.45131 | 0.45131 | 0.45131 | 0.45131 | -0.21146 | -0.21146 | -0.21146 | -0.21146 | -0.21146 | -0.21146 | -0.21146 | -0.21146 | -0.21146 | -0.21146 | -0.21146 | -0.21146 | -0.21146 | -0.21146 | -0.21146 | -0.21146 | -0.21146 | -0.21146 | -0.21146 | -0.21146 | -0.21146 | -0.21146 | -0.66277 | -0.66277 | -0.66277 | -0.66277 | -0.66277 | -0.66277 | -0.66277 | -0.66277 | -0.66277 | -0.66277 | -0.66277 | -0.66277 | -0.66277 | 35 |  |  | 1.7635
Hither Hills Conversion to 33 kV | 2030 |  |  | 0 | 0 | 0.60305 | 0.60305 | 0.60305 | 0.60305 | 0.60305 | 0.60305 | 0.60305 | 0.60305 | 0.60305 | 0.60305 | 0.60305 | 0.60305 | -0.25676 | -0.25676 | -0.25676 | -0.25676 | -0.25676 | -0.25676 | -0.25676 | -0.25676 | -0.25676 | -0.25676 | -0.25676 | -0.25676 | -0.25676 | -0.25676 | -0.25676 | -0.25676 | -0.25676 | -0.25676 | -0.25676 | -0.25676 | -0.25676 | -0.25676 | -0.25676 | -0.85981 | -0.85981 | -0.85981 | -0.85981 | -0.85981 | -0.85981 | -0.85981 | -0.85981 | -0.85981 | -0.85981 | -0.85981 | -0.85981 | 35 |  |  | 2.0853
Culloden Pt Conversion to 33 kV | 2030 |  |  | 0 | 0 | 0 | 0.36233 | 0.36233 | 0.36233 | 0.36233 | 0.36233 | 0.36233 | 0.36233 | 0.36233 | 0.36233 | 0.36233 | 0.36233 | -0.13922 | -0.13922 | -0.13922 | -0.13922 | -0.13922 | -0.13922 | -0.13922 | -0.13922 | -0.13922 | -0.13922 | -0.13922 | -0.13922 | -0.13922 | -0.13922 | -0.13922 | -0.13922 | -0.13922 | -0.13922 | -0.13922 | -0.13922 | -0.13922 | -0.13922 | -0.13922 | -0.13922 | -0.50156 | -0.50156 | -0.50156 | -0.50156 | -0.50156 | -0.50156 | -0.50156 | -0.50156 | -0.50156 | -0.50156 | -0.50156 | 35 |  |  | 1.1012
Area II Projects: | [53 empty] | 33
Riverhead Canal 2nd Line and Bank | 2020 |  | 136.8 | 0 | 0 | 0 | 0 | 18.2337 | 18.2337 | 18.2337 | 18.2337 | 18.2337 | 18.2337 | 18.2337 | 18.2337 | 18.2337 | 18.2337 | 18.2337 | 18.2337 | 18.2337 | 18.2337 | 18.2337 | 18.2337 | 18.2337 | 18.2337 | 18.2337 | 18.2337 | 18.2337 | 18.2337 | 18.2337 | 18.2337 | 18.2337 | 18.2337 | 18.2337 | 18.2337 | 18.2337 | 18.2337 | 18.2337 | 18.2337 | 18.2337 | 18.2337 | 18.2337 | [10 empty] | 35 |  | 226.5269
No Deferral |  |  | 136.8 |  | 0 | 0 | 0 | 18.2337 | 18.2337 | 18.2337 | 18.2337 | 18.2337 | 18.2337 | 18.2337 | 18.2337 | 18.2337 | 18.2337 | 18.2337 | 18.2337 | 18.2337 | 18.2337 | 18.2337 | 18.2337 | 18.2337 | 18.2337 | 18.2337 | 18.2337 | 18.2337 | 18.2337 | 18.2337 | 18.2337 | 18.2337 | 18.2337 | 18.2337 | 18.2337 | 18.2337 | 18.2337 | 18.2337 | 18.2337 | 18.2337 | 18.2337 | 18.2337 | [10 empty] | 35 |  | 226.5269
Riverhead Canal 2nd Line and Bank | 2026 |  | 136.8 | [10 empty] | 21.772 | 21.772 | 21.772 | 21.772 | 21.772 | 21.772 | 21.772 | 21.772 | 21.772 | 21.772 | 21.772 | 21.772 | 21.772 | 21.772 | 21.772 | 21.772 | 21.772 | 21.772 | 21.772 | 21.772 | 21.772 | 21.772 | 21.772 | 21.772 | 21.772 | 21.772 | 21.772 | 21.772 | 21.772 | 21.772 | 21.772 | 21.772 | 21.772 | 21.772 | 21.772 |  |  |  |  | 35 |  | 196.1681 | 30.3588 | 30.3588 | 632475.0457 | 3352117.7422
Deferral to Indicated Year |  |  | 136.8 | [6 empty] | 0 | 0 | 0 | 0 | 21.772 | 21.772 | 21.772 | 21.772 | 21.772 | 21.772 | 21.772 | 21.772 | 21.772 | 21.772 | 21.772 | 21.772 | 21.772 | 21.772 | 21.772 | 21.772 | 21.772 | 21.772 | 21.772 | 21.772 | 21.772 | 21.772 | 21.772 | 21.772 | 21.772 | 21.772 | 21.772 | 21.772 | 21.772 | 21.772 | 21.772 | 21.772 | 21.772 | 21.772 | 21.772 |  |  |  |  | 35 |  | 196.1681 | 30.3588 | 30.3588 | 632475.0457 | 3352117.7422 | =Area II Portion
[59 empty] | 8254701.1218 | =Area II+III Portions
Annual Avoided Costs for Deferral to Indicated Year:
Riverhead Canal 2nd Line and Bank | 2026 |  |  | 0 | 0 | 0 | 0 | 18.2337 | 18.2337 | 18.2337 | 18.2337 | 18.2337 | 18.2337 | -3.5383 | -3.5383 | -3.5383 | -3.5383 | -3.5383 | -3.5383 | -3.5383 | -3.5383 | -3.5383 | -3.5383 | -3.5383 | -3.5383 | -3.5383 | -3.5383 | -3.5383 | -3.5383 | -3.5383 | -3.5383 | -3.5383 | -3.5383 | -3.5383 | -3.5383 | -3.5383 | -3.5383 | -3.5383 | -3.5383 | -3.5383 | -3.5383 | -3.5383 | -21.772 | -21.772 | -21.772 | -21.772 | -21.772 | -21.772 |  |  |  |  | 35 |  |  | 30.3588
0
Area III Projects: | [52 empty] | 0 | 15
New Canal - Southampton Cable | 2017 |  | 37.6 | 0 | 4.5863 | 4.5863 | 4.5863 | 4.5863 | 4.5863 | 4.5863 | 4.5863 | 4.5863 | 4.5863 | 4.5863 | 4.5863 | 4.5863 | 4.5863 | 4.5863 | 4.5863 | 4.5863 | 4.5863 | 4.5863 | 4.5863 | 4.5863 | 4.5863 | 4.5863 | 4.5863 | 4.5863 | 4.5863 | 4.5863 | 4.5863 | 4.5863 | 4.5863 | 4.5863 | 4.5863 | 4.5863 | 4.5863 | 4.5863 | 4.5863 | [13 empty] | 35 |  | 66.9063
Upgrade Wildwood - Riverhead to 138 kV | 2017 |  | 7.7 | 0 | 0.93922 | 0.93922 | 0.93922 | 0.93922 | 0.93922 | 0.93922 | 0.93922 | 0.93922 | 0.93922 | 0.93922 | 0.93922 | 0.93922 | 0.93922 | 0.93922 | 0.93922 | 0.93922 | 0.93922 | 0.93922 | 0.93922 | 0.93922 | 0.93922 | 0.93922 | 0.93922 | 0.93922 | 0.93922 | 0.93922 | 0.93922 | 0.93922 | 0.93922 | 0.93922 | 0.93922 | 0.93922 | 0.93922 | 0.93922 | 0.93922 | [13 empty] | 35 |  | 13.7016
Bridgehampton - Buell New 69 kV UG Cable | 2017 |  | 33.2 | 0 | 4.0496 | 4.0496 | 4.0496 | 4.0496 | 4.0496 | 4.0496 | 4.0496 | 4.0496 | 4.0496 | 4.0496 | 4.0496 | 4.0496 | 4.0496 | 4.0496 | 4.0496 | 4.0496 | 4.0496 | 4.0496 | 4.0496 | 4.0496 | 4.0496 | 4.0496 | 4.0496 | 4.0496 | 4.0496 | 4.0496 | 4.0496 | 4.0496 | 4.0496 | 4.0496 | 4.0496 | 4.0496 | 4.0496 | 4.0496 | 4.0496 | [13 empty] | 35 |  | 59.0769
Canal - Wainscott New 138 kV UG Cable | 2022 |  | 275.5 | 0 | 0 | 0 | 0 | 0 | 0 | 38.957 | 38.957 | 38.957 | 38.957 | 38.957 | 38.957 | 38.957 | 38.957 | 38.957 | 38.957 | 38.957 | 38.957 | 38.957 | 38.957 | 38.957 | 38.957 | 38.957 | 38.957 | 38.957 | 38.957 | 38.957 | 38.957 | 38.957 | 38.957 | 38.957 | 38.957 | 38.957 | 38.957 | 38.957 | 38.957 | 38.957 | 38.957 | 38.957 | 38.957 | 38.957 | [8 empty] | 35 |  | 434.8353
No Deferral |  |  | 354 |  | 9.5752 | 9.5752 | 9.5752 | 9.5752 | 9.5752 | 48.5322 | 48.5322 | 48.5322 | 48.5322 | 48.5322 | 48.5322 | 48.5322 | 48.5322 | 48.5322 | 48.5322 | 48.5322 | 48.5322 | 48.5322 | 48.5322 | 48.5322 | 48.5322 | 48.5322 | 48.5322 | 48.5322 | 48.5322 | 48.5322 | 48.5322 | 48.5322 | 48.5322 | 48.5322 | 48.5322 | 48.5322 | 48.5322 | 48.5322 | 48.5322 | 38.957 | 38.957 | 38.957 | 38.957 | 38.957 | [10 empty] | 574.52
New Canal - Southampton Cable | 2023 |  | 37.6 | [7 empty] | 5.4763 | 5.4763 | 5.4763 | 5.4763 | 5.4763 | 5.4763 | 5.4763 | 5.4763 | 5.4763 | 5.4763 | 5.4763 | 5.4763 | 5.4763 | 5.4763 | 5.4763 | 5.4763 | 5.4763 | 5.4763 | 5.4763 | 5.4763 | 5.4763 | 5.4763 | 5.4763 | 5.4763 | 5.4763 | 5.4763 | 5.4763 | 5.4763 | 5.4763 | 5.4763 | 5.4763 | 5.4763 | 5.4763 | 5.4763 | 5.4763 | [7 empty] | 35 |  | 57.9396 | 8.9667 | 0 | 0 | 0
Upgrade Wildwood - Riverhead to 138 kV | 2022 |  | 7.7 | [6 empty] | 1.0888 | 1.0888 | 1.0888 | 1.0888 | 1.0888 | 1.0888 | 1.0888 | 1.0888 | 1.0888 | 1.0888 | 1.0888 | 1.0888 | 1.0888 | 1.0888 | 1.0888 | 1.0888 | 1.0888 | 1.0888 | 1.0888 | 1.0888 | 1.0888 | 1.0888 | 1.0888 | 1.0888 | 1.0888 | 1.0888 | 1.0888 | 1.0888 | 1.0888 | 1.0888 | 1.0888 | 1.0888 | 1.0888 | 1.0888 | 1.0888 | [8 empty] | 35 |  | 12.1533 | 1.5483 | 0 | 0 | 0
Bridgehampton - Buell New 69 kV UG Cable | 2023 |  | 33.2 | [7 empty] | 4.8355 | 4.8355 | 4.8355 | 4.8355 | 4.8355 | 4.8355 | 4.8355 | 4.8355 | 4.8355 | 4.8355 | 4.8355 | 4.8355 | 4.8355 | 4.8355 | 4.8355 | 4.8355 | 4.8355 | 4.8355 | 4.8355 | 4.8355 | 4.8355 | 4.8355 | 4.8355 | 4.8355 | 4.8355 | 4.8355 | 4.8355 | 4.8355 | 4.8355 | 4.8355 | 4.8355 | 4.8355 | 4.8355 | 4.8355 | 4.8355 | [7 empty] | 35 |  | 51.1595 | 7.9174 | 0 | 0 | 0
Canal - Wainscott New 138 kV UG Cable | 2028 |  | 275.5 | [12 empty] | 46.5167 | 46.5167 | 46.5167 | 46.5167 | 46.5167 | 46.5167 | 46.5167 | 46.5167 | 46.5167 | 46.5167 | 46.5167 | 46.5167 | 46.5167 | 46.5167 | 46.5167 | 46.5167 | 46.5167 | 46.5167 | 46.5167 | 46.5167 | 46.5167 | 46.5167 | 46.5167 | 46.5167 | 46.5167 | 46.5167 | 46.5167 | 46.5167 | 46.5167 | 46.5167 | 46.5167 | 46.5167 | 46.5167 | 46.5167 | 46.5167 |  |  | 35 |  | 376.5593 | 58.276 | 58.276 | 925015.732 | 4902583.3796
Deferral to Indicated Year |  |  | 354 | [6 empty] | 1.0888 | 11.4006 | 11.4006 | 11.4006 | 11.4006 | 11.4006 | 57.9173 | 57.9173 | 57.9173 | 57.9173 | 57.9173 | 57.9173 | 57.9173 | 57.9173 | 57.9173 | 57.9173 | 57.9173 | 57.9173 | 57.9173 | 57.9173 | 57.9173 | 57.9173 | 57.9173 | 57.9173 | 57.9173 | 57.9173 | 57.9173 | 57.9173 | 57.9173 | 57.9173 | 57.9173 | 57.9173 | 57.9173 | 57.9173 | 57.9173 | 56.8285 | 46.5167 | 46.5167 | 46.5167 | 46.5167 | 46.5167 |  |  | 41 |  | 497.8117 | 76.7083 | 58.276 | 925015.732 | 4902583.3796 | =Area III Portion
[59 empty] | 4902583.3796 | =Area III Portion
Annual Avoided Costs for Deferral to Indicated Year:
New Canal - Southampton Cable | 2023 |  |  | 0 | 4.5863 | 4.5863 | 4.5863 | 4.5863 | 4.5863 | 4.5863 | -0.88999 | -0.88999 | -0.88999 | -0.88999 | -0.88999 | -0.88999 | -0.88999 | -0.88999 | -0.88999 | -0.88999 | -0.88999 | -0.88999 | -0.88999 | -0.88999 | -0.88999 | -0.88999 | -0.88999 | -0.88999 | -0.88999 | -0.88999 | -0.88999 | -0.88999 | -0.88999 | -0.88999 | -0.88999 | -0.88999 | -0.88999 | -0.88999 | -0.88999 | -5.4763 | -5.4763 | -5.4763 | -5.4763 | -5.4763 | -5.4763 | 0 | 0 | 0 | 0 | 0 |  |  | 35 |  |  | 8.9667
Upgrade Wildwood - Riverhead to 138 kV | 2022 |  |  | 0 | 0.93922 | 0.93922 | 0.93922 | 0.93922 | 0.93922 | -0.14959 | -0.14959 | -0.14959 | -0.14959 | -0.14959 | -0.14959 | -0.14959 | -0.14959 | -0.14959 | -0.14959 | -0.14959 | -0.14959 | -0.14959 | -0.14959 | -0.14959 | -0.14959 | -0.14959 | -0.14959 | -0.14959 | -0.14959 | -0.14959 | -0.14959 | -0.14959 | -0.14959 | -0.14959 | -0.14959 | -0.14959 | -0.14959 | -0.14959 | -0.14959 | -1.0888 | -1.0888 | -1.0888 | -1.0888 | -1.0888 | 0 | 0 | 0 | 0 | 0 | 0 |  |  | 35 |  |  | 1.5483
Bridgehampton - Buell New 69 kV UG Cable | 2023 |  |  | 0 | 4.0496 | 4.0496 | 4.0496 | 4.0496 | 4.0496 | 4.0496 | -0.78584 | -0.78584 | -0.78584 | -0.78584 | -0.78584 | -0.78584 | -0.78584 | -0.78584 | -0.78584 | -0.78584 | -0.78584 | -0.78584 | -0.78584 | -0.78584 | -0.78584 | -0.78584 | -0.78584 | -0.78584 | -0.78584 | -0.78584 | -0.78584 | -0.78584 | -0.78584 | -0.78584 | -0.78584 | -0.78584 | -0.78584 | -0.78584 | -0.78584 | -4.8355 | -4.8355 | -4.8355 | -4.8355 | -4.8355 | -4.8355 | 0 | 0 | 0 | 0 | 0 |  |  | 35 |  |  | 7.9174
Canal - Wainscott New 138 kV UG Cable | 2028 |  |  | 0 | 0 | 0 | 0 | 0 | 0 | 38.957 | 38.957 | 38.957 | 38.957 | 38.957 | 38.957 | -7.5597 | -7.5597 | -7.5597 | -7.5597 | -7.5597 | -7.5597 | -7.5597 | -7.5597 | -7.5597 | -7.5597 | -7.5597 | -7.5597 | -7.5597 | -7.5597 | -7.5597 | -7.5597 | -7.5597 | -7.5597 | -7.5597 | -7.5597 | -7.5597 | -7.5597 | -7.5597 | -7.5597 | -7.5597 | -7.5597 | -7.5597 | -7.5597 | -7.5597 | -46.5167 | -46.5167 | -46.5167 | -46.5167 | -46.5167 | -46.5167 | [5 empty] | 58.276
Total - All Areas (No Deferrals,$Millions) |  |  | 513.3 |  | 11.3926 | 11.9957 | 12.358 | 30.5918 | 30.5918 | 69.5487 | 69.5487 | 69.5487 | 69.5487 | 69.5487 | 69.5487 | 69.5487 | 69.5487 | 69.5487 | 69.5487 | 69.5487 | 69.5487 | 69.5487 | 69.5487 | 69.5487 | 69.5487 | 69.5487 | 69.5487 | 69.5487 | 69.5487 | 69.5487 | 69.5487 | 69.5487 | 69.5487 | 69.5487 | 69.5487 | 69.5487 | 69.5487 | 69.5487 | 69.5487 | 58.1561 | 57.553 | 57.1907 | 38.957 | 38.957 | 0 | 0 | 0 | 0 | 0 | 0 | 0 | 0 |  | 63 | 840.6482 | 117.3552 | = max. total avoided cost in portfolio
Annual Avoided Costs for Deferrals - Area 1 Proposal: (see note*) | Deferral Year |  |  | 2016 | 2017 | 2018 | 2019 | 2020 | 2021 | 2022 | 2023 | 2024 | 2025 | 2026 | 2027 | 2028 | 2029 | 2030 | 2031 | 2032 | 2033 | 2034 | 2035 | 2036 | 2037 | 2038 | 2039 | 2040 | 2041 | 2042 | 2043 | 2044 | 2045 | 2046 | 2047 | 2048 | 2049 | 2050 | 2051 | 2052 | 2053 | 2054 | 2055 | 2056 | 2057 | 2058 | 2059 | 2060 | 2061 | 2062 | 2063 | 2064 |  |  | Differential NPV $M |  | Differential NPV $M (adjusted for COD of Selected Project) | Differntial NPV $/MW | NPV of Transmission Avoided Costs for Selected Project
Area I Projects:
Amagansett Conversion 33 kV | 2030 |  |  | 0 | 0.97582 | 0.97582 | 0.97582 | 0.97582 | 0.97582 | 0.97582 | 0.97582 | 0.97582 | 0.97582 | 0.97582 | 0.97582 | 0.97582 | 0.97582 | -0.4572 | -0.4572 | -0.4572 | -0.4572 | -0.4572 | -0.4572 | -0.4572 | -0.4572 | -0.4572 | -0.4572 | -0.4572 | -0.4572 | -0.4572 | -0.4572 | -0.4572 | -0.4572 | -0.4572 | -0.4572 | -0.4572 | -0.4572 | -0.4572 | -0.4572 | -1.433 | -1.433 | -1.433 | -1.433 | -1.433 | -1.433 | -1.433 | -1.433 | -1.433 | -1.433 | -1.433 | -1.433 | -1.433 |  |  | 3.8129 |  | 0 | 0 | 0
East Hampton Conversion 33 kV | 2030 |  |  | 0 | 0.39033 | 0.39033 | 0.39033 | 0.39033 | 0.39033 | 0.39033 | 0.39033 | 0.39033 | 0.39033 | 0.39033 | 0.39033 | 0.39033 | 0.39033 | -0.18288 | -0.18288 | -0.18288 | -0.18288 | -0.18288 | -0.18288 | -0.18288 | -0.18288 | -0.18288 | -0.18288 | -0.18288 | -0.18288 | -0.18288 | -0.18288 | -0.18288 | -0.18288 | -0.18288 | -0.18288 | -0.18288 | -0.18288 | -0.18288 | -0.18288 | -0.57321 | -0.57321 | -0.57321 | -0.57321 | -0.57321 | -0.57321 | -0.57321 | -0.57321 | -0.57321 | -0.57321 | -0.57321 | -0.57321 | -0.57321 |  |  | 1.5252 |  | 0 | 0 | 0
Buell Conversion 33 kV | 2030 |  |  | 0 | 0.45131 | 0.45131 | 0.45131 | 0.45131 | 0.45131 | 0.45131 | 0.45131 | 0.45131 | 0.45131 | 0.45131 | 0.45131 | 0.45131 | 0.45131 | -0.21146 | -0.21146 | -0.21146 | -0.21146 | -0.21146 | -0.21146 | -0.21146 | -0.21146 | -0.21146 | -0.21146 | -0.21146 | -0.21146 | -0.21146 | -0.21146 | -0.21146 | -0.21146 | -0.21146 | -0.21146 | -0.21146 | -0.21146 | -0.21146 | -0.21146 | -0.66277 | -0.66277 | -0.66277 | -0.66277 | -0.66277 | -0.66277 | -0.66277 | -0.66277 | -0.66277 | -0.66277 | -0.66277 | -0.66277 | -0.66277 |  |  | 1.7635 |  | 0 | 0 | 0
Hither Hills Conversion to 33 kV | 2030 |  |  | 0 | 0 | 0.60305 | 0.60305 | 0.60305 | 0.60305 | 0.60305 | 0.60305 | 0.60305 | 0.60305 | 0.60305 | 0.60305 | 0.60305 | 0.60305 | -0.25676 | -0.25676 | -0.25676 | -0.25676 | -0.25676 | -0.25676 | -0.25676 | -0.25676 | -0.25676 | -0.25676 | -0.25676 | -0.25676 | -0.25676 | -0.25676 | -0.25676 | -0.25676 | -0.25676 | -0.25676 | -0.25676 | -0.25676 | -0.25676 | -0.25676 | -0.25676 | -0.85981 | -0.85981 | -0.85981 | -0.85981 | -0.85981 | -0.85981 | -0.85981 | -0.85981 | -0.85981 | -0.85981 | -0.85981 | -0.85981 |  |  | 2.0853 |  | 2.0853 | 139022.8879 | 0
Culloden Pt Conversion to 33 kV | 2030 |  |  | 0 | 0 | 0 | 0.36233 | 0.36233 | 0.36233 | 0.36233 | 0.36233 | 0.36233 | 0.36233 | 0.36233 | 0.36233 | 0.36233 | 0.36233 | -0.13922 | -0.13922 | -0.13922 | -0.13922 | -0.13922 | -0.13922 | -0.13922 | -0.13922 | -0.13922 | -0.13922 | -0.13922 | -0.13922 | -0.13922 | -0.13922 | -0.13922 | -0.13922 | -0.13922 | -0.13922 | -0.13922 | -0.13922 | -0.13922 | -0.13922 | -0.13922 | -0.13922 | -0.50156 | -0.50156 | -0.50156 | -0.50156 | -0.50156 | -0.50156 | -0.50156 | -0.50156 | -0.50156 | -0.50156 | -0.50156 |  |  | 1.1012 |  | 1.1012 | 73412.135 | 0
[59 empty] | 0 | =Area I Portion
Area II Projects: | [58 empty] | 0 | =Area I+II+III Portions
Riverhead Canal 2nd Line and Bank | 2026 |  |  | 0 | 0 | 0 | 0 | 18.2337 | 18.2337 | 18.2337 | 18.2337 | 18.2337 | 18.2337 | -3.5383 | -3.5383 | -3.5383 | -3.5383 | -3.5383 | -3.5383 | -3.5383 | -3.5383 | -3.5383 | -3.5383 | -3.5383 | -3.5383 | -3.5383 | -3.5383 | -3.5383 | -3.5383 | -3.5383 | -3.5383 | -3.5383 | -3.5383 | -3.5383 | -3.5383 | -3.5383 | -3.5383 | -3.5383 | -3.5383 | -3.5383 | -3.5383 | -3.5383 | -21.772 | -21.772 | -21.772 | -21.772 | -21.772 | -21.772 | 0 | 0 | 0 | 0 |  |  | 30.3588 |  | 30.3588 | 632475.0457 | 0
[59 empty] | 0 | =Area II Portion
Area III Projects: | [58 empty] | 0 | =Area II+III Portions
New Canal - Southampton Cable | 2023 |  |  | 0 | 4.5863 | 4.5863 | 4.5863 | 4.5863 | 4.5863 | 4.5863 | -0.88999 | -0.88999 | -0.88999 | -0.88999 | -0.88999 | -0.88999 | -0.88999 | -0.88999 | -0.88999 | -0.88999 | -0.88999 | -0.88999 | -0.88999 | -0.88999 | -0.88999 | -0.88999 | -0.88999 | -0.88999 | -0.88999 | -0.88999 | -0.88999 | -0.88999 | -0.88999 | -0.88999 | -0.88999 | -0.88999 | -0.88999 | -0.88999 | -0.88999 | -5.4763 | -5.4763 | -5.4763 | -5.4763 | -5.4763 | -5.4763 | 0 | 0 | 0 | 0 | 0 | 0 | 0 |  |  | 8.9667 |  | 0 | 0 | 0
Upgrade Wildwood - Riverhead to 138 kV | 2022 |  |  | 0 | 0.93922 | 0.93922 | 0.93922 | 0.93922 | 0.93922 | -0.14959 | -0.14959 | -0.14959 | -0.14959 | -0.14959 | -0.14959 | -0.14959 | -0.14959 | -0.14959 | -0.14959 | -0.14959 | -0.14959 | -0.14959 | -0.14959 | -0.14959 | -0.14959 | -0.14959 | -0.14959 | -0.14959 | -0.14959 | -0.14959 | -0.14959 | -0.14959 | -0.14959 | -0.14959 | -0.14959 | -0.14959 | -0.14959 | -0.14959 | -0.14959 | -1.0888 | -1.0888 | -1.0888 | -1.0888 | -1.0888 | 0 | 0 | 0 | 0 | 0 | 0 | 0 | 0 |  |  | 1.5483 |  | 0 | 0 | 0
Bridgehampton - Buell New 69 kV UG Cable | 2023 |  |  | 0 | 4.0496 | 4.0496 | 4.0496 | 4.0496 | 4.0496 | 4.0496 | -0.78584 | -0.78584 | -0.78584 | -0.78584 | -0.78584 | -0.78584 | -0.78584 | -0.78584 | -0.78584 | -0.78584 | -0.78584 | -0.78584 | -0.78584 | -0.78584 | -0.78584 | -0.78584 | -0.78584 | -0.78584 | -0.78584 | -0.78584 | -0.78584 | -0.78584 | -0.78584 | -0.78584 | -0.78584 | -0.78584 | -0.78584 | -0.78584 | -0.78584 | -4.8355 | -4.8355 | -4.8355 | -4.8355 | -4.8355 | -4.8355 | 0 | 0 | 0 | 0 | 0 | 0 | 0 |  |  | 7.9174 |  | 0 | 0 | 0
Canal - Wainscott New 138 kV UG Cable | 2028 |  |  | 0 | 0 | 0 | 0 | 0 | 0 | 38.957 | 38.957 | 38.957 | 38.957 | 38.957 | 38.957 | -7.5597 | -7.5597 | -7.5597 | -7.5597 | -7.5597 | -7.5597 | -7.5597 | -7.5597 | -7.5597 | -7.5597 | -7.5597 | -7.5597 | -7.5597 | -7.5597 | -7.5597 | -7.5597 | -7.5597 | -7.5597 | -7.5597 | -7.5597 | -7.5597 | -7.5597 | -7.5597 | -7.5597 | -7.5597 | -7.5597 | -7.5597 | -7.5597 | -7.5597 | -46.5167 | -46.5167 | -46.5167 | -46.5167 | -46.5167 | -46.5167 | 0 | 0 |  |  | 58.276 |  | 58.276 | 925015.732 | 0
[59 empty] | 0 | =Area III Portion
Total - Area 1 Proposal, $Millions (unadjusted) |  |  |  | 0 | 0 | 0.60305 | 0.96539 | 19.1991 | 19.1991 | 58.1561 | 58.1561 | 58.1561 | 58.1561 | 36.3841 | 36.3841 | -10.1326 | -10.1326 | -11.494 | -11.494 | -11.494 | -11.494 | -11.494 | -11.494 | -11.494 | -11.494 | -11.494 | -11.494 | -11.494 | -11.494 | -11.494 | -11.494 | -11.494 | -11.494 | -11.494 | -11.494 | -11.494 | -11.494 | -11.494 | -11.494 | -11.494 | -12.097 | -12.4594 | -30.6931 | -30.6931 | -69.6501 | -69.6501 | -69.6501 | -69.6501 | -47.878 | -47.878 | -1.3614 | -1.3614 |  |  | 91.8213 |  |  | 1769925.8006 | 0
$/MW-yr |  |  |  | 0 | 0 | 40203.5861 | 64359.2408 | 444228.478 | 444228.478 | 1062593.2896 | 1062593.2896 | 1062593.2896 | 1062593.2896 | 609009.5545 | 609009.5545 | -129350.3688 | -129350.3688 | -220108.1448 | -220108.1448 | -220108.1448 | -220108.1448 | -220108.1448 | -220108.1448 | -220108.1448 | -220108.1448 | -220108.1448 | -220108.1448 | -220108.1448 | -220108.1448 | -220108.1448 | -220108.1448 | -220108.1448 | -220108.1448 | -220108.1448 | -220108.1448 | -220108.1448 | -220108.1448 | -220108.1448 | -220108.1448 | -220108.1448 | -260311.731 | -284467.3856 | -664336.6229 | -664336.6229 | -1282701.4345 | -1282701.4345 | -1282701.4345 | -1282701.4345 | -829117.6994 | -829117.6994 | -90757.776 | -90757.776
$Millions (adjusted) |  |  |  | 0 | 0 | 0 | 0 | 0 | 0 | 0 | 0 | 0 | 0 | 0 | 0 | 0 | 0 | 0 | 0 | 0 | 0 | 0 | 0 | 0 | 0 | 0 | 0 | 0 | 0 | 0 | 0 | 0 | 0 | 0 | 0 | 0 | 0 | 0 | 0 | 0 | 0 | 0 | 0 | 0 | 0 | 0 | 0 | 0 | 0 | 0 | 0 | 0 |  |  | 0
Annual Avoided Costs for Deferrals - Area 2 Proposal: (see note*) | Deferral Year |  |  | 2016 | 2017 | 2018 | 2019 | 2020 | 2021 | 2022 | 2023 | 2024 | 2025 | 2026 | 2027 | 2028 | 2029 | 2030 | 2031 | 2032 | 2033 | 2034 | 2035 | 2036 | 2037 | 2038 | 2039 | 2040 | 2041 | 2042 | 2043 | 2044 | 2045 | 2046 | 2047 | 2048 | 2049 | 2050 | 2051 | 2052 | 2053 | 2054 | 2055 | 2056 | 2057 | 2058 | 2059 | 2060 | 2061 | 2062 | 2063 | 2064 |  |  | Differential NPV $M |  | Differential NPV $M (adjusted for COD of Selected Project) | Differntial NPV $/MW | NPV of Transmission Avoided Costs for Selected Project
Area I Projects:
Amagansett Conversion 33 kV | 2030 |  |  | 0 | 0 | 0 | 0 | 0 | 0 | 0 | 0 | 0 | 0 | 0 | 0 | 0 | 0 | 0 | 0 | 0 | 0 | 0 | 0 | 0 | 0 | 0 | 0 | 0 | 0 | 0 | 0 | 0 | 0 | 0 | 0 | 0 | 0 | 0 | 0 | 0 | 0 | 0 | 0 | 0 | 0 | 0 | 0 | 0 | 0 | 0 | 0 | 0 |  |  | 0 |  | 0 | 0 | 0
East Hampton Conversion 33 kV | 2030 |  |  | 0 | 0 | 0 | 0 | 0 | 0 | 0 | 0 | 0 | 0 | 0 | 0 | 0 | 0 | 0 | 0 | 0 | 0 | 0 | 0 | 0 | 0 | 0 | 0 | 0 | 0 | 0 | 0 | 0 | 0 | 0 | 0 | 0 | 0 | 0 | 0 | 0 | 0 | 0 | 0 | 0 | 0 | 0 | 0 | 0 | 0 | 0 | 0 | 0 |  |  | 0 |  | 0 | 0 | 0
Buell Conversion 33 kV | 2030 |  |  | 0 | 0 | 0 | 0 | 0 | 0 | 0 | 0 | 0 | 0 | 0 | 0 | 0 | 0 | 0 | 0 | 0 | 0 | 0 | 0 | 0 | 0 | 0 | 0 | 0 | 0 | 0 | 0 | 0 | 0 | 0 | 0 | 0 | 0 | 0 | 0 | 0 | 0 | 0 | 0 | 0 | 0 | 0 | 0 | 0 | 0 | 0 | 0 | 0 |  |  | 0 |  | 0 | 0 | 0
Hither Hills Conversion to 33 kV | 2030 |  |  | 0 | 0 | 0 | 0 | 0 | 0 | 0 | 0 | 0 | 0 | 0 | 0 | 0 | 0 | 0 | 0 | 0 | 0 | 0 | 0 | 0 | 0 | 0 | 0 | 0 | 0 | 0 | 0 | 0 | 0 | 0 | 0 | 0 | 0 | 0 | 0 | 0 | 0 | 0 | 0 | 0 | 0 | 0 | 0 | 0 | 0 | 0 | 0 | 0 |  |  | 0 |  | 0 | 0 | 0
Culloden Pt Conversion to 33 kV | 2030 |  |  | 0 | 0 | 0 | 0 | 0 | 0 | 0 | 0 | 0 | 0 | 0 | 0 | 0 | 0 | 0 | 0 | 0 | 0 | 0 | 0 | 0 | 0 | 0 | 0 | 0 | 0 | 0 | 0 | 0 | 0 | 0 | 0 | 0 | 0 | 0 | 0 | 0 | 0 | 0 | 0 | 0 | 0 | 0 | 0 | 0 | 0 | 0 | 0 | 0 |  |  | 0 |  | 0 | 0 | 0
[59 empty] | 0 | =Area I Portion
Area II Projects: | [58 empty] | 0 | =Area I+II+III Portions
Riverhead Canal 2nd Line and Bank | 2026 |  |  | 0 | 0 | 0 | 0 | 18.2337 | 18.2337 | 18.2337 | 18.2337 | 18.2337 | 18.2337 | -3.5383 | -3.5383 | -3.5383 | -3.5383 | -3.5383 | -3.5383 | -3.5383 | -3.5383 | -3.5383 | -3.5383 | -3.5383 | -3.5383 | -3.5383 | -3.5383 | -3.5383 | -3.5383 | -3.5383 | -3.5383 | -3.5383 | -3.5383 | -3.5383 | -3.5383 | -3.5383 | -3.5383 | -3.5383 | -3.5383 | -3.5383 | -3.5383 | -3.5383 | -21.772 | -21.772 | -21.772 | -21.772 | -21.772 | -21.772 | 0 | 0 | 0 | 0 |  |  | 30.3588 |  | 30.3588 | 632475.0457 | 0
[59 empty] | 0 | =Area II Portion
Area III Projects: | [58 empty] | 0 | =Area II+III Portions
New Canal - Southampton Cable | 2023 |  |  | 0 | 4.5863 | 4.5863 | 4.5863 | 4.5863 | 4.5863 | 4.5863 | -0.88999 | -0.88999 | -0.88999 | -0.88999 | -0.88999 | -0.88999 | -0.88999 | -0.88999 | -0.88999 | -0.88999 | -0.88999 | -0.88999 | -0.88999 | -0.88999 | -0.88999 | -0.88999 | -0.88999 | -0.88999 | -0.88999 | -0.88999 | -0.88999 | -0.88999 | -0.88999 | -0.88999 | -0.88999 | -0.88999 | -0.88999 | -0.88999 | -0.88999 | -5.4763 | -5.4763 | -5.4763 | -5.4763 | -5.4763 | -5.4763 | 0 | 0 | 0 | 0 | 0 | 0 | 0 |  |  | 8.9667 |  | 0 | 0 | 0
Upgrade Wildwood - Riverhead to 138 kV | 2022 |  |  | 0 | 0.93922 | 0.93922 | 0.93922 | 0.93922 | 0.93922 | -0.14959 | -0.14959 | -0.14959 | -0.14959 | -0.14959 | -0.14959 | -0.14959 | -0.14959 | -0.14959 | -0.14959 | -0.14959 | -0.14959 | -0.14959 | -0.14959 | -0.14959 | -0.14959 | -0.14959 | -0.14959 | -0.14959 | -0.14959 | -0.14959 | -0.14959 | -0.14959 | -0.14959 | -0.14959 | -0.14959 | -0.14959 | -0.14959 | -0.14959 | -0.14959 | -1.0888 | -1.0888 | -1.0888 | -1.0888 | -1.0888 | 0 | 0 | 0 | 0 | 0 | 0 | 0 | 0 |  |  | 1.5483 |  | 0 | 0 | 0
Bridgehampton - Buell New 69 kV UG Cable | 2023 |  |  | 0 | 4.0496 | 4.0496 | 4.0496 | 4.0496 | 4.0496 | 4.0496 | -0.78584 | -0.78584 | -0.78584 | -0.78584 | -0.78584 | -0.78584 | -0.78584 | -0.78584 | -0.78584 | -0.78584 | -0.78584 | -0.78584 | -0.78584 | -0.78584 | -0.78584 | -0.78584 | -0.78584 | -0.78584 | -0.78584 | -0.78584 | -0.78584 | -0.78584 | -0.78584 | -0.78584 | -0.78584 | -0.78584 | -0.78584 | -0.78584 | -0.78584 | -4.8355 | -4.8355 | -4.8355 | -4.8355 | -4.8355 | -4.8355 | 0 | 0 | 0 | 0 | 0 | 0 | 0 |  |  | 7.9174 |  | 0 | 0 | 0
Canal - Wainscott New 138 kV UG Cable | 2028 |  |  | 0 | 0 | 0 | 0 | 0 | 0 | 38.957 | 38.957 | 38.957 | 38.957 | 38.957 | 38.957 | -7.5597 | -7.5597 | -7.5597 | -7.5597 | -7.5597 | -7.5597 | -7.5597 | -7.5597 | -7.5597 | -7.5597 | -7.5597 | -7.5597 | -7.5597 | -7.5597 | -7.5597 | -7.5597 | -7.5597 | -7.5597 | -7.5597 | -7.5597 | -7.5597 | -7.5597 | -7.5597 | -7.5597 | -7.5597 | -7.5597 | -7.5597 | -7.5597 | -7.5597 | -46.5167 | -46.5167 | -46.5167 | -46.5167 | -46.5167 | -46.5167 | 0 | 0 |  |  | 58.276 |  | 58.276 | 925015.732 | 0
[59 empty] | 0 | =Area III Portion
Total - Area 2 Proposal, $Millions (unadjusted) |  |  |  | 0 | 0 | 0 | 0 | 18.2337 | 18.2337 | 57.1907 | 57.1907 | 57.1907 | 57.1907 | 35.4187 | 35.4187 | -11.098 | -11.098 | -11.098 | -11.098 | -11.098 | -11.098 | -11.098 | -11.098 | -11.098 | -11.098 | -11.098 | -11.098 | -11.098 | -11.098 | -11.098 | -11.098 | -11.098 | -11.098 | -11.098 | -11.098 | -11.098 | -11.098 | -11.098 | -11.098 | -11.098 | -11.098 | -11.098 | -29.3317 | -29.3317 | -68.2887 | -68.2887 | -68.2887 | -68.2887 | -46.5167 | -46.5167 | 0 | 0 |  |  | 88.6348 |  |  | 1557490.7777 | 0
$/MW-yr |  |  |  | 0 | 0 | 0 | 0 | 379869.2372 | 379869.2372 | 998234.0488 | 998234.0488 | 998234.0488 | 998234.0488 | 544650.3137 | 544650.3137 | -193709.6096 | -193709.6096 | -193709.6096 | -193709.6096 | -193709.6096 | -193709.6096 | -193709.6096 | -193709.6096 | -193709.6096 | -193709.6096 | -193709.6096 | -193709.6096 | -193709.6096 | -193709.6096 | -193709.6096 | -193709.6096 | -193709.6096 | -193709.6096 | -193709.6096 | -193709.6096 | -193709.6096 | -193709.6096 | -193709.6096 | -193709.6096 | -193709.6096 | -193709.6096 | -193709.6096 | -573578.8469 | -573578.8469 | -1191943.6585 | -1191943.6585 | -1191943.6585 | -1191943.6585 | -738359.9234 | -738359.9234 | 0 | 0
$Millions (adjusted) |  |  |  | 0 | 0 | 0 | 0 | 0 | 0 | 0 | 0 | 0 | 0 | 0 | 0 | 0 | 0 | 0 | 0 | 0 | 0 | 0 | 0 | 0 | 0 | 0 | 0 | 0 | 0 | 0 | 0 | 0 | 0 | 0 | 0 | 0 | 0 | 0 | 0 | 0 | 0 | 0 | 0 | 0 | 0 | 0 | 0 | 0 | 0 | 0 | 0 | 0 |  |  | 0
Annual Avoided Costs for Deferrals - Area 3 Proposal: (see note*) | Deferral Year |  |  | 2016 | 2017 | 2018 | 2019 | 2020 | 2021 | 2022 | 2023 | 2024 | 2025 | 2026 | 2027 | 2028 | 2029 | 2030 | 2031 | 2032 | 2033 | 2034 | 2035 | 2036 | 2037 | 2038 | 2039 | 2040 | 2041 | 2042 | 2043 | 2044 | 2045 | 2046 | 2047 | 2048 | 2049 | 2050 | 2051 | 2052 | 2053 | 2054 | 2055 | 2056 | 2057 | 2058 | 2059 | 2060 | 2061 | 2062 | 2063 | 2064 |  |  | Differential NPV $M |  | Differential NPV $M (adjusted for COD of Selected Project) | Differntial NPV $/MW | NPV of Transmission Avoided Costs for Selected Project
Area I Projects:
Amagansett Conversion 33 kV | 2030 |  |  | 0 | 0 | 0 | 0 | 0 | 0 | 0 | 0 | 0 | 0 | 0 | 0 | 0 | 0 | 0 | 0 | 0 | 0 | 0 | 0 | 0 | 0 | 0 | 0 | 0 | 0 | 0 | 0 | 0 | 0 | 0 | 0 | 0 | 0 | 0 | 0 | 0 | 0 | 0 | 0 | 0 | 0 | 0 | 0 | 0 | 0 | 0 | 0 | 0 |  |  | 0 |  | 0 | 0 | 0
East Hampton Conversion 33 kV | 2030 |  |  | 0 | 0 | 0 | 0 | 0 | 0 | 0 | 0 | 0 | 0 | 0 | 0 | 0 | 0 | 0 | 0 | 0 | 0 | 0 | 0 | 0 | 0 | 0 | 0 | 0 | 0 | 0 | 0 | 0 | 0 | 0 | 0 | 0 | 0 | 0 | 0 | 0 | 0 | 0 | 0 | 0 | 0 | 0 | 0 | 0 | 0 | 0 | 0 | 0 |  |  | 0 |  | 0 | 0 | 0
Buell Conversion 33 kV | 2030 |  |  | 0 | 0 | 0 | 0 | 0 | 0 | 0 | 0 | 0 | 0 | 0 | 0 | 0 | 0 | 0 | 0 | 0 | 0 | 0 | 0 | 0 | 0 | 0 | 0 | 0 | 0 | 0 | 0 | 0 | 0 | 0 | 0 | 0 | 0 | 0 | 0 | 0 | 0 | 0 | 0 | 0 | 0 | 0 | 0 | 0 | 0 | 0 | 0 | 0 |  |  | 0 |  | 0 | 0 | 0
Hither Hills Conversion to 33 kV | 2030 |  |  | 0 | 0 | 0 | 0 | 0 | 0 | 0 | 0 | 0 | 0 | 0 | 0 | 0 | 0 | 0 | 0 | 0 | 0 | 0 | 0 | 0 | 0 | 0 | 0 | 0 | 0 | 0 | 0 | 0 | 0 | 0 | 0 | 0 | 0 | 0 | 0 | 0 | 0 | 0 | 0 | 0 | 0 | 0 | 0 | 0 | 0 | 0 | 0 | 0 |  |  | 0 |  | 0 | 0 | 0
Culloden Pt Conversion to 33 kV | 2030 |  |  | 0 | 0 | 0 | 0 | 0 | 0 | 0 | 0 | 0 | 0 | 0 | 0 | 0 | 0 | 0 | 0 | 0 | 0 | 0 | 0 | 0 | 0 | 0 | 0 | 0 | 0 | 0 | 0 | 0 | 0 | 0 | 0 | 0 | 0 | 0 | 0 | 0 | 0 | 0 | 0 | 0 | 0 | 0 | 0 | 0 | 0 | 0 | 0 | 0 |  |  | 0 |  | 0 | 0 | 0
[59 empty] | 0 | =Area I Portion
Area II Projects: | [58 empty] | 4902583.3796 | =Area I+II+III Portions
Riverhead Canal 2nd Line and Bank | 2026 |  |  | 0 | 0 | 0 | 0 | 0 | 0 | 0 | 0 | 0 | 0 | 0 | 0 | 0 | 0 | 0 | 0 | 0 | 0 | 0 | 0 | 0 | 0 | 0 | 0 | 0 | 0 | 0 | 0 | 0 | 0 | 0 | 0 | 0 | 0 | 0 | 0 | 0 | 0 | 0 | 0 | 0 | 0 | 0 | 0 | 0 | 0 | 0 | 0 | 0 |  |  | 0 |  | 0 | 0 | 0
[59 empty] | 0 | =Area II Portion
Area III Projects: | [58 empty] | 4902583.3796 | =Area II+III Portions
New Canal - Southampton Cable | 2023 |  |  | 0 | 4.5863 | 4.5863 | 4.5863 | 4.5863 | 4.5863 | 4.5863 | -0.88999 | -0.88999 | -0.88999 | -0.88999 | -0.88999 | -0.88999 | -0.88999 | -0.88999 | -0.88999 | -0.88999 | -0.88999 | -0.88999 | -0.88999 | -0.88999 | -0.88999 | -0.88999 | -0.88999 | -0.88999 | -0.88999 | -0.88999 | -0.88999 | -0.88999 | -0.88999 | -0.88999 | -0.88999 | -0.88999 | -0.88999 | -0.88999 | -0.88999 | -5.4763 | -5.4763 | -5.4763 | -5.4763 | -5.4763 | -5.4763 | 0 | 0 | 0 | 0 | 0 | 0 | 0 |  |  | 8.9667 |  | 0 | 0 | 0
Upgrade Wildwood - Riverhead to 138 kV | 2022 |  |  | 0 | 0.93922 | 0.93922 | 0.93922 | 0.93922 | 0.93922 | -0.14959 | -0.14959 | -0.14959 | -0.14959 | -0.14959 | -0.14959 | -0.14959 | -0.14959 | -0.14959 | -0.14959 | -0.14959 | -0.14959 | -0.14959 | -0.14959 | -0.14959 | -0.14959 | -0.14959 | -0.14959 | -0.14959 | -0.14959 | -0.14959 | -0.14959 | -0.14959 | -0.14959 | -0.14959 | -0.14959 | -0.14959 | -0.14959 | -0.14959 | -0.14959 | -1.0888 | -1.0888 | -1.0888 | -1.0888 | -1.0888 | 0 | 0 | 0 | 0 | 0 | 0 | 0 | 0 |  |  | 1.5483 |  | 0 | 0 | 0
Bridgehampton - Buell New 69 kV UG Cable | 2023 |  |  | 0 | 4.0496 | 4.0496 | 4.0496 | 4.0496 | 4.0496 | 4.0496 | -0.78584 | -0.78584 | -0.78584 | -0.78584 | -0.78584 | -0.78584 | -0.78584 | -0.78584 | -0.78584 | -0.78584 | -0.78584 | -0.78584 | -0.78584 | -0.78584 | -0.78584 | -0.78584 | -0.78584 | -0.78584 | -0.78584 | -0.78584 | -0.78584 | -0.78584 | -0.78584 | -0.78584 | -0.78584 | -0.78584 | -0.78584 | -0.78584 | -0.78584 | -4.8355 | -4.8355 | -4.8355 | -4.8355 | -4.8355 | -4.8355 | 0 | 0 | 0 | 0 | 0 | 0 | 0 |  |  | 7.9174 |  | 0 | 0 | 0
Canal - Wainscott New 138 kV UG Cable | 2028 |  |  | 0 | 0 | 0 | 0 | 0 | 0 | 38.957 | 38.957 | 38.957 | 38.957 | 38.957 | 38.957 | -7.5597 | -7.5597 | -7.5597 | -7.5597 | -7.5597 | -7.5597 | -7.5597 | -7.5597 | -7.5597 | -7.5597 | -7.5597 | -7.5597 | -7.5597 | -7.5597 | -7.5597 | -7.5597 | -7.5597 | -7.5597 | -7.5597 | -7.5597 | -7.5597 | -7.5597 | -7.5597 | -7.5597 | -7.5597 | -7.5597 | -7.5597 | -7.5597 | -7.5597 | -46.5167 | -46.5167 | -46.5167 | -46.5167 | -46.5167 | -46.5167 | 0 | 0 |  |  | 58.276 |  | 58.276 | 925015.732 | 4902583.3796
[59 empty] | 4902583.3796 | =Area III Portion
Total - Area 3 Proposal, $Millions (unadjusted) |  |  |  | 0 | 9.5752 | 9.5752 | 9.5752 | 9.5752 | 9.5752 | 47.4434 | 37.1316 | 37.1316 | 37.1316 | 37.1316 | 37.1316 | -9.3851 | -9.3851 | -9.3851 | -9.3851 | -9.3851 | -9.3851 | -9.3851 | -9.3851 | -9.3851 | -9.3851 | -9.3851 | -9.3851 | -9.3851 | -9.3851 | -9.3851 | -9.3851 | -9.3851 | -9.3851 | -9.3851 | -9.3851 | -9.3851 | -9.3851 | -9.3851 | -9.3851 | -18.9603 | -18.9603 | -18.9603 | -18.9603 | -18.9603 | -56.8285 | -46.5167 | -46.5167 | -46.5167 | -46.5167 | -46.5167 | 0 | 0 |  |  | 76.7083 |  |  | 925015.732 | 4902583.3796
$/MW-yr |  |  |  | 0 | 0 | 0 | 0 | 0 | 0 | 618364.8116 | 618364.8116 | 618364.8116 | 618364.8116 | 618364.8116 | 618364.8116 | -119995.1118 | -119995.1118 | -119995.1118 | -119995.1118 | -119995.1118 | -119995.1118 | -119995.1118 | -119995.1118 | -119995.1118 | -119995.1118 | -119995.1118 | -119995.1118 | -119995.1118 | -119995.1118 | -119995.1118 | -119995.1118 | -119995.1118 | -119995.1118 | -119995.1118 | -119995.1118 | -119995.1118 | -119995.1118 | -119995.1118 | -119995.1118 | -119995.1118 | -119995.1118 | -119995.1118 | -119995.1118 | -119995.1118 | -738359.9234 | -738359.9234 | -738359.9234 | -738359.9234 | -738359.9234 | -738359.9234 | 0 | 0
$Millions (adjusted) |  |  |  | 0 | 0 | 0 | 0 | 0 | 0 | 3.2773 | 3.2773 | 3.2773 | 3.2773 | 3.2773 | 3.2773 | -0.63597 | -0.63597 | -0.63597 | -0.63597 | -0.63597 | -0.63597 | -0.63597 | -0.63597 | -0.63597 | -0.63597 | -0.63597 | -0.63597 | -0.63597 | -0.63597 | -0.63597 | -0.63597 | -0.63597 | -0.63597 | -0.63597 | -0.63597 | -0.63597 | -0.63597 | -0.63597 | -0.63597 | -0.63597 | -0.63597 | -0.63597 | -0.63597 | -0.63597 | -3.9133 | -3.9133 | -3.9133 | -3.9133 | -3.9133 | -3.9133 | 0 | 0 |  |  | 4902.5834
Discount Factor (Relative to 1/1/2016) = |  |  |  | 0.94787 | 0.89845 | 0.85161 | 0.80722 | 0.76513 | 0.72525 | 0.68744 | 0.6516 | 0.61763 | 0.58543 | 0.55491 | 0.52598 | 0.49856 | 0.47257 | 0.44793 | 0.42458 | 0.40245 | 0.38147 | 0.36158 | 0.34273 | 0.32486 | 0.30793 | 0.29187 | 0.27666 | 0.26223 | 0.24856 | 0.2356 | 0.22332 | 0.21168 | 0.20064 | 0.19018 | 0.18027 | 0.17087 | 0.16196 | 0.15352 | 0.14552 | 0.13793 | 0.13074 | 0.12392 | 0.11746 | 0.11134 | 0.10554 | 0.10003 | 0.094818 | 0.089875 | 0.08519 | 0.080748 | 0.076539 | 0.072549
* Note: A positive (+) avoided cost in a given year represents a cost savings relative to not having a transmission project deferral.
Note on BH17: Todd Kantarek: Interconnection at Southampton Substation. No loss factor due to transmission side interconnection.

## PhII (GCN100-2017 COD)
Version |  | Based on PSEGLI file: "East End Utility 2_0_Economics_2014_10_13_r28_Sargent_Lundy.xlsx"
Annual Revenue Requirements (Millions of $s)
1) Reference (Transmission only) Case
Project | I/S Year | Investor | Capital (2015$s) | 2016 | 2017 | 2018 | 2019 | 2020 | 2021 | 2022 | 2023 | 2024 | 2025 | 2026 | 2027 | 2028 | 2029 | 2030 | 2031 | 2032 | 2033 | 2034 | 2035 | 2036 | 2037 | 2038 | 2039 | 2040 | 2041 | 2042 | 2043 | 2044 | 2045 | 2046 | 2047 | 2048 | 2049 | 2050 | 2051 | 2052 | 2053 | 2054 | 2055 | 2056 | 2057 | 2058 | 2059 | 2060 | 2061 | 2062 | 2063 | 2064 |  | NPV |  | Proposal Number = | GCN100
Transmission Reinforcement I | 2017 | PSEGLI | 93.4 | 0 | 11.3926 | 11.3926 | 11.3926 | 11.3926 | 11.3926 | 11.3926 | 11.3926 | 11.3926 | 11.3926 | 11.3926 | 11.3926 | 11.3926 | 11.3926 | 11.3926 | 11.3926 | 11.3926 | 11.3926 | 11.3926 | 11.3926 | 11.3926 | 11.3926 | 11.3926 | 11.3926 | 11.3926 | 11.3926 | 11.3926 | 11.3926 | 11.3926 | 11.3926 | 11.3926 | 11.3926 | 11.3926 | 11.3926 | 11.3926 | 11.3926 | [13 empty] | 35 | 166.1982 |  | Proposer Name = | Green Charge Networks
Transmission Reinforcement II | 2018 | PSEGLI | 4.8 | 0 | 0 | 0.60305 | 0.60305 | 0.60305 | 0.60305 | 0.60305 | 0.60305 | 0.60305 | 0.60305 | 0.60305 | 0.60305 | 0.60305 | 0.60305 | 0.60305 | 0.60305 | 0.60305 | 0.60305 | 0.60305 | 0.60305 | 0.60305 | 0.60305 | 0.60305 | 0.60305 | 0.60305 | 0.60305 | 0.60305 | 0.60305 | 0.60305 | 0.60305 | 0.60305 | 0.60305 | 0.60305 | 0.60305 | 0.60305 | 0.60305 | 0.60305 | [12 empty] | 35 | 8.3388 |  | Proposal/Project = | Peak Relief Services
Transmission Reinforcement III | 2019 | PSEGLI | 2.8 | 0 | 0 | 0 | 0.36233 | 0.36233 | 0.36233 | 0.36233 | 0.36233 | 0.36233 | 0.36233 | 0.36233 | 0.36233 | 0.36233 | 0.36233 | 0.36233 | 0.36233 | 0.36233 | 0.36233 | 0.36233 | 0.36233 | 0.36233 | 0.36233 | 0.36233 | 0.36233 | 0.36233 | 0.36233 | 0.36233 | 0.36233 | 0.36233 | 0.36233 | 0.36233 | 0.36233 | 0.36233 | 0.36233 | 0.36233 | 0.36233 | 0.36233 | 0.36233 | [11 empty] | 35 | 4.7491 |  | Option Number = | 1
Transmission Reinforcement IV | 2020 | PSEGLI | 136.8 | 0 | 0 | 0 | 0 | 18.2337 | 18.2337 | 18.2337 | 18.2337 | 18.2337 | 18.2337 | 18.2337 | 18.2337 | 18.2337 | 18.2337 | 18.2337 | 18.2337 | 18.2337 | 18.2337 | 18.2337 | 18.2337 | 18.2337 | 18.2337 | 18.2337 | 18.2337 | 18.2337 | 18.2337 | 18.2337 | 18.2337 | 18.2337 | 18.2337 | 18.2337 | 18.2337 | 18.2337 | 18.2337 | 18.2337 | 18.2337 | 18.2337 | 18.2337 | 18.2337 | [10 empty] | 35 | 226.5269 |  | Location = | All Areas - Nonspecified
Transmission Reinforcement V | 2022 | PSEGLI | 275.5 | 0 | 0 | 0 | 0 | 0 | 0 | 38.957 | 38.957 | 38.957 | 38.957 | 38.957 | 38.957 | 38.957 | 38.957 | 38.957 | 38.957 | 38.957 | 38.957 | 38.957 | 38.957 | 38.957 | 38.957 | 38.957 | 38.957 | 38.957 | 38.957 | 38.957 | 38.957 | 38.957 | 38.957 | 38.957 | 38.957 | 38.957 | 38.957 | 38.957 | 38.957 | 38.957 | 38.957 | 38.957 | 38.957 | 38.957 | [8 empty] | 35 | 434.8353 |  | Technology = | Battery Storage
[56 empty] | Interconnection Points = | Behind the Meter
Total |  |  | 513.3 | 0 | 11.3926 | 11.9957 | 12.358 | 30.5918 | 30.5918 | 69.5487 | 69.5487 | 69.5487 | 69.5487 | 69.5487 | 69.5487 | 69.5487 | 69.5487 | 69.5487 | 69.5487 | 69.5487 | 69.5487 | 69.5487 | 69.5487 | 69.5487 | 69.5487 | 69.5487 | 69.5487 | 69.5487 | 69.5487 | 69.5487 | 69.5487 | 69.5487 | 69.5487 | 69.5487 | 69.5487 | 69.5487 | 69.5487 | 69.5487 | 69.5487 | 58.1561 | 57.553 | 57.1907 | 38.957 | 38.957 | 0 | 0 | 0 | 0 | 0 | 0 | 0 | 0 |  | 840.6482 |  | Loss Factor = | 1.067
2016 NPV @ 5.5%, thru 2035 |  |  |  | 2016: 559.7216
2016 NPV @ 5.5%, thru 2056 |  |  |  | 2016: 840.6482 |  |  |  | MW Required by 2022 (cap) = | 15 | 33 | 15 | Output: NPV of Transmission Avoided Costs for Selected Project (see note*)
[57 empty] | Selected Project Inputs - Area 1 Portion | Selected Project Inputs - Area 2 Portion | Selected Project Inputs - Area 3 Portion | Area 1 | Area 2 | Area 3 | Total | check
[56 empty] | Project kW = | 0 | 0 | 533.5
[55 empty] | Capped kW = | 533.5 | 0 | 0 | 533.5
[56 empty] | Project Area (1, 2, or 3) = | 1 | 2 | 3
[56 empty] | Proportion of Peak Hours Covered = | 100% | 100% | 100%
[55 empty] | Project COD = | 2017
[55 empty] | Effective kW = | 533.5 |  |  |  | 0 | 0 | 649585.7515 | 649585.7515
[60 empty] | check | check | check
| I/S Year |  | Capital (2015$s) | 2016 | 2017 | 2018 | 2019 | 2020 | 2021 | 2022 | 2023 | 2024 | 2025 | 2026 | 2027 | 2028 | 2029 | 2030 | 2031 | 2032 | 2033 | 2034 | 2035 | 2036 | 2037 | 2038 | 2039 | 2040 | 2041 | 2042 | 2043 | 2044 | 2045 | 2046 | 2047 | 2048 | 2049 | 2050 | 2051 | 2052 | 2053 | 2054 | 2055 | 2056 | 2057 | 2058 | 2059 | 2060 | 2061 | 2062 | 2063 | 2064 |  | MW Required by 2022 | NPV Base $M | Differential NPV $M | Differential NPV $M (adjusted for COD of Selected Project) | Differntial NPV $/MW | NPV of Transmission Avoided Costs for Selected Project
Area I Projects: | [53 empty] | 15
Amagansett Conversion 33 kV | 2017 |  | 8 | 0 | 0.97582 | 0.97582 | 0.97582 | 0.97582 | 0.97582 | 0.97582 | 0.97582 | 0.97582 | 0.97582 | 0.97582 | 0.97582 | 0.97582 | 0.97582 | 0.97582 | 0.97582 | 0.97582 | 0.97582 | 0.97582 | 0.97582 | 0.97582 | 0.97582 | 0.97582 | 0.97582 | 0.97582 | 0.97582 | 0.97582 | 0.97582 | 0.97582 | 0.97582 | 0.97582 | 0.97582 | 0.97582 | 0.97582 | 0.97582 | 0.97582 | [13 empty] | 35 |  | 14.2354
East Hampton Conversion 33 kV | 2017 |  | 3.2 | 0 | 0.39033 | 0.39033 | 0.39033 | 0.39033 | 0.39033 | 0.39033 | 0.39033 | 0.39033 | 0.39033 | 0.39033 | 0.39033 | 0.39033 | 0.39033 | 0.39033 | 0.39033 | 0.39033 | 0.39033 | 0.39033 | 0.39033 | 0.39033 | 0.39033 | 0.39033 | 0.39033 | 0.39033 | 0.39033 | 0.39033 | 0.39033 | 0.39033 | 0.39033 | 0.39033 | 0.39033 | 0.39033 | 0.39033 | 0.39033 | 0.39033 | [13 empty] | 35 |  | 5.6942
Buell Conversion 33 kV | 2017 |  | 3.7 | 0 | 0.45131 | 0.45131 | 0.45131 | 0.45131 | 0.45131 | 0.45131 | 0.45131 | 0.45131 | 0.45131 | 0.45131 | 0.45131 | 0.45131 | 0.45131 | 0.45131 | 0.45131 | 0.45131 | 0.45131 | 0.45131 | 0.45131 | 0.45131 | 0.45131 | 0.45131 | 0.45131 | 0.45131 | 0.45131 | 0.45131 | 0.45131 | 0.45131 | 0.45131 | 0.45131 | 0.45131 | 0.45131 | 0.45131 | 0.45131 | 0.45131 | [13 empty] | 35 |  | 6.5839
Hither Hills Conversion to 33 kV | 2018 |  | 4.8 | 0 | 0 | 0.60305 | 0.60305 | 0.60305 | 0.60305 | 0.60305 | 0.60305 | 0.60305 | 0.60305 | 0.60305 | 0.60305 | 0.60305 | 0.60305 | 0.60305 | 0.60305 | 0.60305 | 0.60305 | 0.60305 | 0.60305 | 0.60305 | 0.60305 | 0.60305 | 0.60305 | 0.60305 | 0.60305 | 0.60305 | 0.60305 | 0.60305 | 0.60305 | 0.60305 | 0.60305 | 0.60305 | 0.60305 | 0.60305 | 0.60305 | 0.60305 | [12 empty] | 35 |  | 8.3388
Culloden Pt Conversion to 33 kV | 2019 |  | 2.8 | 0 | 0 | 0 | 0.36233 | 0.36233 | 0.36233 | 0.36233 | 0.36233 | 0.36233 | 0.36233 | 0.36233 | 0.36233 | 0.36233 | 0.36233 | 0.36233 | 0.36233 | 0.36233 | 0.36233 | 0.36233 | 0.36233 | 0.36233 | 0.36233 | 0.36233 | 0.36233 | 0.36233 | 0.36233 | 0.36233 | 0.36233 | 0.36233 | 0.36233 | 0.36233 | 0.36233 | 0.36233 | 0.36233 | 0.36233 | 0.36233 | 0.36233 | 0.36233 | [11 empty] | 35 |  | 4.7491
No Deferral |  |  | 22.5 |  | 1.8175 | 2.4205 | 2.7828 | 2.7828 | 2.7828 | 2.7828 | 2.7828 | 2.7828 | 2.7828 | 2.7828 | 2.7828 | 2.7828 | 2.7828 | 2.7828 | 2.7828 | 2.7828 | 2.7828 | 2.7828 | 2.7828 | 2.7828 | 2.7828 | 2.7828 | 2.7828 | 2.7828 | 2.7828 | 2.7828 | 2.7828 | 2.7828 | 2.7828 | 2.7828 | 2.7828 | 2.7828 | 2.7828 | 2.7828 | 2.7828 | 0.96539 | 0.36233 | 0 | 0 | 0 | [10 empty] | 39.6013
Amagansett Conversion 33 kV | 2030 |  | 8 | [14 empty] | 1.433 | 1.433 | 1.433 | 1.433 | 1.433 | 1.433 | 1.433 | 1.433 | 1.433 | 1.433 | 1.433 | 1.433 | 1.433 | 1.433 | 1.433 | 1.433 | 1.433 | 1.433 | 1.433 | 1.433 | 1.433 | 1.433 | 1.433 | 1.433 | 1.433 | 1.433 | 1.433 | 1.433 | 1.433 | 1.433 | 1.433 | 1.433 | 1.433 | 1.433 | 1.433 | 35 |  | 10.4225 | 3.8129 | 3.8129 | 254193.5784 | 135612.2741
East Hampton Conversion 33 kV | 2030 |  | 3.2 | [14 empty] | 0.57321 | 0.57321 | 0.57321 | 0.57321 | 0.57321 | 0.57321 | 0.57321 | 0.57321 | 0.57321 | 0.57321 | 0.57321 | 0.57321 | 0.57321 | 0.57321 | 0.57321 | 0.57321 | 0.57321 | 0.57321 | 0.57321 | 0.57321 | 0.57321 | 0.57321 | 0.57321 | 0.57321 | 0.57321 | 0.57321 | 0.57321 | 0.57321 | 0.57321 | 0.57321 | 0.57321 | 0.57321 | 0.57321 | 0.57321 | 0.57321 | 35 |  | 4.169 | 1.5252 | 1.5252 | 101677.4314 | 54244.9096
Buell Conversion 33 kV | 2030 |  | 3.7 | [14 empty] | 0.66277 | 0.66277 | 0.66277 | 0.66277 | 0.66277 | 0.66277 | 0.66277 | 0.66277 | 0.66277 | 0.66277 | 0.66277 | 0.66277 | 0.66277 | 0.66277 | 0.66277 | 0.66277 | 0.66277 | 0.66277 | 0.66277 | 0.66277 | 0.66277 | 0.66277 | 0.66277 | 0.66277 | 0.66277 | 0.66277 | 0.66277 | 0.66277 | 0.66277 | 0.66277 | 0.66277 | 0.66277 | 0.66277 | 0.66277 | 0.66277 | 35 |  | 4.8204 | 1.7635 | 1.7635 | 117564.53 | 62720.6768
Hither Hills Conversion to 33 kV | 2030 |  | 4.8 | [14 empty] | 0.85981 | 0.85981 | 0.85981 | 0.85981 | 0.85981 | 0.85981 | 0.85981 | 0.85981 | 0.85981 | 0.85981 | 0.85981 | 0.85981 | 0.85981 | 0.85981 | 0.85981 | 0.85981 | 0.85981 | 0.85981 | 0.85981 | 0.85981 | 0.85981 | 0.85981 | 0.85981 | 0.85981 | 0.85981 | 0.85981 | 0.85981 | 0.85981 | 0.85981 | 0.85981 | 0.85981 | 0.85981 | 0.85981 | 0.85981 | 0.85981 | 35 |  | 6.2535 | 2.0853 | 2.0853 | 139022.8879 | 74168.7107
Culloden Pt Conversion to 33 kV | 2030 |  | 2.8 | [14 empty] | 0.50156 | 0.50156 | 0.50156 | 0.50156 | 0.50156 | 0.50156 | 0.50156 | 0.50156 | 0.50156 | 0.50156 | 0.50156 | 0.50156 | 0.50156 | 0.50156 | 0.50156 | 0.50156 | 0.50156 | 0.50156 | 0.50156 | 0.50156 | 0.50156 | 0.50156 | 0.50156 | 0.50156 | 0.50156 | 0.50156 | 0.50156 | 0.50156 | 0.50156 | 0.50156 | 0.50156 | 0.50156 | 0.50156 | 0.50156 | 0.50156 | 35 |  | 3.6479 | 1.1012 | 1.1012 | 73412.135 | 39165.374
Deferral to Indicated Year |  |  | 22.5 | [6 empty] | 0 | 0 | 0 | 0 | 0 | 0 | 0 | 0 | 4.0304 | 4.0304 | 4.0304 | 4.0304 | 4.0304 | 4.0304 | 4.0304 | 4.0304 | 4.0304 | 4.0304 | 4.0304 | 4.0304 | 4.0304 | 4.0304 | 4.0304 | 4.0304 | 4.0304 | 4.0304 | 4.0304 | 4.0304 | 4.0304 | 4.0304 | 4.0304 | 4.0304 | 4.0304 | 4.0304 | 4.0304 | 4.0304 | 4.0304 | 4.0304 | 4.0304 | 4.0304 | 4.0304 | 4.0304 | 4.0304 | 35 |  | 29.3132 | 10.2881 | 10.2881 | 685870.5627 | 365911.9452 | =Area I Portion
[59 empty] | 1352923.1336 | =Area I+II+III Portions
Annual Avoided Costs for Deferral to Indicated Year:
Amagansett Conversion 33 kV | 2030 |  |  | 0 | 0.97582 | 0.97582 | 0.97582 | 0.97582 | 0.97582 | 0.97582 | 0.97582 | 0.97582 | 0.97582 | 0.97582 | 0.97582 | 0.97582 | 0.97582 | -0.4572 | -0.4572 | -0.4572 | -0.4572 | -0.4572 | -0.4572 | -0.4572 | -0.4572 | -0.4572 | -0.4572 | -0.4572 | -0.4572 | -0.4572 | -0.4572 | -0.4572 | -0.4572 | -0.4572 | -0.4572 | -0.4572 | -0.4572 | -0.4572 | -0.4572 | -1.433 | -1.433 | -1.433 | -1.433 | -1.433 | -1.433 | -1.433 | -1.433 | -1.433 | -1.433 | -1.433 | -1.433 | -1.433 | 35 |  |  | 3.8129
East Hampton Conversion 33 kV | 2030 |  |  | 0 | 0.39033 | 0.39033 | 0.39033 | 0.39033 | 0.39033 | 0.39033 | 0.39033 | 0.39033 | 0.39033 | 0.39033 | 0.39033 | 0.39033 | 0.39033 | -0.18288 | -0.18288 | -0.18288 | -0.18288 | -0.18288 | -0.18288 | -0.18288 | -0.18288 | -0.18288 | -0.18288 | -0.18288 | -0.18288 | -0.18288 | -0.18288 | -0.18288 | -0.18288 | -0.18288 | -0.18288 | -0.18288 | -0.18288 | -0.18288 | -0.18288 | -0.57321 | -0.57321 | -0.57321 | -0.57321 | -0.57321 | -0.57321 | -0.57321 | -0.57321 | -0.57321 | -0.57321 | -0.57321 | -0.57321 | -0.57321 | 35 |  |  | 1.5252
Buell Conversion 33 kV | 2030 |  |  | 0 | 0.45131 | 0.45131 | 0.45131 | 0.45131 | 0.45131 | 0.45131 | 0.45131 | 0.45131 | 0.45131 | 0.45131 | 0.45131 | 0.45131 | 0.45131 | -0.21146 | -0.21146 | -0.21146 | -0.21146 | -0.21146 | -0.21146 | -0.21146 | -0.21146 | -0.21146 | -0.21146 | -0.21146 | -0.21146 | -0.21146 | -0.21146 | -0.21146 | -0.21146 | -0.21146 | -0.21146 | -0.21146 | -0.21146 | -0.21146 | -0.21146 | -0.66277 | -0.66277 | -0.66277 | -0.66277 | -0.66277 | -0.66277 | -0.66277 | -0.66277 | -0.66277 | -0.66277 | -0.66277 | -0.66277 | -0.66277 | 35 |  |  | 1.7635
Hither Hills Conversion to 33 kV | 2030 |  |  | 0 | 0 | 0.60305 | 0.60305 | 0.60305 | 0.60305 | 0.60305 | 0.60305 | 0.60305 | 0.60305 | 0.60305 | 0.60305 | 0.60305 | 0.60305 | -0.25676 | -0.25676 | -0.25676 | -0.25676 | -0.25676 | -0.25676 | -0.25676 | -0.25676 | -0.25676 | -0.25676 | -0.25676 | -0.25676 | -0.25676 | -0.25676 | -0.25676 | -0.25676 | -0.25676 | -0.25676 | -0.25676 | -0.25676 | -0.25676 | -0.25676 | -0.25676 | -0.85981 | -0.85981 | -0.85981 | -0.85981 | -0.85981 | -0.85981 | -0.85981 | -0.85981 | -0.85981 | -0.85981 | -0.85981 | -0.85981 | 35 |  |  | 2.0853
Culloden Pt Conversion to 33 kV | 2030 |  |  | 0 | 0 | 0 | 0.36233 | 0.36233 | 0.36233 | 0.36233 | 0.36233 | 0.36233 | 0.36233 | 0.36233 | 0.36233 | 0.36233 | 0.36233 | -0.13922 | -0.13922 | -0.13922 | -0.13922 | -0.13922 | -0.13922 | -0.13922 | -0.13922 | -0.13922 | -0.13922 | -0.13922 | -0.13922 | -0.13922 | -0.13922 | -0.13922 | -0.13922 | -0.13922 | -0.13922 | -0.13922 | -0.13922 | -0.13922 | -0.13922 | -0.13922 | -0.13922 | -0.50156 | -0.50156 | -0.50156 | -0.50156 | -0.50156 | -0.50156 | -0.50156 | -0.50156 | -0.50156 | -0.50156 | -0.50156 | 35 |  |  | 1.1012
Area II Projects: | [53 empty] | 33
Riverhead Canal 2nd Line and Bank | 2020 |  | 136.8 | 0 | 0 | 0 | 0 | 18.2337 | 18.2337 | 18.2337 | 18.2337 | 18.2337 | 18.2337 | 18.2337 | 18.2337 | 18.2337 | 18.2337 | 18.2337 | 18.2337 | 18.2337 | 18.2337 | 18.2337 | 18.2337 | 18.2337 | 18.2337 | 18.2337 | 18.2337 | 18.2337 | 18.2337 | 18.2337 | 18.2337 | 18.2337 | 18.2337 | 18.2337 | 18.2337 | 18.2337 | 18.2337 | 18.2337 | 18.2337 | 18.2337 | 18.2337 | 18.2337 | [10 empty] | 35 |  | 226.5269
No Deferral |  |  | 136.8 |  | 0 | 0 | 0 | 18.2337 | 18.2337 | 18.2337 | 18.2337 | 18.2337 | 18.2337 | 18.2337 | 18.2337 | 18.2337 | 18.2337 | 18.2337 | 18.2337 | 18.2337 | 18.2337 | 18.2337 | 18.2337 | 18.2337 | 18.2337 | 18.2337 | 18.2337 | 18.2337 | 18.2337 | 18.2337 | 18.2337 | 18.2337 | 18.2337 | 18.2337 | 18.2337 | 18.2337 | 18.2337 | 18.2337 | 18.2337 | 18.2337 | 18.2337 | 18.2337 | [10 empty] | 35 |  | 226.5269
Riverhead Canal 2nd Line and Bank | 2026 |  | 136.8 | [10 empty] | 21.772 | 21.772 | 21.772 | 21.772 | 21.772 | 21.772 | 21.772 | 21.772 | 21.772 | 21.772 | 21.772 | 21.772 | 21.772 | 21.772 | 21.772 | 21.772 | 21.772 | 21.772 | 21.772 | 21.772 | 21.772 | 21.772 | 21.772 | 21.772 | 21.772 | 21.772 | 21.772 | 21.772 | 21.772 | 21.772 | 21.772 | 21.772 | 21.772 | 21.772 | 21.772 |  |  |  |  | 35 |  | 196.1681 | 30.3588 | 30.3588 | 632475.0457 | 337425.4369
Deferral to Indicated Year |  |  | 136.8 | [6 empty] | 0 | 0 | 0 | 0 | 21.772 | 21.772 | 21.772 | 21.772 | 21.772 | 21.772 | 21.772 | 21.772 | 21.772 | 21.772 | 21.772 | 21.772 | 21.772 | 21.772 | 21.772 | 21.772 | 21.772 | 21.772 | 21.772 | 21.772 | 21.772 | 21.772 | 21.772 | 21.772 | 21.772 | 21.772 | 21.772 | 21.772 | 21.772 | 21.772 | 21.772 | 21.772 | 21.772 | 21.772 | 21.772 |  |  |  |  | 35 |  | 196.1681 | 30.3588 | 30.3588 | 632475.0457 | 337425.4369 | =Area II Portion
[59 empty] | 987011.1884 | =Area II+III Portions
Annual Avoided Costs for Deferral to Indicated Year:
Riverhead Canal 2nd Line and Bank | 2026 |  |  | 0 | 0 | 0 | 0 | 18.2337 | 18.2337 | 18.2337 | 18.2337 | 18.2337 | 18.2337 | -3.5383 | -3.5383 | -3.5383 | -3.5383 | -3.5383 | -3.5383 | -3.5383 | -3.5383 | -3.5383 | -3.5383 | -3.5383 | -3.5383 | -3.5383 | -3.5383 | -3.5383 | -3.5383 | -3.5383 | -3.5383 | -3.5383 | -3.5383 | -3.5383 | -3.5383 | -3.5383 | -3.5383 | -3.5383 | -3.5383 | -3.5383 | -3.5383 | -3.5383 | -21.772 | -21.772 | -21.772 | -21.772 | -21.772 | -21.772 |  |  |  |  | 35 |  |  | 30.3588
0
Area III Projects: | [52 empty] | 0 | 15
New Canal - Southampton Cable | 2017 |  | 37.6 | 0 | 4.5863 | 4.5863 | 4.5863 | 4.5863 | 4.5863 | 4.5863 | 4.5863 | 4.5863 | 4.5863 | 4.5863 | 4.5863 | 4.5863 | 4.5863 | 4.5863 | 4.5863 | 4.5863 | 4.5863 | 4.5863 | 4.5863 | 4.5863 | 4.5863 | 4.5863 | 4.5863 | 4.5863 | 4.5863 | 4.5863 | 4.5863 | 4.5863 | 4.5863 | 4.5863 | 4.5863 | 4.5863 | 4.5863 | 4.5863 | 4.5863 | [13 empty] | 35 |  | 66.9063
Upgrade Wildwood - Riverhead to 138 kV | 2017 |  | 7.7 | 0 | 0.93922 | 0.93922 | 0.93922 | 0.93922 | 0.93922 | 0.93922 | 0.93922 | 0.93922 | 0.93922 | 0.93922 | 0.93922 | 0.93922 | 0.93922 | 0.93922 | 0.93922 | 0.93922 | 0.93922 | 0.93922 | 0.93922 | 0.93922 | 0.93922 | 0.93922 | 0.93922 | 0.93922 | 0.93922 | 0.93922 | 0.93922 | 0.93922 | 0.93922 | 0.93922 | 0.93922 | 0.93922 | 0.93922 | 0.93922 | 0.93922 | [13 empty] | 35 |  | 13.7016
Bridgehampton - Buell New 69 kV UG Cable | 2017 |  | 33.2 | 0 | 4.0496 | 4.0496 | 4.0496 | 4.0496 | 4.0496 | 4.0496 | 4.0496 | 4.0496 | 4.0496 | 4.0496 | 4.0496 | 4.0496 | 4.0496 | 4.0496 | 4.0496 | 4.0496 | 4.0496 | 4.0496 | 4.0496 | 4.0496 | 4.0496 | 4.0496 | 4.0496 | 4.0496 | 4.0496 | 4.0496 | 4.0496 | 4.0496 | 4.0496 | 4.0496 | 4.0496 | 4.0496 | 4.0496 | 4.0496 | 4.0496 | [13 empty] | 35 |  | 59.0769
Canal - Wainscott New 138 kV UG Cable | 2022 |  | 275.5 | 0 | 0 | 0 | 0 | 0 | 0 | 38.957 | 38.957 | 38.957 | 38.957 | 38.957 | 38.957 | 38.957 | 38.957 | 38.957 | 38.957 | 38.957 | 38.957 | 38.957 | 38.957 | 38.957 | 38.957 | 38.957 | 38.957 | 38.957 | 38.957 | 38.957 | 38.957 | 38.957 | 38.957 | 38.957 | 38.957 | 38.957 | 38.957 | 38.957 | 38.957 | 38.957 | 38.957 | 38.957 | 38.957 | 38.957 | [8 empty] | 35 |  | 434.8353
No Deferral |  |  | 354 |  | 9.5752 | 9.5752 | 9.5752 | 9.5752 | 9.5752 | 48.5322 | 48.5322 | 48.5322 | 48.5322 | 48.5322 | 48.5322 | 48.5322 | 48.5322 | 48.5322 | 48.5322 | 48.5322 | 48.5322 | 48.5322 | 48.5322 | 48.5322 | 48.5322 | 48.5322 | 48.5322 | 48.5322 | 48.5322 | 48.5322 | 48.5322 | 48.5322 | 48.5322 | 48.5322 | 48.5322 | 48.5322 | 48.5322 | 48.5322 | 48.5322 | 38.957 | 38.957 | 38.957 | 38.957 | 38.957 | [10 empty] | 574.52
New Canal - Southampton Cable | 2023 |  | 37.6 | [7 empty] | 5.4763 | 5.4763 | 5.4763 | 5.4763 | 5.4763 | 5.4763 | 5.4763 | 5.4763 | 5.4763 | 5.4763 | 5.4763 | 5.4763 | 5.4763 | 5.4763 | 5.4763 | 5.4763 | 5.4763 | 5.4763 | 5.4763 | 5.4763 | 5.4763 | 5.4763 | 5.4763 | 5.4763 | 5.4763 | 5.4763 | 5.4763 | 5.4763 | 5.4763 | 5.4763 | 5.4763 | 5.4763 | 5.4763 | 5.4763 | 5.4763 | [7 empty] | 35 |  | 57.9396 | 8.9667 | 8.9667 | 142328.3896 | 75932.1958
Upgrade Wildwood - Riverhead to 138 kV | 2022 |  | 7.7 | [6 empty] | 1.0888 | 1.0888 | 1.0888 | 1.0888 | 1.0888 | 1.0888 | 1.0888 | 1.0888 | 1.0888 | 1.0888 | 1.0888 | 1.0888 | 1.0888 | 1.0888 | 1.0888 | 1.0888 | 1.0888 | 1.0888 | 1.0888 | 1.0888 | 1.0888 | 1.0888 | 1.0888 | 1.0888 | 1.0888 | 1.0888 | 1.0888 | 1.0888 | 1.0888 | 1.0888 | 1.0888 | 1.0888 | 1.0888 | 1.0888 | 1.0888 | [8 empty] | 35 |  | 12.1533 | 1.5483 | 1.5483 | 24575.725 | 13111.1493
Bridgehampton - Buell New 69 kV UG Cable | 2023 |  | 33.2 | [7 empty] | 4.8355 | 4.8355 | 4.8355 | 4.8355 | 4.8355 | 4.8355 | 4.8355 | 4.8355 | 4.8355 | 4.8355 | 4.8355 | 4.8355 | 4.8355 | 4.8355 | 4.8355 | 4.8355 | 4.8355 | 4.8355 | 4.8355 | 4.8355 | 4.8355 | 4.8355 | 4.8355 | 4.8355 | 4.8355 | 4.8355 | 4.8355 | 4.8355 | 4.8355 | 4.8355 | 4.8355 | 4.8355 | 4.8355 | 4.8355 | 4.8355 | [7 empty] | 35 |  | 51.1595 | 7.9174 | 7.9174 | 125672.9397 | 67046.5133
Canal - Wainscott New 138 kV UG Cable | 2028 |  | 275.5 | [12 empty] | 46.5167 | 46.5167 | 46.5167 | 46.5167 | 46.5167 | 46.5167 | 46.5167 | 46.5167 | 46.5167 | 46.5167 | 46.5167 | 46.5167 | 46.5167 | 46.5167 | 46.5167 | 46.5167 | 46.5167 | 46.5167 | 46.5167 | 46.5167 | 46.5167 | 46.5167 | 46.5167 | 46.5167 | 46.5167 | 46.5167 | 46.5167 | 46.5167 | 46.5167 | 46.5167 | 46.5167 | 46.5167 | 46.5167 | 46.5167 | 46.5167 |  |  | 35 |  | 376.5593 | 58.276 | 58.276 | 925015.732 | 493495.893
Deferral to Indicated Year |  |  | 354 | [6 empty] | 1.0888 | 11.4006 | 11.4006 | 11.4006 | 11.4006 | 11.4006 | 57.9173 | 57.9173 | 57.9173 | 57.9173 | 57.9173 | 57.9173 | 57.9173 | 57.9173 | 57.9173 | 57.9173 | 57.9173 | 57.9173 | 57.9173 | 57.9173 | 57.9173 | 57.9173 | 57.9173 | 57.9173 | 57.9173 | 57.9173 | 57.9173 | 57.9173 | 57.9173 | 57.9173 | 57.9173 | 57.9173 | 57.9173 | 57.9173 | 57.9173 | 56.8285 | 46.5167 | 46.5167 | 46.5167 | 46.5167 | 46.5167 |  |  | 41 |  | 497.8117 | 76.7083 | 76.7083 | 1217592.7863 | 649585.7515 | =Area III Portion
[59 empty] | 649585.7515 | =Area III Portion
Annual Avoided Costs for Deferral to Indicated Year:
New Canal - Southampton Cable | 2023 |  |  | 0 | 4.5863 | 4.5863 | 4.5863 | 4.5863 | 4.5863 | 4.5863 | -0.88999 | -0.88999 | -0.88999 | -0.88999 | -0.88999 | -0.88999 | -0.88999 | -0.88999 | -0.88999 | -0.88999 | -0.88999 | -0.88999 | -0.88999 | -0.88999 | -0.88999 | -0.88999 | -0.88999 | -0.88999 | -0.88999 | -0.88999 | -0.88999 | -0.88999 | -0.88999 | -0.88999 | -0.88999 | -0.88999 | -0.88999 | -0.88999 | -0.88999 | -5.4763 | -5.4763 | -5.4763 | -5.4763 | -5.4763 | -5.4763 | 0 | 0 | 0 | 0 | 0 |  |  | 35 |  |  | 8.9667
Upgrade Wildwood - Riverhead to 138 kV | 2022 |  |  | 0 | 0.93922 | 0.93922 | 0.93922 | 0.93922 | 0.93922 | -0.14959 | -0.14959 | -0.14959 | -0.14959 | -0.14959 | -0.14959 | -0.14959 | -0.14959 | -0.14959 | -0.14959 | -0.14959 | -0.14959 | -0.14959 | -0.14959 | -0.14959 | -0.14959 | -0.14959 | -0.14959 | -0.14959 | -0.14959 | -0.14959 | -0.14959 | -0.14959 | -0.14959 | -0.14959 | -0.14959 | -0.14959 | -0.14959 | -0.14959 | -0.14959 | -1.0888 | -1.0888 | -1.0888 | -1.0888 | -1.0888 | 0 | 0 | 0 | 0 | 0 | 0 |  |  | 35 |  |  | 1.5483
Bridgehampton - Buell New 69 kV UG Cable | 2023 |  |  | 0 | 4.0496 | 4.0496 | 4.0496 | 4.0496 | 4.0496 | 4.0496 | -0.78584 | -0.78584 | -0.78584 | -0.78584 | -0.78584 | -0.78584 | -0.78584 | -0.78584 | -0.78584 | -0.78584 | -0.78584 | -0.78584 | -0.78584 | -0.78584 | -0.78584 | -0.78584 | -0.78584 | -0.78584 | -0.78584 | -0.78584 | -0.78584 | -0.78584 | -0.78584 | -0.78584 | -0.78584 | -0.78584 | -0.78584 | -0.78584 | -0.78584 | -4.8355 | -4.8355 | -4.8355 | -4.8355 | -4.8355 | -4.8355 | 0 | 0 | 0 | 0 | 0 |  |  | 35 |  |  | 7.9174
Canal - Wainscott New 138 kV UG Cable | 2028 |  |  | 0 | 0 | 0 | 0 | 0 | 0 | 38.957 | 38.957 | 38.957 | 38.957 | 38.957 | 38.957 | -7.5597 | -7.5597 | -7.5597 | -7.5597 | -7.5597 | -7.5597 | -7.5597 | -7.5597 | -7.5597 | -7.5597 | -7.5597 | -7.5597 | -7.5597 | -7.5597 | -7.5597 | -7.5597 | -7.5597 | -7.5597 | -7.5597 | -7.5597 | -7.5597 | -7.5597 | -7.5597 | -7.5597 | -7.5597 | -7.5597 | -7.5597 | -7.5597 | -7.5597 | -46.5167 | -46.5167 | -46.5167 | -46.5167 | -46.5167 | -46.5167 | [5 empty] | 58.276
Total - All Areas (No Deferrals,$Millions) |  |  | 513.3 |  | 11.3926 | 11.9957 | 12.358 | 30.5918 | 30.5918 | 69.5487 | 69.5487 | 69.5487 | 69.5487 | 69.5487 | 69.5487 | 69.5487 | 69.5487 | 69.5487 | 69.5487 | 69.5487 | 69.5487 | 69.5487 | 69.5487 | 69.5487 | 69.5487 | 69.5487 | 69.5487 | 69.5487 | 69.5487 | 69.5487 | 69.5487 | 69.5487 | 69.5487 | 69.5487 | 69.5487 | 69.5487 | 69.5487 | 69.5487 | 69.5487 | 58.1561 | 57.553 | 57.1907 | 38.957 | 38.957 | 0 | 0 | 0 | 0 | 0 | 0 | 0 | 0 |  | 63 | 840.6482 | 117.3552 | = max. total avoided cost in portfolio
Annual Avoided Costs for Deferrals - Area 1 Proposal: (see note*) | Deferral Year |  |  | 2016 | 2017 | 2018 | 2019 | 2020 | 2021 | 2022 | 2023 | 2024 | 2025 | 2026 | 2027 | 2028 | 2029 | 2030 | 2031 | 2032 | 2033 | 2034 | 2035 | 2036 | 2037 | 2038 | 2039 | 2040 | 2041 | 2042 | 2043 | 2044 | 2045 | 2046 | 2047 | 2048 | 2049 | 2050 | 2051 | 2052 | 2053 | 2054 | 2055 | 2056 | 2057 | 2058 | 2059 | 2060 | 2061 | 2062 | 2063 | 2064 |  |  | Differential NPV $M |  | Differential NPV $M (adjusted for COD of Selected Project) | Differntial NPV $/MW | NPV of Transmission Avoided Costs for Selected Project
Area I Projects:
Amagansett Conversion 33 kV | 2030 |  |  | 0 | 0.97582 | 0.97582 | 0.97582 | 0.97582 | 0.97582 | 0.97582 | 0.97582 | 0.97582 | 0.97582 | 0.97582 | 0.97582 | 0.97582 | 0.97582 | -0.4572 | -0.4572 | -0.4572 | -0.4572 | -0.4572 | -0.4572 | -0.4572 | -0.4572 | -0.4572 | -0.4572 | -0.4572 | -0.4572 | -0.4572 | -0.4572 | -0.4572 | -0.4572 | -0.4572 | -0.4572 | -0.4572 | -0.4572 | -0.4572 | -0.4572 | -1.433 | -1.433 | -1.433 | -1.433 | -1.433 | -1.433 | -1.433 | -1.433 | -1.433 | -1.433 | -1.433 | -1.433 | -1.433 |  |  | 3.8129 |  | 3.8129 | 254193.5784 | 0
East Hampton Conversion 33 kV | 2030 |  |  | 0 | 0.39033 | 0.39033 | 0.39033 | 0.39033 | 0.39033 | 0.39033 | 0.39033 | 0.39033 | 0.39033 | 0.39033 | 0.39033 | 0.39033 | 0.39033 | -0.18288 | -0.18288 | -0.18288 | -0.18288 | -0.18288 | -0.18288 | -0.18288 | -0.18288 | -0.18288 | -0.18288 | -0.18288 | -0.18288 | -0.18288 | -0.18288 | -0.18288 | -0.18288 | -0.18288 | -0.18288 | -0.18288 | -0.18288 | -0.18288 | -0.18288 | -0.57321 | -0.57321 | -0.57321 | -0.57321 | -0.57321 | -0.57321 | -0.57321 | -0.57321 | -0.57321 | -0.57321 | -0.57321 | -0.57321 | -0.57321 |  |  | 1.5252 |  | 1.5252 | 101677.4314 | 0
Buell Conversion 33 kV | 2030 |  |  | 0 | 0.45131 | 0.45131 | 0.45131 | 0.45131 | 0.45131 | 0.45131 | 0.45131 | 0.45131 | 0.45131 | 0.45131 | 0.45131 | 0.45131 | 0.45131 | -0.21146 | -0.21146 | -0.21146 | -0.21146 | -0.21146 | -0.21146 | -0.21146 | -0.21146 | -0.21146 | -0.21146 | -0.21146 | -0.21146 | -0.21146 | -0.21146 | -0.21146 | -0.21146 | -0.21146 | -0.21146 | -0.21146 | -0.21146 | -0.21146 | -0.21146 | -0.66277 | -0.66277 | -0.66277 | -0.66277 | -0.66277 | -0.66277 | -0.66277 | -0.66277 | -0.66277 | -0.66277 | -0.66277 | -0.66277 | -0.66277 |  |  | 1.7635 |  | 1.7635 | 117564.53 | 0
Hither Hills Conversion to 33 kV | 2030 |  |  | 0 | 0 | 0.60305 | 0.60305 | 0.60305 | 0.60305 | 0.60305 | 0.60305 | 0.60305 | 0.60305 | 0.60305 | 0.60305 | 0.60305 | 0.60305 | -0.25676 | -0.25676 | -0.25676 | -0.25676 | -0.25676 | -0.25676 | -0.25676 | -0.25676 | -0.25676 | -0.25676 | -0.25676 | -0.25676 | -0.25676 | -0.25676 | -0.25676 | -0.25676 | -0.25676 | -0.25676 | -0.25676 | -0.25676 | -0.25676 | -0.25676 | -0.25676 | -0.85981 | -0.85981 | -0.85981 | -0.85981 | -0.85981 | -0.85981 | -0.85981 | -0.85981 | -0.85981 | -0.85981 | -0.85981 | -0.85981 |  |  | 2.0853 |  | 2.0853 | 139022.8879 | 0
Culloden Pt Conversion to 33 kV | 2030 |  |  | 0 | 0 | 0 | 0.36233 | 0.36233 | 0.36233 | 0.36233 | 0.36233 | 0.36233 | 0.36233 | 0.36233 | 0.36233 | 0.36233 | 0.36233 | -0.13922 | -0.13922 | -0.13922 | -0.13922 | -0.13922 | -0.13922 | -0.13922 | -0.13922 | -0.13922 | -0.13922 | -0.13922 | -0.13922 | -0.13922 | -0.13922 | -0.13922 | -0.13922 | -0.13922 | -0.13922 | -0.13922 | -0.13922 | -0.13922 | -0.13922 | -0.13922 | -0.13922 | -0.50156 | -0.50156 | -0.50156 | -0.50156 | -0.50156 | -0.50156 | -0.50156 | -0.50156 | -0.50156 | -0.50156 | -0.50156 |  |  | 1.1012 |  | 1.1012 | 73412.135 | 0
[59 empty] | 0 | =Area I Portion
Area II Projects: | [58 empty] | 0 | =Area I+II+III Portions
Riverhead Canal 2nd Line and Bank | 2026 |  |  | 0 | 0 | 0 | 0 | 18.2337 | 18.2337 | 18.2337 | 18.2337 | 18.2337 | 18.2337 | -3.5383 | -3.5383 | -3.5383 | -3.5383 | -3.5383 | -3.5383 | -3.5383 | -3.5383 | -3.5383 | -3.5383 | -3.5383 | -3.5383 | -3.5383 | -3.5383 | -3.5383 | -3.5383 | -3.5383 | -3.5383 | -3.5383 | -3.5383 | -3.5383 | -3.5383 | -3.5383 | -3.5383 | -3.5383 | -3.5383 | -3.5383 | -3.5383 | -3.5383 | -21.772 | -21.772 | -21.772 | -21.772 | -21.772 | -21.772 | 0 | 0 | 0 | 0 |  |  | 30.3588 |  | 30.3588 | 632475.0457 | 0
[59 empty] | 0 | =Area II Portion
Area III Projects: | [58 empty] | 0 | =Area II+III Portions
New Canal - Southampton Cable | 2023 |  |  | 0 | 4.5863 | 4.5863 | 4.5863 | 4.5863 | 4.5863 | 4.5863 | -0.88999 | -0.88999 | -0.88999 | -0.88999 | -0.88999 | -0.88999 | -0.88999 | -0.88999 | -0.88999 | -0.88999 | -0.88999 | -0.88999 | -0.88999 | -0.88999 | -0.88999 | -0.88999 | -0.88999 | -0.88999 | -0.88999 | -0.88999 | -0.88999 | -0.88999 | -0.88999 | -0.88999 | -0.88999 | -0.88999 | -0.88999 | -0.88999 | -0.88999 | -5.4763 | -5.4763 | -5.4763 | -5.4763 | -5.4763 | -5.4763 | 0 | 0 | 0 | 0 | 0 | 0 | 0 |  |  | 8.9667 |  | 8.9667 | 142328.3896 | 0
Upgrade Wildwood - Riverhead to 138 kV | 2022 |  |  | 0 | 0.93922 | 0.93922 | 0.93922 | 0.93922 | 0.93922 | -0.14959 | -0.14959 | -0.14959 | -0.14959 | -0.14959 | -0.14959 | -0.14959 | -0.14959 | -0.14959 | -0.14959 | -0.14959 | -0.14959 | -0.14959 | -0.14959 | -0.14959 | -0.14959 | -0.14959 | -0.14959 | -0.14959 | -0.14959 | -0.14959 | -0.14959 | -0.14959 | -0.14959 | -0.14959 | -0.14959 | -0.14959 | -0.14959 | -0.14959 | -0.14959 | -1.0888 | -1.0888 | -1.0888 | -1.0888 | -1.0888 | 0 | 0 | 0 | 0 | 0 | 0 | 0 | 0 |  |  | 1.5483 |  | 1.5483 | 24575.725 | 0
Bridgehampton - Buell New 69 kV UG Cable | 2023 |  |  | 0 | 4.0496 | 4.0496 | 4.0496 | 4.0496 | 4.0496 | 4.0496 | -0.78584 | -0.78584 | -0.78584 | -0.78584 | -0.78584 | -0.78584 | -0.78584 | -0.78584 | -0.78584 | -0.78584 | -0.78584 | -0.78584 | -0.78584 | -0.78584 | -0.78584 | -0.78584 | -0.78584 | -0.78584 | -0.78584 | -0.78584 | -0.78584 | -0.78584 | -0.78584 | -0.78584 | -0.78584 | -0.78584 | -0.78584 | -0.78584 | -0.78584 | -4.8355 | -4.8355 | -4.8355 | -4.8355 | -4.8355 | -4.8355 | 0 | 0 | 0 | 0 | 0 | 0 | 0 |  |  | 7.9174 |  | 7.9174 | 125672.9397 | 0
Canal - Wainscott New 138 kV UG Cable | 2028 |  |  | 0 | 0 | 0 | 0 | 0 | 0 | 38.957 | 38.957 | 38.957 | 38.957 | 38.957 | 38.957 | -7.5597 | -7.5597 | -7.5597 | -7.5597 | -7.5597 | -7.5597 | -7.5597 | -7.5597 | -7.5597 | -7.5597 | -7.5597 | -7.5597 | -7.5597 | -7.5597 | -7.5597 | -7.5597 | -7.5597 | -7.5597 | -7.5597 | -7.5597 | -7.5597 | -7.5597 | -7.5597 | -7.5597 | -7.5597 | -7.5597 | -7.5597 | -7.5597 | -7.5597 | -46.5167 | -46.5167 | -46.5167 | -46.5167 | -46.5167 | -46.5167 | 0 | 0 |  |  | 58.276 |  | 58.276 | 925015.732 | 0
[59 empty] | 0 | =Area III Portion
Total - Area 1 Proposal, $Millions (unadjusted) |  |  |  | 0 | 11.3926 | 11.9957 | 12.358 | 30.5918 | 30.5918 | 68.4599 | 58.1481 | 58.1481 | 58.1481 | 36.3761 | 36.3761 | -10.1406 | -10.1406 | -14.1709 | -14.1709 | -14.1709 | -14.1709 | -14.1709 | -14.1709 | -14.1709 | -14.1709 | -14.1709 | -14.1709 | -14.1709 | -14.1709 | -14.1709 | -14.1709 | -14.1709 | -14.1709 | -14.1709 | -14.1709 | -14.1709 | -14.1709 | -14.1709 | -14.1709 | -25.5636 | -26.1666 | -26.529 | -44.7627 | -44.7627 | -82.6308 | -72.3191 | -72.3191 | -72.3191 | -50.547 | -50.547 | -4.0304 | -4.0304 |  |  | 117.3552 |  |  | 2535938.3947 | 0
$/MW-yr |  |  |  | 0 | 273150.8096 | 313354.3958 | 337510.0504 | 717379.2877 | 717379.2877 | 1318461.3078 | 1154782.05 | 1154782.05 | 1154782.05 | 701198.3149 | 701198.3149 | -37161.6085 | -37161.6085 | -305852.3926 | -305852.3926 | -305852.3926 | -305852.3926 | -305852.3926 | -305852.3926 | -305852.3926 | -305852.3926 | -305852.3926 | -305852.3926 | -305852.3926 | -305852.3926 | -305852.3926 | -305852.3926 | -305852.3926 | -305852.3926 | -305852.3926 | -305852.3926 | -305852.3926 | -305852.3926 | -305852.3926 | -305852.3926 | -579003.2023 | -619206.7884 | -643362.4431 | -1023231.6803 | -1023231.6803 | -1624313.7004 | -1460634.4426 | -1460634.4426 | -1460634.4426 | -1007050.7076 | -1007050.7076 | -268690.7842 | -268690.7842
$Millions (adjusted) |  |  |  | 0 | 0 | 0 | 0 | 0 | 0 | 0 | 0 | 0 | 0 | 0 | 0 | 0 | 0 | 0 | 0 | 0 | 0 | 0 | 0 | 0 | 0 | 0 | 0 | 0 | 0 | 0 | 0 | 0 | 0 | 0 | 0 | 0 | 0 | 0 | 0 | 0 | 0 | 0 | 0 | 0 | 0 | 0 | 0 | 0 | 0 | 0 | 0 | 0 |  |  | 0
Annual Avoided Costs for Deferrals - Area 2 Proposal: (see note*) | Deferral Year |  |  | 2016 | 2017 | 2018 | 2019 | 2020 | 2021 | 2022 | 2023 | 2024 | 2025 | 2026 | 2027 | 2028 | 2029 | 2030 | 2031 | 2032 | 2033 | 2034 | 2035 | 2036 | 2037 | 2038 | 2039 | 2040 | 2041 | 2042 | 2043 | 2044 | 2045 | 2046 | 2047 | 2048 | 2049 | 2050 | 2051 | 2052 | 2053 | 2054 | 2055 | 2056 | 2057 | 2058 | 2059 | 2060 | 2061 | 2062 | 2063 | 2064 |  |  | Differential NPV $M |  | Differential NPV $M (adjusted for COD of Selected Project) | Differntial NPV $/MW | NPV of Transmission Avoided Costs for Selected Project
Area I Projects:
Amagansett Conversion 33 kV | 2030 |  |  | 0 | 0 | 0 | 0 | 0 | 0 | 0 | 0 | 0 | 0 | 0 | 0 | 0 | 0 | 0 | 0 | 0 | 0 | 0 | 0 | 0 | 0 | 0 | 0 | 0 | 0 | 0 | 0 | 0 | 0 | 0 | 0 | 0 | 0 | 0 | 0 | 0 | 0 | 0 | 0 | 0 | 0 | 0 | 0 | 0 | 0 | 0 | 0 | 0 |  |  | 0 |  | 0 | 0 | 0
East Hampton Conversion 33 kV | 2030 |  |  | 0 | 0 | 0 | 0 | 0 | 0 | 0 | 0 | 0 | 0 | 0 | 0 | 0 | 0 | 0 | 0 | 0 | 0 | 0 | 0 | 0 | 0 | 0 | 0 | 0 | 0 | 0 | 0 | 0 | 0 | 0 | 0 | 0 | 0 | 0 | 0 | 0 | 0 | 0 | 0 | 0 | 0 | 0 | 0 | 0 | 0 | 0 | 0 | 0 |  |  | 0 |  | 0 | 0 | 0
Buell Conversion 33 kV | 2030 |  |  | 0 | 0 | 0 | 0 | 0 | 0 | 0 | 0 | 0 | 0 | 0 | 0 | 0 | 0 | 0 | 0 | 0 | 0 | 0 | 0 | 0 | 0 | 0 | 0 | 0 | 0 | 0 | 0 | 0 | 0 | 0 | 0 | 0 | 0 | 0 | 0 | 0 | 0 | 0 | 0 | 0 | 0 | 0 | 0 | 0 | 0 | 0 | 0 | 0 |  |  | 0 |  | 0 | 0 | 0
Hither Hills Conversion to 33 kV | 2030 |  |  | 0 | 0 | 0 | 0 | 0 | 0 | 0 | 0 | 0 | 0 | 0 | 0 | 0 | 0 | 0 | 0 | 0 | 0 | 0 | 0 | 0 | 0 | 0 | 0 | 0 | 0 | 0 | 0 | 0 | 0 | 0 | 0 | 0 | 0 | 0 | 0 | 0 | 0 | 0 | 0 | 0 | 0 | 0 | 0 | 0 | 0 | 0 | 0 | 0 |  |  | 0 |  | 0 | 0 | 0
Culloden Pt Conversion to 33 kV | 2030 |  |  | 0 | 0 | 0 | 0 | 0 | 0 | 0 | 0 | 0 | 0 | 0 | 0 | 0 | 0 | 0 | 0 | 0 | 0 | 0 | 0 | 0 | 0 | 0 | 0 | 0 | 0 | 0 | 0 | 0 | 0 | 0 | 0 | 0 | 0 | 0 | 0 | 0 | 0 | 0 | 0 | 0 | 0 | 0 | 0 | 0 | 0 | 0 | 0 | 0 |  |  | 0 |  | 0 | 0 | 0
[59 empty] | 0 | =Area I Portion
Area II Projects: | [58 empty] | 0 | =Area I+II+III Portions
Riverhead Canal 2nd Line and Bank | 2026 |  |  | 0 | 0 | 0 | 0 | 18.2337 | 18.2337 | 18.2337 | 18.2337 | 18.2337 | 18.2337 | -3.5383 | -3.5383 | -3.5383 | -3.5383 | -3.5383 | -3.5383 | -3.5383 | -3.5383 | -3.5383 | -3.5383 | -3.5383 | -3.5383 | -3.5383 | -3.5383 | -3.5383 | -3.5383 | -3.5383 | -3.5383 | -3.5383 | -3.5383 | -3.5383 | -3.5383 | -3.5383 | -3.5383 | -3.5383 | -3.5383 | -3.5383 | -3.5383 | -3.5383 | -21.772 | -21.772 | -21.772 | -21.772 | -21.772 | -21.772 | 0 | 0 | 0 | 0 |  |  | 30.3588 |  | 30.3588 | 632475.0457 | 0
[59 empty] | 0 | =Area II Portion
Area III Projects: | [58 empty] | 0 | =Area II+III Portions
New Canal - Southampton Cable | 2023 |  |  | 0 | 4.5863 | 4.5863 | 4.5863 | 4.5863 | 4.5863 | 4.5863 | -0.88999 | -0.88999 | -0.88999 | -0.88999 | -0.88999 | -0.88999 | -0.88999 | -0.88999 | -0.88999 | -0.88999 | -0.88999 | -0.88999 | -0.88999 | -0.88999 | -0.88999 | -0.88999 | -0.88999 | -0.88999 | -0.88999 | -0.88999 | -0.88999 | -0.88999 | -0.88999 | -0.88999 | -0.88999 | -0.88999 | -0.88999 | -0.88999 | -0.88999 | -5.4763 | -5.4763 | -5.4763 | -5.4763 | -5.4763 | -5.4763 | 0 | 0 | 0 | 0 | 0 | 0 | 0 |  |  | 8.9667 |  | 8.9667 | 142328.3896 | 0
Upgrade Wildwood - Riverhead to 138 kV | 2022 |  |  | 0 | 0.93922 | 0.93922 | 0.93922 | 0.93922 | 0.93922 | -0.14959 | -0.14959 | -0.14959 | -0.14959 | -0.14959 | -0.14959 | -0.14959 | -0.14959 | -0.14959 | -0.14959 | -0.14959 | -0.14959 | -0.14959 | -0.14959 | -0.14959 | -0.14959 | -0.14959 | -0.14959 | -0.14959 | -0.14959 | -0.14959 | -0.14959 | -0.14959 | -0.14959 | -0.14959 | -0.14959 | -0.14959 | -0.14959 | -0.14959 | -0.14959 | -1.0888 | -1.0888 | -1.0888 | -1.0888 | -1.0888 | 0 | 0 | 0 | 0 | 0 | 0 | 0 | 0 |  |  | 1.5483 |  | 1.5483 | 24575.725 | 0
Bridgehampton - Buell New 69 kV UG Cable | 2023 |  |  | 0 | 4.0496 | 4.0496 | 4.0496 | 4.0496 | 4.0496 | 4.0496 | -0.78584 | -0.78584 | -0.78584 | -0.78584 | -0.78584 | -0.78584 | -0.78584 | -0.78584 | -0.78584 | -0.78584 | -0.78584 | -0.78584 | -0.78584 | -0.78584 | -0.78584 | -0.78584 | -0.78584 | -0.78584 | -0.78584 | -0.78584 | -0.78584 | -0.78584 | -0.78584 | -0.78584 | -0.78584 | -0.78584 | -0.78584 | -0.78584 | -0.78584 | -4.8355 | -4.8355 | -4.8355 | -4.8355 | -4.8355 | -4.8355 | 0 | 0 | 0 | 0 | 0 | 0 | 0 |  |  | 7.9174 |  | 7.9174 | 125672.9397 | 0
Canal - Wainscott New 138 kV UG Cable | 2028 |  |  | 0 | 0 | 0 | 0 | 0 | 0 | 38.957 | 38.957 | 38.957 | 38.957 | 38.957 | 38.957 | -7.5597 | -7.5597 | -7.5597 | -7.5597 | -7.5597 | -7.5597 | -7.5597 | -7.5597 | -7.5597 | -7.5597 | -7.5597 | -7.5597 | -7.5597 | -7.5597 | -7.5597 | -7.5597 | -7.5597 | -7.5597 | -7.5597 | -7.5597 | -7.5597 | -7.5597 | -7.5597 | -7.5597 | -7.5597 | -7.5597 | -7.5597 | -7.5597 | -7.5597 | -46.5167 | -46.5167 | -46.5167 | -46.5167 | -46.5167 | -46.5167 | 0 | 0 |  |  | 58.276 |  | 58.276 | 925015.732 | 0
[59 empty] | 0 | =Area III Portion
Total - Area 2 Proposal, $Millions (unadjusted) |  |  |  | 0 | 9.5752 | 9.5752 | 9.5752 | 27.8089 | 27.8089 | 65.6771 | 55.3653 | 55.3653 | 55.3653 | 33.5933 | 33.5933 | -12.9234 | -12.9234 | -12.9234 | -12.9234 | -12.9234 | -12.9234 | -12.9234 | -12.9234 | -12.9234 | -12.9234 | -12.9234 | -12.9234 | -12.9234 | -12.9234 | -12.9234 | -12.9234 | -12.9234 | -12.9234 | -12.9234 | -12.9234 | -12.9234 | -12.9234 | -12.9234 | -12.9234 | -22.4986 | -22.4986 | -22.4986 | -40.7323 | -40.7323 | -78.6005 | -68.2887 | -68.2887 | -68.2887 | -46.5167 | -46.5167 | 0 | 0 |  |  | 107.0671 |  |  | 1850067.832 | 0
$/MW-yr |  |  |  | 0 | 151987.0893 | 151987.0893 | 151987.0893 | 531856.3265 | 531856.3265 | 1132938.3466 | 969259.0889 | 969259.0889 | 969259.0889 | 515675.3538 | 515675.3538 | -222684.5696 | -222684.5696 | -222684.5696 | -222684.5696 | -222684.5696 | -222684.5696 | -222684.5696 | -222684.5696 | -222684.5696 | -222684.5696 | -222684.5696 | -222684.5696 | -222684.5696 | -222684.5696 | -222684.5696 | -222684.5696 | -222684.5696 | -222684.5696 | -222684.5696 | -222684.5696 | -222684.5696 | -222684.5696 | -222684.5696 | -222684.5696 | -374671.6589 | -374671.6589 | -374671.6589 | -754540.8961 | -754540.8961 | -1355622.9163 | -1191943.6585 | -1191943.6585 | -1191943.6585 | -738359.9234 | -738359.9234 | 0 | 0
$Millions (adjusted) |  |  |  | 0 | 0 | 0 | 0 | 0 | 0 | 0 | 0 | 0 | 0 | 0 | 0 | 0 | 0 | 0 | 0 | 0 | 0 | 0 | 0 | 0 | 0 | 0 | 0 | 0 | 0 | 0 | 0 | 0 | 0 | 0 | 0 | 0 | 0 | 0 | 0 | 0 | 0 | 0 | 0 | 0 | 0 | 0 | 0 | 0 | 0 | 0 | 0 | 0 |  |  | 0
Annual Avoided Costs for Deferrals - Area 3 Proposal: (see note*) | Deferral Year |  |  | 2016 | 2017 | 2018 | 2019 | 2020 | 2021 | 2022 | 2023 | 2024 | 2025 | 2026 | 2027 | 2028 | 2029 | 2030 | 2031 | 2032 | 2033 | 2034 | 2035 | 2036 | 2037 | 2038 | 2039 | 2040 | 2041 | 2042 | 2043 | 2044 | 2045 | 2046 | 2047 | 2048 | 2049 | 2050 | 2051 | 2052 | 2053 | 2054 | 2055 | 2056 | 2057 | 2058 | 2059 | 2060 | 2061 | 2062 | 2063 | 2064 |  |  | Differential NPV $M |  | Differential NPV $M (adjusted for COD of Selected Project) | Differntial NPV $/MW | NPV of Transmission Avoided Costs for Selected Project
Area I Projects:
Amagansett Conversion 33 kV | 2030 |  |  | 0 | 0 | 0 | 0 | 0 | 0 | 0 | 0 | 0 | 0 | 0 | 0 | 0 | 0 | 0 | 0 | 0 | 0 | 0 | 0 | 0 | 0 | 0 | 0 | 0 | 0 | 0 | 0 | 0 | 0 | 0 | 0 | 0 | 0 | 0 | 0 | 0 | 0 | 0 | 0 | 0 | 0 | 0 | 0 | 0 | 0 | 0 | 0 | 0 |  |  | 0 |  | 0 | 0 | 0
East Hampton Conversion 33 kV | 2030 |  |  | 0 | 0 | 0 | 0 | 0 | 0 | 0 | 0 | 0 | 0 | 0 | 0 | 0 | 0 | 0 | 0 | 0 | 0 | 0 | 0 | 0 | 0 | 0 | 0 | 0 | 0 | 0 | 0 | 0 | 0 | 0 | 0 | 0 | 0 | 0 | 0 | 0 | 0 | 0 | 0 | 0 | 0 | 0 | 0 | 0 | 0 | 0 | 0 | 0 |  |  | 0 |  | 0 | 0 | 0
Buell Conversion 33 kV | 2030 |  |  | 0 | 0 | 0 | 0 | 0 | 0 | 0 | 0 | 0 | 0 | 0 | 0 | 0 | 0 | 0 | 0 | 0 | 0 | 0 | 0 | 0 | 0 | 0 | 0 | 0 | 0 | 0 | 0 | 0 | 0 | 0 | 0 | 0 | 0 | 0 | 0 | 0 | 0 | 0 | 0 | 0 | 0 | 0 | 0 | 0 | 0 | 0 | 0 | 0 |  |  | 0 |  | 0 | 0 | 0
Hither Hills Conversion to 33 kV | 2030 |  |  | 0 | 0 | 0 | 0 | 0 | 0 | 0 | 0 | 0 | 0 | 0 | 0 | 0 | 0 | 0 | 0 | 0 | 0 | 0 | 0 | 0 | 0 | 0 | 0 | 0 | 0 | 0 | 0 | 0 | 0 | 0 | 0 | 0 | 0 | 0 | 0 | 0 | 0 | 0 | 0 | 0 | 0 | 0 | 0 | 0 | 0 | 0 | 0 | 0 |  |  | 0 |  | 0 | 0 | 0
Culloden Pt Conversion to 33 kV | 2030 |  |  | 0 | 0 | 0 | 0 | 0 | 0 | 0 | 0 | 0 | 0 | 0 | 0 | 0 | 0 | 0 | 0 | 0 | 0 | 0 | 0 | 0 | 0 | 0 | 0 | 0 | 0 | 0 | 0 | 0 | 0 | 0 | 0 | 0 | 0 | 0 | 0 | 0 | 0 | 0 | 0 | 0 | 0 | 0 | 0 | 0 | 0 | 0 | 0 | 0 |  |  | 0 |  | 0 | 0 | 0
[59 empty] | 0 | =Area I Portion
Area II Projects: | [58 empty] | 649585.7515 | =Area I+II+III Portions
Riverhead Canal 2nd Line and Bank | 2026 |  |  | 0 | 0 | 0 | 0 | 0 | 0 | 0 | 0 | 0 | 0 | 0 | 0 | 0 | 0 | 0 | 0 | 0 | 0 | 0 | 0 | 0 | 0 | 0 | 0 | 0 | 0 | 0 | 0 | 0 | 0 | 0 | 0 | 0 | 0 | 0 | 0 | 0 | 0 | 0 | 0 | 0 | 0 | 0 | 0 | 0 | 0 | 0 | 0 | 0 |  |  | 0 |  | 0 | 0 | 0
[59 empty] | 0 | =Area II Portion
Area III Projects: | [58 empty] | 649585.7515 | =Area II+III Portions
New Canal - Southampton Cable | 2023 |  |  | 0 | 4.5863 | 4.5863 | 4.5863 | 4.5863 | 4.5863 | 4.5863 | -0.88999 | -0.88999 | -0.88999 | -0.88999 | -0.88999 | -0.88999 | -0.88999 | -0.88999 | -0.88999 | -0.88999 | -0.88999 | -0.88999 | -0.88999 | -0.88999 | -0.88999 | -0.88999 | -0.88999 | -0.88999 | -0.88999 | -0.88999 | -0.88999 | -0.88999 | -0.88999 | -0.88999 | -0.88999 | -0.88999 | -0.88999 | -0.88999 | -0.88999 | -5.4763 | -5.4763 | -5.4763 | -5.4763 | -5.4763 | -5.4763 | 0 | 0 | 0 | 0 | 0 | 0 | 0 |  |  | 8.9667 |  | 8.9667 | 142328.3896 | 75932.1958
Upgrade Wildwood - Riverhead to 138 kV | 2022 |  |  | 0 | 0.93922 | 0.93922 | 0.93922 | 0.93922 | 0.93922 | -0.14959 | -0.14959 | -0.14959 | -0.14959 | -0.14959 | -0.14959 | -0.14959 | -0.14959 | -0.14959 | -0.14959 | -0.14959 | -0.14959 | -0.14959 | -0.14959 | -0.14959 | -0.14959 | -0.14959 | -0.14959 | -0.14959 | -0.14959 | -0.14959 | -0.14959 | -0.14959 | -0.14959 | -0.14959 | -0.14959 | -0.14959 | -0.14959 | -0.14959 | -0.14959 | -1.0888 | -1.0888 | -1.0888 | -1.0888 | -1.0888 | 0 | 0 | 0 | 0 | 0 | 0 | 0 | 0 |  |  | 1.5483 |  | 1.5483 | 24575.725 | 13111.1493
Bridgehampton - Buell New 69 kV UG Cable | 2023 |  |  | 0 | 4.0496 | 4.0496 | 4.0496 | 4.0496 | 4.0496 | 4.0496 | -0.78584 | -0.78584 | -0.78584 | -0.78584 | -0.78584 | -0.78584 | -0.78584 | -0.78584 | -0.78584 | -0.78584 | -0.78584 | -0.78584 | -0.78584 | -0.78584 | -0.78584 | -0.78584 | -0.78584 | -0.78584 | -0.78584 | -0.78584 | -0.78584 | -0.78584 | -0.78584 | -0.78584 | -0.78584 | -0.78584 | -0.78584 | -0.78584 | -0.78584 | -4.8355 | -4.8355 | -4.8355 | -4.8355 | -4.8355 | -4.8355 | 0 | 0 | 0 | 0 | 0 | 0 | 0 |  |  | 7.9174 |  | 7.9174 | 125672.9397 | 67046.5133
Canal - Wainscott New 138 kV UG Cable | 2028 |  |  | 0 | 0 | 0 | 0 | 0 | 0 | 38.957 | 38.957 | 38.957 | 38.957 | 38.957 | 38.957 | -7.5597 | -7.5597 | -7.5597 | -7.5597 | -7.5597 | -7.5597 | -7.5597 | -7.5597 | -7.5597 | -7.5597 | -7.5597 | -7.5597 | -7.5597 | -7.5597 | -7.5597 | -7.5597 | -7.5597 | -7.5597 | -7.5597 | -7.5597 | -7.5597 | -7.5597 | -7.5597 | -7.5597 | -7.5597 | -7.5597 | -7.5597 | -7.5597 | -7.5597 | -46.5167 | -46.5167 | -46.5167 | -46.5167 | -46.5167 | -46.5167 | 0 | 0 |  |  | 58.276 |  | 58.276 | 925015.732 | 493495.893
[59 empty] | 649585.7515 | =Area III Portion
Total - Area 3 Proposal, $Millions (unadjusted) |  |  |  | 0 | 9.5752 | 9.5752 | 9.5752 | 9.5752 | 9.5752 | 47.4434 | 37.1316 | 37.1316 | 37.1316 | 37.1316 | 37.1316 | -9.3851 | -9.3851 | -9.3851 | -9.3851 | -9.3851 | -9.3851 | -9.3851 | -9.3851 | -9.3851 | -9.3851 | -9.3851 | -9.3851 | -9.3851 | -9.3851 | -9.3851 | -9.3851 | -9.3851 | -9.3851 | -9.3851 | -9.3851 | -9.3851 | -9.3851 | -9.3851 | -9.3851 | -18.9603 | -18.9603 | -18.9603 | -18.9603 | -18.9603 | -56.8285 | -46.5167 | -46.5167 | -46.5167 | -46.5167 | -46.5167 | 0 | 0 |  |  | 76.7083 |  |  | 1217592.7863 | 649585.7515
$/MW-yr |  |  |  | 0 | 151987.0893 | 151987.0893 | 151987.0893 | 151987.0893 | 151987.0893 | 753069.1094 | 589389.8516 | 589389.8516 | 589389.8516 | 589389.8516 | 589389.8516 | -148970.0718 | -148970.0718 | -148970.0718 | -148970.0718 | -148970.0718 | -148970.0718 | -148970.0718 | -148970.0718 | -148970.0718 | -148970.0718 | -148970.0718 | -148970.0718 | -148970.0718 | -148970.0718 | -148970.0718 | -148970.0718 | -148970.0718 | -148970.0718 | -148970.0718 | -148970.0718 | -148970.0718 | -148970.0718 | -148970.0718 | -148970.0718 | -300957.161 | -300957.161 | -300957.161 | -300957.161 | -300957.161 | -902039.1812 | -738359.9234 | -738359.9234 | -738359.9234 | -738359.9234 | -738359.9234 | 0 | 0
$Millions (adjusted) |  |  |  | 0 | 0.081085 | 0.081085 | 0.081085 | 0.081085 | 0.081085 | 0.40176 | 0.31444 | 0.31444 | 0.31444 | 0.31444 | 0.31444 | -0.079476 | -0.079476 | -0.079476 | -0.079476 | -0.079476 | -0.079476 | -0.079476 | -0.079476 | -0.079476 | -0.079476 | -0.079476 | -0.079476 | -0.079476 | -0.079476 | -0.079476 | -0.079476 | -0.079476 | -0.079476 | -0.079476 | -0.079476 | -0.079476 | -0.079476 | -0.079476 | -0.079476 | -0.16056 | -0.16056 | -0.16056 | -0.16056 | -0.16056 | -0.48124 | -0.39392 | -0.39392 | -0.39392 | -0.39392 | -0.39392 | 0 | 0 |  |  | 649.5858
Discount Factor (Relative to 1/1/2016) = |  |  |  | 0.94787 | 0.89845 | 0.85161 | 0.80722 | 0.76513 | 0.72525 | 0.68744 | 0.6516 | 0.61763 | 0.58543 | 0.55491 | 0.52598 | 0.49856 | 0.47257 | 0.44793 | 0.42458 | 0.40245 | 0.38147 | 0.36158 | 0.34273 | 0.32486 | 0.30793 | 0.29187 | 0.27666 | 0.26223 | 0.24856 | 0.2356 | 0.22332 | 0.21168 | 0.20064 | 0.19018 | 0.18027 | 0.17087 | 0.16196 | 0.15352 | 0.14552 | 0.13793 | 0.13074 | 0.12392 | 0.11746 | 0.11134 | 0.10554 | 0.10003 | 0.094818 | 0.089875 | 0.08519 | 0.080748 | 0.076539 | 0.072549
* Note: A positive (+) avoided cost in a given year represents a cost savings relative to not having a transmission project deferral.
Note on BH17: Todd Kantarek: Behind the meter system warrants T&D losses adjustment factor

## PhII (GCN100-2018 COD)
Version |  | Based on PSEGLI file: "East End Utility 2_0_Economics_2014_10_13_r28_Sargent_Lundy.xlsx"
Annual Revenue Requirements (Millions of $s)
1) Reference (Transmission only) Case
Project | I/S Year | Investor | Capital (2015$s) | 2016 | 2017 | 2018 | 2019 | 2020 | 2021 | 2022 | 2023 | 2024 | 2025 | 2026 | 2027 | 2028 | 2029 | 2030 | 2031 | 2032 | 2033 | 2034 | 2035 | 2036 | 2037 | 2038 | 2039 | 2040 | 2041 | 2042 | 2043 | 2044 | 2045 | 2046 | 2047 | 2048 | 2049 | 2050 | 2051 | 2052 | 2053 | 2054 | 2055 | 2056 | 2057 | 2058 | 2059 | 2060 | 2061 | 2062 | 2063 | 2064 |  | NPV |  | Proposal Number = | GCN100
Transmission Reinforcement I | 2017 | PSEGLI | 93.4 | 0 | 11.3926 | 11.3926 | 11.3926 | 11.3926 | 11.3926 | 11.3926 | 11.3926 | 11.3926 | 11.3926 | 11.3926 | 11.3926 | 11.3926 | 11.3926 | 11.3926 | 11.3926 | 11.3926 | 11.3926 | 11.3926 | 11.3926 | 11.3926 | 11.3926 | 11.3926 | 11.3926 | 11.3926 | 11.3926 | 11.3926 | 11.3926 | 11.3926 | 11.3926 | 11.3926 | 11.3926 | 11.3926 | 11.3926 | 11.3926 | 11.3926 | [13 empty] | 35 | 166.1982 |  | Proposer Name = | Green Charge Networks
Transmission Reinforcement II | 2018 | PSEGLI | 4.8 | 0 | 0 | 0.60305 | 0.60305 | 0.60305 | 0.60305 | 0.60305 | 0.60305 | 0.60305 | 0.60305 | 0.60305 | 0.60305 | 0.60305 | 0.60305 | 0.60305 | 0.60305 | 0.60305 | 0.60305 | 0.60305 | 0.60305 | 0.60305 | 0.60305 | 0.60305 | 0.60305 | 0.60305 | 0.60305 | 0.60305 | 0.60305 | 0.60305 | 0.60305 | 0.60305 | 0.60305 | 0.60305 | 0.60305 | 0.60305 | 0.60305 | 0.60305 | [12 empty] | 35 | 8.3388 |  | Proposal/Project = | Peak Relief Services
Transmission Reinforcement III | 2019 | PSEGLI | 2.8 | 0 | 0 | 0 | 0.36233 | 0.36233 | 0.36233 | 0.36233 | 0.36233 | 0.36233 | 0.36233 | 0.36233 | 0.36233 | 0.36233 | 0.36233 | 0.36233 | 0.36233 | 0.36233 | 0.36233 | 0.36233 | 0.36233 | 0.36233 | 0.36233 | 0.36233 | 0.36233 | 0.36233 | 0.36233 | 0.36233 | 0.36233 | 0.36233 | 0.36233 | 0.36233 | 0.36233 | 0.36233 | 0.36233 | 0.36233 | 0.36233 | 0.36233 | 0.36233 | [11 empty] | 35 | 4.7491 |  | Option Number = | 2
Transmission Reinforcement IV | 2020 | PSEGLI | 136.8 | 0 | 0 | 0 | 0 | 18.2337 | 18.2337 | 18.2337 | 18.2337 | 18.2337 | 18.2337 | 18.2337 | 18.2337 | 18.2337 | 18.2337 | 18.2337 | 18.2337 | 18.2337 | 18.2337 | 18.2337 | 18.2337 | 18.2337 | 18.2337 | 18.2337 | 18.2337 | 18.2337 | 18.2337 | 18.2337 | 18.2337 | 18.2337 | 18.2337 | 18.2337 | 18.2337 | 18.2337 | 18.2337 | 18.2337 | 18.2337 | 18.2337 | 18.2337 | 18.2337 | [10 empty] | 35 | 226.5269 |  | Location = | All Areas - Nonspecified
Transmission Reinforcement V | 2022 | PSEGLI | 275.5 | 0 | 0 | 0 | 0 | 0 | 0 | 38.957 | 38.957 | 38.957 | 38.957 | 38.957 | 38.957 | 38.957 | 38.957 | 38.957 | 38.957 | 38.957 | 38.957 | 38.957 | 38.957 | 38.957 | 38.957 | 38.957 | 38.957 | 38.957 | 38.957 | 38.957 | 38.957 | 38.957 | 38.957 | 38.957 | 38.957 | 38.957 | 38.957 | 38.957 | 38.957 | 38.957 | 38.957 | 38.957 | 38.957 | 38.957 | [8 empty] | 35 | 434.8353 |  | Technology = | Battery Storage
[56 empty] | Interconnection Points = | Behind the Meter
Total |  |  | 513.3 | 0 | 11.3926 | 11.9957 | 12.358 | 30.5918 | 30.5918 | 69.5487 | 69.5487 | 69.5487 | 69.5487 | 69.5487 | 69.5487 | 69.5487 | 69.5487 | 69.5487 | 69.5487 | 69.5487 | 69.5487 | 69.5487 | 69.5487 | 69.5487 | 69.5487 | 69.5487 | 69.5487 | 69.5487 | 69.5487 | 69.5487 | 69.5487 | 69.5487 | 69.5487 | 69.5487 | 69.5487 | 69.5487 | 69.5487 | 69.5487 | 69.5487 | 58.1561 | 57.553 | 57.1907 | 38.957 | 38.957 | 0 | 0 | 0 | 0 | 0 | 0 | 0 | 0 |  | 840.6482 |  | Loss Factor = | 1.067
2016 NPV @ 5.5%, thru 2035 |  |  |  | 2016: 559.7216
2016 NPV @ 5.5%, thru 2056 |  |  |  | 2016: 840.6482 |  |  |  | MW Required by 2022 (cap) = | 15 | 33 | 15 | Output: NPV of Transmission Avoided Costs for Selected Project (see note*)
[57 empty] | Selected Project Inputs - Area 1 Portion | Selected Project Inputs - Area 2 Portion | Selected Project Inputs - Area 3 Portion | Area 1 | Area 2 | Area 3 | Total | check
[56 empty] | Project kW = | 0 | 0 | 2134
[55 empty] | Capped kW = | 2134 | 0 | 0 | 2134
[56 empty] | Project Area (1, 2, or 3) = | 1 | 2 | 3
[56 empty] | Proportion of Peak Hours Covered = | 100% | 100% | 100%
[55 empty] | Project COD = | 2018
[55 empty] | Effective kW = | 2134 |  |  |  | 0 | 0 | 1973983.5721 | 1973983.5721
[60 empty] | check | check | check
| I/S Year |  | Capital (2015$s) | 2016 | 2017 | 2018 | 2019 | 2020 | 2021 | 2022 | 2023 | 2024 | 2025 | 2026 | 2027 | 2028 | 2029 | 2030 | 2031 | 2032 | 2033 | 2034 | 2035 | 2036 | 2037 | 2038 | 2039 | 2040 | 2041 | 2042 | 2043 | 2044 | 2045 | 2046 | 2047 | 2048 | 2049 | 2050 | 2051 | 2052 | 2053 | 2054 | 2055 | 2056 | 2057 | 2058 | 2059 | 2060 | 2061 | 2062 | 2063 | 2064 |  | MW Required by 2022 | NPV Base $M | Differential NPV $M | Differential NPV $M (adjusted for COD of Selected Project) | Differntial NPV $/MW | NPV of Transmission Avoided Costs for Selected Project
Area I Projects: | [53 empty] | 15
Amagansett Conversion 33 kV | 2017 |  | 8 | 0 | 0.97582 | 0.97582 | 0.97582 | 0.97582 | 0.97582 | 0.97582 | 0.97582 | 0.97582 | 0.97582 | 0.97582 | 0.97582 | 0.97582 | 0.97582 | 0.97582 | 0.97582 | 0.97582 | 0.97582 | 0.97582 | 0.97582 | 0.97582 | 0.97582 | 0.97582 | 0.97582 | 0.97582 | 0.97582 | 0.97582 | 0.97582 | 0.97582 | 0.97582 | 0.97582 | 0.97582 | 0.97582 | 0.97582 | 0.97582 | 0.97582 | [13 empty] | 35 |  | 14.2354
East Hampton Conversion 33 kV | 2017 |  | 3.2 | 0 | 0.39033 | 0.39033 | 0.39033 | 0.39033 | 0.39033 | 0.39033 | 0.39033 | 0.39033 | 0.39033 | 0.39033 | 0.39033 | 0.39033 | 0.39033 | 0.39033 | 0.39033 | 0.39033 | 0.39033 | 0.39033 | 0.39033 | 0.39033 | 0.39033 | 0.39033 | 0.39033 | 0.39033 | 0.39033 | 0.39033 | 0.39033 | 0.39033 | 0.39033 | 0.39033 | 0.39033 | 0.39033 | 0.39033 | 0.39033 | 0.39033 | [13 empty] | 35 |  | 5.6942
Buell Conversion 33 kV | 2017 |  | 3.7 | 0 | 0.45131 | 0.45131 | 0.45131 | 0.45131 | 0.45131 | 0.45131 | 0.45131 | 0.45131 | 0.45131 | 0.45131 | 0.45131 | 0.45131 | 0.45131 | 0.45131 | 0.45131 | 0.45131 | 0.45131 | 0.45131 | 0.45131 | 0.45131 | 0.45131 | 0.45131 | 0.45131 | 0.45131 | 0.45131 | 0.45131 | 0.45131 | 0.45131 | 0.45131 | 0.45131 | 0.45131 | 0.45131 | 0.45131 | 0.45131 | 0.45131 | [13 empty] | 35 |  | 6.5839
Hither Hills Conversion to 33 kV | 2018 |  | 4.8 | 0 | 0 | 0.60305 | 0.60305 | 0.60305 | 0.60305 | 0.60305 | 0.60305 | 0.60305 | 0.60305 | 0.60305 | 0.60305 | 0.60305 | 0.60305 | 0.60305 | 0.60305 | 0.60305 | 0.60305 | 0.60305 | 0.60305 | 0.60305 | 0.60305 | 0.60305 | 0.60305 | 0.60305 | 0.60305 | 0.60305 | 0.60305 | 0.60305 | 0.60305 | 0.60305 | 0.60305 | 0.60305 | 0.60305 | 0.60305 | 0.60305 | 0.60305 | [12 empty] | 35 |  | 8.3388
Culloden Pt Conversion to 33 kV | 2019 |  | 2.8 | 0 | 0 | 0 | 0.36233 | 0.36233 | 0.36233 | 0.36233 | 0.36233 | 0.36233 | 0.36233 | 0.36233 | 0.36233 | 0.36233 | 0.36233 | 0.36233 | 0.36233 | 0.36233 | 0.36233 | 0.36233 | 0.36233 | 0.36233 | 0.36233 | 0.36233 | 0.36233 | 0.36233 | 0.36233 | 0.36233 | 0.36233 | 0.36233 | 0.36233 | 0.36233 | 0.36233 | 0.36233 | 0.36233 | 0.36233 | 0.36233 | 0.36233 | 0.36233 | [11 empty] | 35 |  | 4.7491
No Deferral |  |  | 22.5 |  | 1.8175 | 2.4205 | 2.7828 | 2.7828 | 2.7828 | 2.7828 | 2.7828 | 2.7828 | 2.7828 | 2.7828 | 2.7828 | 2.7828 | 2.7828 | 2.7828 | 2.7828 | 2.7828 | 2.7828 | 2.7828 | 2.7828 | 2.7828 | 2.7828 | 2.7828 | 2.7828 | 2.7828 | 2.7828 | 2.7828 | 2.7828 | 2.7828 | 2.7828 | 2.7828 | 2.7828 | 2.7828 | 2.7828 | 2.7828 | 2.7828 | 0.96539 | 0.36233 | 0 | 0 | 0 | [10 empty] | 39.6013
Amagansett Conversion 33 kV | 2030 |  | 8 | [14 empty] | 1.433 | 1.433 | 1.433 | 1.433 | 1.433 | 1.433 | 1.433 | 1.433 | 1.433 | 1.433 | 1.433 | 1.433 | 1.433 | 1.433 | 1.433 | 1.433 | 1.433 | 1.433 | 1.433 | 1.433 | 1.433 | 1.433 | 1.433 | 1.433 | 1.433 | 1.433 | 1.433 | 1.433 | 1.433 | 1.433 | 1.433 | 1.433 | 1.433 | 1.433 | 1.433 | 35 |  | 10.4225 | 3.8129 | 0 | 0 | 0
East Hampton Conversion 33 kV | 2030 |  | 3.2 | [14 empty] | 0.57321 | 0.57321 | 0.57321 | 0.57321 | 0.57321 | 0.57321 | 0.57321 | 0.57321 | 0.57321 | 0.57321 | 0.57321 | 0.57321 | 0.57321 | 0.57321 | 0.57321 | 0.57321 | 0.57321 | 0.57321 | 0.57321 | 0.57321 | 0.57321 | 0.57321 | 0.57321 | 0.57321 | 0.57321 | 0.57321 | 0.57321 | 0.57321 | 0.57321 | 0.57321 | 0.57321 | 0.57321 | 0.57321 | 0.57321 | 0.57321 | 35 |  | 4.169 | 1.5252 | 0 | 0 | 0
Buell Conversion 33 kV | 2030 |  | 3.7 | [14 empty] | 0.66277 | 0.66277 | 0.66277 | 0.66277 | 0.66277 | 0.66277 | 0.66277 | 0.66277 | 0.66277 | 0.66277 | 0.66277 | 0.66277 | 0.66277 | 0.66277 | 0.66277 | 0.66277 | 0.66277 | 0.66277 | 0.66277 | 0.66277 | 0.66277 | 0.66277 | 0.66277 | 0.66277 | 0.66277 | 0.66277 | 0.66277 | 0.66277 | 0.66277 | 0.66277 | 0.66277 | 0.66277 | 0.66277 | 0.66277 | 0.66277 | 35 |  | 4.8204 | 1.7635 | 0 | 0 | 0
Hither Hills Conversion to 33 kV | 2030 |  | 4.8 | [14 empty] | 0.85981 | 0.85981 | 0.85981 | 0.85981 | 0.85981 | 0.85981 | 0.85981 | 0.85981 | 0.85981 | 0.85981 | 0.85981 | 0.85981 | 0.85981 | 0.85981 | 0.85981 | 0.85981 | 0.85981 | 0.85981 | 0.85981 | 0.85981 | 0.85981 | 0.85981 | 0.85981 | 0.85981 | 0.85981 | 0.85981 | 0.85981 | 0.85981 | 0.85981 | 0.85981 | 0.85981 | 0.85981 | 0.85981 | 0.85981 | 0.85981 | 35 |  | 6.2535 | 2.0853 | 2.0853 | 139022.8879 | 296674.8428
Culloden Pt Conversion to 33 kV | 2030 |  | 2.8 | [14 empty] | 0.50156 | 0.50156 | 0.50156 | 0.50156 | 0.50156 | 0.50156 | 0.50156 | 0.50156 | 0.50156 | 0.50156 | 0.50156 | 0.50156 | 0.50156 | 0.50156 | 0.50156 | 0.50156 | 0.50156 | 0.50156 | 0.50156 | 0.50156 | 0.50156 | 0.50156 | 0.50156 | 0.50156 | 0.50156 | 0.50156 | 0.50156 | 0.50156 | 0.50156 | 0.50156 | 0.50156 | 0.50156 | 0.50156 | 0.50156 | 0.50156 | 35 |  | 3.6479 | 1.1012 | 1.1012 | 73412.135 | 156661.4961
Deferral to Indicated Year |  |  | 22.5 | [6 empty] | 0 | 0 | 0 | 0 | 0 | 0 | 0 | 0 | 4.0304 | 4.0304 | 4.0304 | 4.0304 | 4.0304 | 4.0304 | 4.0304 | 4.0304 | 4.0304 | 4.0304 | 4.0304 | 4.0304 | 4.0304 | 4.0304 | 4.0304 | 4.0304 | 4.0304 | 4.0304 | 4.0304 | 4.0304 | 4.0304 | 4.0304 | 4.0304 | 4.0304 | 4.0304 | 4.0304 | 4.0304 | 4.0304 | 4.0304 | 4.0304 | 4.0304 | 4.0304 | 4.0304 | 4.0304 | 4.0304 | 35 |  | 29.3132 | 10.2881 | 3.1865 | 212435.0229 | 453336.3389 | =Area I Portion
[59 empty] | 3777021.6586 | =Area I+II+III Portions
Annual Avoided Costs for Deferral to Indicated Year:
Amagansett Conversion 33 kV | 2030 |  |  | 0 | 0.97582 | 0.97582 | 0.97582 | 0.97582 | 0.97582 | 0.97582 | 0.97582 | 0.97582 | 0.97582 | 0.97582 | 0.97582 | 0.97582 | 0.97582 | -0.4572 | -0.4572 | -0.4572 | -0.4572 | -0.4572 | -0.4572 | -0.4572 | -0.4572 | -0.4572 | -0.4572 | -0.4572 | -0.4572 | -0.4572 | -0.4572 | -0.4572 | -0.4572 | -0.4572 | -0.4572 | -0.4572 | -0.4572 | -0.4572 | -0.4572 | -1.433 | -1.433 | -1.433 | -1.433 | -1.433 | -1.433 | -1.433 | -1.433 | -1.433 | -1.433 | -1.433 | -1.433 | -1.433 | 35 |  |  | 3.8129
East Hampton Conversion 33 kV | 2030 |  |  | 0 | 0.39033 | 0.39033 | 0.39033 | 0.39033 | 0.39033 | 0.39033 | 0.39033 | 0.39033 | 0.39033 | 0.39033 | 0.39033 | 0.39033 | 0.39033 | -0.18288 | -0.18288 | -0.18288 | -0.18288 | -0.18288 | -0.18288 | -0.18288 | -0.18288 | -0.18288 | -0.18288 | -0.18288 | -0.18288 | -0.18288 | -0.18288 | -0.18288 | -0.18288 | -0.18288 | -0.18288 | -0.18288 | -0.18288 | -0.18288 | -0.18288 | -0.57321 | -0.57321 | -0.57321 | -0.57321 | -0.57321 | -0.57321 | -0.57321 | -0.57321 | -0.57321 | -0.57321 | -0.57321 | -0.57321 | -0.57321 | 35 |  |  | 1.5252
Buell Conversion 33 kV | 2030 |  |  | 0 | 0.45131 | 0.45131 | 0.45131 | 0.45131 | 0.45131 | 0.45131 | 0.45131 | 0.45131 | 0.45131 | 0.45131 | 0.45131 | 0.45131 | 0.45131 | -0.21146 | -0.21146 | -0.21146 | -0.21146 | -0.21146 | -0.21146 | -0.21146 | -0.21146 | -0.21146 | -0.21146 | -0.21146 | -0.21146 | -0.21146 | -0.21146 | -0.21146 | -0.21146 | -0.21146 | -0.21146 | -0.21146 | -0.21146 | -0.21146 | -0.21146 | -0.66277 | -0.66277 | -0.66277 | -0.66277 | -0.66277 | -0.66277 | -0.66277 | -0.66277 | -0.66277 | -0.66277 | -0.66277 | -0.66277 | -0.66277 | 35 |  |  | 1.7635
Hither Hills Conversion to 33 kV | 2030 |  |  | 0 | 0 | 0.60305 | 0.60305 | 0.60305 | 0.60305 | 0.60305 | 0.60305 | 0.60305 | 0.60305 | 0.60305 | 0.60305 | 0.60305 | 0.60305 | -0.25676 | -0.25676 | -0.25676 | -0.25676 | -0.25676 | -0.25676 | -0.25676 | -0.25676 | -0.25676 | -0.25676 | -0.25676 | -0.25676 | -0.25676 | -0.25676 | -0.25676 | -0.25676 | -0.25676 | -0.25676 | -0.25676 | -0.25676 | -0.25676 | -0.25676 | -0.25676 | -0.85981 | -0.85981 | -0.85981 | -0.85981 | -0.85981 | -0.85981 | -0.85981 | -0.85981 | -0.85981 | -0.85981 | -0.85981 | -0.85981 | 35 |  |  | 2.0853
Culloden Pt Conversion to 33 kV | 2030 |  |  | 0 | 0 | 0 | 0.36233 | 0.36233 | 0.36233 | 0.36233 | 0.36233 | 0.36233 | 0.36233 | 0.36233 | 0.36233 | 0.36233 | 0.36233 | -0.13922 | -0.13922 | -0.13922 | -0.13922 | -0.13922 | -0.13922 | -0.13922 | -0.13922 | -0.13922 | -0.13922 | -0.13922 | -0.13922 | -0.13922 | -0.13922 | -0.13922 | -0.13922 | -0.13922 | -0.13922 | -0.13922 | -0.13922 | -0.13922 | -0.13922 | -0.13922 | -0.13922 | -0.50156 | -0.50156 | -0.50156 | -0.50156 | -0.50156 | -0.50156 | -0.50156 | -0.50156 | -0.50156 | -0.50156 | -0.50156 | 35 |  |  | 1.1012
Area II Projects: | [53 empty] | 33
Riverhead Canal 2nd Line and Bank | 2020 |  | 136.8 | 0 | 0 | 0 | 0 | 18.2337 | 18.2337 | 18.2337 | 18.2337 | 18.2337 | 18.2337 | 18.2337 | 18.2337 | 18.2337 | 18.2337 | 18.2337 | 18.2337 | 18.2337 | 18.2337 | 18.2337 | 18.2337 | 18.2337 | 18.2337 | 18.2337 | 18.2337 | 18.2337 | 18.2337 | 18.2337 | 18.2337 | 18.2337 | 18.2337 | 18.2337 | 18.2337 | 18.2337 | 18.2337 | 18.2337 | 18.2337 | 18.2337 | 18.2337 | 18.2337 | [10 empty] | 35 |  | 226.5269
No Deferral |  |  | 136.8 |  | 0 | 0 | 0 | 18.2337 | 18.2337 | 18.2337 | 18.2337 | 18.2337 | 18.2337 | 18.2337 | 18.2337 | 18.2337 | 18.2337 | 18.2337 | 18.2337 | 18.2337 | 18.2337 | 18.2337 | 18.2337 | 18.2337 | 18.2337 | 18.2337 | 18.2337 | 18.2337 | 18.2337 | 18.2337 | 18.2337 | 18.2337 | 18.2337 | 18.2337 | 18.2337 | 18.2337 | 18.2337 | 18.2337 | 18.2337 | 18.2337 | 18.2337 | 18.2337 | [10 empty] | 35 |  | 226.5269
Riverhead Canal 2nd Line and Bank | 2026 |  | 136.8 | [10 empty] | 21.772 | 21.772 | 21.772 | 21.772 | 21.772 | 21.772 | 21.772 | 21.772 | 21.772 | 21.772 | 21.772 | 21.772 | 21.772 | 21.772 | 21.772 | 21.772 | 21.772 | 21.772 | 21.772 | 21.772 | 21.772 | 21.772 | 21.772 | 21.772 | 21.772 | 21.772 | 21.772 | 21.772 | 21.772 | 21.772 | 21.772 | 21.772 | 21.772 | 21.772 | 21.772 |  |  |  |  | 35 |  | 196.1681 | 30.3588 | 30.3588 | 632475.0457 | 1349701.7475
Deferral to Indicated Year |  |  | 136.8 | [6 empty] | 0 | 0 | 0 | 0 | 21.772 | 21.772 | 21.772 | 21.772 | 21.772 | 21.772 | 21.772 | 21.772 | 21.772 | 21.772 | 21.772 | 21.772 | 21.772 | 21.772 | 21.772 | 21.772 | 21.772 | 21.772 | 21.772 | 21.772 | 21.772 | 21.772 | 21.772 | 21.772 | 21.772 | 21.772 | 21.772 | 21.772 | 21.772 | 21.772 | 21.772 | 21.772 | 21.772 | 21.772 | 21.772 |  |  |  |  | 35 |  | 196.1681 | 30.3588 | 30.3588 | 632475.0457 | 1349701.7475 | =Area II Portion
[59 empty] | 3323685.3196 | =Area II+III Portions
Annual Avoided Costs for Deferral to Indicated Year:
Riverhead Canal 2nd Line and Bank | 2026 |  |  | 0 | 0 | 0 | 0 | 18.2337 | 18.2337 | 18.2337 | 18.2337 | 18.2337 | 18.2337 | -3.5383 | -3.5383 | -3.5383 | -3.5383 | -3.5383 | -3.5383 | -3.5383 | -3.5383 | -3.5383 | -3.5383 | -3.5383 | -3.5383 | -3.5383 | -3.5383 | -3.5383 | -3.5383 | -3.5383 | -3.5383 | -3.5383 | -3.5383 | -3.5383 | -3.5383 | -3.5383 | -3.5383 | -3.5383 | -3.5383 | -3.5383 | -3.5383 | -3.5383 | -21.772 | -21.772 | -21.772 | -21.772 | -21.772 | -21.772 |  |  |  |  | 35 |  |  | 30.3588
0
Area III Projects: | [52 empty] | 0 | 15
New Canal - Southampton Cable | 2017 |  | 37.6 | 0 | 4.5863 | 4.5863 | 4.5863 | 4.5863 | 4.5863 | 4.5863 | 4.5863 | 4.5863 | 4.5863 | 4.5863 | 4.5863 | 4.5863 | 4.5863 | 4.5863 | 4.5863 | 4.5863 | 4.5863 | 4.5863 | 4.5863 | 4.5863 | 4.5863 | 4.5863 | 4.5863 | 4.5863 | 4.5863 | 4.5863 | 4.5863 | 4.5863 | 4.5863 | 4.5863 | 4.5863 | 4.5863 | 4.5863 | 4.5863 | 4.5863 | [13 empty] | 35 |  | 66.9063
Upgrade Wildwood - Riverhead to 138 kV | 2017 |  | 7.7 | 0 | 0.93922 | 0.93922 | 0.93922 | 0.93922 | 0.93922 | 0.93922 | 0.93922 | 0.93922 | 0.93922 | 0.93922 | 0.93922 | 0.93922 | 0.93922 | 0.93922 | 0.93922 | 0.93922 | 0.93922 | 0.93922 | 0.93922 | 0.93922 | 0.93922 | 0.93922 | 0.93922 | 0.93922 | 0.93922 | 0.93922 | 0.93922 | 0.93922 | 0.93922 | 0.93922 | 0.93922 | 0.93922 | 0.93922 | 0.93922 | 0.93922 | [13 empty] | 35 |  | 13.7016
Bridgehampton - Buell New 69 kV UG Cable | 2017 |  | 33.2 | 0 | 4.0496 | 4.0496 | 4.0496 | 4.0496 | 4.0496 | 4.0496 | 4.0496 | 4.0496 | 4.0496 | 4.0496 | 4.0496 | 4.0496 | 4.0496 | 4.0496 | 4.0496 | 4.0496 | 4.0496 | 4.0496 | 4.0496 | 4.0496 | 4.0496 | 4.0496 | 4.0496 | 4.0496 | 4.0496 | 4.0496 | 4.0496 | 4.0496 | 4.0496 | 4.0496 | 4.0496 | 4.0496 | 4.0496 | 4.0496 | 4.0496 | [13 empty] | 35 |  | 59.0769
Canal - Wainscott New 138 kV UG Cable | 2022 |  | 275.5 | 0 | 0 | 0 | 0 | 0 | 0 | 38.957 | 38.957 | 38.957 | 38.957 | 38.957 | 38.957 | 38.957 | 38.957 | 38.957 | 38.957 | 38.957 | 38.957 | 38.957 | 38.957 | 38.957 | 38.957 | 38.957 | 38.957 | 38.957 | 38.957 | 38.957 | 38.957 | 38.957 | 38.957 | 38.957 | 38.957 | 38.957 | 38.957 | 38.957 | 38.957 | 38.957 | 38.957 | 38.957 | 38.957 | 38.957 | [8 empty] | 35 |  | 434.8353
No Deferral |  |  | 354 |  | 9.5752 | 9.5752 | 9.5752 | 9.5752 | 9.5752 | 48.5322 | 48.5322 | 48.5322 | 48.5322 | 48.5322 | 48.5322 | 48.5322 | 48.5322 | 48.5322 | 48.5322 | 48.5322 | 48.5322 | 48.5322 | 48.5322 | 48.5322 | 48.5322 | 48.5322 | 48.5322 | 48.5322 | 48.5322 | 48.5322 | 48.5322 | 48.5322 | 48.5322 | 48.5322 | 48.5322 | 48.5322 | 48.5322 | 48.5322 | 48.5322 | 38.957 | 38.957 | 38.957 | 38.957 | 38.957 | [10 empty] | 574.52
New Canal - Southampton Cable | 2023 |  | 37.6 | [7 empty] | 5.4763 | 5.4763 | 5.4763 | 5.4763 | 5.4763 | 5.4763 | 5.4763 | 5.4763 | 5.4763 | 5.4763 | 5.4763 | 5.4763 | 5.4763 | 5.4763 | 5.4763 | 5.4763 | 5.4763 | 5.4763 | 5.4763 | 5.4763 | 5.4763 | 5.4763 | 5.4763 | 5.4763 | 5.4763 | 5.4763 | 5.4763 | 5.4763 | 5.4763 | 5.4763 | 5.4763 | 5.4763 | 5.4763 | 5.4763 | 5.4763 | [7 empty] | 35 |  | 57.9396 | 8.9667 | 0 | 0 | 0
Upgrade Wildwood - Riverhead to 138 kV | 2022 |  | 7.7 | [6 empty] | 1.0888 | 1.0888 | 1.0888 | 1.0888 | 1.0888 | 1.0888 | 1.0888 | 1.0888 | 1.0888 | 1.0888 | 1.0888 | 1.0888 | 1.0888 | 1.0888 | 1.0888 | 1.0888 | 1.0888 | 1.0888 | 1.0888 | 1.0888 | 1.0888 | 1.0888 | 1.0888 | 1.0888 | 1.0888 | 1.0888 | 1.0888 | 1.0888 | 1.0888 | 1.0888 | 1.0888 | 1.0888 | 1.0888 | 1.0888 | 1.0888 | [8 empty] | 35 |  | 12.1533 | 1.5483 | 0 | 0 | 0
Bridgehampton - Buell New 69 kV UG Cable | 2023 |  | 33.2 | [7 empty] | 4.8355 | 4.8355 | 4.8355 | 4.8355 | 4.8355 | 4.8355 | 4.8355 | 4.8355 | 4.8355 | 4.8355 | 4.8355 | 4.8355 | 4.8355 | 4.8355 | 4.8355 | 4.8355 | 4.8355 | 4.8355 | 4.8355 | 4.8355 | 4.8355 | 4.8355 | 4.8355 | 4.8355 | 4.8355 | 4.8355 | 4.8355 | 4.8355 | 4.8355 | 4.8355 | 4.8355 | 4.8355 | 4.8355 | 4.8355 | 4.8355 | [7 empty] | 35 |  | 51.1595 | 7.9174 | 0 | 0 | 0
Canal - Wainscott New 138 kV UG Cable | 2028 |  | 275.5 | [12 empty] | 46.5167 | 46.5167 | 46.5167 | 46.5167 | 46.5167 | 46.5167 | 46.5167 | 46.5167 | 46.5167 | 46.5167 | 46.5167 | 46.5167 | 46.5167 | 46.5167 | 46.5167 | 46.5167 | 46.5167 | 46.5167 | 46.5167 | 46.5167 | 46.5167 | 46.5167 | 46.5167 | 46.5167 | 46.5167 | 46.5167 | 46.5167 | 46.5167 | 46.5167 | 46.5167 | 46.5167 | 46.5167 | 46.5167 | 46.5167 | 46.5167 |  |  | 35 |  | 376.5593 | 58.276 | 58.276 | 925015.732 | 1973983.5721
Deferral to Indicated Year |  |  | 354 | [6 empty] | 1.0888 | 11.4006 | 11.4006 | 11.4006 | 11.4006 | 11.4006 | 57.9173 | 57.9173 | 57.9173 | 57.9173 | 57.9173 | 57.9173 | 57.9173 | 57.9173 | 57.9173 | 57.9173 | 57.9173 | 57.9173 | 57.9173 | 57.9173 | 57.9173 | 57.9173 | 57.9173 | 57.9173 | 57.9173 | 57.9173 | 57.9173 | 57.9173 | 57.9173 | 57.9173 | 57.9173 | 57.9173 | 57.9173 | 57.9173 | 57.9173 | 56.8285 | 46.5167 | 46.5167 | 46.5167 | 46.5167 | 46.5167 |  |  | 41 |  | 497.8117 | 76.7083 | 58.276 | 925015.732 | 1973983.5721 | =Area III Portion
[59 empty] | 1973983.5721 | =Area III Portion
Annual Avoided Costs for Deferral to Indicated Year:
New Canal - Southampton Cable | 2023 |  |  | 0 | 4.5863 | 4.5863 | 4.5863 | 4.5863 | 4.5863 | 4.5863 | -0.88999 | -0.88999 | -0.88999 | -0.88999 | -0.88999 | -0.88999 | -0.88999 | -0.88999 | -0.88999 | -0.88999 | -0.88999 | -0.88999 | -0.88999 | -0.88999 | -0.88999 | -0.88999 | -0.88999 | -0.88999 | -0.88999 | -0.88999 | -0.88999 | -0.88999 | -0.88999 | -0.88999 | -0.88999 | -0.88999 | -0.88999 | -0.88999 | -0.88999 | -5.4763 | -5.4763 | -5.4763 | -5.4763 | -5.4763 | -5.4763 | 0 | 0 | 0 | 0 | 0 |  |  | 35 |  |  | 8.9667
Upgrade Wildwood - Riverhead to 138 kV | 2022 |  |  | 0 | 0.93922 | 0.93922 | 0.93922 | 0.93922 | 0.93922 | -0.14959 | -0.14959 | -0.14959 | -0.14959 | -0.14959 | -0.14959 | -0.14959 | -0.14959 | -0.14959 | -0.14959 | -0.14959 | -0.14959 | -0.14959 | -0.14959 | -0.14959 | -0.14959 | -0.14959 | -0.14959 | -0.14959 | -0.14959 | -0.14959 | -0.14959 | -0.14959 | -0.14959 | -0.14959 | -0.14959 | -0.14959 | -0.14959 | -0.14959 | -0.14959 | -1.0888 | -1.0888 | -1.0888 | -1.0888 | -1.0888 | 0 | 0 | 0 | 0 | 0 | 0 |  |  | 35 |  |  | 1.5483
Bridgehampton - Buell New 69 kV UG Cable | 2023 |  |  | 0 | 4.0496 | 4.0496 | 4.0496 | 4.0496 | 4.0496 | 4.0496 | -0.78584 | -0.78584 | -0.78584 | -0.78584 | -0.78584 | -0.78584 | -0.78584 | -0.78584 | -0.78584 | -0.78584 | -0.78584 | -0.78584 | -0.78584 | -0.78584 | -0.78584 | -0.78584 | -0.78584 | -0.78584 | -0.78584 | -0.78584 | -0.78584 | -0.78584 | -0.78584 | -0.78584 | -0.78584 | -0.78584 | -0.78584 | -0.78584 | -0.78584 | -4.8355 | -4.8355 | -4.8355 | -4.8355 | -4.8355 | -4.8355 | 0 | 0 | 0 | 0 | 0 |  |  | 35 |  |  | 7.9174
Canal - Wainscott New 138 kV UG Cable | 2028 |  |  | 0 | 0 | 0 | 0 | 0 | 0 | 38.957 | 38.957 | 38.957 | 38.957 | 38.957 | 38.957 | -7.5597 | -7.5597 | -7.5597 | -7.5597 | -7.5597 | -7.5597 | -7.5597 | -7.5597 | -7.5597 | -7.5597 | -7.5597 | -7.5597 | -7.5597 | -7.5597 | -7.5597 | -7.5597 | -7.5597 | -7.5597 | -7.5597 | -7.5597 | -7.5597 | -7.5597 | -7.5597 | -7.5597 | -7.5597 | -7.5597 | -7.5597 | -7.5597 | -7.5597 | -46.5167 | -46.5167 | -46.5167 | -46.5167 | -46.5167 | -46.5167 | [5 empty] | 58.276
Total - All Areas (No Deferrals,$Millions) |  |  | 513.3 |  | 11.3926 | 11.9957 | 12.358 | 30.5918 | 30.5918 | 69.5487 | 69.5487 | 69.5487 | 69.5487 | 69.5487 | 69.5487 | 69.5487 | 69.5487 | 69.5487 | 69.5487 | 69.5487 | 69.5487 | 69.5487 | 69.5487 | 69.5487 | 69.5487 | 69.5487 | 69.5487 | 69.5487 | 69.5487 | 69.5487 | 69.5487 | 69.5487 | 69.5487 | 69.5487 | 69.5487 | 69.5487 | 69.5487 | 69.5487 | 69.5487 | 58.1561 | 57.553 | 57.1907 | 38.957 | 38.957 | 0 | 0 | 0 | 0 | 0 | 0 | 0 | 0 |  | 63 | 840.6482 | 117.3552 | = max. total avoided cost in portfolio
Annual Avoided Costs for Deferrals - Area 1 Proposal: (see note*) | Deferral Year |  |  | 2016 | 2017 | 2018 | 2019 | 2020 | 2021 | 2022 | 2023 | 2024 | 2025 | 2026 | 2027 | 2028 | 2029 | 2030 | 2031 | 2032 | 2033 | 2034 | 2035 | 2036 | 2037 | 2038 | 2039 | 2040 | 2041 | 2042 | 2043 | 2044 | 2045 | 2046 | 2047 | 2048 | 2049 | 2050 | 2051 | 2052 | 2053 | 2054 | 2055 | 2056 | 2057 | 2058 | 2059 | 2060 | 2061 | 2062 | 2063 | 2064 |  |  | Differential NPV $M |  | Differential NPV $M (adjusted for COD of Selected Project) | Differntial NPV $/MW | NPV of Transmission Avoided Costs for Selected Project
Area I Projects:
Amagansett Conversion 33 kV | 2030 |  |  | 0 | 0.97582 | 0.97582 | 0.97582 | 0.97582 | 0.97582 | 0.97582 | 0.97582 | 0.97582 | 0.97582 | 0.97582 | 0.97582 | 0.97582 | 0.97582 | -0.4572 | -0.4572 | -0.4572 | -0.4572 | -0.4572 | -0.4572 | -0.4572 | -0.4572 | -0.4572 | -0.4572 | -0.4572 | -0.4572 | -0.4572 | -0.4572 | -0.4572 | -0.4572 | -0.4572 | -0.4572 | -0.4572 | -0.4572 | -0.4572 | -0.4572 | -1.433 | -1.433 | -1.433 | -1.433 | -1.433 | -1.433 | -1.433 | -1.433 | -1.433 | -1.433 | -1.433 | -1.433 | -1.433 |  |  | 3.8129 |  | 0 | 0 | 0
East Hampton Conversion 33 kV | 2030 |  |  | 0 | 0.39033 | 0.39033 | 0.39033 | 0.39033 | 0.39033 | 0.39033 | 0.39033 | 0.39033 | 0.39033 | 0.39033 | 0.39033 | 0.39033 | 0.39033 | -0.18288 | -0.18288 | -0.18288 | -0.18288 | -0.18288 | -0.18288 | -0.18288 | -0.18288 | -0.18288 | -0.18288 | -0.18288 | -0.18288 | -0.18288 | -0.18288 | -0.18288 | -0.18288 | -0.18288 | -0.18288 | -0.18288 | -0.18288 | -0.18288 | -0.18288 | -0.57321 | -0.57321 | -0.57321 | -0.57321 | -0.57321 | -0.57321 | -0.57321 | -0.57321 | -0.57321 | -0.57321 | -0.57321 | -0.57321 | -0.57321 |  |  | 1.5252 |  | 0 | 0 | 0
Buell Conversion 33 kV | 2030 |  |  | 0 | 0.45131 | 0.45131 | 0.45131 | 0.45131 | 0.45131 | 0.45131 | 0.45131 | 0.45131 | 0.45131 | 0.45131 | 0.45131 | 0.45131 | 0.45131 | -0.21146 | -0.21146 | -0.21146 | -0.21146 | -0.21146 | -0.21146 | -0.21146 | -0.21146 | -0.21146 | -0.21146 | -0.21146 | -0.21146 | -0.21146 | -0.21146 | -0.21146 | -0.21146 | -0.21146 | -0.21146 | -0.21146 | -0.21146 | -0.21146 | -0.21146 | -0.66277 | -0.66277 | -0.66277 | -0.66277 | -0.66277 | -0.66277 | -0.66277 | -0.66277 | -0.66277 | -0.66277 | -0.66277 | -0.66277 | -0.66277 |  |  | 1.7635 |  | 0 | 0 | 0
Hither Hills Conversion to 33 kV | 2030 |  |  | 0 | 0 | 0.60305 | 0.60305 | 0.60305 | 0.60305 | 0.60305 | 0.60305 | 0.60305 | 0.60305 | 0.60305 | 0.60305 | 0.60305 | 0.60305 | -0.25676 | -0.25676 | -0.25676 | -0.25676 | -0.25676 | -0.25676 | -0.25676 | -0.25676 | -0.25676 | -0.25676 | -0.25676 | -0.25676 | -0.25676 | -0.25676 | -0.25676 | -0.25676 | -0.25676 | -0.25676 | -0.25676 | -0.25676 | -0.25676 | -0.25676 | -0.25676 | -0.85981 | -0.85981 | -0.85981 | -0.85981 | -0.85981 | -0.85981 | -0.85981 | -0.85981 | -0.85981 | -0.85981 | -0.85981 | -0.85981 |  |  | 2.0853 |  | 2.0853 | 139022.8879 | 0
Culloden Pt Conversion to 33 kV | 2030 |  |  | 0 | 0 | 0 | 0.36233 | 0.36233 | 0.36233 | 0.36233 | 0.36233 | 0.36233 | 0.36233 | 0.36233 | 0.36233 | 0.36233 | 0.36233 | -0.13922 | -0.13922 | -0.13922 | -0.13922 | -0.13922 | -0.13922 | -0.13922 | -0.13922 | -0.13922 | -0.13922 | -0.13922 | -0.13922 | -0.13922 | -0.13922 | -0.13922 | -0.13922 | -0.13922 | -0.13922 | -0.13922 | -0.13922 | -0.13922 | -0.13922 | -0.13922 | -0.13922 | -0.50156 | -0.50156 | -0.50156 | -0.50156 | -0.50156 | -0.50156 | -0.50156 | -0.50156 | -0.50156 | -0.50156 | -0.50156 |  |  | 1.1012 |  | 1.1012 | 73412.135 | 0
[59 empty] | 0 | =Area I Portion
Area II Projects: | [58 empty] | 0 | =Area I+II+III Portions
Riverhead Canal 2nd Line and Bank | 2026 |  |  | 0 | 0 | 0 | 0 | 18.2337 | 18.2337 | 18.2337 | 18.2337 | 18.2337 | 18.2337 | -3.5383 | -3.5383 | -3.5383 | -3.5383 | -3.5383 | -3.5383 | -3.5383 | -3.5383 | -3.5383 | -3.5383 | -3.5383 | -3.5383 | -3.5383 | -3.5383 | -3.5383 | -3.5383 | -3.5383 | -3.5383 | -3.5383 | -3.5383 | -3.5383 | -3.5383 | -3.5383 | -3.5383 | -3.5383 | -3.5383 | -3.5383 | -3.5383 | -3.5383 | -21.772 | -21.772 | -21.772 | -21.772 | -21.772 | -21.772 | 0 | 0 | 0 | 0 |  |  | 30.3588 |  | 30.3588 | 632475.0457 | 0
[59 empty] | 0 | =Area II Portion
Area III Projects: | [58 empty] | 0 | =Area II+III Portions
New Canal - Southampton Cable | 2023 |  |  | 0 | 4.5863 | 4.5863 | 4.5863 | 4.5863 | 4.5863 | 4.5863 | -0.88999 | -0.88999 | -0.88999 | -0.88999 | -0.88999 | -0.88999 | -0.88999 | -0.88999 | -0.88999 | -0.88999 | -0.88999 | -0.88999 | -0.88999 | -0.88999 | -0.88999 | -0.88999 | -0.88999 | -0.88999 | -0.88999 | -0.88999 | -0.88999 | -0.88999 | -0.88999 | -0.88999 | -0.88999 | -0.88999 | -0.88999 | -0.88999 | -0.88999 | -5.4763 | -5.4763 | -5.4763 | -5.4763 | -5.4763 | -5.4763 | 0 | 0 | 0 | 0 | 0 | 0 | 0 |  |  | 8.9667 |  | 0 | 0 | 0
Upgrade Wildwood - Riverhead to 138 kV | 2022 |  |  | 0 | 0.93922 | 0.93922 | 0.93922 | 0.93922 | 0.93922 | -0.14959 | -0.14959 | -0.14959 | -0.14959 | -0.14959 | -0.14959 | -0.14959 | -0.14959 | -0.14959 | -0.14959 | -0.14959 | -0.14959 | -0.14959 | -0.14959 | -0.14959 | -0.14959 | -0.14959 | -0.14959 | -0.14959 | -0.14959 | -0.14959 | -0.14959 | -0.14959 | -0.14959 | -0.14959 | -0.14959 | -0.14959 | -0.14959 | -0.14959 | -0.14959 | -1.0888 | -1.0888 | -1.0888 | -1.0888 | -1.0888 | 0 | 0 | 0 | 0 | 0 | 0 | 0 | 0 |  |  | 1.5483 |  | 0 | 0 | 0
Bridgehampton - Buell New 69 kV UG Cable | 2023 |  |  | 0 | 4.0496 | 4.0496 | 4.0496 | 4.0496 | 4.0496 | 4.0496 | -0.78584 | -0.78584 | -0.78584 | -0.78584 | -0.78584 | -0.78584 | -0.78584 | -0.78584 | -0.78584 | -0.78584 | -0.78584 | -0.78584 | -0.78584 | -0.78584 | -0.78584 | -0.78584 | -0.78584 | -0.78584 | -0.78584 | -0.78584 | -0.78584 | -0.78584 | -0.78584 | -0.78584 | -0.78584 | -0.78584 | -0.78584 | -0.78584 | -0.78584 | -4.8355 | -4.8355 | -4.8355 | -4.8355 | -4.8355 | -4.8355 | 0 | 0 | 0 | 0 | 0 | 0 | 0 |  |  | 7.9174 |  | 0 | 0 | 0
Canal - Wainscott New 138 kV UG Cable | 2028 |  |  | 0 | 0 | 0 | 0 | 0 | 0 | 38.957 | 38.957 | 38.957 | 38.957 | 38.957 | 38.957 | -7.5597 | -7.5597 | -7.5597 | -7.5597 | -7.5597 | -7.5597 | -7.5597 | -7.5597 | -7.5597 | -7.5597 | -7.5597 | -7.5597 | -7.5597 | -7.5597 | -7.5597 | -7.5597 | -7.5597 | -7.5597 | -7.5597 | -7.5597 | -7.5597 | -7.5597 | -7.5597 | -7.5597 | -7.5597 | -7.5597 | -7.5597 | -7.5597 | -7.5597 | -46.5167 | -46.5167 | -46.5167 | -46.5167 | -46.5167 | -46.5167 | 0 | 0 |  |  | 58.276 |  | 58.276 | 925015.732 | 0
[59 empty] | 0 | =Area III Portion
Total - Area 1 Proposal, $Millions (unadjusted) |  |  |  | 0 | 0 | 0.60305 | 0.96539 | 19.1991 | 19.1991 | 58.1561 | 58.1561 | 58.1561 | 58.1561 | 36.3841 | 36.3841 | -10.1326 | -10.1326 | -11.494 | -11.494 | -11.494 | -11.494 | -11.494 | -11.494 | -11.494 | -11.494 | -11.494 | -11.494 | -11.494 | -11.494 | -11.494 | -11.494 | -11.494 | -11.494 | -11.494 | -11.494 | -11.494 | -11.494 | -11.494 | -11.494 | -11.494 | -12.097 | -12.4594 | -30.6931 | -30.6931 | -69.6501 | -69.6501 | -69.6501 | -69.6501 | -47.878 | -47.878 | -1.3614 | -1.3614 |  |  | 91.8213 |  |  | 1769925.8006 | 0
$/MW-yr |  |  |  | 0 | 0 | 40203.5861 | 64359.2408 | 444228.478 | 444228.478 | 1062593.2896 | 1062593.2896 | 1062593.2896 | 1062593.2896 | 609009.5545 | 609009.5545 | -129350.3688 | -129350.3688 | -220108.1448 | -220108.1448 | -220108.1448 | -220108.1448 | -220108.1448 | -220108.1448 | -220108.1448 | -220108.1448 | -220108.1448 | -220108.1448 | -220108.1448 | -220108.1448 | -220108.1448 | -220108.1448 | -220108.1448 | -220108.1448 | -220108.1448 | -220108.1448 | -220108.1448 | -220108.1448 | -220108.1448 | -220108.1448 | -220108.1448 | -260311.731 | -284467.3856 | -664336.6229 | -664336.6229 | -1282701.4345 | -1282701.4345 | -1282701.4345 | -1282701.4345 | -829117.6994 | -829117.6994 | -90757.776 | -90757.776
$Millions (adjusted) |  |  |  | 0 | 0 | 0 | 0 | 0 | 0 | 0 | 0 | 0 | 0 | 0 | 0 | 0 | 0 | 0 | 0 | 0 | 0 | 0 | 0 | 0 | 0 | 0 | 0 | 0 | 0 | 0 | 0 | 0 | 0 | 0 | 0 | 0 | 0 | 0 | 0 | 0 | 0 | 0 | 0 | 0 | 0 | 0 | 0 | 0 | 0 | 0 | 0 | 0 |  |  | 0
Annual Avoided Costs for Deferrals - Area 2 Proposal: (see note*) | Deferral Year |  |  | 2016 | 2017 | 2018 | 2019 | 2020 | 2021 | 2022 | 2023 | 2024 | 2025 | 2026 | 2027 | 2028 | 2029 | 2030 | 2031 | 2032 | 2033 | 2034 | 2035 | 2036 | 2037 | 2038 | 2039 | 2040 | 2041 | 2042 | 2043 | 2044 | 2045 | 2046 | 2047 | 2048 | 2049 | 2050 | 2051 | 2052 | 2053 | 2054 | 2055 | 2056 | 2057 | 2058 | 2059 | 2060 | 2061 | 2062 | 2063 | 2064 |  |  | Differential NPV $M |  | Differential NPV $M (adjusted for COD of Selected Project) | Differntial NPV $/MW | NPV of Transmission Avoided Costs for Selected Project
Area I Projects:
Amagansett Conversion 33 kV | 2030 |  |  | 0 | 0 | 0 | 0 | 0 | 0 | 0 | 0 | 0 | 0 | 0 | 0 | 0 | 0 | 0 | 0 | 0 | 0 | 0 | 0 | 0 | 0 | 0 | 0 | 0 | 0 | 0 | 0 | 0 | 0 | 0 | 0 | 0 | 0 | 0 | 0 | 0 | 0 | 0 | 0 | 0 | 0 | 0 | 0 | 0 | 0 | 0 | 0 | 0 |  |  | 0 |  | 0 | 0 | 0
East Hampton Conversion 33 kV | 2030 |  |  | 0 | 0 | 0 | 0 | 0 | 0 | 0 | 0 | 0 | 0 | 0 | 0 | 0 | 0 | 0 | 0 | 0 | 0 | 0 | 0 | 0 | 0 | 0 | 0 | 0 | 0 | 0 | 0 | 0 | 0 | 0 | 0 | 0 | 0 | 0 | 0 | 0 | 0 | 0 | 0 | 0 | 0 | 0 | 0 | 0 | 0 | 0 | 0 | 0 |  |  | 0 |  | 0 | 0 | 0
Buell Conversion 33 kV | 2030 |  |  | 0 | 0 | 0 | 0 | 0 | 0 | 0 | 0 | 0 | 0 | 0 | 0 | 0 | 0 | 0 | 0 | 0 | 0 | 0 | 0 | 0 | 0 | 0 | 0 | 0 | 0 | 0 | 0 | 0 | 0 | 0 | 0 | 0 | 0 | 0 | 0 | 0 | 0 | 0 | 0 | 0 | 0 | 0 | 0 | 0 | 0 | 0 | 0 | 0 |  |  | 0 |  | 0 | 0 | 0
Hither Hills Conversion to 33 kV | 2030 |  |  | 0 | 0 | 0 | 0 | 0 | 0 | 0 | 0 | 0 | 0 | 0 | 0 | 0 | 0 | 0 | 0 | 0 | 0 | 0 | 0 | 0 | 0 | 0 | 0 | 0 | 0 | 0 | 0 | 0 | 0 | 0 | 0 | 0 | 0 | 0 | 0 | 0 | 0 | 0 | 0 | 0 | 0 | 0 | 0 | 0 | 0 | 0 | 0 | 0 |  |  | 0 |  | 0 | 0 | 0
Culloden Pt Conversion to 33 kV | 2030 |  |  | 0 | 0 | 0 | 0 | 0 | 0 | 0 | 0 | 0 | 0 | 0 | 0 | 0 | 0 | 0 | 0 | 0 | 0 | 0 | 0 | 0 | 0 | 0 | 0 | 0 | 0 | 0 | 0 | 0 | 0 | 0 | 0 | 0 | 0 | 0 | 0 | 0 | 0 | 0 | 0 | 0 | 0 | 0 | 0 | 0 | 0 | 0 | 0 | 0 |  |  | 0 |  | 0 | 0 | 0
[59 empty] | 0 | =Area I Portion
Area II Projects: | [58 empty] | 0 | =Area I+II+III Portions
Riverhead Canal 2nd Line and Bank | 2026 |  |  | 0 | 0 | 0 | 0 | 18.2337 | 18.2337 | 18.2337 | 18.2337 | 18.2337 | 18.2337 | -3.5383 | -3.5383 | -3.5383 | -3.5383 | -3.5383 | -3.5383 | -3.5383 | -3.5383 | -3.5383 | -3.5383 | -3.5383 | -3.5383 | -3.5383 | -3.5383 | -3.5383 | -3.5383 | -3.5383 | -3.5383 | -3.5383 | -3.5383 | -3.5383 | -3.5383 | -3.5383 | -3.5383 | -3.5383 | -3.5383 | -3.5383 | -3.5383 | -3.5383 | -21.772 | -21.772 | -21.772 | -21.772 | -21.772 | -21.772 | 0 | 0 | 0 | 0 |  |  | 30.3588 |  | 30.3588 | 632475.0457 | 0
[59 empty] | 0 | =Area II Portion
Area III Projects: | [58 empty] | 0 | =Area II+III Portions
New Canal - Southampton Cable | 2023 |  |  | 0 | 4.5863 | 4.5863 | 4.5863 | 4.5863 | 4.5863 | 4.5863 | -0.88999 | -0.88999 | -0.88999 | -0.88999 | -0.88999 | -0.88999 | -0.88999 | -0.88999 | -0.88999 | -0.88999 | -0.88999 | -0.88999 | -0.88999 | -0.88999 | -0.88999 | -0.88999 | -0.88999 | -0.88999 | -0.88999 | -0.88999 | -0.88999 | -0.88999 | -0.88999 | -0.88999 | -0.88999 | -0.88999 | -0.88999 | -0.88999 | -0.88999 | -5.4763 | -5.4763 | -5.4763 | -5.4763 | -5.4763 | -5.4763 | 0 | 0 | 0 | 0 | 0 | 0 | 0 |  |  | 8.9667 |  | 0 | 0 | 0
Upgrade Wildwood - Riverhead to 138 kV | 2022 |  |  | 0 | 0.93922 | 0.93922 | 0.93922 | 0.93922 | 0.93922 | -0.14959 | -0.14959 | -0.14959 | -0.14959 | -0.14959 | -0.14959 | -0.14959 | -0.14959 | -0.14959 | -0.14959 | -0.14959 | -0.14959 | -0.14959 | -0.14959 | -0.14959 | -0.14959 | -0.14959 | -0.14959 | -0.14959 | -0.14959 | -0.14959 | -0.14959 | -0.14959 | -0.14959 | -0.14959 | -0.14959 | -0.14959 | -0.14959 | -0.14959 | -0.14959 | -1.0888 | -1.0888 | -1.0888 | -1.0888 | -1.0888 | 0 | 0 | 0 | 0 | 0 | 0 | 0 | 0 |  |  | 1.5483 |  | 0 | 0 | 0
Bridgehampton - Buell New 69 kV UG Cable | 2023 |  |  | 0 | 4.0496 | 4.0496 | 4.0496 | 4.0496 | 4.0496 | 4.0496 | -0.78584 | -0.78584 | -0.78584 | -0.78584 | -0.78584 | -0.78584 | -0.78584 | -0.78584 | -0.78584 | -0.78584 | -0.78584 | -0.78584 | -0.78584 | -0.78584 | -0.78584 | -0.78584 | -0.78584 | -0.78584 | -0.78584 | -0.78584 | -0.78584 | -0.78584 | -0.78584 | -0.78584 | -0.78584 | -0.78584 | -0.78584 | -0.78584 | -0.78584 | -4.8355 | -4.8355 | -4.8355 | -4.8355 | -4.8355 | -4.8355 | 0 | 0 | 0 | 0 | 0 | 0 | 0 |  |  | 7.9174 |  | 0 | 0 | 0
Canal - Wainscott New 138 kV UG Cable | 2028 |  |  | 0 | 0 | 0 | 0 | 0 | 0 | 38.957 | 38.957 | 38.957 | 38.957 | 38.957 | 38.957 | -7.5597 | -7.5597 | -7.5597 | -7.5597 | -7.5597 | -7.5597 | -7.5597 | -7.5597 | -7.5597 | -7.5597 | -7.5597 | -7.5597 | -7.5597 | -7.5597 | -7.5597 | -7.5597 | -7.5597 | -7.5597 | -7.5597 | -7.5597 | -7.5597 | -7.5597 | -7.5597 | -7.5597 | -7.5597 | -7.5597 | -7.5597 | -7.5597 | -7.5597 | -46.5167 | -46.5167 | -46.5167 | -46.5167 | -46.5167 | -46.5167 | 0 | 0 |  |  | 58.276 |  | 58.276 | 925015.732 | 0
[59 empty] | 0 | =Area III Portion
Total - Area 2 Proposal, $Millions (unadjusted) |  |  |  | 0 | 0 | 0 | 0 | 18.2337 | 18.2337 | 57.1907 | 57.1907 | 57.1907 | 57.1907 | 35.4187 | 35.4187 | -11.098 | -11.098 | -11.098 | -11.098 | -11.098 | -11.098 | -11.098 | -11.098 | -11.098 | -11.098 | -11.098 | -11.098 | -11.098 | -11.098 | -11.098 | -11.098 | -11.098 | -11.098 | -11.098 | -11.098 | -11.098 | -11.098 | -11.098 | -11.098 | -11.098 | -11.098 | -11.098 | -29.3317 | -29.3317 | -68.2887 | -68.2887 | -68.2887 | -68.2887 | -46.5167 | -46.5167 | 0 | 0 |  |  | 88.6348 |  |  | 1557490.7777 | 0
$/MW-yr |  |  |  | 0 | 0 | 0 | 0 | 379869.2372 | 379869.2372 | 998234.0488 | 998234.0488 | 998234.0488 | 998234.0488 | 544650.3137 | 544650.3137 | -193709.6096 | -193709.6096 | -193709.6096 | -193709.6096 | -193709.6096 | -193709.6096 | -193709.6096 | -193709.6096 | -193709.6096 | -193709.6096 | -193709.6096 | -193709.6096 | -193709.6096 | -193709.6096 | -193709.6096 | -193709.6096 | -193709.6096 | -193709.6096 | -193709.6096 | -193709.6096 | -193709.6096 | -193709.6096 | -193709.6096 | -193709.6096 | -193709.6096 | -193709.6096 | -193709.6096 | -573578.8469 | -573578.8469 | -1191943.6585 | -1191943.6585 | -1191943.6585 | -1191943.6585 | -738359.9234 | -738359.9234 | 0 | 0
$Millions (adjusted) |  |  |  | 0 | 0 | 0 | 0 | 0 | 0 | 0 | 0 | 0 | 0 | 0 | 0 | 0 | 0 | 0 | 0 | 0 | 0 | 0 | 0 | 0 | 0 | 0 | 0 | 0 | 0 | 0 | 0 | 0 | 0 | 0 | 0 | 0 | 0 | 0 | 0 | 0 | 0 | 0 | 0 | 0 | 0 | 0 | 0 | 0 | 0 | 0 | 0 | 0 |  |  | 0
Annual Avoided Costs for Deferrals - Area 3 Proposal: (see note*) | Deferral Year |  |  | 2016 | 2017 | 2018 | 2019 | 2020 | 2021 | 2022 | 2023 | 2024 | 2025 | 2026 | 2027 | 2028 | 2029 | 2030 | 2031 | 2032 | 2033 | 2034 | 2035 | 2036 | 2037 | 2038 | 2039 | 2040 | 2041 | 2042 | 2043 | 2044 | 2045 | 2046 | 2047 | 2048 | 2049 | 2050 | 2051 | 2052 | 2053 | 2054 | 2055 | 2056 | 2057 | 2058 | 2059 | 2060 | 2061 | 2062 | 2063 | 2064 |  |  | Differential NPV $M |  | Differential NPV $M (adjusted for COD of Selected Project) | Differntial NPV $/MW | NPV of Transmission Avoided Costs for Selected Project
Area I Projects:
Amagansett Conversion 33 kV | 2030 |  |  | 0 | 0 | 0 | 0 | 0 | 0 | 0 | 0 | 0 | 0 | 0 | 0 | 0 | 0 | 0 | 0 | 0 | 0 | 0 | 0 | 0 | 0 | 0 | 0 | 0 | 0 | 0 | 0 | 0 | 0 | 0 | 0 | 0 | 0 | 0 | 0 | 0 | 0 | 0 | 0 | 0 | 0 | 0 | 0 | 0 | 0 | 0 | 0 | 0 |  |  | 0 |  | 0 | 0 | 0
East Hampton Conversion 33 kV | 2030 |  |  | 0 | 0 | 0 | 0 | 0 | 0 | 0 | 0 | 0 | 0 | 0 | 0 | 0 | 0 | 0 | 0 | 0 | 0 | 0 | 0 | 0 | 0 | 0 | 0 | 0 | 0 | 0 | 0 | 0 | 0 | 0 | 0 | 0 | 0 | 0 | 0 | 0 | 0 | 0 | 0 | 0 | 0 | 0 | 0 | 0 | 0 | 0 | 0 | 0 |  |  | 0 |  | 0 | 0 | 0
Buell Conversion 33 kV | 2030 |  |  | 0 | 0 | 0 | 0 | 0 | 0 | 0 | 0 | 0 | 0 | 0 | 0 | 0 | 0 | 0 | 0 | 0 | 0 | 0 | 0 | 0 | 0 | 0 | 0 | 0 | 0 | 0 | 0 | 0 | 0 | 0 | 0 | 0 | 0 | 0 | 0 | 0 | 0 | 0 | 0 | 0 | 0 | 0 | 0 | 0 | 0 | 0 | 0 | 0 |  |  | 0 |  | 0 | 0 | 0
Hither Hills Conversion to 33 kV | 2030 |  |  | 0 | 0 | 0 | 0 | 0 | 0 | 0 | 0 | 0 | 0 | 0 | 0 | 0 | 0 | 0 | 0 | 0 | 0 | 0 | 0 | 0 | 0 | 0 | 0 | 0 | 0 | 0 | 0 | 0 | 0 | 0 | 0 | 0 | 0 | 0 | 0 | 0 | 0 | 0 | 0 | 0 | 0 | 0 | 0 | 0 | 0 | 0 | 0 | 0 |  |  | 0 |  | 0 | 0 | 0
Culloden Pt Conversion to 33 kV | 2030 |  |  | 0 | 0 | 0 | 0 | 0 | 0 | 0 | 0 | 0 | 0 | 0 | 0 | 0 | 0 | 0 | 0 | 0 | 0 | 0 | 0 | 0 | 0 | 0 | 0 | 0 | 0 | 0 | 0 | 0 | 0 | 0 | 0 | 0 | 0 | 0 | 0 | 0 | 0 | 0 | 0 | 0 | 0 | 0 | 0 | 0 | 0 | 0 | 0 | 0 |  |  | 0 |  | 0 | 0 | 0
[59 empty] | 0 | =Area I Portion
Area II Projects: | [58 empty] | 1973983.5721 | =Area I+II+III Portions
Riverhead Canal 2nd Line and Bank | 2026 |  |  | 0 | 0 | 0 | 0 | 0 | 0 | 0 | 0 | 0 | 0 | 0 | 0 | 0 | 0 | 0 | 0 | 0 | 0 | 0 | 0 | 0 | 0 | 0 | 0 | 0 | 0 | 0 | 0 | 0 | 0 | 0 | 0 | 0 | 0 | 0 | 0 | 0 | 0 | 0 | 0 | 0 | 0 | 0 | 0 | 0 | 0 | 0 | 0 | 0 |  |  | 0 |  | 0 | 0 | 0
[59 empty] | 0 | =Area II Portion
Area III Projects: | [58 empty] | 1973983.5721 | =Area II+III Portions
New Canal - Southampton Cable | 2023 |  |  | 0 | 4.5863 | 4.5863 | 4.5863 | 4.5863 | 4.5863 | 4.5863 | -0.88999 | -0.88999 | -0.88999 | -0.88999 | -0.88999 | -0.88999 | -0.88999 | -0.88999 | -0.88999 | -0.88999 | -0.88999 | -0.88999 | -0.88999 | -0.88999 | -0.88999 | -0.88999 | -0.88999 | -0.88999 | -0.88999 | -0.88999 | -0.88999 | -0.88999 | -0.88999 | -0.88999 | -0.88999 | -0.88999 | -0.88999 | -0.88999 | -0.88999 | -5.4763 | -5.4763 | -5.4763 | -5.4763 | -5.4763 | -5.4763 | 0 | 0 | 0 | 0 | 0 | 0 | 0 |  |  | 8.9667 |  | 0 | 0 | 0
Upgrade Wildwood - Riverhead to 138 kV | 2022 |  |  | 0 | 0.93922 | 0.93922 | 0.93922 | 0.93922 | 0.93922 | -0.14959 | -0.14959 | -0.14959 | -0.14959 | -0.14959 | -0.14959 | -0.14959 | -0.14959 | -0.14959 | -0.14959 | -0.14959 | -0.14959 | -0.14959 | -0.14959 | -0.14959 | -0.14959 | -0.14959 | -0.14959 | -0.14959 | -0.14959 | -0.14959 | -0.14959 | -0.14959 | -0.14959 | -0.14959 | -0.14959 | -0.14959 | -0.14959 | -0.14959 | -0.14959 | -1.0888 | -1.0888 | -1.0888 | -1.0888 | -1.0888 | 0 | 0 | 0 | 0 | 0 | 0 | 0 | 0 |  |  | 1.5483 |  | 0 | 0 | 0
Bridgehampton - Buell New 69 kV UG Cable | 2023 |  |  | 0 | 4.0496 | 4.0496 | 4.0496 | 4.0496 | 4.0496 | 4.0496 | -0.78584 | -0.78584 | -0.78584 | -0.78584 | -0.78584 | -0.78584 | -0.78584 | -0.78584 | -0.78584 | -0.78584 | -0.78584 | -0.78584 | -0.78584 | -0.78584 | -0.78584 | -0.78584 | -0.78584 | -0.78584 | -0.78584 | -0.78584 | -0.78584 | -0.78584 | -0.78584 | -0.78584 | -0.78584 | -0.78584 | -0.78584 | -0.78584 | -0.78584 | -4.8355 | -4.8355 | -4.8355 | -4.8355 | -4.8355 | -4.8355 | 0 | 0 | 0 | 0 | 0 | 0 | 0 |  |  | 7.9174 |  | 0 | 0 | 0
Canal - Wainscott New 138 kV UG Cable | 2028 |  |  | 0 | 0 | 0 | 0 | 0 | 0 | 38.957 | 38.957 | 38.957 | 38.957 | 38.957 | 38.957 | -7.5597 | -7.5597 | -7.5597 | -7.5597 | -7.5597 | -7.5597 | -7.5597 | -7.5597 | -7.5597 | -7.5597 | -7.5597 | -7.5597 | -7.5597 | -7.5597 | -7.5597 | -7.5597 | -7.5597 | -7.5597 | -7.5597 | -7.5597 | -7.5597 | -7.5597 | -7.5597 | -7.5597 | -7.5597 | -7.5597 | -7.5597 | -7.5597 | -7.5597 | -46.5167 | -46.5167 | -46.5167 | -46.5167 | -46.5167 | -46.5167 | 0 | 0 |  |  | 58.276 |  | 58.276 | 925015.732 | 1973983.5721
[59 empty] | 1973983.5721 | =Area III Portion
Total - Area 3 Proposal, $Millions (unadjusted) |  |  |  | 0 | 9.5752 | 9.5752 | 9.5752 | 9.5752 | 9.5752 | 47.4434 | 37.1316 | 37.1316 | 37.1316 | 37.1316 | 37.1316 | -9.3851 | -9.3851 | -9.3851 | -9.3851 | -9.3851 | -9.3851 | -9.3851 | -9.3851 | -9.3851 | -9.3851 | -9.3851 | -9.3851 | -9.3851 | -9.3851 | -9.3851 | -9.3851 | -9.3851 | -9.3851 | -9.3851 | -9.3851 | -9.3851 | -9.3851 | -9.3851 | -9.3851 | -18.9603 | -18.9603 | -18.9603 | -18.9603 | -18.9603 | -56.8285 | -46.5167 | -46.5167 | -46.5167 | -46.5167 | -46.5167 | 0 | 0 |  |  | 76.7083 |  |  | 925015.732 | 1973983.5721
$/MW-yr |  |  |  | 0 | 0 | 0 | 0 | 0 | 0 | 618364.8116 | 618364.8116 | 618364.8116 | 618364.8116 | 618364.8116 | 618364.8116 | -119995.1118 | -119995.1118 | -119995.1118 | -119995.1118 | -119995.1118 | -119995.1118 | -119995.1118 | -119995.1118 | -119995.1118 | -119995.1118 | -119995.1118 | -119995.1118 | -119995.1118 | -119995.1118 | -119995.1118 | -119995.1118 | -119995.1118 | -119995.1118 | -119995.1118 | -119995.1118 | -119995.1118 | -119995.1118 | -119995.1118 | -119995.1118 | -119995.1118 | -119995.1118 | -119995.1118 | -119995.1118 | -119995.1118 | -738359.9234 | -738359.9234 | -738359.9234 | -738359.9234 | -738359.9234 | -738359.9234 | 0 | 0
$Millions (adjusted) |  |  |  | 0 | 0 | 0 | 0 | 0 | 0 | 1.3196 | 1.3196 | 1.3196 | 1.3196 | 1.3196 | 1.3196 | -0.25607 | -0.25607 | -0.25607 | -0.25607 | -0.25607 | -0.25607 | -0.25607 | -0.25607 | -0.25607 | -0.25607 | -0.25607 | -0.25607 | -0.25607 | -0.25607 | -0.25607 | -0.25607 | -0.25607 | -0.25607 | -0.25607 | -0.25607 | -0.25607 | -0.25607 | -0.25607 | -0.25607 | -0.25607 | -0.25607 | -0.25607 | -0.25607 | -0.25607 | -1.5757 | -1.5757 | -1.5757 | -1.5757 | -1.5757 | -1.5757 | 0 | 0 |  |  | 1973.9836
Discount Factor (Relative to 1/1/2016) = |  |  |  | 0.94787 | 0.89845 | 0.85161 | 0.80722 | 0.76513 | 0.72525 | 0.68744 | 0.6516 | 0.61763 | 0.58543 | 0.55491 | 0.52598 | 0.49856 | 0.47257 | 0.44793 | 0.42458 | 0.40245 | 0.38147 | 0.36158 | 0.34273 | 0.32486 | 0.30793 | 0.29187 | 0.27666 | 0.26223 | 0.24856 | 0.2356 | 0.22332 | 0.21168 | 0.20064 | 0.19018 | 0.18027 | 0.17087 | 0.16196 | 0.15352 | 0.14552 | 0.13793 | 0.13074 | 0.12392 | 0.11746 | 0.11134 | 0.10554 | 0.10003 | 0.094818 | 0.089875 | 0.08519 | 0.080748 | 0.076539 | 0.072549
* Note: A positive (+) avoided cost in a given year represents a cost savings relative to not having a transmission project deferral.
Note on BH17: Todd Kantarek: Behind the meter system warrants T&D losses adjustment factor

## PhII (HAL100)
Version |  | Based on PSEGLI file: "East End Utility 2_0_Economics_2014_10_13_r28_Sargent_Lundy.xlsx"
Annual Revenue Requirements (Millions of $s)
1) Reference (Transmission only) Case
Project | I/S Year | Investor | Capital (2015$s) | 2016 | 2017 | 2018 | 2019 | 2020 | 2021 | 2022 | 2023 | 2024 | 2025 | 2026 | 2027 | 2028 | 2029 | 2030 | 2031 | 2032 | 2033 | 2034 | 2035 | 2036 | 2037 | 2038 | 2039 | 2040 | 2041 | 2042 | 2043 | 2044 | 2045 | 2046 | 2047 | 2048 | 2049 | 2050 | 2051 | 2052 | 2053 | 2054 | 2055 | 2056 | 2057 | 2058 | 2059 | 2060 | 2061 | 2062 | 2063 | 2064 |  | NPV |  | Proposal Number = | HAL100
Transmission Reinforcement I | 2017 | PSEGLI | 93.4 | 0 | 11.3926 | 11.3926 | 11.3926 | 11.3926 | 11.3926 | 11.3926 | 11.3926 | 11.3926 | 11.3926 | 11.3926 | 11.3926 | 11.3926 | 11.3926 | 11.3926 | 11.3926 | 11.3926 | 11.3926 | 11.3926 | 11.3926 | 11.3926 | 11.3926 | 11.3926 | 11.3926 | 11.3926 | 11.3926 | 11.3926 | 11.3926 | 11.3926 | 11.3926 | 11.3926 | 11.3926 | 11.3926 | 11.3926 | 11.3926 | 11.3926 | [13 empty] | 35 | 166.1982 |  | Proposer Name = | Halmar International LLC
Transmission Reinforcement II | 2018 | PSEGLI | 4.8 | 0 | 0 | 0.60305 | 0.60305 | 0.60305 | 0.60305 | 0.60305 | 0.60305 | 0.60305 | 0.60305 | 0.60305 | 0.60305 | 0.60305 | 0.60305 | 0.60305 | 0.60305 | 0.60305 | 0.60305 | 0.60305 | 0.60305 | 0.60305 | 0.60305 | 0.60305 | 0.60305 | 0.60305 | 0.60305 | 0.60305 | 0.60305 | 0.60305 | 0.60305 | 0.60305 | 0.60305 | 0.60305 | 0.60305 | 0.60305 | 0.60305 | 0.60305 | [12 empty] | 35 | 8.3388 |  | Proposal/Project = | South Fork Power Production Resources
Transmission Reinforcement III | 2019 | PSEGLI | 2.8 | 0 | 0 | 0 | 0.36233 | 0.36233 | 0.36233 | 0.36233 | 0.36233 | 0.36233 | 0.36233 | 0.36233 | 0.36233 | 0.36233 | 0.36233 | 0.36233 | 0.36233 | 0.36233 | 0.36233 | 0.36233 | 0.36233 | 0.36233 | 0.36233 | 0.36233 | 0.36233 | 0.36233 | 0.36233 | 0.36233 | 0.36233 | 0.36233 | 0.36233 | 0.36233 | 0.36233 | 0.36233 | 0.36233 | 0.36233 | 0.36233 | 0.36233 | 0.36233 | [11 empty] | 35 | 4.7491 |  | Option Number = | 1
Transmission Reinforcement IV | 2020 | PSEGLI | 136.8 | 0 | 0 | 0 | 0 | 18.2337 | 18.2337 | 18.2337 | 18.2337 | 18.2337 | 18.2337 | 18.2337 | 18.2337 | 18.2337 | 18.2337 | 18.2337 | 18.2337 | 18.2337 | 18.2337 | 18.2337 | 18.2337 | 18.2337 | 18.2337 | 18.2337 | 18.2337 | 18.2337 | 18.2337 | 18.2337 | 18.2337 | 18.2337 | 18.2337 | 18.2337 | 18.2337 | 18.2337 | 18.2337 | 18.2337 | 18.2337 | 18.2337 | 18.2337 | 18.2337 | [10 empty] | 35 | 226.5269 |  | Location = | 1 and 2
Transmission Reinforcement V | 2022 | PSEGLI | 275.5 | 0 | 0 | 0 | 0 | 0 | 0 | 38.957 | 38.957 | 38.957 | 38.957 | 38.957 | 38.957 | 38.957 | 38.957 | 38.957 | 38.957 | 38.957 | 38.957 | 38.957 | 38.957 | 38.957 | 38.957 | 38.957 | 38.957 | 38.957 | 38.957 | 38.957 | 38.957 | 38.957 | 38.957 | 38.957 | 38.957 | 38.957 | 38.957 | 38.957 | 38.957 | 38.957 | 38.957 | 38.957 | 38.957 | 38.957 | [8 empty] | 35 | 434.8353 |  | Technology = | Aeroderivative Combustion Turbines
[56 empty] | Interconnection Points = | 69 kV East Hampton and 23 kV Montauk
Total |  |  | 513.3 | 0 | 11.3926 | 11.9957 | 12.358 | 30.5918 | 30.5918 | 69.5487 | 69.5487 | 69.5487 | 69.5487 | 69.5487 | 69.5487 | 69.5487 | 69.5487 | 69.5487 | 69.5487 | 69.5487 | 69.5487 | 69.5487 | 69.5487 | 69.5487 | 69.5487 | 69.5487 | 69.5487 | 69.5487 | 69.5487 | 69.5487 | 69.5487 | 69.5487 | 69.5487 | 69.5487 | 69.5487 | 69.5487 | 69.5487 | 69.5487 | 69.5487 | 58.1561 | 57.553 | 57.1907 | 38.957 | 38.957 | 0 | 0 | 0 | 0 | 0 | 0 | 0 | 0 |  | 840.6482 |  | Other = | 1
2016 NPV @ 5.5%, thru 2035 |  |  |  | 2016: 559.7216
2016 NPV @ 5.5%, thru 2056 |  |  |  | 2016: 840.6482 |  |  |  | MW Required by 2022 (cap) = | 15 | 33 | 15 | Output: NPV of Transmission Avoided Costs for Selected Project (see note*)
[57 empty] | Selected Project Inputs - Area 1 Portion | Selected Project Inputs - Area 2 Portion | Selected Project Inputs - Area 3 Portion | Area 1 | Area 2 | Area 3 | Total | check
[56 empty] | Project kW = | 4486 | 11090 | 0
[55 empty] | Capped kW = | 15576 | 4486 | 11090 | 0
[56 empty] | Project Area (1, 2, or 3) = | 1 | 2 | 3
[56 empty] | Proportion of Peak Hours Covered = | 100% | 100% | 100%
[55 empty] | Project COD = | 2017
[55 empty] | Effective kW = | 15576 |  |  |  | 11376219.6387 | 20517252.2569 | 0 | 31893471.8956
[60 empty] | check | check | check
| I/S Year |  | Capital (2015$s) | 2016 | 2017 | 2018 | 2019 | 2020 | 2021 | 2022 | 2023 | 2024 | 2025 | 2026 | 2027 | 2028 | 2029 | 2030 | 2031 | 2032 | 2033 | 2034 | 2035 | 2036 | 2037 | 2038 | 2039 | 2040 | 2041 | 2042 | 2043 | 2044 | 2045 | 2046 | 2047 | 2048 | 2049 | 2050 | 2051 | 2052 | 2053 | 2054 | 2055 | 2056 | 2057 | 2058 | 2059 | 2060 | 2061 | 2062 | 2063 | 2064 |  | MW Required by 2022 | NPV Base $M | Differential NPV $M | Differential NPV $M (adjusted for COD of Selected Project) | Differntial NPV $/MW | NPV of Transmission Avoided Costs for Selected Project
Area I Projects: | [53 empty] | 15
Amagansett Conversion 33 kV | 2017 |  | 8 | 0 | 0.97582 | 0.97582 | 0.97582 | 0.97582 | 0.97582 | 0.97582 | 0.97582 | 0.97582 | 0.97582 | 0.97582 | 0.97582 | 0.97582 | 0.97582 | 0.97582 | 0.97582 | 0.97582 | 0.97582 | 0.97582 | 0.97582 | 0.97582 | 0.97582 | 0.97582 | 0.97582 | 0.97582 | 0.97582 | 0.97582 | 0.97582 | 0.97582 | 0.97582 | 0.97582 | 0.97582 | 0.97582 | 0.97582 | 0.97582 | 0.97582 | [13 empty] | 35 |  | 14.2354
East Hampton Conversion 33 kV | 2017 |  | 3.2 | 0 | 0.39033 | 0.39033 | 0.39033 | 0.39033 | 0.39033 | 0.39033 | 0.39033 | 0.39033 | 0.39033 | 0.39033 | 0.39033 | 0.39033 | 0.39033 | 0.39033 | 0.39033 | 0.39033 | 0.39033 | 0.39033 | 0.39033 | 0.39033 | 0.39033 | 0.39033 | 0.39033 | 0.39033 | 0.39033 | 0.39033 | 0.39033 | 0.39033 | 0.39033 | 0.39033 | 0.39033 | 0.39033 | 0.39033 | 0.39033 | 0.39033 | [13 empty] | 35 |  | 5.6942
Buell Conversion 33 kV | 2017 |  | 3.7 | 0 | 0.45131 | 0.45131 | 0.45131 | 0.45131 | 0.45131 | 0.45131 | 0.45131 | 0.45131 | 0.45131 | 0.45131 | 0.45131 | 0.45131 | 0.45131 | 0.45131 | 0.45131 | 0.45131 | 0.45131 | 0.45131 | 0.45131 | 0.45131 | 0.45131 | 0.45131 | 0.45131 | 0.45131 | 0.45131 | 0.45131 | 0.45131 | 0.45131 | 0.45131 | 0.45131 | 0.45131 | 0.45131 | 0.45131 | 0.45131 | 0.45131 | [13 empty] | 35 |  | 6.5839
Hither Hills Conversion to 33 kV | 2018 |  | 4.8 | 0 | 0 | 0.60305 | 0.60305 | 0.60305 | 0.60305 | 0.60305 | 0.60305 | 0.60305 | 0.60305 | 0.60305 | 0.60305 | 0.60305 | 0.60305 | 0.60305 | 0.60305 | 0.60305 | 0.60305 | 0.60305 | 0.60305 | 0.60305 | 0.60305 | 0.60305 | 0.60305 | 0.60305 | 0.60305 | 0.60305 | 0.60305 | 0.60305 | 0.60305 | 0.60305 | 0.60305 | 0.60305 | 0.60305 | 0.60305 | 0.60305 | 0.60305 | [12 empty] | 35 |  | 8.3388
Culloden Pt Conversion to 33 kV | 2019 |  | 2.8 | 0 | 0 | 0 | 0.36233 | 0.36233 | 0.36233 | 0.36233 | 0.36233 | 0.36233 | 0.36233 | 0.36233 | 0.36233 | 0.36233 | 0.36233 | 0.36233 | 0.36233 | 0.36233 | 0.36233 | 0.36233 | 0.36233 | 0.36233 | 0.36233 | 0.36233 | 0.36233 | 0.36233 | 0.36233 | 0.36233 | 0.36233 | 0.36233 | 0.36233 | 0.36233 | 0.36233 | 0.36233 | 0.36233 | 0.36233 | 0.36233 | 0.36233 | 0.36233 | [11 empty] | 35 |  | 4.7491
No Deferral |  |  | 22.5 |  | 1.8175 | 2.4205 | 2.7828 | 2.7828 | 2.7828 | 2.7828 | 2.7828 | 2.7828 | 2.7828 | 2.7828 | 2.7828 | 2.7828 | 2.7828 | 2.7828 | 2.7828 | 2.7828 | 2.7828 | 2.7828 | 2.7828 | 2.7828 | 2.7828 | 2.7828 | 2.7828 | 2.7828 | 2.7828 | 2.7828 | 2.7828 | 2.7828 | 2.7828 | 2.7828 | 2.7828 | 2.7828 | 2.7828 | 2.7828 | 2.7828 | 0.96539 | 0.36233 | 0 | 0 | 0 | [10 empty] | 39.6013
Amagansett Conversion 33 kV | 2030 |  | 8 | [14 empty] | 1.433 | 1.433 | 1.433 | 1.433 | 1.433 | 1.433 | 1.433 | 1.433 | 1.433 | 1.433 | 1.433 | 1.433 | 1.433 | 1.433 | 1.433 | 1.433 | 1.433 | 1.433 | 1.433 | 1.433 | 1.433 | 1.433 | 1.433 | 1.433 | 1.433 | 1.433 | 1.433 | 1.433 | 1.433 | 1.433 | 1.433 | 1.433 | 1.433 | 1.433 | 1.433 | 35 |  | 10.4225 | 3.8129 | 3.8129 | 254193.5784 | 3959319.1774
East Hampton Conversion 33 kV | 2030 |  | 3.2 | [14 empty] | 0.57321 | 0.57321 | 0.57321 | 0.57321 | 0.57321 | 0.57321 | 0.57321 | 0.57321 | 0.57321 | 0.57321 | 0.57321 | 0.57321 | 0.57321 | 0.57321 | 0.57321 | 0.57321 | 0.57321 | 0.57321 | 0.57321 | 0.57321 | 0.57321 | 0.57321 | 0.57321 | 0.57321 | 0.57321 | 0.57321 | 0.57321 | 0.57321 | 0.57321 | 0.57321 | 0.57321 | 0.57321 | 0.57321 | 0.57321 | 0.57321 | 35 |  | 4.169 | 1.5252 | 1.5252 | 101677.4314 | 1583727.6709
Buell Conversion 33 kV | 2030 |  | 3.7 | [14 empty] | 0.66277 | 0.66277 | 0.66277 | 0.66277 | 0.66277 | 0.66277 | 0.66277 | 0.66277 | 0.66277 | 0.66277 | 0.66277 | 0.66277 | 0.66277 | 0.66277 | 0.66277 | 0.66277 | 0.66277 | 0.66277 | 0.66277 | 0.66277 | 0.66277 | 0.66277 | 0.66277 | 0.66277 | 0.66277 | 0.66277 | 0.66277 | 0.66277 | 0.66277 | 0.66277 | 0.66277 | 0.66277 | 0.66277 | 0.66277 | 0.66277 | 35 |  | 4.8204 | 1.7635 | 1.7635 | 117564.53 | 1831185.1195
Hither Hills Conversion to 33 kV | 2030 |  | 4.8 | [14 empty] | 0.85981 | 0.85981 | 0.85981 | 0.85981 | 0.85981 | 0.85981 | 0.85981 | 0.85981 | 0.85981 | 0.85981 | 0.85981 | 0.85981 | 0.85981 | 0.85981 | 0.85981 | 0.85981 | 0.85981 | 0.85981 | 0.85981 | 0.85981 | 0.85981 | 0.85981 | 0.85981 | 0.85981 | 0.85981 | 0.85981 | 0.85981 | 0.85981 | 0.85981 | 0.85981 | 0.85981 | 0.85981 | 0.85981 | 0.85981 | 0.85981 | 35 |  | 6.2535 | 2.0853 | 2.0853 | 139022.8879 | 2165420.5024
Culloden Pt Conversion to 33 kV | 2030 |  | 2.8 | [14 empty] | 0.50156 | 0.50156 | 0.50156 | 0.50156 | 0.50156 | 0.50156 | 0.50156 | 0.50156 | 0.50156 | 0.50156 | 0.50156 | 0.50156 | 0.50156 | 0.50156 | 0.50156 | 0.50156 | 0.50156 | 0.50156 | 0.50156 | 0.50156 | 0.50156 | 0.50156 | 0.50156 | 0.50156 | 0.50156 | 0.50156 | 0.50156 | 0.50156 | 0.50156 | 0.50156 | 0.50156 | 0.50156 | 0.50156 | 0.50156 | 0.50156 | 35 |  | 3.6479 | 1.1012 | 1.1012 | 73412.135 | 1143467.4148
Deferral to Indicated Year |  |  | 22.5 | [6 empty] | 0 | 0 | 0 | 0 | 0 | 0 | 0 | 0 | 4.0304 | 4.0304 | 4.0304 | 4.0304 | 4.0304 | 4.0304 | 4.0304 | 4.0304 | 4.0304 | 4.0304 | 4.0304 | 4.0304 | 4.0304 | 4.0304 | 4.0304 | 4.0304 | 4.0304 | 4.0304 | 4.0304 | 4.0304 | 4.0304 | 4.0304 | 4.0304 | 4.0304 | 4.0304 | 4.0304 | 4.0304 | 4.0304 | 4.0304 | 4.0304 | 4.0304 | 4.0304 | 4.0304 | 4.0304 | 4.0304 | 35 |  | 29.3132 | 10.2881 | 10.2881 | 685870.5627 | 10683119.885 | =Area I Portion
[59 empty] | 39499776.4363 | =Area I+II+III Portions
Annual Avoided Costs for Deferral to Indicated Year:
Amagansett Conversion 33 kV | 2030 |  |  | 0 | 0.97582 | 0.97582 | 0.97582 | 0.97582 | 0.97582 | 0.97582 | 0.97582 | 0.97582 | 0.97582 | 0.97582 | 0.97582 | 0.97582 | 0.97582 | -0.4572 | -0.4572 | -0.4572 | -0.4572 | -0.4572 | -0.4572 | -0.4572 | -0.4572 | -0.4572 | -0.4572 | -0.4572 | -0.4572 | -0.4572 | -0.4572 | -0.4572 | -0.4572 | -0.4572 | -0.4572 | -0.4572 | -0.4572 | -0.4572 | -0.4572 | -1.433 | -1.433 | -1.433 | -1.433 | -1.433 | -1.433 | -1.433 | -1.433 | -1.433 | -1.433 | -1.433 | -1.433 | -1.433 | 35 |  |  | 3.8129
East Hampton Conversion 33 kV | 2030 |  |  | 0 | 0.39033 | 0.39033 | 0.39033 | 0.39033 | 0.39033 | 0.39033 | 0.39033 | 0.39033 | 0.39033 | 0.39033 | 0.39033 | 0.39033 | 0.39033 | -0.18288 | -0.18288 | -0.18288 | -0.18288 | -0.18288 | -0.18288 | -0.18288 | -0.18288 | -0.18288 | -0.18288 | -0.18288 | -0.18288 | -0.18288 | -0.18288 | -0.18288 | -0.18288 | -0.18288 | -0.18288 | -0.18288 | -0.18288 | -0.18288 | -0.18288 | -0.57321 | -0.57321 | -0.57321 | -0.57321 | -0.57321 | -0.57321 | -0.57321 | -0.57321 | -0.57321 | -0.57321 | -0.57321 | -0.57321 | -0.57321 | 35 |  |  | 1.5252
Buell Conversion 33 kV | 2030 |  |  | 0 | 0.45131 | 0.45131 | 0.45131 | 0.45131 | 0.45131 | 0.45131 | 0.45131 | 0.45131 | 0.45131 | 0.45131 | 0.45131 | 0.45131 | 0.45131 | -0.21146 | -0.21146 | -0.21146 | -0.21146 | -0.21146 | -0.21146 | -0.21146 | -0.21146 | -0.21146 | -0.21146 | -0.21146 | -0.21146 | -0.21146 | -0.21146 | -0.21146 | -0.21146 | -0.21146 | -0.21146 | -0.21146 | -0.21146 | -0.21146 | -0.21146 | -0.66277 | -0.66277 | -0.66277 | -0.66277 | -0.66277 | -0.66277 | -0.66277 | -0.66277 | -0.66277 | -0.66277 | -0.66277 | -0.66277 | -0.66277 | 35 |  |  | 1.7635
Hither Hills Conversion to 33 kV | 2030 |  |  | 0 | 0 | 0.60305 | 0.60305 | 0.60305 | 0.60305 | 0.60305 | 0.60305 | 0.60305 | 0.60305 | 0.60305 | 0.60305 | 0.60305 | 0.60305 | -0.25676 | -0.25676 | -0.25676 | -0.25676 | -0.25676 | -0.25676 | -0.25676 | -0.25676 | -0.25676 | -0.25676 | -0.25676 | -0.25676 | -0.25676 | -0.25676 | -0.25676 | -0.25676 | -0.25676 | -0.25676 | -0.25676 | -0.25676 | -0.25676 | -0.25676 | -0.25676 | -0.85981 | -0.85981 | -0.85981 | -0.85981 | -0.85981 | -0.85981 | -0.85981 | -0.85981 | -0.85981 | -0.85981 | -0.85981 | -0.85981 | 35 |  |  | 2.0853
Culloden Pt Conversion to 33 kV | 2030 |  |  | 0 | 0 | 0 | 0.36233 | 0.36233 | 0.36233 | 0.36233 | 0.36233 | 0.36233 | 0.36233 | 0.36233 | 0.36233 | 0.36233 | 0.36233 | -0.13922 | -0.13922 | -0.13922 | -0.13922 | -0.13922 | -0.13922 | -0.13922 | -0.13922 | -0.13922 | -0.13922 | -0.13922 | -0.13922 | -0.13922 | -0.13922 | -0.13922 | -0.13922 | -0.13922 | -0.13922 | -0.13922 | -0.13922 | -0.13922 | -0.13922 | -0.13922 | -0.13922 | -0.50156 | -0.50156 | -0.50156 | -0.50156 | -0.50156 | -0.50156 | -0.50156 | -0.50156 | -0.50156 | -0.50156 | -0.50156 | 35 |  |  | 1.1012
Area II Projects: | [53 empty] | 33
Riverhead Canal 2nd Line and Bank | 2020 |  | 136.8 | 0 | 0 | 0 | 0 | 18.2337 | 18.2337 | 18.2337 | 18.2337 | 18.2337 | 18.2337 | 18.2337 | 18.2337 | 18.2337 | 18.2337 | 18.2337 | 18.2337 | 18.2337 | 18.2337 | 18.2337 | 18.2337 | 18.2337 | 18.2337 | 18.2337 | 18.2337 | 18.2337 | 18.2337 | 18.2337 | 18.2337 | 18.2337 | 18.2337 | 18.2337 | 18.2337 | 18.2337 | 18.2337 | 18.2337 | 18.2337 | 18.2337 | 18.2337 | 18.2337 | [10 empty] | 35 |  | 226.5269
No Deferral |  |  | 136.8 |  | 0 | 0 | 0 | 18.2337 | 18.2337 | 18.2337 | 18.2337 | 18.2337 | 18.2337 | 18.2337 | 18.2337 | 18.2337 | 18.2337 | 18.2337 | 18.2337 | 18.2337 | 18.2337 | 18.2337 | 18.2337 | 18.2337 | 18.2337 | 18.2337 | 18.2337 | 18.2337 | 18.2337 | 18.2337 | 18.2337 | 18.2337 | 18.2337 | 18.2337 | 18.2337 | 18.2337 | 18.2337 | 18.2337 | 18.2337 | 18.2337 | 18.2337 | 18.2337 | [10 empty] | 35 |  | 226.5269
Riverhead Canal 2nd Line and Bank | 2026 |  | 136.8 | [10 empty] | 21.772 | 21.772 | 21.772 | 21.772 | 21.772 | 21.772 | 21.772 | 21.772 | 21.772 | 21.772 | 21.772 | 21.772 | 21.772 | 21.772 | 21.772 | 21.772 | 21.772 | 21.772 | 21.772 | 21.772 | 21.772 | 21.772 | 21.772 | 21.772 | 21.772 | 21.772 | 21.772 | 21.772 | 21.772 | 21.772 | 21.772 | 21.772 | 21.772 | 21.772 | 21.772 |  |  |  |  | 35 |  | 196.1681 | 30.3588 | 30.3588 | 632475.0457 | 9851431.3119
Deferral to Indicated Year |  |  | 136.8 | [6 empty] | 0 | 0 | 0 | 0 | 21.772 | 21.772 | 21.772 | 21.772 | 21.772 | 21.772 | 21.772 | 21.772 | 21.772 | 21.772 | 21.772 | 21.772 | 21.772 | 21.772 | 21.772 | 21.772 | 21.772 | 21.772 | 21.772 | 21.772 | 21.772 | 21.772 | 21.772 | 21.772 | 21.772 | 21.772 | 21.772 | 21.772 | 21.772 | 21.772 | 21.772 | 21.772 | 21.772 | 21.772 | 21.772 |  |  |  |  | 35 |  | 196.1681 | 30.3588 | 30.3588 | 632475.0457 | 9851431.3119 | =Area II Portion
[59 empty] | 28816656.5512 | =Area II+III Portions
Annual Avoided Costs for Deferral to Indicated Year:
Riverhead Canal 2nd Line and Bank | 2026 |  |  | 0 | 0 | 0 | 0 | 18.2337 | 18.2337 | 18.2337 | 18.2337 | 18.2337 | 18.2337 | -3.5383 | -3.5383 | -3.5383 | -3.5383 | -3.5383 | -3.5383 | -3.5383 | -3.5383 | -3.5383 | -3.5383 | -3.5383 | -3.5383 | -3.5383 | -3.5383 | -3.5383 | -3.5383 | -3.5383 | -3.5383 | -3.5383 | -3.5383 | -3.5383 | -3.5383 | -3.5383 | -3.5383 | -3.5383 | -3.5383 | -3.5383 | -3.5383 | -3.5383 | -21.772 | -21.772 | -21.772 | -21.772 | -21.772 | -21.772 |  |  |  |  | 35 |  |  | 30.3588
0
Area III Projects: | [52 empty] | 0 | 15
New Canal - Southampton Cable | 2017 |  | 37.6 | 0 | 4.5863 | 4.5863 | 4.5863 | 4.5863 | 4.5863 | 4.5863 | 4.5863 | 4.5863 | 4.5863 | 4.5863 | 4.5863 | 4.5863 | 4.5863 | 4.5863 | 4.5863 | 4.5863 | 4.5863 | 4.5863 | 4.5863 | 4.5863 | 4.5863 | 4.5863 | 4.5863 | 4.5863 | 4.5863 | 4.5863 | 4.5863 | 4.5863 | 4.5863 | 4.5863 | 4.5863 | 4.5863 | 4.5863 | 4.5863 | 4.5863 | [13 empty] | 35 |  | 66.9063
Upgrade Wildwood - Riverhead to 138 kV | 2017 |  | 7.7 | 0 | 0.93922 | 0.93922 | 0.93922 | 0.93922 | 0.93922 | 0.93922 | 0.93922 | 0.93922 | 0.93922 | 0.93922 | 0.93922 | 0.93922 | 0.93922 | 0.93922 | 0.93922 | 0.93922 | 0.93922 | 0.93922 | 0.93922 | 0.93922 | 0.93922 | 0.93922 | 0.93922 | 0.93922 | 0.93922 | 0.93922 | 0.93922 | 0.93922 | 0.93922 | 0.93922 | 0.93922 | 0.93922 | 0.93922 | 0.93922 | 0.93922 | [13 empty] | 35 |  | 13.7016
Bridgehampton - Buell New 69 kV UG Cable | 2017 |  | 33.2 | 0 | 4.0496 | 4.0496 | 4.0496 | 4.0496 | 4.0496 | 4.0496 | 4.0496 | 4.0496 | 4.0496 | 4.0496 | 4.0496 | 4.0496 | 4.0496 | 4.0496 | 4.0496 | 4.0496 | 4.0496 | 4.0496 | 4.0496 | 4.0496 | 4.0496 | 4.0496 | 4.0496 | 4.0496 | 4.0496 | 4.0496 | 4.0496 | 4.0496 | 4.0496 | 4.0496 | 4.0496 | 4.0496 | 4.0496 | 4.0496 | 4.0496 | [13 empty] | 35 |  | 59.0769
Canal - Wainscott New 138 kV UG Cable | 2022 |  | 275.5 | 0 | 0 | 0 | 0 | 0 | 0 | 38.957 | 38.957 | 38.957 | 38.957 | 38.957 | 38.957 | 38.957 | 38.957 | 38.957 | 38.957 | 38.957 | 38.957 | 38.957 | 38.957 | 38.957 | 38.957 | 38.957 | 38.957 | 38.957 | 38.957 | 38.957 | 38.957 | 38.957 | 38.957 | 38.957 | 38.957 | 38.957 | 38.957 | 38.957 | 38.957 | 38.957 | 38.957 | 38.957 | 38.957 | 38.957 | [8 empty] | 35 |  | 434.8353
No Deferral |  |  | 354 |  | 9.5752 | 9.5752 | 9.5752 | 9.5752 | 9.5752 | 48.5322 | 48.5322 | 48.5322 | 48.5322 | 48.5322 | 48.5322 | 48.5322 | 48.5322 | 48.5322 | 48.5322 | 48.5322 | 48.5322 | 48.5322 | 48.5322 | 48.5322 | 48.5322 | 48.5322 | 48.5322 | 48.5322 | 48.5322 | 48.5322 | 48.5322 | 48.5322 | 48.5322 | 48.5322 | 48.5322 | 48.5322 | 48.5322 | 48.5322 | 48.5322 | 38.957 | 38.957 | 38.957 | 38.957 | 38.957 | [10 empty] | 574.52
New Canal - Southampton Cable | 2023 |  | 37.6 | [7 empty] | 5.4763 | 5.4763 | 5.4763 | 5.4763 | 5.4763 | 5.4763 | 5.4763 | 5.4763 | 5.4763 | 5.4763 | 5.4763 | 5.4763 | 5.4763 | 5.4763 | 5.4763 | 5.4763 | 5.4763 | 5.4763 | 5.4763 | 5.4763 | 5.4763 | 5.4763 | 5.4763 | 5.4763 | 5.4763 | 5.4763 | 5.4763 | 5.4763 | 5.4763 | 5.4763 | 5.4763 | 5.4763 | 5.4763 | 5.4763 | 5.4763 | [7 empty] | 35 |  | 57.9396 | 8.9667 | 8.9667 | 142328.3896 | 2216906.9958
Upgrade Wildwood - Riverhead to 138 kV | 2022 |  | 7.7 | [6 empty] | 1.0888 | 1.0888 | 1.0888 | 1.0888 | 1.0888 | 1.0888 | 1.0888 | 1.0888 | 1.0888 | 1.0888 | 1.0888 | 1.0888 | 1.0888 | 1.0888 | 1.0888 | 1.0888 | 1.0888 | 1.0888 | 1.0888 | 1.0888 | 1.0888 | 1.0888 | 1.0888 | 1.0888 | 1.0888 | 1.0888 | 1.0888 | 1.0888 | 1.0888 | 1.0888 | 1.0888 | 1.0888 | 1.0888 | 1.0888 | 1.0888 | [8 empty] | 35 |  | 12.1533 | 1.5483 | 1.5483 | 24575.725 | 382791.4929
Bridgehampton - Buell New 69 kV UG Cable | 2023 |  | 33.2 | [7 empty] | 4.8355 | 4.8355 | 4.8355 | 4.8355 | 4.8355 | 4.8355 | 4.8355 | 4.8355 | 4.8355 | 4.8355 | 4.8355 | 4.8355 | 4.8355 | 4.8355 | 4.8355 | 4.8355 | 4.8355 | 4.8355 | 4.8355 | 4.8355 | 4.8355 | 4.8355 | 4.8355 | 4.8355 | 4.8355 | 4.8355 | 4.8355 | 4.8355 | 4.8355 | 4.8355 | 4.8355 | 4.8355 | 4.8355 | 4.8355 | 4.8355 | [7 empty] | 35 |  | 51.1595 | 7.9174 | 7.9174 | 125672.9397 | 1957481.709
Canal - Wainscott New 138 kV UG Cable | 2028 |  | 275.5 | [12 empty] | 46.5167 | 46.5167 | 46.5167 | 46.5167 | 46.5167 | 46.5167 | 46.5167 | 46.5167 | 46.5167 | 46.5167 | 46.5167 | 46.5167 | 46.5167 | 46.5167 | 46.5167 | 46.5167 | 46.5167 | 46.5167 | 46.5167 | 46.5167 | 46.5167 | 46.5167 | 46.5167 | 46.5167 | 46.5167 | 46.5167 | 46.5167 | 46.5167 | 46.5167 | 46.5167 | 46.5167 | 46.5167 | 46.5167 | 46.5167 | 46.5167 |  |  | 35 |  | 376.5593 | 58.276 | 58.276 | 925015.732 | 14408045.0417
Deferral to Indicated Year |  |  | 354 | [6 empty] | 1.0888 | 11.4006 | 11.4006 | 11.4006 | 11.4006 | 11.4006 | 57.9173 | 57.9173 | 57.9173 | 57.9173 | 57.9173 | 57.9173 | 57.9173 | 57.9173 | 57.9173 | 57.9173 | 57.9173 | 57.9173 | 57.9173 | 57.9173 | 57.9173 | 57.9173 | 57.9173 | 57.9173 | 57.9173 | 57.9173 | 57.9173 | 57.9173 | 57.9173 | 57.9173 | 57.9173 | 57.9173 | 57.9173 | 57.9173 | 57.9173 | 56.8285 | 46.5167 | 46.5167 | 46.5167 | 46.5167 | 46.5167 |  |  | 41 |  | 497.8117 | 76.7083 | 76.7083 | 1217592.7863 | 18965225.2393 | =Area III Portion
[59 empty] | 18965225.2393 | =Area III Portion
Annual Avoided Costs for Deferral to Indicated Year:
New Canal - Southampton Cable | 2023 |  |  | 0 | 4.5863 | 4.5863 | 4.5863 | 4.5863 | 4.5863 | 4.5863 | -0.88999 | -0.88999 | -0.88999 | -0.88999 | -0.88999 | -0.88999 | -0.88999 | -0.88999 | -0.88999 | -0.88999 | -0.88999 | -0.88999 | -0.88999 | -0.88999 | -0.88999 | -0.88999 | -0.88999 | -0.88999 | -0.88999 | -0.88999 | -0.88999 | -0.88999 | -0.88999 | -0.88999 | -0.88999 | -0.88999 | -0.88999 | -0.88999 | -0.88999 | -5.4763 | -5.4763 | -5.4763 | -5.4763 | -5.4763 | -5.4763 | 0 | 0 | 0 | 0 | 0 |  |  | 35 |  |  | 8.9667
Upgrade Wildwood - Riverhead to 138 kV | 2022 |  |  | 0 | 0.93922 | 0.93922 | 0.93922 | 0.93922 | 0.93922 | -0.14959 | -0.14959 | -0.14959 | -0.14959 | -0.14959 | -0.14959 | -0.14959 | -0.14959 | -0.14959 | -0.14959 | -0.14959 | -0.14959 | -0.14959 | -0.14959 | -0.14959 | -0.14959 | -0.14959 | -0.14959 | -0.14959 | -0.14959 | -0.14959 | -0.14959 | -0.14959 | -0.14959 | -0.14959 | -0.14959 | -0.14959 | -0.14959 | -0.14959 | -0.14959 | -1.0888 | -1.0888 | -1.0888 | -1.0888 | -1.0888 | 0 | 0 | 0 | 0 | 0 | 0 |  |  | 35 |  |  | 1.5483
Bridgehampton - Buell New 69 kV UG Cable | 2023 |  |  | 0 | 4.0496 | 4.0496 | 4.0496 | 4.0496 | 4.0496 | 4.0496 | -0.78584 | -0.78584 | -0.78584 | -0.78584 | -0.78584 | -0.78584 | -0.78584 | -0.78584 | -0.78584 | -0.78584 | -0.78584 | -0.78584 | -0.78584 | -0.78584 | -0.78584 | -0.78584 | -0.78584 | -0.78584 | -0.78584 | -0.78584 | -0.78584 | -0.78584 | -0.78584 | -0.78584 | -0.78584 | -0.78584 | -0.78584 | -0.78584 | -0.78584 | -4.8355 | -4.8355 | -4.8355 | -4.8355 | -4.8355 | -4.8355 | 0 | 0 | 0 | 0 | 0 |  |  | 35 |  |  | 7.9174
Canal - Wainscott New 138 kV UG Cable | 2028 |  |  | 0 | 0 | 0 | 0 | 0 | 0 | 38.957 | 38.957 | 38.957 | 38.957 | 38.957 | 38.957 | -7.5597 | -7.5597 | -7.5597 | -7.5597 | -7.5597 | -7.5597 | -7.5597 | -7.5597 | -7.5597 | -7.5597 | -7.5597 | -7.5597 | -7.5597 | -7.5597 | -7.5597 | -7.5597 | -7.5597 | -7.5597 | -7.5597 | -7.5597 | -7.5597 | -7.5597 | -7.5597 | -7.5597 | -7.5597 | -7.5597 | -7.5597 | -7.5597 | -7.5597 | -46.5167 | -46.5167 | -46.5167 | -46.5167 | -46.5167 | -46.5167 | [5 empty] | 58.276
Total - All Areas (No Deferrals,$Millions) |  |  | 513.3 |  | 11.3926 | 11.9957 | 12.358 | 30.5918 | 30.5918 | 69.5487 | 69.5487 | 69.5487 | 69.5487 | 69.5487 | 69.5487 | 69.5487 | 69.5487 | 69.5487 | 69.5487 | 69.5487 | 69.5487 | 69.5487 | 69.5487 | 69.5487 | 69.5487 | 69.5487 | 69.5487 | 69.5487 | 69.5487 | 69.5487 | 69.5487 | 69.5487 | 69.5487 | 69.5487 | 69.5487 | 69.5487 | 69.5487 | 69.5487 | 69.5487 | 58.1561 | 57.553 | 57.1907 | 38.957 | 38.957 | 0 | 0 | 0 | 0 | 0 | 0 | 0 | 0 |  | 63 | 840.6482 | 117.3552 | = max. total avoided cost in portfolio
Annual Avoided Costs for Deferrals - Area 1 Proposal: (see note*) | Deferral Year |  |  | 2016 | 2017 | 2018 | 2019 | 2020 | 2021 | 2022 | 2023 | 2024 | 2025 | 2026 | 2027 | 2028 | 2029 | 2030 | 2031 | 2032 | 2033 | 2034 | 2035 | 2036 | 2037 | 2038 | 2039 | 2040 | 2041 | 2042 | 2043 | 2044 | 2045 | 2046 | 2047 | 2048 | 2049 | 2050 | 2051 | 2052 | 2053 | 2054 | 2055 | 2056 | 2057 | 2058 | 2059 | 2060 | 2061 | 2062 | 2063 | 2064 |  |  | Differential NPV $M |  | Differential NPV $M (adjusted for COD of Selected Project) | Differntial NPV $/MW | NPV of Transmission Avoided Costs for Selected Project
Area I Projects:
Amagansett Conversion 33 kV | 2030 |  |  | 0 | 0.97582 | 0.97582 | 0.97582 | 0.97582 | 0.97582 | 0.97582 | 0.97582 | 0.97582 | 0.97582 | 0.97582 | 0.97582 | 0.97582 | 0.97582 | -0.4572 | -0.4572 | -0.4572 | -0.4572 | -0.4572 | -0.4572 | -0.4572 | -0.4572 | -0.4572 | -0.4572 | -0.4572 | -0.4572 | -0.4572 | -0.4572 | -0.4572 | -0.4572 | -0.4572 | -0.4572 | -0.4572 | -0.4572 | -0.4572 | -0.4572 | -1.433 | -1.433 | -1.433 | -1.433 | -1.433 | -1.433 | -1.433 | -1.433 | -1.433 | -1.433 | -1.433 | -1.433 | -1.433 |  |  | 3.8129 |  | 3.8129 | 254193.5784 | 1140312.3928
East Hampton Conversion 33 kV | 2030 |  |  | 0 | 0.39033 | 0.39033 | 0.39033 | 0.39033 | 0.39033 | 0.39033 | 0.39033 | 0.39033 | 0.39033 | 0.39033 | 0.39033 | 0.39033 | 0.39033 | -0.18288 | -0.18288 | -0.18288 | -0.18288 | -0.18288 | -0.18288 | -0.18288 | -0.18288 | -0.18288 | -0.18288 | -0.18288 | -0.18288 | -0.18288 | -0.18288 | -0.18288 | -0.18288 | -0.18288 | -0.18288 | -0.18288 | -0.18288 | -0.18288 | -0.18288 | -0.57321 | -0.57321 | -0.57321 | -0.57321 | -0.57321 | -0.57321 | -0.57321 | -0.57321 | -0.57321 | -0.57321 | -0.57321 | -0.57321 | -0.57321 |  |  | 1.5252 |  | 1.5252 | 101677.4314 | 456124.9571
Buell Conversion 33 kV | 2030 |  |  | 0 | 0.45131 | 0.45131 | 0.45131 | 0.45131 | 0.45131 | 0.45131 | 0.45131 | 0.45131 | 0.45131 | 0.45131 | 0.45131 | 0.45131 | 0.45131 | -0.21146 | -0.21146 | -0.21146 | -0.21146 | -0.21146 | -0.21146 | -0.21146 | -0.21146 | -0.21146 | -0.21146 | -0.21146 | -0.21146 | -0.21146 | -0.21146 | -0.21146 | -0.21146 | -0.21146 | -0.21146 | -0.21146 | -0.21146 | -0.21146 | -0.21146 | -0.66277 | -0.66277 | -0.66277 | -0.66277 | -0.66277 | -0.66277 | -0.66277 | -0.66277 | -0.66277 | -0.66277 | -0.66277 | -0.66277 | -0.66277 |  |  | 1.7635 |  | 1.7635 | 117564.53 | 527394.4817
Hither Hills Conversion to 33 kV | 2030 |  |  | 0 | 0 | 0.60305 | 0.60305 | 0.60305 | 0.60305 | 0.60305 | 0.60305 | 0.60305 | 0.60305 | 0.60305 | 0.60305 | 0.60305 | 0.60305 | -0.25676 | -0.25676 | -0.25676 | -0.25676 | -0.25676 | -0.25676 | -0.25676 | -0.25676 | -0.25676 | -0.25676 | -0.25676 | -0.25676 | -0.25676 | -0.25676 | -0.25676 | -0.25676 | -0.25676 | -0.25676 | -0.25676 | -0.25676 | -0.25676 | -0.25676 | -0.25676 | -0.85981 | -0.85981 | -0.85981 | -0.85981 | -0.85981 | -0.85981 | -0.85981 | -0.85981 | -0.85981 | -0.85981 | -0.85981 | -0.85981 |  |  | 2.0853 |  | 2.0853 | 139022.8879 | 623656.6753
Culloden Pt Conversion to 33 kV | 2030 |  |  | 0 | 0 | 0 | 0.36233 | 0.36233 | 0.36233 | 0.36233 | 0.36233 | 0.36233 | 0.36233 | 0.36233 | 0.36233 | 0.36233 | 0.36233 | -0.13922 | -0.13922 | -0.13922 | -0.13922 | -0.13922 | -0.13922 | -0.13922 | -0.13922 | -0.13922 | -0.13922 | -0.13922 | -0.13922 | -0.13922 | -0.13922 | -0.13922 | -0.13922 | -0.13922 | -0.13922 | -0.13922 | -0.13922 | -0.13922 | -0.13922 | -0.13922 | -0.13922 | -0.50156 | -0.50156 | -0.50156 | -0.50156 | -0.50156 | -0.50156 | -0.50156 | -0.50156 | -0.50156 | -0.50156 | -0.50156 |  |  | 1.1012 |  | 1.1012 | 73412.135 | 329326.8376
[59 empty] | 3076815.3444 | =Area I Portion
Area II Projects: | [58 empty] | 11376219.6387 | =Area I+II+III Portions
Riverhead Canal 2nd Line and Bank | 2026 |  |  | 0 | 0 | 0 | 0 | 18.2337 | 18.2337 | 18.2337 | 18.2337 | 18.2337 | 18.2337 | -3.5383 | -3.5383 | -3.5383 | -3.5383 | -3.5383 | -3.5383 | -3.5383 | -3.5383 | -3.5383 | -3.5383 | -3.5383 | -3.5383 | -3.5383 | -3.5383 | -3.5383 | -3.5383 | -3.5383 | -3.5383 | -3.5383 | -3.5383 | -3.5383 | -3.5383 | -3.5383 | -3.5383 | -3.5383 | -3.5383 | -3.5383 | -3.5383 | -3.5383 | -21.772 | -21.772 | -21.772 | -21.772 | -21.772 | -21.772 | 0 | 0 | 0 | 0 |  |  | 30.3588 |  | 30.3588 | 632475.0457 | 2837283.055
[59 empty] | 2837283.055 | =Area II Portion
Area III Projects: | [58 empty] | 8299404.2943 | =Area II+III Portions
New Canal - Southampton Cable | 2023 |  |  | 0 | 4.5863 | 4.5863 | 4.5863 | 4.5863 | 4.5863 | 4.5863 | -0.88999 | -0.88999 | -0.88999 | -0.88999 | -0.88999 | -0.88999 | -0.88999 | -0.88999 | -0.88999 | -0.88999 | -0.88999 | -0.88999 | -0.88999 | -0.88999 | -0.88999 | -0.88999 | -0.88999 | -0.88999 | -0.88999 | -0.88999 | -0.88999 | -0.88999 | -0.88999 | -0.88999 | -0.88999 | -0.88999 | -0.88999 | -0.88999 | -0.88999 | -5.4763 | -5.4763 | -5.4763 | -5.4763 | -5.4763 | -5.4763 | 0 | 0 | 0 | 0 | 0 | 0 | 0 |  |  | 8.9667 |  | 8.9667 | 142328.3896 | 638485.1556
Upgrade Wildwood - Riverhead to 138 kV | 2022 |  |  | 0 | 0.93922 | 0.93922 | 0.93922 | 0.93922 | 0.93922 | -0.14959 | -0.14959 | -0.14959 | -0.14959 | -0.14959 | -0.14959 | -0.14959 | -0.14959 | -0.14959 | -0.14959 | -0.14959 | -0.14959 | -0.14959 | -0.14959 | -0.14959 | -0.14959 | -0.14959 | -0.14959 | -0.14959 | -0.14959 | -0.14959 | -0.14959 | -0.14959 | -0.14959 | -0.14959 | -0.14959 | -0.14959 | -0.14959 | -0.14959 | -0.14959 | -1.0888 | -1.0888 | -1.0888 | -1.0888 | -1.0888 | 0 | 0 | 0 | 0 | 0 | 0 | 0 | 0 |  |  | 1.5483 |  | 1.5483 | 24575.725 | 110246.7024
Bridgehampton - Buell New 69 kV UG Cable | 2023 |  |  | 0 | 4.0496 | 4.0496 | 4.0496 | 4.0496 | 4.0496 | 4.0496 | -0.78584 | -0.78584 | -0.78584 | -0.78584 | -0.78584 | -0.78584 | -0.78584 | -0.78584 | -0.78584 | -0.78584 | -0.78584 | -0.78584 | -0.78584 | -0.78584 | -0.78584 | -0.78584 | -0.78584 | -0.78584 | -0.78584 | -0.78584 | -0.78584 | -0.78584 | -0.78584 | -0.78584 | -0.78584 | -0.78584 | -0.78584 | -0.78584 | -0.78584 | -4.8355 | -4.8355 | -4.8355 | -4.8355 | -4.8355 | -4.8355 | 0 | 0 | 0 | 0 | 0 | 0 | 0 |  |  | 7.9174 |  | 7.9174 | 125672.9397 | 563768.8076
Canal - Wainscott New 138 kV UG Cable | 2028 |  |  | 0 | 0 | 0 | 0 | 0 | 0 | 38.957 | 38.957 | 38.957 | 38.957 | 38.957 | 38.957 | -7.5597 | -7.5597 | -7.5597 | -7.5597 | -7.5597 | -7.5597 | -7.5597 | -7.5597 | -7.5597 | -7.5597 | -7.5597 | -7.5597 | -7.5597 | -7.5597 | -7.5597 | -7.5597 | -7.5597 | -7.5597 | -7.5597 | -7.5597 | -7.5597 | -7.5597 | -7.5597 | -7.5597 | -7.5597 | -7.5597 | -7.5597 | -7.5597 | -7.5597 | -46.5167 | -46.5167 | -46.5167 | -46.5167 | -46.5167 | -46.5167 | 0 | 0 |  |  | 58.276 |  | 58.276 | 925015.732 | 4149620.5738
[59 empty] | 5462121.2393 | =Area III Portion
Total - Area 1 Proposal, $Millions (unadjusted) |  |  |  | 0 | 11.3926 | 11.9957 | 12.358 | 30.5918 | 30.5918 | 68.4599 | 58.1481 | 58.1481 | 58.1481 | 36.3761 | 36.3761 | -10.1406 | -10.1406 | -14.1709 | -14.1709 | -14.1709 | -14.1709 | -14.1709 | -14.1709 | -14.1709 | -14.1709 | -14.1709 | -14.1709 | -14.1709 | -14.1709 | -14.1709 | -14.1709 | -14.1709 | -14.1709 | -14.1709 | -14.1709 | -14.1709 | -14.1709 | -14.1709 | -14.1709 | -25.5636 | -26.1666 | -26.529 | -44.7627 | -44.7627 | -82.6308 | -72.3191 | -72.3191 | -72.3191 | -50.547 | -50.547 | -4.0304 | -4.0304 |  |  | 117.3552 |  |  | 2535938.3947 | 11376219.6387
$/MW-yr |  |  |  | 0 | 273150.8096 | 313354.3958 | 337510.0504 | 717379.2877 | 717379.2877 | 1318461.3078 | 1154782.05 | 1154782.05 | 1154782.05 | 701198.3149 | 701198.3149 | -37161.6085 | -37161.6085 | -305852.3926 | -305852.3926 | -305852.3926 | -305852.3926 | -305852.3926 | -305852.3926 | -305852.3926 | -305852.3926 | -305852.3926 | -305852.3926 | -305852.3926 | -305852.3926 | -305852.3926 | -305852.3926 | -305852.3926 | -305852.3926 | -305852.3926 | -305852.3926 | -305852.3926 | -305852.3926 | -305852.3926 | -305852.3926 | -579003.2023 | -619206.7884 | -643362.4431 | -1023231.6803 | -1023231.6803 | -1624313.7004 | -1460634.4426 | -1460634.4426 | -1460634.4426 | -1007050.7076 | -1007050.7076 | -268690.7842 | -268690.7842
$Millions (adjusted) |  |  |  | 0 | 1.2254 | 1.4057 | 1.5141 | 3.2182 | 3.2182 | 5.9146 | 5.1804 | 5.1804 | 5.1804 | 3.1456 | 3.1456 | -0.16671 | -0.16671 | -1.3721 | -1.3721 | -1.3721 | -1.3721 | -1.3721 | -1.3721 | -1.3721 | -1.3721 | -1.3721 | -1.3721 | -1.3721 | -1.3721 | -1.3721 | -1.3721 | -1.3721 | -1.3721 | -1.3721 | -1.3721 | -1.3721 | -1.3721 | -1.3721 | -1.3721 | -2.5974 | -2.7778 | -2.8861 | -4.5902 | -4.5902 | -7.2867 | -6.5524 | -6.5524 | -6.5524 | -4.5176 | -4.5176 | -1.2053 | -1.2053 |  |  | 11376.2196
Annual Avoided Costs for Deferrals - Area 2 Proposal: (see note*) | Deferral Year |  |  | 2016 | 2017 | 2018 | 2019 | 2020 | 2021 | 2022 | 2023 | 2024 | 2025 | 2026 | 2027 | 2028 | 2029 | 2030 | 2031 | 2032 | 2033 | 2034 | 2035 | 2036 | 2037 | 2038 | 2039 | 2040 | 2041 | 2042 | 2043 | 2044 | 2045 | 2046 | 2047 | 2048 | 2049 | 2050 | 2051 | 2052 | 2053 | 2054 | 2055 | 2056 | 2057 | 2058 | 2059 | 2060 | 2061 | 2062 | 2063 | 2064 |  |  | Differential NPV $M |  | Differential NPV $M (adjusted for COD of Selected Project) | Differntial NPV $/MW | NPV of Transmission Avoided Costs for Selected Project
Area I Projects:
Amagansett Conversion 33 kV | 2030 |  |  | 0 | 0 | 0 | 0 | 0 | 0 | 0 | 0 | 0 | 0 | 0 | 0 | 0 | 0 | 0 | 0 | 0 | 0 | 0 | 0 | 0 | 0 | 0 | 0 | 0 | 0 | 0 | 0 | 0 | 0 | 0 | 0 | 0 | 0 | 0 | 0 | 0 | 0 | 0 | 0 | 0 | 0 | 0 | 0 | 0 | 0 | 0 | 0 | 0 |  |  | 0 |  | 0 | 0 | 0
East Hampton Conversion 33 kV | 2030 |  |  | 0 | 0 | 0 | 0 | 0 | 0 | 0 | 0 | 0 | 0 | 0 | 0 | 0 | 0 | 0 | 0 | 0 | 0 | 0 | 0 | 0 | 0 | 0 | 0 | 0 | 0 | 0 | 0 | 0 | 0 | 0 | 0 | 0 | 0 | 0 | 0 | 0 | 0 | 0 | 0 | 0 | 0 | 0 | 0 | 0 | 0 | 0 | 0 | 0 |  |  | 0 |  | 0 | 0 | 0
Buell Conversion 33 kV | 2030 |  |  | 0 | 0 | 0 | 0 | 0 | 0 | 0 | 0 | 0 | 0 | 0 | 0 | 0 | 0 | 0 | 0 | 0 | 0 | 0 | 0 | 0 | 0 | 0 | 0 | 0 | 0 | 0 | 0 | 0 | 0 | 0 | 0 | 0 | 0 | 0 | 0 | 0 | 0 | 0 | 0 | 0 | 0 | 0 | 0 | 0 | 0 | 0 | 0 | 0 |  |  | 0 |  | 0 | 0 | 0
Hither Hills Conversion to 33 kV | 2030 |  |  | 0 | 0 | 0 | 0 | 0 | 0 | 0 | 0 | 0 | 0 | 0 | 0 | 0 | 0 | 0 | 0 | 0 | 0 | 0 | 0 | 0 | 0 | 0 | 0 | 0 | 0 | 0 | 0 | 0 | 0 | 0 | 0 | 0 | 0 | 0 | 0 | 0 | 0 | 0 | 0 | 0 | 0 | 0 | 0 | 0 | 0 | 0 | 0 | 0 |  |  | 0 |  | 0 | 0 | 0
Culloden Pt Conversion to 33 kV | 2030 |  |  | 0 | 0 | 0 | 0 | 0 | 0 | 0 | 0 | 0 | 0 | 0 | 0 | 0 | 0 | 0 | 0 | 0 | 0 | 0 | 0 | 0 | 0 | 0 | 0 | 0 | 0 | 0 | 0 | 0 | 0 | 0 | 0 | 0 | 0 | 0 | 0 | 0 | 0 | 0 | 0 | 0 | 0 | 0 | 0 | 0 | 0 | 0 | 0 | 0 |  |  | 0 |  | 0 | 0 | 0
[59 empty] | 0 | =Area I Portion
Area II Projects: | [58 empty] | 20517252.2569 | =Area I+II+III Portions
Riverhead Canal 2nd Line and Bank | 2026 |  |  | 0 | 0 | 0 | 0 | 18.2337 | 18.2337 | 18.2337 | 18.2337 | 18.2337 | 18.2337 | -3.5383 | -3.5383 | -3.5383 | -3.5383 | -3.5383 | -3.5383 | -3.5383 | -3.5383 | -3.5383 | -3.5383 | -3.5383 | -3.5383 | -3.5383 | -3.5383 | -3.5383 | -3.5383 | -3.5383 | -3.5383 | -3.5383 | -3.5383 | -3.5383 | -3.5383 | -3.5383 | -3.5383 | -3.5383 | -3.5383 | -3.5383 | -3.5383 | -3.5383 | -21.772 | -21.772 | -21.772 | -21.772 | -21.772 | -21.772 | 0 | 0 | 0 | 0 |  |  | 30.3588 |  | 30.3588 | 632475.0457 | 7014148.2569
[59 empty] | 7014148.2569 | =Area II Portion
Area III Projects: | [58 empty] | 20517252.2569 | =Area II+III Portions
New Canal - Southampton Cable | 2023 |  |  | 0 | 4.5863 | 4.5863 | 4.5863 | 4.5863 | 4.5863 | 4.5863 | -0.88999 | -0.88999 | -0.88999 | -0.88999 | -0.88999 | -0.88999 | -0.88999 | -0.88999 | -0.88999 | -0.88999 | -0.88999 | -0.88999 | -0.88999 | -0.88999 | -0.88999 | -0.88999 | -0.88999 | -0.88999 | -0.88999 | -0.88999 | -0.88999 | -0.88999 | -0.88999 | -0.88999 | -0.88999 | -0.88999 | -0.88999 | -0.88999 | -0.88999 | -5.4763 | -5.4763 | -5.4763 | -5.4763 | -5.4763 | -5.4763 | 0 | 0 | 0 | 0 | 0 | 0 | 0 |  |  | 8.9667 |  | 8.9667 | 142328.3896 | 1578421.8402
Upgrade Wildwood - Riverhead to 138 kV | 2022 |  |  | 0 | 0.93922 | 0.93922 | 0.93922 | 0.93922 | 0.93922 | -0.14959 | -0.14959 | -0.14959 | -0.14959 | -0.14959 | -0.14959 | -0.14959 | -0.14959 | -0.14959 | -0.14959 | -0.14959 | -0.14959 | -0.14959 | -0.14959 | -0.14959 | -0.14959 | -0.14959 | -0.14959 | -0.14959 | -0.14959 | -0.14959 | -0.14959 | -0.14959 | -0.14959 | -0.14959 | -0.14959 | -0.14959 | -0.14959 | -0.14959 | -0.14959 | -1.0888 | -1.0888 | -1.0888 | -1.0888 | -1.0888 | 0 | 0 | 0 | 0 | 0 | 0 | 0 | 0 |  |  | 1.5483 |  | 1.5483 | 24575.725 | 272544.7904
Bridgehampton - Buell New 69 kV UG Cable | 2023 |  |  | 0 | 4.0496 | 4.0496 | 4.0496 | 4.0496 | 4.0496 | 4.0496 | -0.78584 | -0.78584 | -0.78584 | -0.78584 | -0.78584 | -0.78584 | -0.78584 | -0.78584 | -0.78584 | -0.78584 | -0.78584 | -0.78584 | -0.78584 | -0.78584 | -0.78584 | -0.78584 | -0.78584 | -0.78584 | -0.78584 | -0.78584 | -0.78584 | -0.78584 | -0.78584 | -0.78584 | -0.78584 | -0.78584 | -0.78584 | -0.78584 | -0.78584 | -4.8355 | -4.8355 | -4.8355 | -4.8355 | -4.8355 | -4.8355 | 0 | 0 | 0 | 0 | 0 | 0 | 0 |  |  | 7.9174 |  | 7.9174 | 125672.9397 | 1393712.9015
Canal - Wainscott New 138 kV UG Cable | 2028 |  |  | 0 | 0 | 0 | 0 | 0 | 0 | 38.957 | 38.957 | 38.957 | 38.957 | 38.957 | 38.957 | -7.5597 | -7.5597 | -7.5597 | -7.5597 | -7.5597 | -7.5597 | -7.5597 | -7.5597 | -7.5597 | -7.5597 | -7.5597 | -7.5597 | -7.5597 | -7.5597 | -7.5597 | -7.5597 | -7.5597 | -7.5597 | -7.5597 | -7.5597 | -7.5597 | -7.5597 | -7.5597 | -7.5597 | -7.5597 | -7.5597 | -7.5597 | -7.5597 | -7.5597 | -46.5167 | -46.5167 | -46.5167 | -46.5167 | -46.5167 | -46.5167 | 0 | 0 |  |  | 58.276 |  | 58.276 | 925015.732 | 10258424.4679
[59 empty] | 13503104 | =Area III Portion
Total - Area 2 Proposal, $Millions (unadjusted) |  |  |  | 0 | 9.5752 | 9.5752 | 9.5752 | 27.8089 | 27.8089 | 65.6771 | 55.3653 | 55.3653 | 55.3653 | 33.5933 | 33.5933 | -12.9234 | -12.9234 | -12.9234 | -12.9234 | -12.9234 | -12.9234 | -12.9234 | -12.9234 | -12.9234 | -12.9234 | -12.9234 | -12.9234 | -12.9234 | -12.9234 | -12.9234 | -12.9234 | -12.9234 | -12.9234 | -12.9234 | -12.9234 | -12.9234 | -12.9234 | -12.9234 | -12.9234 | -22.4986 | -22.4986 | -22.4986 | -40.7323 | -40.7323 | -78.6005 | -68.2887 | -68.2887 | -68.2887 | -46.5167 | -46.5167 | 0 | 0 |  |  | 107.0671 |  |  | 1850067.832 | 20517252.2569
$/MW-yr |  |  |  | 0 | 151987.0893 | 151987.0893 | 151987.0893 | 531856.3265 | 531856.3265 | 1132938.3466 | 969259.0889 | 969259.0889 | 969259.0889 | 515675.3538 | 515675.3538 | -222684.5696 | -222684.5696 | -222684.5696 | -222684.5696 | -222684.5696 | -222684.5696 | -222684.5696 | -222684.5696 | -222684.5696 | -222684.5696 | -222684.5696 | -222684.5696 | -222684.5696 | -222684.5696 | -222684.5696 | -222684.5696 | -222684.5696 | -222684.5696 | -222684.5696 | -222684.5696 | -222684.5696 | -222684.5696 | -222684.5696 | -222684.5696 | -374671.6589 | -374671.6589 | -374671.6589 | -754540.8961 | -754540.8961 | -1355622.9163 | -1191943.6585 | -1191943.6585 | -1191943.6585 | -738359.9234 | -738359.9234 | 0 | 0
$Millions (adjusted) |  |  |  | 0 | 1.6855 | 1.6855 | 1.6855 | 5.8983 | 5.8983 | 12.5643 | 10.7491 | 10.7491 | 10.7491 | 5.7188 | 5.7188 | -2.4696 | -2.4696 | -2.4696 | -2.4696 | -2.4696 | -2.4696 | -2.4696 | -2.4696 | -2.4696 | -2.4696 | -2.4696 | -2.4696 | -2.4696 | -2.4696 | -2.4696 | -2.4696 | -2.4696 | -2.4696 | -2.4696 | -2.4696 | -2.4696 | -2.4696 | -2.4696 | -2.4696 | -4.1551 | -4.1551 | -4.1551 | -8.3679 | -8.3679 | -15.0339 | -13.2187 | -13.2187 | -13.2187 | -8.1884 | -8.1884 | 0 | 0 |  |  | 20517.2523
Annual Avoided Costs for Deferrals - Area 3 Proposal: (see note*) | Deferral Year |  |  | 2016 | 2017 | 2018 | 2019 | 2020 | 2021 | 2022 | 2023 | 2024 | 2025 | 2026 | 2027 | 2028 | 2029 | 2030 | 2031 | 2032 | 2033 | 2034 | 2035 | 2036 | 2037 | 2038 | 2039 | 2040 | 2041 | 2042 | 2043 | 2044 | 2045 | 2046 | 2047 | 2048 | 2049 | 2050 | 2051 | 2052 | 2053 | 2054 | 2055 | 2056 | 2057 | 2058 | 2059 | 2060 | 2061 | 2062 | 2063 | 2064 |  |  | Differential NPV $M |  | Differential NPV $M (adjusted for COD of Selected Project) | Differntial NPV $/MW | NPV of Transmission Avoided Costs for Selected Project
Area I Projects:
Amagansett Conversion 33 kV | 2030 |  |  | 0 | 0 | 0 | 0 | 0 | 0 | 0 | 0 | 0 | 0 | 0 | 0 | 0 | 0 | 0 | 0 | 0 | 0 | 0 | 0 | 0 | 0 | 0 | 0 | 0 | 0 | 0 | 0 | 0 | 0 | 0 | 0 | 0 | 0 | 0 | 0 | 0 | 0 | 0 | 0 | 0 | 0 | 0 | 0 | 0 | 0 | 0 | 0 | 0 |  |  | 0 |  | 0 | 0 | 0
East Hampton Conversion 33 kV | 2030 |  |  | 0 | 0 | 0 | 0 | 0 | 0 | 0 | 0 | 0 | 0 | 0 | 0 | 0 | 0 | 0 | 0 | 0 | 0 | 0 | 0 | 0 | 0 | 0 | 0 | 0 | 0 | 0 | 0 | 0 | 0 | 0 | 0 | 0 | 0 | 0 | 0 | 0 | 0 | 0 | 0 | 0 | 0 | 0 | 0 | 0 | 0 | 0 | 0 | 0 |  |  | 0 |  | 0 | 0 | 0
Buell Conversion 33 kV | 2030 |  |  | 0 | 0 | 0 | 0 | 0 | 0 | 0 | 0 | 0 | 0 | 0 | 0 | 0 | 0 | 0 | 0 | 0 | 0 | 0 | 0 | 0 | 0 | 0 | 0 | 0 | 0 | 0 | 0 | 0 | 0 | 0 | 0 | 0 | 0 | 0 | 0 | 0 | 0 | 0 | 0 | 0 | 0 | 0 | 0 | 0 | 0 | 0 | 0 | 0 |  |  | 0 |  | 0 | 0 | 0
Hither Hills Conversion to 33 kV | 2030 |  |  | 0 | 0 | 0 | 0 | 0 | 0 | 0 | 0 | 0 | 0 | 0 | 0 | 0 | 0 | 0 | 0 | 0 | 0 | 0 | 0 | 0 | 0 | 0 | 0 | 0 | 0 | 0 | 0 | 0 | 0 | 0 | 0 | 0 | 0 | 0 | 0 | 0 | 0 | 0 | 0 | 0 | 0 | 0 | 0 | 0 | 0 | 0 | 0 | 0 |  |  | 0 |  | 0 | 0 | 0
Culloden Pt Conversion to 33 kV | 2030 |  |  | 0 | 0 | 0 | 0 | 0 | 0 | 0 | 0 | 0 | 0 | 0 | 0 | 0 | 0 | 0 | 0 | 0 | 0 | 0 | 0 | 0 | 0 | 0 | 0 | 0 | 0 | 0 | 0 | 0 | 0 | 0 | 0 | 0 | 0 | 0 | 0 | 0 | 0 | 0 | 0 | 0 | 0 | 0 | 0 | 0 | 0 | 0 | 0 | 0 |  |  | 0 |  | 0 | 0 | 0
[59 empty] | 0 | =Area I Portion
Area II Projects: | [58 empty] | 0 | =Area I+II+III Portions
Riverhead Canal 2nd Line and Bank | 2026 |  |  | 0 | 0 | 0 | 0 | 0 | 0 | 0 | 0 | 0 | 0 | 0 | 0 | 0 | 0 | 0 | 0 | 0 | 0 | 0 | 0 | 0 | 0 | 0 | 0 | 0 | 0 | 0 | 0 | 0 | 0 | 0 | 0 | 0 | 0 | 0 | 0 | 0 | 0 | 0 | 0 | 0 | 0 | 0 | 0 | 0 | 0 | 0 | 0 | 0 |  |  | 0 |  | 0 | 0 | 0
[59 empty] | 0 | =Area II Portion
Area III Projects: | [58 empty] | 0 | =Area II+III Portions
New Canal - Southampton Cable | 2023 |  |  | 0 | 4.5863 | 4.5863 | 4.5863 | 4.5863 | 4.5863 | 4.5863 | -0.88999 | -0.88999 | -0.88999 | -0.88999 | -0.88999 | -0.88999 | -0.88999 | -0.88999 | -0.88999 | -0.88999 | -0.88999 | -0.88999 | -0.88999 | -0.88999 | -0.88999 | -0.88999 | -0.88999 | -0.88999 | -0.88999 | -0.88999 | -0.88999 | -0.88999 | -0.88999 | -0.88999 | -0.88999 | -0.88999 | -0.88999 | -0.88999 | -0.88999 | -5.4763 | -5.4763 | -5.4763 | -5.4763 | -5.4763 | -5.4763 | 0 | 0 | 0 | 0 | 0 | 0 | 0 |  |  | 8.9667 |  | 8.9667 | 142328.3896 | 0
Upgrade Wildwood - Riverhead to 138 kV | 2022 |  |  | 0 | 0.93922 | 0.93922 | 0.93922 | 0.93922 | 0.93922 | -0.14959 | -0.14959 | -0.14959 | -0.14959 | -0.14959 | -0.14959 | -0.14959 | -0.14959 | -0.14959 | -0.14959 | -0.14959 | -0.14959 | -0.14959 | -0.14959 | -0.14959 | -0.14959 | -0.14959 | -0.14959 | -0.14959 | -0.14959 | -0.14959 | -0.14959 | -0.14959 | -0.14959 | -0.14959 | -0.14959 | -0.14959 | -0.14959 | -0.14959 | -0.14959 | -1.0888 | -1.0888 | -1.0888 | -1.0888 | -1.0888 | 0 | 0 | 0 | 0 | 0 | 0 | 0 | 0 |  |  | 1.5483 |  | 1.5483 | 24575.725 | 0
Bridgehampton - Buell New 69 kV UG Cable | 2023 |  |  | 0 | 4.0496 | 4.0496 | 4.0496 | 4.0496 | 4.0496 | 4.0496 | -0.78584 | -0.78584 | -0.78584 | -0.78584 | -0.78584 | -0.78584 | -0.78584 | -0.78584 | -0.78584 | -0.78584 | -0.78584 | -0.78584 | -0.78584 | -0.78584 | -0.78584 | -0.78584 | -0.78584 | -0.78584 | -0.78584 | -0.78584 | -0.78584 | -0.78584 | -0.78584 | -0.78584 | -0.78584 | -0.78584 | -0.78584 | -0.78584 | -0.78584 | -4.8355 | -4.8355 | -4.8355 | -4.8355 | -4.8355 | -4.8355 | 0 | 0 | 0 | 0 | 0 | 0 | 0 |  |  | 7.9174 |  | 7.9174 | 125672.9397 | 0
Canal - Wainscott New 138 kV UG Cable | 2028 |  |  | 0 | 0 | 0 | 0 | 0 | 0 | 38.957 | 38.957 | 38.957 | 38.957 | 38.957 | 38.957 | -7.5597 | -7.5597 | -7.5597 | -7.5597 | -7.5597 | -7.5597 | -7.5597 | -7.5597 | -7.5597 | -7.5597 | -7.5597 | -7.5597 | -7.5597 | -7.5597 | -7.5597 | -7.5597 | -7.5597 | -7.5597 | -7.5597 | -7.5597 | -7.5597 | -7.5597 | -7.5597 | -7.5597 | -7.5597 | -7.5597 | -7.5597 | -7.5597 | -7.5597 | -46.5167 | -46.5167 | -46.5167 | -46.5167 | -46.5167 | -46.5167 | 0 | 0 |  |  | 58.276 |  | 58.276 | 925015.732 | 0
[59 empty] | 0 | =Area III Portion
Total - Area 3 Proposal, $Millions (unadjusted) |  |  |  | 0 | 9.5752 | 9.5752 | 9.5752 | 9.5752 | 9.5752 | 47.4434 | 37.1316 | 37.1316 | 37.1316 | 37.1316 | 37.1316 | -9.3851 | -9.3851 | -9.3851 | -9.3851 | -9.3851 | -9.3851 | -9.3851 | -9.3851 | -9.3851 | -9.3851 | -9.3851 | -9.3851 | -9.3851 | -9.3851 | -9.3851 | -9.3851 | -9.3851 | -9.3851 | -9.3851 | -9.3851 | -9.3851 | -9.3851 | -9.3851 | -9.3851 | -18.9603 | -18.9603 | -18.9603 | -18.9603 | -18.9603 | -56.8285 | -46.5167 | -46.5167 | -46.5167 | -46.5167 | -46.5167 | 0 | 0 |  |  | 76.7083 |  |  | 1217592.7863 | 0
$/MW-yr |  |  |  | 0 | 151987.0893 | 151987.0893 | 151987.0893 | 151987.0893 | 151987.0893 | 753069.1094 | 589389.8516 | 589389.8516 | 589389.8516 | 589389.8516 | 589389.8516 | -148970.0718 | -148970.0718 | -148970.0718 | -148970.0718 | -148970.0718 | -148970.0718 | -148970.0718 | -148970.0718 | -148970.0718 | -148970.0718 | -148970.0718 | -148970.0718 | -148970.0718 | -148970.0718 | -148970.0718 | -148970.0718 | -148970.0718 | -148970.0718 | -148970.0718 | -148970.0718 | -148970.0718 | -148970.0718 | -148970.0718 | -148970.0718 | -300957.161 | -300957.161 | -300957.161 | -300957.161 | -300957.161 | -902039.1812 | -738359.9234 | -738359.9234 | -738359.9234 | -738359.9234 | -738359.9234 | 0 | 0
$Millions (adjusted) |  |  |  | 0 | 0 | 0 | 0 | 0 | 0 | 0 | 0 | 0 | 0 | 0 | 0 | 0 | 0 | 0 | 0 | 0 | 0 | 0 | 0 | 0 | 0 | 0 | 0 | 0 | 0 | 0 | 0 | 0 | 0 | 0 | 0 | 0 | 0 | 0 | 0 | 0 | 0 | 0 | 0 | 0 | 0 | 0 | 0 | 0 | 0 | 0 | 0 | 0 |  |  | 0
Discount Factor (Relative to 1/1/2016) = |  |  |  | 0.94787 | 0.89845 | 0.85161 | 0.80722 | 0.76513 | 0.72525 | 0.68744 | 0.6516 | 0.61763 | 0.58543 | 0.55491 | 0.52598 | 0.49856 | 0.47257 | 0.44793 | 0.42458 | 0.40245 | 0.38147 | 0.36158 | 0.34273 | 0.32486 | 0.30793 | 0.29187 | 0.27666 | 0.26223 | 0.24856 | 0.2356 | 0.22332 | 0.21168 | 0.20064 | 0.19018 | 0.18027 | 0.17087 | 0.16196 | 0.15352 | 0.14552 | 0.13793 | 0.13074 | 0.12392 | 0.11746 | 0.11134 | 0.10554 | 0.10003 | 0.094818 | 0.089875 | 0.08519 | 0.080748 | 0.076539 | 0.072549
* Note: A positive (+) avoided cost in a given year represents a cost savings relative to not having a transmission project deferral.
Note on BF17: Todd Kantarek: Used summer net output and no loss factor due to transmission side interconnection
Note on BG17: Todd Kantarek: Used summer net output and no loss factor due to transmission side interconnection

## PhII (LAN100 AC-2017)
Version |  | Based on PSEGLI file: "East End Utility 2_0_Economics_2014_10_13_r28_Sargent_Lundy.xlsx"
Annual Revenue Requirements (Millions of $s)
1) Reference (Transmission only) Case
Project | I/S Year | Investor | Capital (2015$s) | 2016 | 2017 | 2018 | 2019 | 2020 | 2021 | 2022 | 2023 | 2024 | 2025 | 2026 | 2027 | 2028 | 2029 | 2030 | 2031 | 2032 | 2033 | 2034 | 2035 | 2036 | 2037 | 2038 | 2039 | 2040 | 2041 | 2042 | 2043 | 2044 | 2045 | 2046 | 2047 | 2048 | 2049 | 2050 | 2051 | 2052 | 2053 | 2054 | 2055 | 2056 | 2057 | 2058 | 2059 | 2060 | 2061 | 2062 | 2063 | 2064 |  | NPV |  | Proposal Number = | LAN100
Transmission Reinforcement I | 2017 | PSEGLI | 93.4 | 0 | 11.3926 | 11.3926 | 11.3926 | 11.3926 | 11.3926 | 11.3926 | 11.3926 | 11.3926 | 11.3926 | 11.3926 | 11.3926 | 11.3926 | 11.3926 | 11.3926 | 11.3926 | 11.3926 | 11.3926 | 11.3926 | 11.3926 | 11.3926 | 11.3926 | 11.3926 | 11.3926 | 11.3926 | 11.3926 | 11.3926 | 11.3926 | 11.3926 | 11.3926 | 11.3926 | 11.3926 | 11.3926 | 11.3926 | 11.3926 | 11.3926 | [13 empty] | 35 | 166.1982 |  | Proposer Name = | Landis + Gyr
Transmission Reinforcement II | 2018 | PSEGLI | 4.8 | 0 | 0 | 0.60305 | 0.60305 | 0.60305 | 0.60305 | 0.60305 | 0.60305 | 0.60305 | 0.60305 | 0.60305 | 0.60305 | 0.60305 | 0.60305 | 0.60305 | 0.60305 | 0.60305 | 0.60305 | 0.60305 | 0.60305 | 0.60305 | 0.60305 | 0.60305 | 0.60305 | 0.60305 | 0.60305 | 0.60305 | 0.60305 | 0.60305 | 0.60305 | 0.60305 | 0.60305 | 0.60305 | 0.60305 | 0.60305 | 0.60305 | 0.60305 | [12 empty] | 35 | 8.3388 |  | Proposal/Project = | South Fork Demand Management Phase I/II
Transmission Reinforcement III | 2019 | PSEGLI | 2.8 | 0 | 0 | 0 | 0.36233 | 0.36233 | 0.36233 | 0.36233 | 0.36233 | 0.36233 | 0.36233 | 0.36233 | 0.36233 | 0.36233 | 0.36233 | 0.36233 | 0.36233 | 0.36233 | 0.36233 | 0.36233 | 0.36233 | 0.36233 | 0.36233 | 0.36233 | 0.36233 | 0.36233 | 0.36233 | 0.36233 | 0.36233 | 0.36233 | 0.36233 | 0.36233 | 0.36233 | 0.36233 | 0.36233 | 0.36233 | 0.36233 | 0.36233 | 0.36233 | [11 empty] | 35 | 4.7491 |  | Option Number = | 1
Transmission Reinforcement IV | 2020 | PSEGLI | 136.8 | 0 | 0 | 0 | 0 | 18.2337 | 18.2337 | 18.2337 | 18.2337 | 18.2337 | 18.2337 | 18.2337 | 18.2337 | 18.2337 | 18.2337 | 18.2337 | 18.2337 | 18.2337 | 18.2337 | 18.2337 | 18.2337 | 18.2337 | 18.2337 | 18.2337 | 18.2337 | 18.2337 | 18.2337 | 18.2337 | 18.2337 | 18.2337 | 18.2337 | 18.2337 | 18.2337 | 18.2337 | 18.2337 | 18.2337 | 18.2337 | 18.2337 | 18.2337 | 18.2337 | [10 empty] | 35 | 226.5269 |  | Location = | All (unspecificed)
Transmission Reinforcement V | 2022 | PSEGLI | 275.5 | 0 | 0 | 0 | 0 | 0 | 0 | 38.957 | 38.957 | 38.957 | 38.957 | 38.957 | 38.957 | 38.957 | 38.957 | 38.957 | 38.957 | 38.957 | 38.957 | 38.957 | 38.957 | 38.957 | 38.957 | 38.957 | 38.957 | 38.957 | 38.957 | 38.957 | 38.957 | 38.957 | 38.957 | 38.957 | 38.957 | 38.957 | 38.957 | 38.957 | 38.957 | 38.957 | 38.957 | 38.957 | 38.957 | 38.957 | [8 empty] | 35 | 434.8353 |  | Technology = | Central A/C Devices
[56 empty] | Interconnection Points = | Behind the Meter
Total |  |  | 513.3 | 0 | 11.3926 | 11.9957 | 12.358 | 30.5918 | 30.5918 | 69.5487 | 69.5487 | 69.5487 | 69.5487 | 69.5487 | 69.5487 | 69.5487 | 69.5487 | 69.5487 | 69.5487 | 69.5487 | 69.5487 | 69.5487 | 69.5487 | 69.5487 | 69.5487 | 69.5487 | 69.5487 | 69.5487 | 69.5487 | 69.5487 | 69.5487 | 69.5487 | 69.5487 | 69.5487 | 69.5487 | 69.5487 | 69.5487 | 69.5487 | 69.5487 | 58.1561 | 57.553 | 57.1907 | 38.957 | 38.957 | 0 | 0 | 0 | 0 | 0 | 0 | 0 | 0 |  | 840.6482 |  | Loss Factor = | 1.067
2016 NPV @ 5.5%, thru 2035 |  |  |  | 2016: 559.7216
2016 NPV @ 5.5%, thru 2056 |  |  |  | 2016: 840.6482 |  |  |  | MW Required by 2022 (cap) = | 15 | 33 | 15 | Output: NPV of Transmission Avoided Costs for Selected Project (see note*)
[57 empty] | Selected Project Inputs - Area 1 Portion | Selected Project Inputs - Area 2 Portion | Selected Project Inputs - Area 3 Portion | Area 1 | Area 2 | Area 3 | Total | check
[56 empty] | Project kW = | 0 | 0 | 2560.8
[55 empty] | Capped kW = | 2560.8 | 0 | 0 | 2560.8
[56 empty] | Project Area (1, 2, or 3) = | 1 | 2 | 3
[56 empty] | Proportion of Peak Hours Covered = | 100% | 100% | 100%
[55 empty] | Project COD = | 2017
[55 empty] | Effective kW = | 2560.8 |  |  |  | 0 | 0 | 3118011.6071 | 3118011.6071
[60 empty] | check | check | check
| I/S Year |  | Capital (2015$s) | 2016 | 2017 | 2018 | 2019 | 2020 | 2021 | 2022 | 2023 | 2024 | 2025 | 2026 | 2027 | 2028 | 2029 | 2030 | 2031 | 2032 | 2033 | 2034 | 2035 | 2036 | 2037 | 2038 | 2039 | 2040 | 2041 | 2042 | 2043 | 2044 | 2045 | 2046 | 2047 | 2048 | 2049 | 2050 | 2051 | 2052 | 2053 | 2054 | 2055 | 2056 | 2057 | 2058 | 2059 | 2060 | 2061 | 2062 | 2063 | 2064 |  | MW Required by 2022 | NPV Base $M | Differential NPV $M | Differential NPV $M (adjusted for COD of Selected Project) | Differntial NPV $/MW | NPV of Transmission Avoided Costs for Selected Project
Area I Projects: | [53 empty] | 15
Amagansett Conversion 33 kV | 2017 |  | 8 | 0 | 0.97582 | 0.97582 | 0.97582 | 0.97582 | 0.97582 | 0.97582 | 0.97582 | 0.97582 | 0.97582 | 0.97582 | 0.97582 | 0.97582 | 0.97582 | 0.97582 | 0.97582 | 0.97582 | 0.97582 | 0.97582 | 0.97582 | 0.97582 | 0.97582 | 0.97582 | 0.97582 | 0.97582 | 0.97582 | 0.97582 | 0.97582 | 0.97582 | 0.97582 | 0.97582 | 0.97582 | 0.97582 | 0.97582 | 0.97582 | 0.97582 | [13 empty] | 35 |  | 14.2354
East Hampton Conversion 33 kV | 2017 |  | 3.2 | 0 | 0.39033 | 0.39033 | 0.39033 | 0.39033 | 0.39033 | 0.39033 | 0.39033 | 0.39033 | 0.39033 | 0.39033 | 0.39033 | 0.39033 | 0.39033 | 0.39033 | 0.39033 | 0.39033 | 0.39033 | 0.39033 | 0.39033 | 0.39033 | 0.39033 | 0.39033 | 0.39033 | 0.39033 | 0.39033 | 0.39033 | 0.39033 | 0.39033 | 0.39033 | 0.39033 | 0.39033 | 0.39033 | 0.39033 | 0.39033 | 0.39033 | [13 empty] | 35 |  | 5.6942
Buell Conversion 33 kV | 2017 |  | 3.7 | 0 | 0.45131 | 0.45131 | 0.45131 | 0.45131 | 0.45131 | 0.45131 | 0.45131 | 0.45131 | 0.45131 | 0.45131 | 0.45131 | 0.45131 | 0.45131 | 0.45131 | 0.45131 | 0.45131 | 0.45131 | 0.45131 | 0.45131 | 0.45131 | 0.45131 | 0.45131 | 0.45131 | 0.45131 | 0.45131 | 0.45131 | 0.45131 | 0.45131 | 0.45131 | 0.45131 | 0.45131 | 0.45131 | 0.45131 | 0.45131 | 0.45131 | [13 empty] | 35 |  | 6.5839
Hither Hills Conversion to 33 kV | 2018 |  | 4.8 | 0 | 0 | 0.60305 | 0.60305 | 0.60305 | 0.60305 | 0.60305 | 0.60305 | 0.60305 | 0.60305 | 0.60305 | 0.60305 | 0.60305 | 0.60305 | 0.60305 | 0.60305 | 0.60305 | 0.60305 | 0.60305 | 0.60305 | 0.60305 | 0.60305 | 0.60305 | 0.60305 | 0.60305 | 0.60305 | 0.60305 | 0.60305 | 0.60305 | 0.60305 | 0.60305 | 0.60305 | 0.60305 | 0.60305 | 0.60305 | 0.60305 | 0.60305 | [12 empty] | 35 |  | 8.3388
Culloden Pt Conversion to 33 kV | 2019 |  | 2.8 | 0 | 0 | 0 | 0.36233 | 0.36233 | 0.36233 | 0.36233 | 0.36233 | 0.36233 | 0.36233 | 0.36233 | 0.36233 | 0.36233 | 0.36233 | 0.36233 | 0.36233 | 0.36233 | 0.36233 | 0.36233 | 0.36233 | 0.36233 | 0.36233 | 0.36233 | 0.36233 | 0.36233 | 0.36233 | 0.36233 | 0.36233 | 0.36233 | 0.36233 | 0.36233 | 0.36233 | 0.36233 | 0.36233 | 0.36233 | 0.36233 | 0.36233 | 0.36233 | [11 empty] | 35 |  | 4.7491
No Deferral |  |  | 22.5 |  | 1.8175 | 2.4205 | 2.7828 | 2.7828 | 2.7828 | 2.7828 | 2.7828 | 2.7828 | 2.7828 | 2.7828 | 2.7828 | 2.7828 | 2.7828 | 2.7828 | 2.7828 | 2.7828 | 2.7828 | 2.7828 | 2.7828 | 2.7828 | 2.7828 | 2.7828 | 2.7828 | 2.7828 | 2.7828 | 2.7828 | 2.7828 | 2.7828 | 2.7828 | 2.7828 | 2.7828 | 2.7828 | 2.7828 | 2.7828 | 2.7828 | 0.96539 | 0.36233 | 0 | 0 | 0 | [10 empty] | 39.6013
Amagansett Conversion 33 kV | 2030 |  | 8 | [14 empty] | 1.433 | 1.433 | 1.433 | 1.433 | 1.433 | 1.433 | 1.433 | 1.433 | 1.433 | 1.433 | 1.433 | 1.433 | 1.433 | 1.433 | 1.433 | 1.433 | 1.433 | 1.433 | 1.433 | 1.433 | 1.433 | 1.433 | 1.433 | 1.433 | 1.433 | 1.433 | 1.433 | 1.433 | 1.433 | 1.433 | 1.433 | 1.433 | 1.433 | 1.433 | 1.433 | 35 |  | 10.4225 | 3.8129 | 3.8129 | 254193.5784 | 650938.9156
East Hampton Conversion 33 kV | 2030 |  | 3.2 | [14 empty] | 0.57321 | 0.57321 | 0.57321 | 0.57321 | 0.57321 | 0.57321 | 0.57321 | 0.57321 | 0.57321 | 0.57321 | 0.57321 | 0.57321 | 0.57321 | 0.57321 | 0.57321 | 0.57321 | 0.57321 | 0.57321 | 0.57321 | 0.57321 | 0.57321 | 0.57321 | 0.57321 | 0.57321 | 0.57321 | 0.57321 | 0.57321 | 0.57321 | 0.57321 | 0.57321 | 0.57321 | 0.57321 | 0.57321 | 0.57321 | 0.57321 | 35 |  | 4.169 | 1.5252 | 1.5252 | 101677.4314 | 260375.5662
Buell Conversion 33 kV | 2030 |  | 3.7 | [14 empty] | 0.66277 | 0.66277 | 0.66277 | 0.66277 | 0.66277 | 0.66277 | 0.66277 | 0.66277 | 0.66277 | 0.66277 | 0.66277 | 0.66277 | 0.66277 | 0.66277 | 0.66277 | 0.66277 | 0.66277 | 0.66277 | 0.66277 | 0.66277 | 0.66277 | 0.66277 | 0.66277 | 0.66277 | 0.66277 | 0.66277 | 0.66277 | 0.66277 | 0.66277 | 0.66277 | 0.66277 | 0.66277 | 0.66277 | 0.66277 | 0.66277 | 35 |  | 4.8204 | 1.7635 | 1.7635 | 117564.53 | 301059.2485
Hither Hills Conversion to 33 kV | 2030 |  | 4.8 | [14 empty] | 0.85981 | 0.85981 | 0.85981 | 0.85981 | 0.85981 | 0.85981 | 0.85981 | 0.85981 | 0.85981 | 0.85981 | 0.85981 | 0.85981 | 0.85981 | 0.85981 | 0.85981 | 0.85981 | 0.85981 | 0.85981 | 0.85981 | 0.85981 | 0.85981 | 0.85981 | 0.85981 | 0.85981 | 0.85981 | 0.85981 | 0.85981 | 0.85981 | 0.85981 | 0.85981 | 0.85981 | 0.85981 | 0.85981 | 0.85981 | 0.85981 | 35 |  | 6.2535 | 2.0853 | 2.0853 | 139022.8879 | 356009.8114
Culloden Pt Conversion to 33 kV | 2030 |  | 2.8 | [14 empty] | 0.50156 | 0.50156 | 0.50156 | 0.50156 | 0.50156 | 0.50156 | 0.50156 | 0.50156 | 0.50156 | 0.50156 | 0.50156 | 0.50156 | 0.50156 | 0.50156 | 0.50156 | 0.50156 | 0.50156 | 0.50156 | 0.50156 | 0.50156 | 0.50156 | 0.50156 | 0.50156 | 0.50156 | 0.50156 | 0.50156 | 0.50156 | 0.50156 | 0.50156 | 0.50156 | 0.50156 | 0.50156 | 0.50156 | 0.50156 | 0.50156 | 35 |  | 3.6479 | 1.1012 | 1.1012 | 73412.135 | 187993.7953
Deferral to Indicated Year |  |  | 22.5 | [6 empty] | 0 | 0 | 0 | 0 | 0 | 0 | 0 | 0 | 4.0304 | 4.0304 | 4.0304 | 4.0304 | 4.0304 | 4.0304 | 4.0304 | 4.0304 | 4.0304 | 4.0304 | 4.0304 | 4.0304 | 4.0304 | 4.0304 | 4.0304 | 4.0304 | 4.0304 | 4.0304 | 4.0304 | 4.0304 | 4.0304 | 4.0304 | 4.0304 | 4.0304 | 4.0304 | 4.0304 | 4.0304 | 4.0304 | 4.0304 | 4.0304 | 4.0304 | 4.0304 | 4.0304 | 4.0304 | 4.0304 | 35 |  | 29.3132 | 10.2881 | 10.2881 | 685870.5627 | 1756377.337 | =Area I Portion
[59 empty] | 6494031.0412 | =Area I+II+III Portions
Annual Avoided Costs for Deferral to Indicated Year:
Amagansett Conversion 33 kV | 2030 |  |  | 0 | 0.97582 | 0.97582 | 0.97582 | 0.97582 | 0.97582 | 0.97582 | 0.97582 | 0.97582 | 0.97582 | 0.97582 | 0.97582 | 0.97582 | 0.97582 | -0.4572 | -0.4572 | -0.4572 | -0.4572 | -0.4572 | -0.4572 | -0.4572 | -0.4572 | -0.4572 | -0.4572 | -0.4572 | -0.4572 | -0.4572 | -0.4572 | -0.4572 | -0.4572 | -0.4572 | -0.4572 | -0.4572 | -0.4572 | -0.4572 | -0.4572 | -1.433 | -1.433 | -1.433 | -1.433 | -1.433 | -1.433 | -1.433 | -1.433 | -1.433 | -1.433 | -1.433 | -1.433 | -1.433 | 35 |  |  | 3.8129
East Hampton Conversion 33 kV | 2030 |  |  | 0 | 0.39033 | 0.39033 | 0.39033 | 0.39033 | 0.39033 | 0.39033 | 0.39033 | 0.39033 | 0.39033 | 0.39033 | 0.39033 | 0.39033 | 0.39033 | -0.18288 | -0.18288 | -0.18288 | -0.18288 | -0.18288 | -0.18288 | -0.18288 | -0.18288 | -0.18288 | -0.18288 | -0.18288 | -0.18288 | -0.18288 | -0.18288 | -0.18288 | -0.18288 | -0.18288 | -0.18288 | -0.18288 | -0.18288 | -0.18288 | -0.18288 | -0.57321 | -0.57321 | -0.57321 | -0.57321 | -0.57321 | -0.57321 | -0.57321 | -0.57321 | -0.57321 | -0.57321 | -0.57321 | -0.57321 | -0.57321 | 35 |  |  | 1.5252
Buell Conversion 33 kV | 2030 |  |  | 0 | 0.45131 | 0.45131 | 0.45131 | 0.45131 | 0.45131 | 0.45131 | 0.45131 | 0.45131 | 0.45131 | 0.45131 | 0.45131 | 0.45131 | 0.45131 | -0.21146 | -0.21146 | -0.21146 | -0.21146 | -0.21146 | -0.21146 | -0.21146 | -0.21146 | -0.21146 | -0.21146 | -0.21146 | -0.21146 | -0.21146 | -0.21146 | -0.21146 | -0.21146 | -0.21146 | -0.21146 | -0.21146 | -0.21146 | -0.21146 | -0.21146 | -0.66277 | -0.66277 | -0.66277 | -0.66277 | -0.66277 | -0.66277 | -0.66277 | -0.66277 | -0.66277 | -0.66277 | -0.66277 | -0.66277 | -0.66277 | 35 |  |  | 1.7635
Hither Hills Conversion to 33 kV | 2030 |  |  | 0 | 0 | 0.60305 | 0.60305 | 0.60305 | 0.60305 | 0.60305 | 0.60305 | 0.60305 | 0.60305 | 0.60305 | 0.60305 | 0.60305 | 0.60305 | -0.25676 | -0.25676 | -0.25676 | -0.25676 | -0.25676 | -0.25676 | -0.25676 | -0.25676 | -0.25676 | -0.25676 | -0.25676 | -0.25676 | -0.25676 | -0.25676 | -0.25676 | -0.25676 | -0.25676 | -0.25676 | -0.25676 | -0.25676 | -0.25676 | -0.25676 | -0.25676 | -0.85981 | -0.85981 | -0.85981 | -0.85981 | -0.85981 | -0.85981 | -0.85981 | -0.85981 | -0.85981 | -0.85981 | -0.85981 | -0.85981 | 35 |  |  | 2.0853
Culloden Pt Conversion to 33 kV | 2030 |  |  | 0 | 0 | 0 | 0.36233 | 0.36233 | 0.36233 | 0.36233 | 0.36233 | 0.36233 | 0.36233 | 0.36233 | 0.36233 | 0.36233 | 0.36233 | -0.13922 | -0.13922 | -0.13922 | -0.13922 | -0.13922 | -0.13922 | -0.13922 | -0.13922 | -0.13922 | -0.13922 | -0.13922 | -0.13922 | -0.13922 | -0.13922 | -0.13922 | -0.13922 | -0.13922 | -0.13922 | -0.13922 | -0.13922 | -0.13922 | -0.13922 | -0.13922 | -0.13922 | -0.50156 | -0.50156 | -0.50156 | -0.50156 | -0.50156 | -0.50156 | -0.50156 | -0.50156 | -0.50156 | -0.50156 | -0.50156 | 35 |  |  | 1.1012
Area II Projects: | [53 empty] | 33
Riverhead Canal 2nd Line and Bank | 2020 |  | 136.8 | 0 | 0 | 0 | 0 | 18.2337 | 18.2337 | 18.2337 | 18.2337 | 18.2337 | 18.2337 | 18.2337 | 18.2337 | 18.2337 | 18.2337 | 18.2337 | 18.2337 | 18.2337 | 18.2337 | 18.2337 | 18.2337 | 18.2337 | 18.2337 | 18.2337 | 18.2337 | 18.2337 | 18.2337 | 18.2337 | 18.2337 | 18.2337 | 18.2337 | 18.2337 | 18.2337 | 18.2337 | 18.2337 | 18.2337 | 18.2337 | 18.2337 | 18.2337 | 18.2337 | [10 empty] | 35 |  | 226.5269
No Deferral |  |  | 136.8 |  | 0 | 0 | 0 | 18.2337 | 18.2337 | 18.2337 | 18.2337 | 18.2337 | 18.2337 | 18.2337 | 18.2337 | 18.2337 | 18.2337 | 18.2337 | 18.2337 | 18.2337 | 18.2337 | 18.2337 | 18.2337 | 18.2337 | 18.2337 | 18.2337 | 18.2337 | 18.2337 | 18.2337 | 18.2337 | 18.2337 | 18.2337 | 18.2337 | 18.2337 | 18.2337 | 18.2337 | 18.2337 | 18.2337 | 18.2337 | 18.2337 | 18.2337 | 18.2337 | [10 empty] | 35 |  | 226.5269
Riverhead Canal 2nd Line and Bank | 2026 |  | 136.8 | [10 empty] | 21.772 | 21.772 | 21.772 | 21.772 | 21.772 | 21.772 | 21.772 | 21.772 | 21.772 | 21.772 | 21.772 | 21.772 | 21.772 | 21.772 | 21.772 | 21.772 | 21.772 | 21.772 | 21.772 | 21.772 | 21.772 | 21.772 | 21.772 | 21.772 | 21.772 | 21.772 | 21.772 | 21.772 | 21.772 | 21.772 | 21.772 | 21.772 | 21.772 | 21.772 | 21.772 |  |  |  |  | 35 |  | 196.1681 | 30.3588 | 30.3588 | 632475.0457 | 1619642.097
Deferral to Indicated Year |  |  | 136.8 | [6 empty] | 0 | 0 | 0 | 0 | 21.772 | 21.772 | 21.772 | 21.772 | 21.772 | 21.772 | 21.772 | 21.772 | 21.772 | 21.772 | 21.772 | 21.772 | 21.772 | 21.772 | 21.772 | 21.772 | 21.772 | 21.772 | 21.772 | 21.772 | 21.772 | 21.772 | 21.772 | 21.772 | 21.772 | 21.772 | 21.772 | 21.772 | 21.772 | 21.772 | 21.772 | 21.772 | 21.772 | 21.772 | 21.772 |  |  |  |  | 35 |  | 196.1681 | 30.3588 | 30.3588 | 632475.0457 | 1619642.097 | =Area II Portion
[59 empty] | 4737653.7042 | =Area II+III Portions
Annual Avoided Costs for Deferral to Indicated Year:
Riverhead Canal 2nd Line and Bank | 2026 |  |  | 0 | 0 | 0 | 0 | 18.2337 | 18.2337 | 18.2337 | 18.2337 | 18.2337 | 18.2337 | -3.5383 | -3.5383 | -3.5383 | -3.5383 | -3.5383 | -3.5383 | -3.5383 | -3.5383 | -3.5383 | -3.5383 | -3.5383 | -3.5383 | -3.5383 | -3.5383 | -3.5383 | -3.5383 | -3.5383 | -3.5383 | -3.5383 | -3.5383 | -3.5383 | -3.5383 | -3.5383 | -3.5383 | -3.5383 | -3.5383 | -3.5383 | -3.5383 | -3.5383 | -21.772 | -21.772 | -21.772 | -21.772 | -21.772 | -21.772 |  |  |  |  | 35 |  |  | 30.3588
0
Area III Projects: | [52 empty] | 0 | 15
New Canal - Southampton Cable | 2017 |  | 37.6 | 0 | 4.5863 | 4.5863 | 4.5863 | 4.5863 | 4.5863 | 4.5863 | 4.5863 | 4.5863 | 4.5863 | 4.5863 | 4.5863 | 4.5863 | 4.5863 | 4.5863 | 4.5863 | 4.5863 | 4.5863 | 4.5863 | 4.5863 | 4.5863 | 4.5863 | 4.5863 | 4.5863 | 4.5863 | 4.5863 | 4.5863 | 4.5863 | 4.5863 | 4.5863 | 4.5863 | 4.5863 | 4.5863 | 4.5863 | 4.5863 | 4.5863 | [13 empty] | 35 |  | 66.9063
Upgrade Wildwood - Riverhead to 138 kV | 2017 |  | 7.7 | 0 | 0.93922 | 0.93922 | 0.93922 | 0.93922 | 0.93922 | 0.93922 | 0.93922 | 0.93922 | 0.93922 | 0.93922 | 0.93922 | 0.93922 | 0.93922 | 0.93922 | 0.93922 | 0.93922 | 0.93922 | 0.93922 | 0.93922 | 0.93922 | 0.93922 | 0.93922 | 0.93922 | 0.93922 | 0.93922 | 0.93922 | 0.93922 | 0.93922 | 0.93922 | 0.93922 | 0.93922 | 0.93922 | 0.93922 | 0.93922 | 0.93922 | [13 empty] | 35 |  | 13.7016
Bridgehampton - Buell New 69 kV UG Cable | 2017 |  | 33.2 | 0 | 4.0496 | 4.0496 | 4.0496 | 4.0496 | 4.0496 | 4.0496 | 4.0496 | 4.0496 | 4.0496 | 4.0496 | 4.0496 | 4.0496 | 4.0496 | 4.0496 | 4.0496 | 4.0496 | 4.0496 | 4.0496 | 4.0496 | 4.0496 | 4.0496 | 4.0496 | 4.0496 | 4.0496 | 4.0496 | 4.0496 | 4.0496 | 4.0496 | 4.0496 | 4.0496 | 4.0496 | 4.0496 | 4.0496 | 4.0496 | 4.0496 | [13 empty] | 35 |  | 59.0769
Canal - Wainscott New 138 kV UG Cable | 2022 |  | 275.5 | 0 | 0 | 0 | 0 | 0 | 0 | 38.957 | 38.957 | 38.957 | 38.957 | 38.957 | 38.957 | 38.957 | 38.957 | 38.957 | 38.957 | 38.957 | 38.957 | 38.957 | 38.957 | 38.957 | 38.957 | 38.957 | 38.957 | 38.957 | 38.957 | 38.957 | 38.957 | 38.957 | 38.957 | 38.957 | 38.957 | 38.957 | 38.957 | 38.957 | 38.957 | 38.957 | 38.957 | 38.957 | 38.957 | 38.957 | [8 empty] | 35 |  | 434.8353
No Deferral |  |  | 354 |  | 9.5752 | 9.5752 | 9.5752 | 9.5752 | 9.5752 | 48.5322 | 48.5322 | 48.5322 | 48.5322 | 48.5322 | 48.5322 | 48.5322 | 48.5322 | 48.5322 | 48.5322 | 48.5322 | 48.5322 | 48.5322 | 48.5322 | 48.5322 | 48.5322 | 48.5322 | 48.5322 | 48.5322 | 48.5322 | 48.5322 | 48.5322 | 48.5322 | 48.5322 | 48.5322 | 48.5322 | 48.5322 | 48.5322 | 48.5322 | 48.5322 | 38.957 | 38.957 | 38.957 | 38.957 | 38.957 | [10 empty] | 574.52
New Canal - Southampton Cable | 2023 |  | 37.6 | [7 empty] | 5.4763 | 5.4763 | 5.4763 | 5.4763 | 5.4763 | 5.4763 | 5.4763 | 5.4763 | 5.4763 | 5.4763 | 5.4763 | 5.4763 | 5.4763 | 5.4763 | 5.4763 | 5.4763 | 5.4763 | 5.4763 | 5.4763 | 5.4763 | 5.4763 | 5.4763 | 5.4763 | 5.4763 | 5.4763 | 5.4763 | 5.4763 | 5.4763 | 5.4763 | 5.4763 | 5.4763 | 5.4763 | 5.4763 | 5.4763 | 5.4763 | [7 empty] | 35 |  | 57.9396 | 8.9667 | 8.9667 | 142328.3896 | 364474.54
Upgrade Wildwood - Riverhead to 138 kV | 2022 |  | 7.7 | [6 empty] | 1.0888 | 1.0888 | 1.0888 | 1.0888 | 1.0888 | 1.0888 | 1.0888 | 1.0888 | 1.0888 | 1.0888 | 1.0888 | 1.0888 | 1.0888 | 1.0888 | 1.0888 | 1.0888 | 1.0888 | 1.0888 | 1.0888 | 1.0888 | 1.0888 | 1.0888 | 1.0888 | 1.0888 | 1.0888 | 1.0888 | 1.0888 | 1.0888 | 1.0888 | 1.0888 | 1.0888 | 1.0888 | 1.0888 | 1.0888 | 1.0888 | [8 empty] | 35 |  | 12.1533 | 1.5483 | 1.5483 | 24575.725 | 62933.5166
Bridgehampton - Buell New 69 kV UG Cable | 2023 |  | 33.2 | [7 empty] | 4.8355 | 4.8355 | 4.8355 | 4.8355 | 4.8355 | 4.8355 | 4.8355 | 4.8355 | 4.8355 | 4.8355 | 4.8355 | 4.8355 | 4.8355 | 4.8355 | 4.8355 | 4.8355 | 4.8355 | 4.8355 | 4.8355 | 4.8355 | 4.8355 | 4.8355 | 4.8355 | 4.8355 | 4.8355 | 4.8355 | 4.8355 | 4.8355 | 4.8355 | 4.8355 | 4.8355 | 4.8355 | 4.8355 | 4.8355 | 4.8355 | [7 empty] | 35 |  | 51.1595 | 7.9174 | 7.9174 | 125672.9397 | 321823.264
Canal - Wainscott New 138 kV UG Cable | 2028 |  | 275.5 | [12 empty] | 46.5167 | 46.5167 | 46.5167 | 46.5167 | 46.5167 | 46.5167 | 46.5167 | 46.5167 | 46.5167 | 46.5167 | 46.5167 | 46.5167 | 46.5167 | 46.5167 | 46.5167 | 46.5167 | 46.5167 | 46.5167 | 46.5167 | 46.5167 | 46.5167 | 46.5167 | 46.5167 | 46.5167 | 46.5167 | 46.5167 | 46.5167 | 46.5167 | 46.5167 | 46.5167 | 46.5167 | 46.5167 | 46.5167 | 46.5167 | 46.5167 |  |  | 35 |  | 376.5593 | 58.276 | 58.276 | 925015.732 | 2368780.2865
Deferral to Indicated Year |  |  | 354 | [6 empty] | 1.0888 | 11.4006 | 11.4006 | 11.4006 | 11.4006 | 11.4006 | 57.9173 | 57.9173 | 57.9173 | 57.9173 | 57.9173 | 57.9173 | 57.9173 | 57.9173 | 57.9173 | 57.9173 | 57.9173 | 57.9173 | 57.9173 | 57.9173 | 57.9173 | 57.9173 | 57.9173 | 57.9173 | 57.9173 | 57.9173 | 57.9173 | 57.9173 | 57.9173 | 57.9173 | 57.9173 | 57.9173 | 57.9173 | 57.9173 | 57.9173 | 56.8285 | 46.5167 | 46.5167 | 46.5167 | 46.5167 | 46.5167 |  |  | 41 |  | 497.8117 | 76.7083 | 76.7083 | 1217592.7863 | 3118011.6071 | =Area III Portion
[59 empty] | 3118011.6071 | =Area III Portion
Annual Avoided Costs for Deferral to Indicated Year:
New Canal - Southampton Cable | 2023 |  |  | 0 | 4.5863 | 4.5863 | 4.5863 | 4.5863 | 4.5863 | 4.5863 | -0.88999 | -0.88999 | -0.88999 | -0.88999 | -0.88999 | -0.88999 | -0.88999 | -0.88999 | -0.88999 | -0.88999 | -0.88999 | -0.88999 | -0.88999 | -0.88999 | -0.88999 | -0.88999 | -0.88999 | -0.88999 | -0.88999 | -0.88999 | -0.88999 | -0.88999 | -0.88999 | -0.88999 | -0.88999 | -0.88999 | -0.88999 | -0.88999 | -0.88999 | -5.4763 | -5.4763 | -5.4763 | -5.4763 | -5.4763 | -5.4763 | 0 | 0 | 0 | 0 | 0 |  |  | 35 |  |  | 8.9667
Upgrade Wildwood - Riverhead to 138 kV | 2022 |  |  | 0 | 0.93922 | 0.93922 | 0.93922 | 0.93922 | 0.93922 | -0.14959 | -0.14959 | -0.14959 | -0.14959 | -0.14959 | -0.14959 | -0.14959 | -0.14959 | -0.14959 | -0.14959 | -0.14959 | -0.14959 | -0.14959 | -0.14959 | -0.14959 | -0.14959 | -0.14959 | -0.14959 | -0.14959 | -0.14959 | -0.14959 | -0.14959 | -0.14959 | -0.14959 | -0.14959 | -0.14959 | -0.14959 | -0.14959 | -0.14959 | -0.14959 | -1.0888 | -1.0888 | -1.0888 | -1.0888 | -1.0888 | 0 | 0 | 0 | 0 | 0 | 0 |  |  | 35 |  |  | 1.5483
Bridgehampton - Buell New 69 kV UG Cable | 2023 |  |  | 0 | 4.0496 | 4.0496 | 4.0496 | 4.0496 | 4.0496 | 4.0496 | -0.78584 | -0.78584 | -0.78584 | -0.78584 | -0.78584 | -0.78584 | -0.78584 | -0.78584 | -0.78584 | -0.78584 | -0.78584 | -0.78584 | -0.78584 | -0.78584 | -0.78584 | -0.78584 | -0.78584 | -0.78584 | -0.78584 | -0.78584 | -0.78584 | -0.78584 | -0.78584 | -0.78584 | -0.78584 | -0.78584 | -0.78584 | -0.78584 | -0.78584 | -4.8355 | -4.8355 | -4.8355 | -4.8355 | -4.8355 | -4.8355 | 0 | 0 | 0 | 0 | 0 |  |  | 35 |  |  | 7.9174
Canal - Wainscott New 138 kV UG Cable | 2028 |  |  | 0 | 0 | 0 | 0 | 0 | 0 | 38.957 | 38.957 | 38.957 | 38.957 | 38.957 | 38.957 | -7.5597 | -7.5597 | -7.5597 | -7.5597 | -7.5597 | -7.5597 | -7.5597 | -7.5597 | -7.5597 | -7.5597 | -7.5597 | -7.5597 | -7.5597 | -7.5597 | -7.5597 | -7.5597 | -7.5597 | -7.5597 | -7.5597 | -7.5597 | -7.5597 | -7.5597 | -7.5597 | -7.5597 | -7.5597 | -7.5597 | -7.5597 | -7.5597 | -7.5597 | -46.5167 | -46.5167 | -46.5167 | -46.5167 | -46.5167 | -46.5167 | [5 empty] | 58.276
Total - All Areas (No Deferrals,$Millions) |  |  | 513.3 |  | 11.3926 | 11.9957 | 12.358 | 30.5918 | 30.5918 | 69.5487 | 69.5487 | 69.5487 | 69.5487 | 69.5487 | 69.5487 | 69.5487 | 69.5487 | 69.5487 | 69.5487 | 69.5487 | 69.5487 | 69.5487 | 69.5487 | 69.5487 | 69.5487 | 69.5487 | 69.5487 | 69.5487 | 69.5487 | 69.5487 | 69.5487 | 69.5487 | 69.5487 | 69.5487 | 69.5487 | 69.5487 | 69.5487 | 69.5487 | 69.5487 | 58.1561 | 57.553 | 57.1907 | 38.957 | 38.957 | 0 | 0 | 0 | 0 | 0 | 0 | 0 | 0 |  | 63 | 840.6482 | 117.3552 | = max. total avoided cost in portfolio
Annual Avoided Costs for Deferrals - Area 1 Proposal: (see note*) | Deferral Year |  |  | 2016 | 2017 | 2018 | 2019 | 2020 | 2021 | 2022 | 2023 | 2024 | 2025 | 2026 | 2027 | 2028 | 2029 | 2030 | 2031 | 2032 | 2033 | 2034 | 2035 | 2036 | 2037 | 2038 | 2039 | 2040 | 2041 | 2042 | 2043 | 2044 | 2045 | 2046 | 2047 | 2048 | 2049 | 2050 | 2051 | 2052 | 2053 | 2054 | 2055 | 2056 | 2057 | 2058 | 2059 | 2060 | 2061 | 2062 | 2063 | 2064 |  |  | Differential NPV $M |  | Differential NPV $M (adjusted for COD of Selected Project) | Differntial NPV $/MW | NPV of Transmission Avoided Costs for Selected Project
Area I Projects:
Amagansett Conversion 33 kV | 2030 |  |  | 0 | 0.97582 | 0.97582 | 0.97582 | 0.97582 | 0.97582 | 0.97582 | 0.97582 | 0.97582 | 0.97582 | 0.97582 | 0.97582 | 0.97582 | 0.97582 | -0.4572 | -0.4572 | -0.4572 | -0.4572 | -0.4572 | -0.4572 | -0.4572 | -0.4572 | -0.4572 | -0.4572 | -0.4572 | -0.4572 | -0.4572 | -0.4572 | -0.4572 | -0.4572 | -0.4572 | -0.4572 | -0.4572 | -0.4572 | -0.4572 | -0.4572 | -1.433 | -1.433 | -1.433 | -1.433 | -1.433 | -1.433 | -1.433 | -1.433 | -1.433 | -1.433 | -1.433 | -1.433 | -1.433 |  |  | 3.8129 |  | 3.8129 | 254193.5784 | 0
East Hampton Conversion 33 kV | 2030 |  |  | 0 | 0.39033 | 0.39033 | 0.39033 | 0.39033 | 0.39033 | 0.39033 | 0.39033 | 0.39033 | 0.39033 | 0.39033 | 0.39033 | 0.39033 | 0.39033 | -0.18288 | -0.18288 | -0.18288 | -0.18288 | -0.18288 | -0.18288 | -0.18288 | -0.18288 | -0.18288 | -0.18288 | -0.18288 | -0.18288 | -0.18288 | -0.18288 | -0.18288 | -0.18288 | -0.18288 | -0.18288 | -0.18288 | -0.18288 | -0.18288 | -0.18288 | -0.57321 | -0.57321 | -0.57321 | -0.57321 | -0.57321 | -0.57321 | -0.57321 | -0.57321 | -0.57321 | -0.57321 | -0.57321 | -0.57321 | -0.57321 |  |  | 1.5252 |  | 1.5252 | 101677.4314 | 0
Buell Conversion 33 kV | 2030 |  |  | 0 | 0.45131 | 0.45131 | 0.45131 | 0.45131 | 0.45131 | 0.45131 | 0.45131 | 0.45131 | 0.45131 | 0.45131 | 0.45131 | 0.45131 | 0.45131 | -0.21146 | -0.21146 | -0.21146 | -0.21146 | -0.21146 | -0.21146 | -0.21146 | -0.21146 | -0.21146 | -0.21146 | -0.21146 | -0.21146 | -0.21146 | -0.21146 | -0.21146 | -0.21146 | -0.21146 | -0.21146 | -0.21146 | -0.21146 | -0.21146 | -0.21146 | -0.66277 | -0.66277 | -0.66277 | -0.66277 | -0.66277 | -0.66277 | -0.66277 | -0.66277 | -0.66277 | -0.66277 | -0.66277 | -0.66277 | -0.66277 |  |  | 1.7635 |  | 1.7635 | 117564.53 | 0
Hither Hills Conversion to 33 kV | 2030 |  |  | 0 | 0 | 0.60305 | 0.60305 | 0.60305 | 0.60305 | 0.60305 | 0.60305 | 0.60305 | 0.60305 | 0.60305 | 0.60305 | 0.60305 | 0.60305 | -0.25676 | -0.25676 | -0.25676 | -0.25676 | -0.25676 | -0.25676 | -0.25676 | -0.25676 | -0.25676 | -0.25676 | -0.25676 | -0.25676 | -0.25676 | -0.25676 | -0.25676 | -0.25676 | -0.25676 | -0.25676 | -0.25676 | -0.25676 | -0.25676 | -0.25676 | -0.25676 | -0.85981 | -0.85981 | -0.85981 | -0.85981 | -0.85981 | -0.85981 | -0.85981 | -0.85981 | -0.85981 | -0.85981 | -0.85981 | -0.85981 |  |  | 2.0853 |  | 2.0853 | 139022.8879 | 0
Culloden Pt Conversion to 33 kV | 2030 |  |  | 0 | 0 | 0 | 0.36233 | 0.36233 | 0.36233 | 0.36233 | 0.36233 | 0.36233 | 0.36233 | 0.36233 | 0.36233 | 0.36233 | 0.36233 | -0.13922 | -0.13922 | -0.13922 | -0.13922 | -0.13922 | -0.13922 | -0.13922 | -0.13922 | -0.13922 | -0.13922 | -0.13922 | -0.13922 | -0.13922 | -0.13922 | -0.13922 | -0.13922 | -0.13922 | -0.13922 | -0.13922 | -0.13922 | -0.13922 | -0.13922 | -0.13922 | -0.13922 | -0.50156 | -0.50156 | -0.50156 | -0.50156 | -0.50156 | -0.50156 | -0.50156 | -0.50156 | -0.50156 | -0.50156 | -0.50156 |  |  | 1.1012 |  | 1.1012 | 73412.135 | 0
[59 empty] | 0 | =Area I Portion
Area II Projects: | [58 empty] | 0 | =Area I+II+III Portions
Riverhead Canal 2nd Line and Bank | 2026 |  |  | 0 | 0 | 0 | 0 | 18.2337 | 18.2337 | 18.2337 | 18.2337 | 18.2337 | 18.2337 | -3.5383 | -3.5383 | -3.5383 | -3.5383 | -3.5383 | -3.5383 | -3.5383 | -3.5383 | -3.5383 | -3.5383 | -3.5383 | -3.5383 | -3.5383 | -3.5383 | -3.5383 | -3.5383 | -3.5383 | -3.5383 | -3.5383 | -3.5383 | -3.5383 | -3.5383 | -3.5383 | -3.5383 | -3.5383 | -3.5383 | -3.5383 | -3.5383 | -3.5383 | -21.772 | -21.772 | -21.772 | -21.772 | -21.772 | -21.772 | 0 | 0 | 0 | 0 |  |  | 30.3588 |  | 30.3588 | 632475.0457 | 0
[59 empty] | 0 | =Area II Portion
Area III Projects: | [58 empty] | 0 | =Area II+III Portions
New Canal - Southampton Cable | 2023 |  |  | 0 | 4.5863 | 4.5863 | 4.5863 | 4.5863 | 4.5863 | 4.5863 | -0.88999 | -0.88999 | -0.88999 | -0.88999 | -0.88999 | -0.88999 | -0.88999 | -0.88999 | -0.88999 | -0.88999 | -0.88999 | -0.88999 | -0.88999 | -0.88999 | -0.88999 | -0.88999 | -0.88999 | -0.88999 | -0.88999 | -0.88999 | -0.88999 | -0.88999 | -0.88999 | -0.88999 | -0.88999 | -0.88999 | -0.88999 | -0.88999 | -0.88999 | -5.4763 | -5.4763 | -5.4763 | -5.4763 | -5.4763 | -5.4763 | 0 | 0 | 0 | 0 | 0 | 0 | 0 |  |  | 8.9667 |  | 8.9667 | 142328.3896 | 0
Upgrade Wildwood - Riverhead to 138 kV | 2022 |  |  | 0 | 0.93922 | 0.93922 | 0.93922 | 0.93922 | 0.93922 | -0.14959 | -0.14959 | -0.14959 | -0.14959 | -0.14959 | -0.14959 | -0.14959 | -0.14959 | -0.14959 | -0.14959 | -0.14959 | -0.14959 | -0.14959 | -0.14959 | -0.14959 | -0.14959 | -0.14959 | -0.14959 | -0.14959 | -0.14959 | -0.14959 | -0.14959 | -0.14959 | -0.14959 | -0.14959 | -0.14959 | -0.14959 | -0.14959 | -0.14959 | -0.14959 | -1.0888 | -1.0888 | -1.0888 | -1.0888 | -1.0888 | 0 | 0 | 0 | 0 | 0 | 0 | 0 | 0 |  |  | 1.5483 |  | 1.5483 | 24575.725 | 0
Bridgehampton - Buell New 69 kV UG Cable | 2023 |  |  | 0 | 4.0496 | 4.0496 | 4.0496 | 4.0496 | 4.0496 | 4.0496 | -0.78584 | -0.78584 | -0.78584 | -0.78584 | -0.78584 | -0.78584 | -0.78584 | -0.78584 | -0.78584 | -0.78584 | -0.78584 | -0.78584 | -0.78584 | -0.78584 | -0.78584 | -0.78584 | -0.78584 | -0.78584 | -0.78584 | -0.78584 | -0.78584 | -0.78584 | -0.78584 | -0.78584 | -0.78584 | -0.78584 | -0.78584 | -0.78584 | -0.78584 | -4.8355 | -4.8355 | -4.8355 | -4.8355 | -4.8355 | -4.8355 | 0 | 0 | 0 | 0 | 0 | 0 | 0 |  |  | 7.9174 |  | 7.9174 | 125672.9397 | 0
Canal - Wainscott New 138 kV UG Cable | 2028 |  |  | 0 | 0 | 0 | 0 | 0 | 0 | 38.957 | 38.957 | 38.957 | 38.957 | 38.957 | 38.957 | -7.5597 | -7.5597 | -7.5597 | -7.5597 | -7.5597 | -7.5597 | -7.5597 | -7.5597 | -7.5597 | -7.5597 | -7.5597 | -7.5597 | -7.5597 | -7.5597 | -7.5597 | -7.5597 | -7.5597 | -7.5597 | -7.5597 | -7.5597 | -7.5597 | -7.5597 | -7.5597 | -7.5597 | -7.5597 | -7.5597 | -7.5597 | -7.5597 | -7.5597 | -46.5167 | -46.5167 | -46.5167 | -46.5167 | -46.5167 | -46.5167 | 0 | 0 |  |  | 58.276 |  | 58.276 | 925015.732 | 0
[59 empty] | 0 | =Area III Portion
Total - Area 1 Proposal, $Millions (unadjusted) |  |  |  | 0 | 11.3926 | 11.9957 | 12.358 | 30.5918 | 30.5918 | 68.4599 | 58.1481 | 58.1481 | 58.1481 | 36.3761 | 36.3761 | -10.1406 | -10.1406 | -14.1709 | -14.1709 | -14.1709 | -14.1709 | -14.1709 | -14.1709 | -14.1709 | -14.1709 | -14.1709 | -14.1709 | -14.1709 | -14.1709 | -14.1709 | -14.1709 | -14.1709 | -14.1709 | -14.1709 | -14.1709 | -14.1709 | -14.1709 | -14.1709 | -14.1709 | -25.5636 | -26.1666 | -26.529 | -44.7627 | -44.7627 | -82.6308 | -72.3191 | -72.3191 | -72.3191 | -50.547 | -50.547 | -4.0304 | -4.0304 |  |  | 117.3552 |  |  | 2535938.3947 | 0
$/MW-yr |  |  |  | 0 | 273150.8096 | 313354.3958 | 337510.0504 | 717379.2877 | 717379.2877 | 1318461.3078 | 1154782.05 | 1154782.05 | 1154782.05 | 701198.3149 | 701198.3149 | -37161.6085 | -37161.6085 | -305852.3926 | -305852.3926 | -305852.3926 | -305852.3926 | -305852.3926 | -305852.3926 | -305852.3926 | -305852.3926 | -305852.3926 | -305852.3926 | -305852.3926 | -305852.3926 | -305852.3926 | -305852.3926 | -305852.3926 | -305852.3926 | -305852.3926 | -305852.3926 | -305852.3926 | -305852.3926 | -305852.3926 | -305852.3926 | -579003.2023 | -619206.7884 | -643362.4431 | -1023231.6803 | -1023231.6803 | -1624313.7004 | -1460634.4426 | -1460634.4426 | -1460634.4426 | -1007050.7076 | -1007050.7076 | -268690.7842 | -268690.7842
$Millions (adjusted) |  |  |  | 0 | 0 | 0 | 0 | 0 | 0 | 0 | 0 | 0 | 0 | 0 | 0 | 0 | 0 | 0 | 0 | 0 | 0 | 0 | 0 | 0 | 0 | 0 | 0 | 0 | 0 | 0 | 0 | 0 | 0 | 0 | 0 | 0 | 0 | 0 | 0 | 0 | 0 | 0 | 0 | 0 | 0 | 0 | 0 | 0 | 0 | 0 | 0 | 0 |  |  | 0
Annual Avoided Costs for Deferrals - Area 2 Proposal: (see note*) | Deferral Year |  |  | 2016 | 2017 | 2018 | 2019 | 2020 | 2021 | 2022 | 2023 | 2024 | 2025 | 2026 | 2027 | 2028 | 2029 | 2030 | 2031 | 2032 | 2033 | 2034 | 2035 | 2036 | 2037 | 2038 | 2039 | 2040 | 2041 | 2042 | 2043 | 2044 | 2045 | 2046 | 2047 | 2048 | 2049 | 2050 | 2051 | 2052 | 2053 | 2054 | 2055 | 2056 | 2057 | 2058 | 2059 | 2060 | 2061 | 2062 | 2063 | 2064 |  |  | Differential NPV $M |  | Differential NPV $M (adjusted for COD of Selected Project) | Differntial NPV $/MW | NPV of Transmission Avoided Costs for Selected Project
Area I Projects:
Amagansett Conversion 33 kV | 2030 |  |  | 0 | 0 | 0 | 0 | 0 | 0 | 0 | 0 | 0 | 0 | 0 | 0 | 0 | 0 | 0 | 0 | 0 | 0 | 0 | 0 | 0 | 0 | 0 | 0 | 0 | 0 | 0 | 0 | 0 | 0 | 0 | 0 | 0 | 0 | 0 | 0 | 0 | 0 | 0 | 0 | 0 | 0 | 0 | 0 | 0 | 0 | 0 | 0 | 0 |  |  | 0 |  | 0 | 0 | 0
East Hampton Conversion 33 kV | 2030 |  |  | 0 | 0 | 0 | 0 | 0 | 0 | 0 | 0 | 0 | 0 | 0 | 0 | 0 | 0 | 0 | 0 | 0 | 0 | 0 | 0 | 0 | 0 | 0 | 0 | 0 | 0 | 0 | 0 | 0 | 0 | 0 | 0 | 0 | 0 | 0 | 0 | 0 | 0 | 0 | 0 | 0 | 0 | 0 | 0 | 0 | 0 | 0 | 0 | 0 |  |  | 0 |  | 0 | 0 | 0
Buell Conversion 33 kV | 2030 |  |  | 0 | 0 | 0 | 0 | 0 | 0 | 0 | 0 | 0 | 0 | 0 | 0 | 0 | 0 | 0 | 0 | 0 | 0 | 0 | 0 | 0 | 0 | 0 | 0 | 0 | 0 | 0 | 0 | 0 | 0 | 0 | 0 | 0 | 0 | 0 | 0 | 0 | 0 | 0 | 0 | 0 | 0 | 0 | 0 | 0 | 0 | 0 | 0 | 0 |  |  | 0 |  | 0 | 0 | 0
Hither Hills Conversion to 33 kV | 2030 |  |  | 0 | 0 | 0 | 0 | 0 | 0 | 0 | 0 | 0 | 0 | 0 | 0 | 0 | 0 | 0 | 0 | 0 | 0 | 0 | 0 | 0 | 0 | 0 | 0 | 0 | 0 | 0 | 0 | 0 | 0 | 0 | 0 | 0 | 0 | 0 | 0 | 0 | 0 | 0 | 0 | 0 | 0 | 0 | 0 | 0 | 0 | 0 | 0 | 0 |  |  | 0 |  | 0 | 0 | 0
Culloden Pt Conversion to 33 kV | 2030 |  |  | 0 | 0 | 0 | 0 | 0 | 0 | 0 | 0 | 0 | 0 | 0 | 0 | 0 | 0 | 0 | 0 | 0 | 0 | 0 | 0 | 0 | 0 | 0 | 0 | 0 | 0 | 0 | 0 | 0 | 0 | 0 | 0 | 0 | 0 | 0 | 0 | 0 | 0 | 0 | 0 | 0 | 0 | 0 | 0 | 0 | 0 | 0 | 0 | 0 |  |  | 0 |  | 0 | 0 | 0
[59 empty] | 0 | =Area I Portion
Area II Projects: | [58 empty] | 0 | =Area I+II+III Portions
Riverhead Canal 2nd Line and Bank | 2026 |  |  | 0 | 0 | 0 | 0 | 18.2337 | 18.2337 | 18.2337 | 18.2337 | 18.2337 | 18.2337 | -3.5383 | -3.5383 | -3.5383 | -3.5383 | -3.5383 | -3.5383 | -3.5383 | -3.5383 | -3.5383 | -3.5383 | -3.5383 | -3.5383 | -3.5383 | -3.5383 | -3.5383 | -3.5383 | -3.5383 | -3.5383 | -3.5383 | -3.5383 | -3.5383 | -3.5383 | -3.5383 | -3.5383 | -3.5383 | -3.5383 | -3.5383 | -3.5383 | -3.5383 | -21.772 | -21.772 | -21.772 | -21.772 | -21.772 | -21.772 | 0 | 0 | 0 | 0 |  |  | 30.3588 |  | 30.3588 | 632475.0457 | 0
[59 empty] | 0 | =Area II Portion
Area III Projects: | [58 empty] | 0 | =Area II+III Portions
New Canal - Southampton Cable | 2023 |  |  | 0 | 4.5863 | 4.5863 | 4.5863 | 4.5863 | 4.5863 | 4.5863 | -0.88999 | -0.88999 | -0.88999 | -0.88999 | -0.88999 | -0.88999 | -0.88999 | -0.88999 | -0.88999 | -0.88999 | -0.88999 | -0.88999 | -0.88999 | -0.88999 | -0.88999 | -0.88999 | -0.88999 | -0.88999 | -0.88999 | -0.88999 | -0.88999 | -0.88999 | -0.88999 | -0.88999 | -0.88999 | -0.88999 | -0.88999 | -0.88999 | -0.88999 | -5.4763 | -5.4763 | -5.4763 | -5.4763 | -5.4763 | -5.4763 | 0 | 0 | 0 | 0 | 0 | 0 | 0 |  |  | 8.9667 |  | 8.9667 | 142328.3896 | 0
Upgrade Wildwood - Riverhead to 138 kV | 2022 |  |  | 0 | 0.93922 | 0.93922 | 0.93922 | 0.93922 | 0.93922 | -0.14959 | -0.14959 | -0.14959 | -0.14959 | -0.14959 | -0.14959 | -0.14959 | -0.14959 | -0.14959 | -0.14959 | -0.14959 | -0.14959 | -0.14959 | -0.14959 | -0.14959 | -0.14959 | -0.14959 | -0.14959 | -0.14959 | -0.14959 | -0.14959 | -0.14959 | -0.14959 | -0.14959 | -0.14959 | -0.14959 | -0.14959 | -0.14959 | -0.14959 | -0.14959 | -1.0888 | -1.0888 | -1.0888 | -1.0888 | -1.0888 | 0 | 0 | 0 | 0 | 0 | 0 | 0 | 0 |  |  | 1.5483 |  | 1.5483 | 24575.725 | 0
Bridgehampton - Buell New 69 kV UG Cable | 2023 |  |  | 0 | 4.0496 | 4.0496 | 4.0496 | 4.0496 | 4.0496 | 4.0496 | -0.78584 | -0.78584 | -0.78584 | -0.78584 | -0.78584 | -0.78584 | -0.78584 | -0.78584 | -0.78584 | -0.78584 | -0.78584 | -0.78584 | -0.78584 | -0.78584 | -0.78584 | -0.78584 | -0.78584 | -0.78584 | -0.78584 | -0.78584 | -0.78584 | -0.78584 | -0.78584 | -0.78584 | -0.78584 | -0.78584 | -0.78584 | -0.78584 | -0.78584 | -4.8355 | -4.8355 | -4.8355 | -4.8355 | -4.8355 | -4.8355 | 0 | 0 | 0 | 0 | 0 | 0 | 0 |  |  | 7.9174 |  | 7.9174 | 125672.9397 | 0
Canal - Wainscott New 138 kV UG Cable | 2028 |  |  | 0 | 0 | 0 | 0 | 0 | 0 | 38.957 | 38.957 | 38.957 | 38.957 | 38.957 | 38.957 | -7.5597 | -7.5597 | -7.5597 | -7.5597 | -7.5597 | -7.5597 | -7.5597 | -7.5597 | -7.5597 | -7.5597 | -7.5597 | -7.5597 | -7.5597 | -7.5597 | -7.5597 | -7.5597 | -7.5597 | -7.5597 | -7.5597 | -7.5597 | -7.5597 | -7.5597 | -7.5597 | -7.5597 | -7.5597 | -7.5597 | -7.5597 | -7.5597 | -7.5597 | -46.5167 | -46.5167 | -46.5167 | -46.5167 | -46.5167 | -46.5167 | 0 | 0 |  |  | 58.276 |  | 58.276 | 925015.732 | 0
[59 empty] | 0 | =Area III Portion
Total - Area 2 Proposal, $Millions (unadjusted) |  |  |  | 0 | 9.5752 | 9.5752 | 9.5752 | 27.8089 | 27.8089 | 65.6771 | 55.3653 | 55.3653 | 55.3653 | 33.5933 | 33.5933 | -12.9234 | -12.9234 | -12.9234 | -12.9234 | -12.9234 | -12.9234 | -12.9234 | -12.9234 | -12.9234 | -12.9234 | -12.9234 | -12.9234 | -12.9234 | -12.9234 | -12.9234 | -12.9234 | -12.9234 | -12.9234 | -12.9234 | -12.9234 | -12.9234 | -12.9234 | -12.9234 | -12.9234 | -22.4986 | -22.4986 | -22.4986 | -40.7323 | -40.7323 | -78.6005 | -68.2887 | -68.2887 | -68.2887 | -46.5167 | -46.5167 | 0 | 0 |  |  | 107.0671 |  |  | 1850067.832 | 0
$/MW-yr |  |  |  | 0 | 151987.0893 | 151987.0893 | 151987.0893 | 531856.3265 | 531856.3265 | 1132938.3466 | 969259.0889 | 969259.0889 | 969259.0889 | 515675.3538 | 515675.3538 | -222684.5696 | -222684.5696 | -222684.5696 | -222684.5696 | -222684.5696 | -222684.5696 | -222684.5696 | -222684.5696 | -222684.5696 | -222684.5696 | -222684.5696 | -222684.5696 | -222684.5696 | -222684.5696 | -222684.5696 | -222684.5696 | -222684.5696 | -222684.5696 | -222684.5696 | -222684.5696 | -222684.5696 | -222684.5696 | -222684.5696 | -222684.5696 | -374671.6589 | -374671.6589 | -374671.6589 | -754540.8961 | -754540.8961 | -1355622.9163 | -1191943.6585 | -1191943.6585 | -1191943.6585 | -738359.9234 | -738359.9234 | 0 | 0
$Millions (adjusted) |  |  |  | 0 | 0 | 0 | 0 | 0 | 0 | 0 | 0 | 0 | 0 | 0 | 0 | 0 | 0 | 0 | 0 | 0 | 0 | 0 | 0 | 0 | 0 | 0 | 0 | 0 | 0 | 0 | 0 | 0 | 0 | 0 | 0 | 0 | 0 | 0 | 0 | 0 | 0 | 0 | 0 | 0 | 0 | 0 | 0 | 0 | 0 | 0 | 0 | 0 |  |  | 0
Annual Avoided Costs for Deferrals - Area 3 Proposal: (see note*) | Deferral Year |  |  | 2016 | 2017 | 2018 | 2019 | 2020 | 2021 | 2022 | 2023 | 2024 | 2025 | 2026 | 2027 | 2028 | 2029 | 2030 | 2031 | 2032 | 2033 | 2034 | 2035 | 2036 | 2037 | 2038 | 2039 | 2040 | 2041 | 2042 | 2043 | 2044 | 2045 | 2046 | 2047 | 2048 | 2049 | 2050 | 2051 | 2052 | 2053 | 2054 | 2055 | 2056 | 2057 | 2058 | 2059 | 2060 | 2061 | 2062 | 2063 | 2064 |  |  | Differential NPV $M |  | Differential NPV $M (adjusted for COD of Selected Project) | Differntial NPV $/MW | NPV of Transmission Avoided Costs for Selected Project
Area I Projects:
Amagansett Conversion 33 kV | 2030 |  |  | 0 | 0 | 0 | 0 | 0 | 0 | 0 | 0 | 0 | 0 | 0 | 0 | 0 | 0 | 0 | 0 | 0 | 0 | 0 | 0 | 0 | 0 | 0 | 0 | 0 | 0 | 0 | 0 | 0 | 0 | 0 | 0 | 0 | 0 | 0 | 0 | 0 | 0 | 0 | 0 | 0 | 0 | 0 | 0 | 0 | 0 | 0 | 0 | 0 |  |  | 0 |  | 0 | 0 | 0
East Hampton Conversion 33 kV | 2030 |  |  | 0 | 0 | 0 | 0 | 0 | 0 | 0 | 0 | 0 | 0 | 0 | 0 | 0 | 0 | 0 | 0 | 0 | 0 | 0 | 0 | 0 | 0 | 0 | 0 | 0 | 0 | 0 | 0 | 0 | 0 | 0 | 0 | 0 | 0 | 0 | 0 | 0 | 0 | 0 | 0 | 0 | 0 | 0 | 0 | 0 | 0 | 0 | 0 | 0 |  |  | 0 |  | 0 | 0 | 0
Buell Conversion 33 kV | 2030 |  |  | 0 | 0 | 0 | 0 | 0 | 0 | 0 | 0 | 0 | 0 | 0 | 0 | 0 | 0 | 0 | 0 | 0 | 0 | 0 | 0 | 0 | 0 | 0 | 0 | 0 | 0 | 0 | 0 | 0 | 0 | 0 | 0 | 0 | 0 | 0 | 0 | 0 | 0 | 0 | 0 | 0 | 0 | 0 | 0 | 0 | 0 | 0 | 0 | 0 |  |  | 0 |  | 0 | 0 | 0
Hither Hills Conversion to 33 kV | 2030 |  |  | 0 | 0 | 0 | 0 | 0 | 0 | 0 | 0 | 0 | 0 | 0 | 0 | 0 | 0 | 0 | 0 | 0 | 0 | 0 | 0 | 0 | 0 | 0 | 0 | 0 | 0 | 0 | 0 | 0 | 0 | 0 | 0 | 0 | 0 | 0 | 0 | 0 | 0 | 0 | 0 | 0 | 0 | 0 | 0 | 0 | 0 | 0 | 0 | 0 |  |  | 0 |  | 0 | 0 | 0
Culloden Pt Conversion to 33 kV | 2030 |  |  | 0 | 0 | 0 | 0 | 0 | 0 | 0 | 0 | 0 | 0 | 0 | 0 | 0 | 0 | 0 | 0 | 0 | 0 | 0 | 0 | 0 | 0 | 0 | 0 | 0 | 0 | 0 | 0 | 0 | 0 | 0 | 0 | 0 | 0 | 0 | 0 | 0 | 0 | 0 | 0 | 0 | 0 | 0 | 0 | 0 | 0 | 0 | 0 | 0 |  |  | 0 |  | 0 | 0 | 0
[59 empty] | 0 | =Area I Portion
Area II Projects: | [58 empty] | 3118011.6071 | =Area I+II+III Portions
Riverhead Canal 2nd Line and Bank | 2026 |  |  | 0 | 0 | 0 | 0 | 0 | 0 | 0 | 0 | 0 | 0 | 0 | 0 | 0 | 0 | 0 | 0 | 0 | 0 | 0 | 0 | 0 | 0 | 0 | 0 | 0 | 0 | 0 | 0 | 0 | 0 | 0 | 0 | 0 | 0 | 0 | 0 | 0 | 0 | 0 | 0 | 0 | 0 | 0 | 0 | 0 | 0 | 0 | 0 | 0 |  |  | 0 |  | 0 | 0 | 0
[59 empty] | 0 | =Area II Portion
Area III Projects: | [58 empty] | 3118011.6071 | =Area II+III Portions
New Canal - Southampton Cable | 2023 |  |  | 0 | 4.5863 | 4.5863 | 4.5863 | 4.5863 | 4.5863 | 4.5863 | -0.88999 | -0.88999 | -0.88999 | -0.88999 | -0.88999 | -0.88999 | -0.88999 | -0.88999 | -0.88999 | -0.88999 | -0.88999 | -0.88999 | -0.88999 | -0.88999 | -0.88999 | -0.88999 | -0.88999 | -0.88999 | -0.88999 | -0.88999 | -0.88999 | -0.88999 | -0.88999 | -0.88999 | -0.88999 | -0.88999 | -0.88999 | -0.88999 | -0.88999 | -5.4763 | -5.4763 | -5.4763 | -5.4763 | -5.4763 | -5.4763 | 0 | 0 | 0 | 0 | 0 | 0 | 0 |  |  | 8.9667 |  | 8.9667 | 142328.3896 | 364474.54
Upgrade Wildwood - Riverhead to 138 kV | 2022 |  |  | 0 | 0.93922 | 0.93922 | 0.93922 | 0.93922 | 0.93922 | -0.14959 | -0.14959 | -0.14959 | -0.14959 | -0.14959 | -0.14959 | -0.14959 | -0.14959 | -0.14959 | -0.14959 | -0.14959 | -0.14959 | -0.14959 | -0.14959 | -0.14959 | -0.14959 | -0.14959 | -0.14959 | -0.14959 | -0.14959 | -0.14959 | -0.14959 | -0.14959 | -0.14959 | -0.14959 | -0.14959 | -0.14959 | -0.14959 | -0.14959 | -0.14959 | -1.0888 | -1.0888 | -1.0888 | -1.0888 | -1.0888 | 0 | 0 | 0 | 0 | 0 | 0 | 0 | 0 |  |  | 1.5483 |  | 1.5483 | 24575.725 | 62933.5166
Bridgehampton - Buell New 69 kV UG Cable | 2023 |  |  | 0 | 4.0496 | 4.0496 | 4.0496 | 4.0496 | 4.0496 | 4.0496 | -0.78584 | -0.78584 | -0.78584 | -0.78584 | -0.78584 | -0.78584 | -0.78584 | -0.78584 | -0.78584 | -0.78584 | -0.78584 | -0.78584 | -0.78584 | -0.78584 | -0.78584 | -0.78584 | -0.78584 | -0.78584 | -0.78584 | -0.78584 | -0.78584 | -0.78584 | -0.78584 | -0.78584 | -0.78584 | -0.78584 | -0.78584 | -0.78584 | -0.78584 | -4.8355 | -4.8355 | -4.8355 | -4.8355 | -4.8355 | -4.8355 | 0 | 0 | 0 | 0 | 0 | 0 | 0 |  |  | 7.9174 |  | 7.9174 | 125672.9397 | 321823.264
Canal - Wainscott New 138 kV UG Cable | 2028 |  |  | 0 | 0 | 0 | 0 | 0 | 0 | 38.957 | 38.957 | 38.957 | 38.957 | 38.957 | 38.957 | -7.5597 | -7.5597 | -7.5597 | -7.5597 | -7.5597 | -7.5597 | -7.5597 | -7.5597 | -7.5597 | -7.5597 | -7.5597 | -7.5597 | -7.5597 | -7.5597 | -7.5597 | -7.5597 | -7.5597 | -7.5597 | -7.5597 | -7.5597 | -7.5597 | -7.5597 | -7.5597 | -7.5597 | -7.5597 | -7.5597 | -7.5597 | -7.5597 | -7.5597 | -46.5167 | -46.5167 | -46.5167 | -46.5167 | -46.5167 | -46.5167 | 0 | 0 |  |  | 58.276 |  | 58.276 | 925015.732 | 2368780.2865
[59 empty] | 3118011.6071 | =Area III Portion
Total - Area 3 Proposal, $Millions (unadjusted) |  |  |  | 0 | 9.5752 | 9.5752 | 9.5752 | 9.5752 | 9.5752 | 47.4434 | 37.1316 | 37.1316 | 37.1316 | 37.1316 | 37.1316 | -9.3851 | -9.3851 | -9.3851 | -9.3851 | -9.3851 | -9.3851 | -9.3851 | -9.3851 | -9.3851 | -9.3851 | -9.3851 | -9.3851 | -9.3851 | -9.3851 | -9.3851 | -9.3851 | -9.3851 | -9.3851 | -9.3851 | -9.3851 | -9.3851 | -9.3851 | -9.3851 | -9.3851 | -18.9603 | -18.9603 | -18.9603 | -18.9603 | -18.9603 | -56.8285 | -46.5167 | -46.5167 | -46.5167 | -46.5167 | -46.5167 | 0 | 0 |  |  | 76.7083 |  |  | 1217592.7863 | 3118011.6071
$/MW-yr |  |  |  | 0 | 151987.0893 | 151987.0893 | 151987.0893 | 151987.0893 | 151987.0893 | 753069.1094 | 589389.8516 | 589389.8516 | 589389.8516 | 589389.8516 | 589389.8516 | -148970.0718 | -148970.0718 | -148970.0718 | -148970.0718 | -148970.0718 | -148970.0718 | -148970.0718 | -148970.0718 | -148970.0718 | -148970.0718 | -148970.0718 | -148970.0718 | -148970.0718 | -148970.0718 | -148970.0718 | -148970.0718 | -148970.0718 | -148970.0718 | -148970.0718 | -148970.0718 | -148970.0718 | -148970.0718 | -148970.0718 | -148970.0718 | -300957.161 | -300957.161 | -300957.161 | -300957.161 | -300957.161 | -902039.1812 | -738359.9234 | -738359.9234 | -738359.9234 | -738359.9234 | -738359.9234 | 0 | 0
$Millions (adjusted) |  |  |  | 0 | 0.38921 | 0.38921 | 0.38921 | 0.38921 | 0.38921 | 1.9285 | 1.5093 | 1.5093 | 1.5093 | 1.5093 | 1.5093 | -0.38148 | -0.38148 | -0.38148 | -0.38148 | -0.38148 | -0.38148 | -0.38148 | -0.38148 | -0.38148 | -0.38148 | -0.38148 | -0.38148 | -0.38148 | -0.38148 | -0.38148 | -0.38148 | -0.38148 | -0.38148 | -0.38148 | -0.38148 | -0.38148 | -0.38148 | -0.38148 | -0.38148 | -0.77069 | -0.77069 | -0.77069 | -0.77069 | -0.77069 | -2.3099 | -1.8908 | -1.8908 | -1.8908 | -1.8908 | -1.8908 | 0 | 0 |  |  | 3118.0116
Discount Factor (Relative to 1/1/2016) = |  |  |  | 0.94787 | 0.89845 | 0.85161 | 0.80722 | 0.76513 | 0.72525 | 0.68744 | 0.6516 | 0.61763 | 0.58543 | 0.55491 | 0.52598 | 0.49856 | 0.47257 | 0.44793 | 0.42458 | 0.40245 | 0.38147 | 0.36158 | 0.34273 | 0.32486 | 0.30793 | 0.29187 | 0.27666 | 0.26223 | 0.24856 | 0.2356 | 0.22332 | 0.21168 | 0.20064 | 0.19018 | 0.18027 | 0.17087 | 0.16196 | 0.15352 | 0.14552 | 0.13793 | 0.13074 | 0.12392 | 0.11746 | 0.11134 | 0.10554 | 0.10003 | 0.094818 | 0.089875 | 0.08519 | 0.080748 | 0.076539 | 0.072549
* Note: A positive (+) avoided cost in a given year represents a cost savings relative to not having a transmission project deferral.
Note on BH17: Todd Kantarek: Behind the meter system warrants T&D losses adjustment factor

## PhII (LAN100 AC-2018)
Version |  | Based on PSEGLI file: "East End Utility 2_0_Economics_2014_10_13_r28_Sargent_Lundy.xlsx"
Annual Revenue Requirements (Millions of $s)
1) Reference (Transmission only) Case
Project | I/S Year | Investor | Capital (2015$s) | 2016 | 2017 | 2018 | 2019 | 2020 | 2021 | 2022 | 2023 | 2024 | 2025 | 2026 | 2027 | 2028 | 2029 | 2030 | 2031 | 2032 | 2033 | 2034 | 2035 | 2036 | 2037 | 2038 | 2039 | 2040 | 2041 | 2042 | 2043 | 2044 | 2045 | 2046 | 2047 | 2048 | 2049 | 2050 | 2051 | 2052 | 2053 | 2054 | 2055 | 2056 | 2057 | 2058 | 2059 | 2060 | 2061 | 2062 | 2063 | 2064 |  | NPV |  | Proposal Number = | LAN100
Transmission Reinforcement I | 2017 | PSEGLI | 93.4 | 0 | 11.3926 | 11.3926 | 11.3926 | 11.3926 | 11.3926 | 11.3926 | 11.3926 | 11.3926 | 11.3926 | 11.3926 | 11.3926 | 11.3926 | 11.3926 | 11.3926 | 11.3926 | 11.3926 | 11.3926 | 11.3926 | 11.3926 | 11.3926 | 11.3926 | 11.3926 | 11.3926 | 11.3926 | 11.3926 | 11.3926 | 11.3926 | 11.3926 | 11.3926 | 11.3926 | 11.3926 | 11.3926 | 11.3926 | 11.3926 | 11.3926 | [13 empty] | 35 | 166.1982 |  | Proposer Name = | Landis + Gyr
Transmission Reinforcement II | 2018 | PSEGLI | 4.8 | 0 | 0 | 0.60305 | 0.60305 | 0.60305 | 0.60305 | 0.60305 | 0.60305 | 0.60305 | 0.60305 | 0.60305 | 0.60305 | 0.60305 | 0.60305 | 0.60305 | 0.60305 | 0.60305 | 0.60305 | 0.60305 | 0.60305 | 0.60305 | 0.60305 | 0.60305 | 0.60305 | 0.60305 | 0.60305 | 0.60305 | 0.60305 | 0.60305 | 0.60305 | 0.60305 | 0.60305 | 0.60305 | 0.60305 | 0.60305 | 0.60305 | 0.60305 | [12 empty] | 35 | 8.3388 |  | Proposal/Project = | South Fork Demand Management Phase I/II
Transmission Reinforcement III | 2019 | PSEGLI | 2.8 | 0 | 0 | 0 | 0.36233 | 0.36233 | 0.36233 | 0.36233 | 0.36233 | 0.36233 | 0.36233 | 0.36233 | 0.36233 | 0.36233 | 0.36233 | 0.36233 | 0.36233 | 0.36233 | 0.36233 | 0.36233 | 0.36233 | 0.36233 | 0.36233 | 0.36233 | 0.36233 | 0.36233 | 0.36233 | 0.36233 | 0.36233 | 0.36233 | 0.36233 | 0.36233 | 0.36233 | 0.36233 | 0.36233 | 0.36233 | 0.36233 | 0.36233 | 0.36233 | [11 empty] | 35 | 4.7491 |  | Option Number = | 1
Transmission Reinforcement IV | 2020 | PSEGLI | 136.8 | 0 | 0 | 0 | 0 | 18.2337 | 18.2337 | 18.2337 | 18.2337 | 18.2337 | 18.2337 | 18.2337 | 18.2337 | 18.2337 | 18.2337 | 18.2337 | 18.2337 | 18.2337 | 18.2337 | 18.2337 | 18.2337 | 18.2337 | 18.2337 | 18.2337 | 18.2337 | 18.2337 | 18.2337 | 18.2337 | 18.2337 | 18.2337 | 18.2337 | 18.2337 | 18.2337 | 18.2337 | 18.2337 | 18.2337 | 18.2337 | 18.2337 | 18.2337 | 18.2337 | [10 empty] | 35 | 226.5269 |  | Location = | All (unspecificed)
Transmission Reinforcement V | 2022 | PSEGLI | 275.5 | 0 | 0 | 0 | 0 | 0 | 0 | 38.957 | 38.957 | 38.957 | 38.957 | 38.957 | 38.957 | 38.957 | 38.957 | 38.957 | 38.957 | 38.957 | 38.957 | 38.957 | 38.957 | 38.957 | 38.957 | 38.957 | 38.957 | 38.957 | 38.957 | 38.957 | 38.957 | 38.957 | 38.957 | 38.957 | 38.957 | 38.957 | 38.957 | 38.957 | 38.957 | 38.957 | 38.957 | 38.957 | 38.957 | 38.957 | [8 empty] | 35 | 434.8353 |  | Technology = | Central A/C Devices
[56 empty] | Interconnection Points = | Behind the Meter
Total |  |  | 513.3 | 0 | 11.3926 | 11.9957 | 12.358 | 30.5918 | 30.5918 | 69.5487 | 69.5487 | 69.5487 | 69.5487 | 69.5487 | 69.5487 | 69.5487 | 69.5487 | 69.5487 | 69.5487 | 69.5487 | 69.5487 | 69.5487 | 69.5487 | 69.5487 | 69.5487 | 69.5487 | 69.5487 | 69.5487 | 69.5487 | 69.5487 | 69.5487 | 69.5487 | 69.5487 | 69.5487 | 69.5487 | 69.5487 | 69.5487 | 69.5487 | 69.5487 | 58.1561 | 57.553 | 57.1907 | 38.957 | 38.957 | 0 | 0 | 0 | 0 | 0 | 0 | 0 | 0 |  | 840.6482 |  | Other = | 1.067
2016 NPV @ 5.5%, thru 2035 |  |  |  | 2016: 559.7216
2016 NPV @ 5.5%, thru 2056 |  |  |  | 2016: 840.6482 |  |  |  | MW Required by 2022 (cap) = | 15 | 33 | 15 | Output: NPV of Transmission Avoided Costs for Selected Project (see note*)
[57 empty] | Selected Project Inputs - Area 1 Portion | Selected Project Inputs - Area 2 Portion | Selected Project Inputs - Area 3 Portion | Area 1 | Area 2 | Area 3 | Total | check
[56 empty] | Project kW = | 0 | 0 | 640.2
[55 empty] | Capped kW = | 640.2 | 0 | 0 | 640.2
[56 empty] | Project Area (1, 2, or 3) = | 1 | 2 | 3
[56 empty] | Proportion of Peak Hours Covered = | 100% | 100% | 100%
[55 empty] | Project COD = | 2018
[55 empty] | Effective kW = | 640.2 |  |  |  | 0 | 0 | 592195.0716 | 592195.0716
[60 empty] | check | check | check
| I/S Year |  | Capital (2015$s) | 2016 | 2017 | 2018 | 2019 | 2020 | 2021 | 2022 | 2023 | 2024 | 2025 | 2026 | 2027 | 2028 | 2029 | 2030 | 2031 | 2032 | 2033 | 2034 | 2035 | 2036 | 2037 | 2038 | 2039 | 2040 | 2041 | 2042 | 2043 | 2044 | 2045 | 2046 | 2047 | 2048 | 2049 | 2050 | 2051 | 2052 | 2053 | 2054 | 2055 | 2056 | 2057 | 2058 | 2059 | 2060 | 2061 | 2062 | 2063 | 2064 |  | MW Required by 2022 | NPV Base $M | Differential NPV $M | Differential NPV $M (adjusted for COD of Selected Project) | Differntial NPV $/MW | NPV of Transmission Avoided Costs for Selected Project
Area I Projects: | [53 empty] | 15
Amagansett Conversion 33 kV | 2017 |  | 8 | 0 | 0.97582 | 0.97582 | 0.97582 | 0.97582 | 0.97582 | 0.97582 | 0.97582 | 0.97582 | 0.97582 | 0.97582 | 0.97582 | 0.97582 | 0.97582 | 0.97582 | 0.97582 | 0.97582 | 0.97582 | 0.97582 | 0.97582 | 0.97582 | 0.97582 | 0.97582 | 0.97582 | 0.97582 | 0.97582 | 0.97582 | 0.97582 | 0.97582 | 0.97582 | 0.97582 | 0.97582 | 0.97582 | 0.97582 | 0.97582 | 0.97582 | [13 empty] | 35 |  | 14.2354
East Hampton Conversion 33 kV | 2017 |  | 3.2 | 0 | 0.39033 | 0.39033 | 0.39033 | 0.39033 | 0.39033 | 0.39033 | 0.39033 | 0.39033 | 0.39033 | 0.39033 | 0.39033 | 0.39033 | 0.39033 | 0.39033 | 0.39033 | 0.39033 | 0.39033 | 0.39033 | 0.39033 | 0.39033 | 0.39033 | 0.39033 | 0.39033 | 0.39033 | 0.39033 | 0.39033 | 0.39033 | 0.39033 | 0.39033 | 0.39033 | 0.39033 | 0.39033 | 0.39033 | 0.39033 | 0.39033 | [13 empty] | 35 |  | 5.6942
Buell Conversion 33 kV | 2017 |  | 3.7 | 0 | 0.45131 | 0.45131 | 0.45131 | 0.45131 | 0.45131 | 0.45131 | 0.45131 | 0.45131 | 0.45131 | 0.45131 | 0.45131 | 0.45131 | 0.45131 | 0.45131 | 0.45131 | 0.45131 | 0.45131 | 0.45131 | 0.45131 | 0.45131 | 0.45131 | 0.45131 | 0.45131 | 0.45131 | 0.45131 | 0.45131 | 0.45131 | 0.45131 | 0.45131 | 0.45131 | 0.45131 | 0.45131 | 0.45131 | 0.45131 | 0.45131 | [13 empty] | 35 |  | 6.5839
Hither Hills Conversion to 33 kV | 2018 |  | 4.8 | 0 | 0 | 0.60305 | 0.60305 | 0.60305 | 0.60305 | 0.60305 | 0.60305 | 0.60305 | 0.60305 | 0.60305 | 0.60305 | 0.60305 | 0.60305 | 0.60305 | 0.60305 | 0.60305 | 0.60305 | 0.60305 | 0.60305 | 0.60305 | 0.60305 | 0.60305 | 0.60305 | 0.60305 | 0.60305 | 0.60305 | 0.60305 | 0.60305 | 0.60305 | 0.60305 | 0.60305 | 0.60305 | 0.60305 | 0.60305 | 0.60305 | 0.60305 | [12 empty] | 35 |  | 8.3388
Culloden Pt Conversion to 33 kV | 2019 |  | 2.8 | 0 | 0 | 0 | 0.36233 | 0.36233 | 0.36233 | 0.36233 | 0.36233 | 0.36233 | 0.36233 | 0.36233 | 0.36233 | 0.36233 | 0.36233 | 0.36233 | 0.36233 | 0.36233 | 0.36233 | 0.36233 | 0.36233 | 0.36233 | 0.36233 | 0.36233 | 0.36233 | 0.36233 | 0.36233 | 0.36233 | 0.36233 | 0.36233 | 0.36233 | 0.36233 | 0.36233 | 0.36233 | 0.36233 | 0.36233 | 0.36233 | 0.36233 | 0.36233 | [11 empty] | 35 |  | 4.7491
No Deferral |  |  | 22.5 |  | 1.8175 | 2.4205 | 2.7828 | 2.7828 | 2.7828 | 2.7828 | 2.7828 | 2.7828 | 2.7828 | 2.7828 | 2.7828 | 2.7828 | 2.7828 | 2.7828 | 2.7828 | 2.7828 | 2.7828 | 2.7828 | 2.7828 | 2.7828 | 2.7828 | 2.7828 | 2.7828 | 2.7828 | 2.7828 | 2.7828 | 2.7828 | 2.7828 | 2.7828 | 2.7828 | 2.7828 | 2.7828 | 2.7828 | 2.7828 | 2.7828 | 0.96539 | 0.36233 | 0 | 0 | 0 | [10 empty] | 39.6013
Amagansett Conversion 33 kV | 2030 |  | 8 | [14 empty] | 1.433 | 1.433 | 1.433 | 1.433 | 1.433 | 1.433 | 1.433 | 1.433 | 1.433 | 1.433 | 1.433 | 1.433 | 1.433 | 1.433 | 1.433 | 1.433 | 1.433 | 1.433 | 1.433 | 1.433 | 1.433 | 1.433 | 1.433 | 1.433 | 1.433 | 1.433 | 1.433 | 1.433 | 1.433 | 1.433 | 1.433 | 1.433 | 1.433 | 1.433 | 1.433 | 35 |  | 10.4225 | 3.8129 | 0 | 0 | 0
East Hampton Conversion 33 kV | 2030 |  | 3.2 | [14 empty] | 0.57321 | 0.57321 | 0.57321 | 0.57321 | 0.57321 | 0.57321 | 0.57321 | 0.57321 | 0.57321 | 0.57321 | 0.57321 | 0.57321 | 0.57321 | 0.57321 | 0.57321 | 0.57321 | 0.57321 | 0.57321 | 0.57321 | 0.57321 | 0.57321 | 0.57321 | 0.57321 | 0.57321 | 0.57321 | 0.57321 | 0.57321 | 0.57321 | 0.57321 | 0.57321 | 0.57321 | 0.57321 | 0.57321 | 0.57321 | 0.57321 | 35 |  | 4.169 | 1.5252 | 0 | 0 | 0
Buell Conversion 33 kV | 2030 |  | 3.7 | [14 empty] | 0.66277 | 0.66277 | 0.66277 | 0.66277 | 0.66277 | 0.66277 | 0.66277 | 0.66277 | 0.66277 | 0.66277 | 0.66277 | 0.66277 | 0.66277 | 0.66277 | 0.66277 | 0.66277 | 0.66277 | 0.66277 | 0.66277 | 0.66277 | 0.66277 | 0.66277 | 0.66277 | 0.66277 | 0.66277 | 0.66277 | 0.66277 | 0.66277 | 0.66277 | 0.66277 | 0.66277 | 0.66277 | 0.66277 | 0.66277 | 0.66277 | 35 |  | 4.8204 | 1.7635 | 0 | 0 | 0
Hither Hills Conversion to 33 kV | 2030 |  | 4.8 | [14 empty] | 0.85981 | 0.85981 | 0.85981 | 0.85981 | 0.85981 | 0.85981 | 0.85981 | 0.85981 | 0.85981 | 0.85981 | 0.85981 | 0.85981 | 0.85981 | 0.85981 | 0.85981 | 0.85981 | 0.85981 | 0.85981 | 0.85981 | 0.85981 | 0.85981 | 0.85981 | 0.85981 | 0.85981 | 0.85981 | 0.85981 | 0.85981 | 0.85981 | 0.85981 | 0.85981 | 0.85981 | 0.85981 | 0.85981 | 0.85981 | 0.85981 | 35 |  | 6.2535 | 2.0853 | 2.0853 | 139022.8879 | 89002.4529
Culloden Pt Conversion to 33 kV | 2030 |  | 2.8 | [14 empty] | 0.50156 | 0.50156 | 0.50156 | 0.50156 | 0.50156 | 0.50156 | 0.50156 | 0.50156 | 0.50156 | 0.50156 | 0.50156 | 0.50156 | 0.50156 | 0.50156 | 0.50156 | 0.50156 | 0.50156 | 0.50156 | 0.50156 | 0.50156 | 0.50156 | 0.50156 | 0.50156 | 0.50156 | 0.50156 | 0.50156 | 0.50156 | 0.50156 | 0.50156 | 0.50156 | 0.50156 | 0.50156 | 0.50156 | 0.50156 | 0.50156 | 35 |  | 3.6479 | 1.1012 | 1.1012 | 73412.135 | 46998.4488
Deferral to Indicated Year |  |  | 22.5 | [6 empty] | 0 | 0 | 0 | 0 | 0 | 0 | 0 | 0 | 4.0304 | 4.0304 | 4.0304 | 4.0304 | 4.0304 | 4.0304 | 4.0304 | 4.0304 | 4.0304 | 4.0304 | 4.0304 | 4.0304 | 4.0304 | 4.0304 | 4.0304 | 4.0304 | 4.0304 | 4.0304 | 4.0304 | 4.0304 | 4.0304 | 4.0304 | 4.0304 | 4.0304 | 4.0304 | 4.0304 | 4.0304 | 4.0304 | 4.0304 | 4.0304 | 4.0304 | 4.0304 | 4.0304 | 4.0304 | 4.0304 | 35 |  | 29.3132 | 10.2881 | 3.1865 | 212435.0229 | 136000.9017 | =Area I Portion
[59 empty] | 1133106.4976 | =Area I+II+III Portions
Annual Avoided Costs for Deferral to Indicated Year:
Amagansett Conversion 33 kV | 2030 |  |  | 0 | 0.97582 | 0.97582 | 0.97582 | 0.97582 | 0.97582 | 0.97582 | 0.97582 | 0.97582 | 0.97582 | 0.97582 | 0.97582 | 0.97582 | 0.97582 | -0.4572 | -0.4572 | -0.4572 | -0.4572 | -0.4572 | -0.4572 | -0.4572 | -0.4572 | -0.4572 | -0.4572 | -0.4572 | -0.4572 | -0.4572 | -0.4572 | -0.4572 | -0.4572 | -0.4572 | -0.4572 | -0.4572 | -0.4572 | -0.4572 | -0.4572 | -1.433 | -1.433 | -1.433 | -1.433 | -1.433 | -1.433 | -1.433 | -1.433 | -1.433 | -1.433 | -1.433 | -1.433 | -1.433 | 35 |  |  | 3.8129
East Hampton Conversion 33 kV | 2030 |  |  | 0 | 0.39033 | 0.39033 | 0.39033 | 0.39033 | 0.39033 | 0.39033 | 0.39033 | 0.39033 | 0.39033 | 0.39033 | 0.39033 | 0.39033 | 0.39033 | -0.18288 | -0.18288 | -0.18288 | -0.18288 | -0.18288 | -0.18288 | -0.18288 | -0.18288 | -0.18288 | -0.18288 | -0.18288 | -0.18288 | -0.18288 | -0.18288 | -0.18288 | -0.18288 | -0.18288 | -0.18288 | -0.18288 | -0.18288 | -0.18288 | -0.18288 | -0.57321 | -0.57321 | -0.57321 | -0.57321 | -0.57321 | -0.57321 | -0.57321 | -0.57321 | -0.57321 | -0.57321 | -0.57321 | -0.57321 | -0.57321 | 35 |  |  | 1.5252
Buell Conversion 33 kV | 2030 |  |  | 0 | 0.45131 | 0.45131 | 0.45131 | 0.45131 | 0.45131 | 0.45131 | 0.45131 | 0.45131 | 0.45131 | 0.45131 | 0.45131 | 0.45131 | 0.45131 | -0.21146 | -0.21146 | -0.21146 | -0.21146 | -0.21146 | -0.21146 | -0.21146 | -0.21146 | -0.21146 | -0.21146 | -0.21146 | -0.21146 | -0.21146 | -0.21146 | -0.21146 | -0.21146 | -0.21146 | -0.21146 | -0.21146 | -0.21146 | -0.21146 | -0.21146 | -0.66277 | -0.66277 | -0.66277 | -0.66277 | -0.66277 | -0.66277 | -0.66277 | -0.66277 | -0.66277 | -0.66277 | -0.66277 | -0.66277 | -0.66277 | 35 |  |  | 1.7635
Hither Hills Conversion to 33 kV | 2030 |  |  | 0 | 0 | 0.60305 | 0.60305 | 0.60305 | 0.60305 | 0.60305 | 0.60305 | 0.60305 | 0.60305 | 0.60305 | 0.60305 | 0.60305 | 0.60305 | -0.25676 | -0.25676 | -0.25676 | -0.25676 | -0.25676 | -0.25676 | -0.25676 | -0.25676 | -0.25676 | -0.25676 | -0.25676 | -0.25676 | -0.25676 | -0.25676 | -0.25676 | -0.25676 | -0.25676 | -0.25676 | -0.25676 | -0.25676 | -0.25676 | -0.25676 | -0.25676 | -0.85981 | -0.85981 | -0.85981 | -0.85981 | -0.85981 | -0.85981 | -0.85981 | -0.85981 | -0.85981 | -0.85981 | -0.85981 | -0.85981 | 35 |  |  | 2.0853
Culloden Pt Conversion to 33 kV | 2030 |  |  | 0 | 0 | 0 | 0.36233 | 0.36233 | 0.36233 | 0.36233 | 0.36233 | 0.36233 | 0.36233 | 0.36233 | 0.36233 | 0.36233 | 0.36233 | -0.13922 | -0.13922 | -0.13922 | -0.13922 | -0.13922 | -0.13922 | -0.13922 | -0.13922 | -0.13922 | -0.13922 | -0.13922 | -0.13922 | -0.13922 | -0.13922 | -0.13922 | -0.13922 | -0.13922 | -0.13922 | -0.13922 | -0.13922 | -0.13922 | -0.13922 | -0.13922 | -0.13922 | -0.50156 | -0.50156 | -0.50156 | -0.50156 | -0.50156 | -0.50156 | -0.50156 | -0.50156 | -0.50156 | -0.50156 | -0.50156 | 35 |  |  | 1.1012
Area II Projects: | [53 empty] | 33
Riverhead Canal 2nd Line and Bank | 2020 |  | 136.8 | 0 | 0 | 0 | 0 | 18.2337 | 18.2337 | 18.2337 | 18.2337 | 18.2337 | 18.2337 | 18.2337 | 18.2337 | 18.2337 | 18.2337 | 18.2337 | 18.2337 | 18.2337 | 18.2337 | 18.2337 | 18.2337 | 18.2337 | 18.2337 | 18.2337 | 18.2337 | 18.2337 | 18.2337 | 18.2337 | 18.2337 | 18.2337 | 18.2337 | 18.2337 | 18.2337 | 18.2337 | 18.2337 | 18.2337 | 18.2337 | 18.2337 | 18.2337 | 18.2337 | [10 empty] | 35 |  | 226.5269
No Deferral |  |  | 136.8 |  | 0 | 0 | 0 | 18.2337 | 18.2337 | 18.2337 | 18.2337 | 18.2337 | 18.2337 | 18.2337 | 18.2337 | 18.2337 | 18.2337 | 18.2337 | 18.2337 | 18.2337 | 18.2337 | 18.2337 | 18.2337 | 18.2337 | 18.2337 | 18.2337 | 18.2337 | 18.2337 | 18.2337 | 18.2337 | 18.2337 | 18.2337 | 18.2337 | 18.2337 | 18.2337 | 18.2337 | 18.2337 | 18.2337 | 18.2337 | 18.2337 | 18.2337 | 18.2337 | [10 empty] | 35 |  | 226.5269
Riverhead Canal 2nd Line and Bank | 2026 |  | 136.8 | [10 empty] | 21.772 | 21.772 | 21.772 | 21.772 | 21.772 | 21.772 | 21.772 | 21.772 | 21.772 | 21.772 | 21.772 | 21.772 | 21.772 | 21.772 | 21.772 | 21.772 | 21.772 | 21.772 | 21.772 | 21.772 | 21.772 | 21.772 | 21.772 | 21.772 | 21.772 | 21.772 | 21.772 | 21.772 | 21.772 | 21.772 | 21.772 | 21.772 | 21.772 | 21.772 | 21.772 |  |  |  |  | 35 |  | 196.1681 | 30.3588 | 30.3588 | 632475.0457 | 404910.5243
Deferral to Indicated Year |  |  | 136.8 | [6 empty] | 0 | 0 | 0 | 0 | 21.772 | 21.772 | 21.772 | 21.772 | 21.772 | 21.772 | 21.772 | 21.772 | 21.772 | 21.772 | 21.772 | 21.772 | 21.772 | 21.772 | 21.772 | 21.772 | 21.772 | 21.772 | 21.772 | 21.772 | 21.772 | 21.772 | 21.772 | 21.772 | 21.772 | 21.772 | 21.772 | 21.772 | 21.772 | 21.772 | 21.772 | 21.772 | 21.772 | 21.772 | 21.772 |  |  |  |  | 35 |  | 196.1681 | 30.3588 | 30.3588 | 632475.0457 | 404910.5243 | =Area II Portion
[59 empty] | 997105.5959 | =Area II+III Portions
Annual Avoided Costs for Deferral to Indicated Year:
Riverhead Canal 2nd Line and Bank | 2026 |  |  | 0 | 0 | 0 | 0 | 18.2337 | 18.2337 | 18.2337 | 18.2337 | 18.2337 | 18.2337 | -3.5383 | -3.5383 | -3.5383 | -3.5383 | -3.5383 | -3.5383 | -3.5383 | -3.5383 | -3.5383 | -3.5383 | -3.5383 | -3.5383 | -3.5383 | -3.5383 | -3.5383 | -3.5383 | -3.5383 | -3.5383 | -3.5383 | -3.5383 | -3.5383 | -3.5383 | -3.5383 | -3.5383 | -3.5383 | -3.5383 | -3.5383 | -3.5383 | -3.5383 | -21.772 | -21.772 | -21.772 | -21.772 | -21.772 | -21.772 |  |  |  |  | 35 |  |  | 30.3588
0
Area III Projects: | [52 empty] | 0 | 15
New Canal - Southampton Cable | 2017 |  | 37.6 | 0 | 4.5863 | 4.5863 | 4.5863 | 4.5863 | 4.5863 | 4.5863 | 4.5863 | 4.5863 | 4.5863 | 4.5863 | 4.5863 | 4.5863 | 4.5863 | 4.5863 | 4.5863 | 4.5863 | 4.5863 | 4.5863 | 4.5863 | 4.5863 | 4.5863 | 4.5863 | 4.5863 | 4.5863 | 4.5863 | 4.5863 | 4.5863 | 4.5863 | 4.5863 | 4.5863 | 4.5863 | 4.5863 | 4.5863 | 4.5863 | 4.5863 | [13 empty] | 35 |  | 66.9063
Upgrade Wildwood - Riverhead to 138 kV | 2017 |  | 7.7 | 0 | 0.93922 | 0.93922 | 0.93922 | 0.93922 | 0.93922 | 0.93922 | 0.93922 | 0.93922 | 0.93922 | 0.93922 | 0.93922 | 0.93922 | 0.93922 | 0.93922 | 0.93922 | 0.93922 | 0.93922 | 0.93922 | 0.93922 | 0.93922 | 0.93922 | 0.93922 | 0.93922 | 0.93922 | 0.93922 | 0.93922 | 0.93922 | 0.93922 | 0.93922 | 0.93922 | 0.93922 | 0.93922 | 0.93922 | 0.93922 | 0.93922 | [13 empty] | 35 |  | 13.7016
Bridgehampton - Buell New 69 kV UG Cable | 2017 |  | 33.2 | 0 | 4.0496 | 4.0496 | 4.0496 | 4.0496 | 4.0496 | 4.0496 | 4.0496 | 4.0496 | 4.0496 | 4.0496 | 4.0496 | 4.0496 | 4.0496 | 4.0496 | 4.0496 | 4.0496 | 4.0496 | 4.0496 | 4.0496 | 4.0496 | 4.0496 | 4.0496 | 4.0496 | 4.0496 | 4.0496 | 4.0496 | 4.0496 | 4.0496 | 4.0496 | 4.0496 | 4.0496 | 4.0496 | 4.0496 | 4.0496 | 4.0496 | [13 empty] | 35 |  | 59.0769
Canal - Wainscott New 138 kV UG Cable | 2022 |  | 275.5 | 0 | 0 | 0 | 0 | 0 | 0 | 38.957 | 38.957 | 38.957 | 38.957 | 38.957 | 38.957 | 38.957 | 38.957 | 38.957 | 38.957 | 38.957 | 38.957 | 38.957 | 38.957 | 38.957 | 38.957 | 38.957 | 38.957 | 38.957 | 38.957 | 38.957 | 38.957 | 38.957 | 38.957 | 38.957 | 38.957 | 38.957 | 38.957 | 38.957 | 38.957 | 38.957 | 38.957 | 38.957 | 38.957 | 38.957 | [8 empty] | 35 |  | 434.8353
No Deferral |  |  | 354 |  | 9.5752 | 9.5752 | 9.5752 | 9.5752 | 9.5752 | 48.5322 | 48.5322 | 48.5322 | 48.5322 | 48.5322 | 48.5322 | 48.5322 | 48.5322 | 48.5322 | 48.5322 | 48.5322 | 48.5322 | 48.5322 | 48.5322 | 48.5322 | 48.5322 | 48.5322 | 48.5322 | 48.5322 | 48.5322 | 48.5322 | 48.5322 | 48.5322 | 48.5322 | 48.5322 | 48.5322 | 48.5322 | 48.5322 | 48.5322 | 48.5322 | 38.957 | 38.957 | 38.957 | 38.957 | 38.957 | [10 empty] | 574.52
New Canal - Southampton Cable | 2023 |  | 37.6 | [7 empty] | 5.4763 | 5.4763 | 5.4763 | 5.4763 | 5.4763 | 5.4763 | 5.4763 | 5.4763 | 5.4763 | 5.4763 | 5.4763 | 5.4763 | 5.4763 | 5.4763 | 5.4763 | 5.4763 | 5.4763 | 5.4763 | 5.4763 | 5.4763 | 5.4763 | 5.4763 | 5.4763 | 5.4763 | 5.4763 | 5.4763 | 5.4763 | 5.4763 | 5.4763 | 5.4763 | 5.4763 | 5.4763 | 5.4763 | 5.4763 | 5.4763 | [7 empty] | 35 |  | 57.9396 | 8.9667 | 0 | 0 | 0
Upgrade Wildwood - Riverhead to 138 kV | 2022 |  | 7.7 | [6 empty] | 1.0888 | 1.0888 | 1.0888 | 1.0888 | 1.0888 | 1.0888 | 1.0888 | 1.0888 | 1.0888 | 1.0888 | 1.0888 | 1.0888 | 1.0888 | 1.0888 | 1.0888 | 1.0888 | 1.0888 | 1.0888 | 1.0888 | 1.0888 | 1.0888 | 1.0888 | 1.0888 | 1.0888 | 1.0888 | 1.0888 | 1.0888 | 1.0888 | 1.0888 | 1.0888 | 1.0888 | 1.0888 | 1.0888 | 1.0888 | 1.0888 | [8 empty] | 35 |  | 12.1533 | 1.5483 | 0 | 0 | 0
Bridgehampton - Buell New 69 kV UG Cable | 2023 |  | 33.2 | [7 empty] | 4.8355 | 4.8355 | 4.8355 | 4.8355 | 4.8355 | 4.8355 | 4.8355 | 4.8355 | 4.8355 | 4.8355 | 4.8355 | 4.8355 | 4.8355 | 4.8355 | 4.8355 | 4.8355 | 4.8355 | 4.8355 | 4.8355 | 4.8355 | 4.8355 | 4.8355 | 4.8355 | 4.8355 | 4.8355 | 4.8355 | 4.8355 | 4.8355 | 4.8355 | 4.8355 | 4.8355 | 4.8355 | 4.8355 | 4.8355 | 4.8355 | [7 empty] | 35 |  | 51.1595 | 7.9174 | 0 | 0 | 0
Canal - Wainscott New 138 kV UG Cable | 2028 |  | 275.5 | [12 empty] | 46.5167 | 46.5167 | 46.5167 | 46.5167 | 46.5167 | 46.5167 | 46.5167 | 46.5167 | 46.5167 | 46.5167 | 46.5167 | 46.5167 | 46.5167 | 46.5167 | 46.5167 | 46.5167 | 46.5167 | 46.5167 | 46.5167 | 46.5167 | 46.5167 | 46.5167 | 46.5167 | 46.5167 | 46.5167 | 46.5167 | 46.5167 | 46.5167 | 46.5167 | 46.5167 | 46.5167 | 46.5167 | 46.5167 | 46.5167 | 46.5167 |  |  | 35 |  | 376.5593 | 58.276 | 58.276 | 925015.732 | 592195.0716
Deferral to Indicated Year |  |  | 354 | [6 empty] | 1.0888 | 11.4006 | 11.4006 | 11.4006 | 11.4006 | 11.4006 | 57.9173 | 57.9173 | 57.9173 | 57.9173 | 57.9173 | 57.9173 | 57.9173 | 57.9173 | 57.9173 | 57.9173 | 57.9173 | 57.9173 | 57.9173 | 57.9173 | 57.9173 | 57.9173 | 57.9173 | 57.9173 | 57.9173 | 57.9173 | 57.9173 | 57.9173 | 57.9173 | 57.9173 | 57.9173 | 57.9173 | 57.9173 | 57.9173 | 57.9173 | 56.8285 | 46.5167 | 46.5167 | 46.5167 | 46.5167 | 46.5167 |  |  | 41 |  | 497.8117 | 76.7083 | 58.276 | 925015.732 | 592195.0716 | =Area III Portion
[59 empty] | 592195.0716 | =Area III Portion
Annual Avoided Costs for Deferral to Indicated Year:
New Canal - Southampton Cable | 2023 |  |  | 0 | 4.5863 | 4.5863 | 4.5863 | 4.5863 | 4.5863 | 4.5863 | -0.88999 | -0.88999 | -0.88999 | -0.88999 | -0.88999 | -0.88999 | -0.88999 | -0.88999 | -0.88999 | -0.88999 | -0.88999 | -0.88999 | -0.88999 | -0.88999 | -0.88999 | -0.88999 | -0.88999 | -0.88999 | -0.88999 | -0.88999 | -0.88999 | -0.88999 | -0.88999 | -0.88999 | -0.88999 | -0.88999 | -0.88999 | -0.88999 | -0.88999 | -5.4763 | -5.4763 | -5.4763 | -5.4763 | -5.4763 | -5.4763 | 0 | 0 | 0 | 0 | 0 |  |  | 35 |  |  | 8.9667
Upgrade Wildwood - Riverhead to 138 kV | 2022 |  |  | 0 | 0.93922 | 0.93922 | 0.93922 | 0.93922 | 0.93922 | -0.14959 | -0.14959 | -0.14959 | -0.14959 | -0.14959 | -0.14959 | -0.14959 | -0.14959 | -0.14959 | -0.14959 | -0.14959 | -0.14959 | -0.14959 | -0.14959 | -0.14959 | -0.14959 | -0.14959 | -0.14959 | -0.14959 | -0.14959 | -0.14959 | -0.14959 | -0.14959 | -0.14959 | -0.14959 | -0.14959 | -0.14959 | -0.14959 | -0.14959 | -0.14959 | -1.0888 | -1.0888 | -1.0888 | -1.0888 | -1.0888 | 0 | 0 | 0 | 0 | 0 | 0 |  |  | 35 |  |  | 1.5483
Bridgehampton - Buell New 69 kV UG Cable | 2023 |  |  | 0 | 4.0496 | 4.0496 | 4.0496 | 4.0496 | 4.0496 | 4.0496 | -0.78584 | -0.78584 | -0.78584 | -0.78584 | -0.78584 | -0.78584 | -0.78584 | -0.78584 | -0.78584 | -0.78584 | -0.78584 | -0.78584 | -0.78584 | -0.78584 | -0.78584 | -0.78584 | -0.78584 | -0.78584 | -0.78584 | -0.78584 | -0.78584 | -0.78584 | -0.78584 | -0.78584 | -0.78584 | -0.78584 | -0.78584 | -0.78584 | -0.78584 | -4.8355 | -4.8355 | -4.8355 | -4.8355 | -4.8355 | -4.8355 | 0 | 0 | 0 | 0 | 0 |  |  | 35 |  |  | 7.9174
Canal - Wainscott New 138 kV UG Cable | 2028 |  |  | 0 | 0 | 0 | 0 | 0 | 0 | 38.957 | 38.957 | 38.957 | 38.957 | 38.957 | 38.957 | -7.5597 | -7.5597 | -7.5597 | -7.5597 | -7.5597 | -7.5597 | -7.5597 | -7.5597 | -7.5597 | -7.5597 | -7.5597 | -7.5597 | -7.5597 | -7.5597 | -7.5597 | -7.5597 | -7.5597 | -7.5597 | -7.5597 | -7.5597 | -7.5597 | -7.5597 | -7.5597 | -7.5597 | -7.5597 | -7.5597 | -7.5597 | -7.5597 | -7.5597 | -46.5167 | -46.5167 | -46.5167 | -46.5167 | -46.5167 | -46.5167 | [5 empty] | 58.276
Total - All Areas (No Deferrals,$Millions) |  |  | 513.3 |  | 11.3926 | 11.9957 | 12.358 | 30.5918 | 30.5918 | 69.5487 | 69.5487 | 69.5487 | 69.5487 | 69.5487 | 69.5487 | 69.5487 | 69.5487 | 69.5487 | 69.5487 | 69.5487 | 69.5487 | 69.5487 | 69.5487 | 69.5487 | 69.5487 | 69.5487 | 69.5487 | 69.5487 | 69.5487 | 69.5487 | 69.5487 | 69.5487 | 69.5487 | 69.5487 | 69.5487 | 69.5487 | 69.5487 | 69.5487 | 69.5487 | 58.1561 | 57.553 | 57.1907 | 38.957 | 38.957 | 0 | 0 | 0 | 0 | 0 | 0 | 0 | 0 |  | 63 | 840.6482 | 117.3552 | = max. total avoided cost in portfolio
Annual Avoided Costs for Deferrals - Area 1 Proposal: (see note*) | Deferral Year |  |  | 2016 | 2017 | 2018 | 2019 | 2020 | 2021 | 2022 | 2023 | 2024 | 2025 | 2026 | 2027 | 2028 | 2029 | 2030 | 2031 | 2032 | 2033 | 2034 | 2035 | 2036 | 2037 | 2038 | 2039 | 2040 | 2041 | 2042 | 2043 | 2044 | 2045 | 2046 | 2047 | 2048 | 2049 | 2050 | 2051 | 2052 | 2053 | 2054 | 2055 | 2056 | 2057 | 2058 | 2059 | 2060 | 2061 | 2062 | 2063 | 2064 |  |  | Differential NPV $M |  | Differential NPV $M (adjusted for COD of Selected Project) | Differntial NPV $/MW | NPV of Transmission Avoided Costs for Selected Project
Area I Projects:
Amagansett Conversion 33 kV | 2030 |  |  | 0 | 0.97582 | 0.97582 | 0.97582 | 0.97582 | 0.97582 | 0.97582 | 0.97582 | 0.97582 | 0.97582 | 0.97582 | 0.97582 | 0.97582 | 0.97582 | -0.4572 | -0.4572 | -0.4572 | -0.4572 | -0.4572 | -0.4572 | -0.4572 | -0.4572 | -0.4572 | -0.4572 | -0.4572 | -0.4572 | -0.4572 | -0.4572 | -0.4572 | -0.4572 | -0.4572 | -0.4572 | -0.4572 | -0.4572 | -0.4572 | -0.4572 | -1.433 | -1.433 | -1.433 | -1.433 | -1.433 | -1.433 | -1.433 | -1.433 | -1.433 | -1.433 | -1.433 | -1.433 | -1.433 |  |  | 3.8129 |  | 0 | 0 | 0
East Hampton Conversion 33 kV | 2030 |  |  | 0 | 0.39033 | 0.39033 | 0.39033 | 0.39033 | 0.39033 | 0.39033 | 0.39033 | 0.39033 | 0.39033 | 0.39033 | 0.39033 | 0.39033 | 0.39033 | -0.18288 | -0.18288 | -0.18288 | -0.18288 | -0.18288 | -0.18288 | -0.18288 | -0.18288 | -0.18288 | -0.18288 | -0.18288 | -0.18288 | -0.18288 | -0.18288 | -0.18288 | -0.18288 | -0.18288 | -0.18288 | -0.18288 | -0.18288 | -0.18288 | -0.18288 | -0.57321 | -0.57321 | -0.57321 | -0.57321 | -0.57321 | -0.57321 | -0.57321 | -0.57321 | -0.57321 | -0.57321 | -0.57321 | -0.57321 | -0.57321 |  |  | 1.5252 |  | 0 | 0 | 0
Buell Conversion 33 kV | 2030 |  |  | 0 | 0.45131 | 0.45131 | 0.45131 | 0.45131 | 0.45131 | 0.45131 | 0.45131 | 0.45131 | 0.45131 | 0.45131 | 0.45131 | 0.45131 | 0.45131 | -0.21146 | -0.21146 | -0.21146 | -0.21146 | -0.21146 | -0.21146 | -0.21146 | -0.21146 | -0.21146 | -0.21146 | -0.21146 | -0.21146 | -0.21146 | -0.21146 | -0.21146 | -0.21146 | -0.21146 | -0.21146 | -0.21146 | -0.21146 | -0.21146 | -0.21146 | -0.66277 | -0.66277 | -0.66277 | -0.66277 | -0.66277 | -0.66277 | -0.66277 | -0.66277 | -0.66277 | -0.66277 | -0.66277 | -0.66277 | -0.66277 |  |  | 1.7635 |  | 0 | 0 | 0
Hither Hills Conversion to 33 kV | 2030 |  |  | 0 | 0 | 0.60305 | 0.60305 | 0.60305 | 0.60305 | 0.60305 | 0.60305 | 0.60305 | 0.60305 | 0.60305 | 0.60305 | 0.60305 | 0.60305 | -0.25676 | -0.25676 | -0.25676 | -0.25676 | -0.25676 | -0.25676 | -0.25676 | -0.25676 | -0.25676 | -0.25676 | -0.25676 | -0.25676 | -0.25676 | -0.25676 | -0.25676 | -0.25676 | -0.25676 | -0.25676 | -0.25676 | -0.25676 | -0.25676 | -0.25676 | -0.25676 | -0.85981 | -0.85981 | -0.85981 | -0.85981 | -0.85981 | -0.85981 | -0.85981 | -0.85981 | -0.85981 | -0.85981 | -0.85981 | -0.85981 |  |  | 2.0853 |  | 2.0853 | 139022.8879 | 0
Culloden Pt Conversion to 33 kV | 2030 |  |  | 0 | 0 | 0 | 0.36233 | 0.36233 | 0.36233 | 0.36233 | 0.36233 | 0.36233 | 0.36233 | 0.36233 | 0.36233 | 0.36233 | 0.36233 | -0.13922 | -0.13922 | -0.13922 | -0.13922 | -0.13922 | -0.13922 | -0.13922 | -0.13922 | -0.13922 | -0.13922 | -0.13922 | -0.13922 | -0.13922 | -0.13922 | -0.13922 | -0.13922 | -0.13922 | -0.13922 | -0.13922 | -0.13922 | -0.13922 | -0.13922 | -0.13922 | -0.13922 | -0.50156 | -0.50156 | -0.50156 | -0.50156 | -0.50156 | -0.50156 | -0.50156 | -0.50156 | -0.50156 | -0.50156 | -0.50156 |  |  | 1.1012 |  | 1.1012 | 73412.135 | 0
[59 empty] | 0 | =Area I Portion
Area II Projects: | [58 empty] | 0 | =Area I+II+III Portions
Riverhead Canal 2nd Line and Bank | 2026 |  |  | 0 | 0 | 0 | 0 | 18.2337 | 18.2337 | 18.2337 | 18.2337 | 18.2337 | 18.2337 | -3.5383 | -3.5383 | -3.5383 | -3.5383 | -3.5383 | -3.5383 | -3.5383 | -3.5383 | -3.5383 | -3.5383 | -3.5383 | -3.5383 | -3.5383 | -3.5383 | -3.5383 | -3.5383 | -3.5383 | -3.5383 | -3.5383 | -3.5383 | -3.5383 | -3.5383 | -3.5383 | -3.5383 | -3.5383 | -3.5383 | -3.5383 | -3.5383 | -3.5383 | -21.772 | -21.772 | -21.772 | -21.772 | -21.772 | -21.772 | 0 | 0 | 0 | 0 |  |  | 30.3588 |  | 30.3588 | 632475.0457 | 0
[59 empty] | 0 | =Area II Portion
Area III Projects: | [58 empty] | 0 | =Area II+III Portions
New Canal - Southampton Cable | 2023 |  |  | 0 | 4.5863 | 4.5863 | 4.5863 | 4.5863 | 4.5863 | 4.5863 | -0.88999 | -0.88999 | -0.88999 | -0.88999 | -0.88999 | -0.88999 | -0.88999 | -0.88999 | -0.88999 | -0.88999 | -0.88999 | -0.88999 | -0.88999 | -0.88999 | -0.88999 | -0.88999 | -0.88999 | -0.88999 | -0.88999 | -0.88999 | -0.88999 | -0.88999 | -0.88999 | -0.88999 | -0.88999 | -0.88999 | -0.88999 | -0.88999 | -0.88999 | -5.4763 | -5.4763 | -5.4763 | -5.4763 | -5.4763 | -5.4763 | 0 | 0 | 0 | 0 | 0 | 0 | 0 |  |  | 8.9667 |  | 0 | 0 | 0
Upgrade Wildwood - Riverhead to 138 kV | 2022 |  |  | 0 | 0.93922 | 0.93922 | 0.93922 | 0.93922 | 0.93922 | -0.14959 | -0.14959 | -0.14959 | -0.14959 | -0.14959 | -0.14959 | -0.14959 | -0.14959 | -0.14959 | -0.14959 | -0.14959 | -0.14959 | -0.14959 | -0.14959 | -0.14959 | -0.14959 | -0.14959 | -0.14959 | -0.14959 | -0.14959 | -0.14959 | -0.14959 | -0.14959 | -0.14959 | -0.14959 | -0.14959 | -0.14959 | -0.14959 | -0.14959 | -0.14959 | -1.0888 | -1.0888 | -1.0888 | -1.0888 | -1.0888 | 0 | 0 | 0 | 0 | 0 | 0 | 0 | 0 |  |  | 1.5483 |  | 0 | 0 | 0
Bridgehampton - Buell New 69 kV UG Cable | 2023 |  |  | 0 | 4.0496 | 4.0496 | 4.0496 | 4.0496 | 4.0496 | 4.0496 | -0.78584 | -0.78584 | -0.78584 | -0.78584 | -0.78584 | -0.78584 | -0.78584 | -0.78584 | -0.78584 | -0.78584 | -0.78584 | -0.78584 | -0.78584 | -0.78584 | -0.78584 | -0.78584 | -0.78584 | -0.78584 | -0.78584 | -0.78584 | -0.78584 | -0.78584 | -0.78584 | -0.78584 | -0.78584 | -0.78584 | -0.78584 | -0.78584 | -0.78584 | -4.8355 | -4.8355 | -4.8355 | -4.8355 | -4.8355 | -4.8355 | 0 | 0 | 0 | 0 | 0 | 0 | 0 |  |  | 7.9174 |  | 0 | 0 | 0
Canal - Wainscott New 138 kV UG Cable | 2028 |  |  | 0 | 0 | 0 | 0 | 0 | 0 | 38.957 | 38.957 | 38.957 | 38.957 | 38.957 | 38.957 | -7.5597 | -7.5597 | -7.5597 | -7.5597 | -7.5597 | -7.5597 | -7.5597 | -7.5597 | -7.5597 | -7.5597 | -7.5597 | -7.5597 | -7.5597 | -7.5597 | -7.5597 | -7.5597 | -7.5597 | -7.5597 | -7.5597 | -7.5597 | -7.5597 | -7.5597 | -7.5597 | -7.5597 | -7.5597 | -7.5597 | -7.5597 | -7.5597 | -7.5597 | -46.5167 | -46.5167 | -46.5167 | -46.5167 | -46.5167 | -46.5167 | 0 | 0 |  |  | 58.276 |  | 58.276 | 925015.732 | 0
[59 empty] | 0 | =Area III Portion
Total - Area 1 Proposal, $Millions (unadjusted) |  |  |  | 0 | 0 | 0.60305 | 0.96539 | 19.1991 | 19.1991 | 58.1561 | 58.1561 | 58.1561 | 58.1561 | 36.3841 | 36.3841 | -10.1326 | -10.1326 | -11.494 | -11.494 | -11.494 | -11.494 | -11.494 | -11.494 | -11.494 | -11.494 | -11.494 | -11.494 | -11.494 | -11.494 | -11.494 | -11.494 | -11.494 | -11.494 | -11.494 | -11.494 | -11.494 | -11.494 | -11.494 | -11.494 | -11.494 | -12.097 | -12.4594 | -30.6931 | -30.6931 | -69.6501 | -69.6501 | -69.6501 | -69.6501 | -47.878 | -47.878 | -1.3614 | -1.3614 |  |  | 91.8213 |  |  | 1769925.8006 | 0
$/MW-yr |  |  |  | 0 | 0 | 40203.5861 | 64359.2408 | 444228.478 | 444228.478 | 1062593.2896 | 1062593.2896 | 1062593.2896 | 1062593.2896 | 609009.5545 | 609009.5545 | -129350.3688 | -129350.3688 | -220108.1448 | -220108.1448 | -220108.1448 | -220108.1448 | -220108.1448 | -220108.1448 | -220108.1448 | -220108.1448 | -220108.1448 | -220108.1448 | -220108.1448 | -220108.1448 | -220108.1448 | -220108.1448 | -220108.1448 | -220108.1448 | -220108.1448 | -220108.1448 | -220108.1448 | -220108.1448 | -220108.1448 | -220108.1448 | -220108.1448 | -260311.731 | -284467.3856 | -664336.6229 | -664336.6229 | -1282701.4345 | -1282701.4345 | -1282701.4345 | -1282701.4345 | -829117.6994 | -829117.6994 | -90757.776 | -90757.776
$Millions (adjusted) |  |  |  | 0 | 0 | 0 | 0 | 0 | 0 | 0 | 0 | 0 | 0 | 0 | 0 | 0 | 0 | 0 | 0 | 0 | 0 | 0 | 0 | 0 | 0 | 0 | 0 | 0 | 0 | 0 | 0 | 0 | 0 | 0 | 0 | 0 | 0 | 0 | 0 | 0 | 0 | 0 | 0 | 0 | 0 | 0 | 0 | 0 | 0 | 0 | 0 | 0 |  |  | 0
Annual Avoided Costs for Deferrals - Area 2 Proposal: (see note*) | Deferral Year |  |  | 2016 | 2017 | 2018 | 2019 | 2020 | 2021 | 2022 | 2023 | 2024 | 2025 | 2026 | 2027 | 2028 | 2029 | 2030 | 2031 | 2032 | 2033 | 2034 | 2035 | 2036 | 2037 | 2038 | 2039 | 2040 | 2041 | 2042 | 2043 | 2044 | 2045 | 2046 | 2047 | 2048 | 2049 | 2050 | 2051 | 2052 | 2053 | 2054 | 2055 | 2056 | 2057 | 2058 | 2059 | 2060 | 2061 | 2062 | 2063 | 2064 |  |  | Differential NPV $M |  | Differential NPV $M (adjusted for COD of Selected Project) | Differntial NPV $/MW | NPV of Transmission Avoided Costs for Selected Project
Area I Projects:
Amagansett Conversion 33 kV | 2030 |  |  | 0 | 0 | 0 | 0 | 0 | 0 | 0 | 0 | 0 | 0 | 0 | 0 | 0 | 0 | 0 | 0 | 0 | 0 | 0 | 0 | 0 | 0 | 0 | 0 | 0 | 0 | 0 | 0 | 0 | 0 | 0 | 0 | 0 | 0 | 0 | 0 | 0 | 0 | 0 | 0 | 0 | 0 | 0 | 0 | 0 | 0 | 0 | 0 | 0 |  |  | 0 |  | 0 | 0 | 0
East Hampton Conversion 33 kV | 2030 |  |  | 0 | 0 | 0 | 0 | 0 | 0 | 0 | 0 | 0 | 0 | 0 | 0 | 0 | 0 | 0 | 0 | 0 | 0 | 0 | 0 | 0 | 0 | 0 | 0 | 0 | 0 | 0 | 0 | 0 | 0 | 0 | 0 | 0 | 0 | 0 | 0 | 0 | 0 | 0 | 0 | 0 | 0 | 0 | 0 | 0 | 0 | 0 | 0 | 0 |  |  | 0 |  | 0 | 0 | 0
Buell Conversion 33 kV | 2030 |  |  | 0 | 0 | 0 | 0 | 0 | 0 | 0 | 0 | 0 | 0 | 0 | 0 | 0 | 0 | 0 | 0 | 0 | 0 | 0 | 0 | 0 | 0 | 0 | 0 | 0 | 0 | 0 | 0 | 0 | 0 | 0 | 0 | 0 | 0 | 0 | 0 | 0 | 0 | 0 | 0 | 0 | 0 | 0 | 0 | 0 | 0 | 0 | 0 | 0 |  |  | 0 |  | 0 | 0 | 0
Hither Hills Conversion to 33 kV | 2030 |  |  | 0 | 0 | 0 | 0 | 0 | 0 | 0 | 0 | 0 | 0 | 0 | 0 | 0 | 0 | 0 | 0 | 0 | 0 | 0 | 0 | 0 | 0 | 0 | 0 | 0 | 0 | 0 | 0 | 0 | 0 | 0 | 0 | 0 | 0 | 0 | 0 | 0 | 0 | 0 | 0 | 0 | 0 | 0 | 0 | 0 | 0 | 0 | 0 | 0 |  |  | 0 |  | 0 | 0 | 0
Culloden Pt Conversion to 33 kV | 2030 |  |  | 0 | 0 | 0 | 0 | 0 | 0 | 0 | 0 | 0 | 0 | 0 | 0 | 0 | 0 | 0 | 0 | 0 | 0 | 0 | 0 | 0 | 0 | 0 | 0 | 0 | 0 | 0 | 0 | 0 | 0 | 0 | 0 | 0 | 0 | 0 | 0 | 0 | 0 | 0 | 0 | 0 | 0 | 0 | 0 | 0 | 0 | 0 | 0 | 0 |  |  | 0 |  | 0 | 0 | 0
[59 empty] | 0 | =Area I Portion
Area II Projects: | [58 empty] | 0 | =Area I+II+III Portions
Riverhead Canal 2nd Line and Bank | 2026 |  |  | 0 | 0 | 0 | 0 | 18.2337 | 18.2337 | 18.2337 | 18.2337 | 18.2337 | 18.2337 | -3.5383 | -3.5383 | -3.5383 | -3.5383 | -3.5383 | -3.5383 | -3.5383 | -3.5383 | -3.5383 | -3.5383 | -3.5383 | -3.5383 | -3.5383 | -3.5383 | -3.5383 | -3.5383 | -3.5383 | -3.5383 | -3.5383 | -3.5383 | -3.5383 | -3.5383 | -3.5383 | -3.5383 | -3.5383 | -3.5383 | -3.5383 | -3.5383 | -3.5383 | -21.772 | -21.772 | -21.772 | -21.772 | -21.772 | -21.772 | 0 | 0 | 0 | 0 |  |  | 30.3588 |  | 30.3588 | 632475.0457 | 0
[59 empty] | 0 | =Area II Portion
Area III Projects: | [58 empty] | 0 | =Area II+III Portions
New Canal - Southampton Cable | 2023 |  |  | 0 | 4.5863 | 4.5863 | 4.5863 | 4.5863 | 4.5863 | 4.5863 | -0.88999 | -0.88999 | -0.88999 | -0.88999 | -0.88999 | -0.88999 | -0.88999 | -0.88999 | -0.88999 | -0.88999 | -0.88999 | -0.88999 | -0.88999 | -0.88999 | -0.88999 | -0.88999 | -0.88999 | -0.88999 | -0.88999 | -0.88999 | -0.88999 | -0.88999 | -0.88999 | -0.88999 | -0.88999 | -0.88999 | -0.88999 | -0.88999 | -0.88999 | -5.4763 | -5.4763 | -5.4763 | -5.4763 | -5.4763 | -5.4763 | 0 | 0 | 0 | 0 | 0 | 0 | 0 |  |  | 8.9667 |  | 0 | 0 | 0
Upgrade Wildwood - Riverhead to 138 kV | 2022 |  |  | 0 | 0.93922 | 0.93922 | 0.93922 | 0.93922 | 0.93922 | -0.14959 | -0.14959 | -0.14959 | -0.14959 | -0.14959 | -0.14959 | -0.14959 | -0.14959 | -0.14959 | -0.14959 | -0.14959 | -0.14959 | -0.14959 | -0.14959 | -0.14959 | -0.14959 | -0.14959 | -0.14959 | -0.14959 | -0.14959 | -0.14959 | -0.14959 | -0.14959 | -0.14959 | -0.14959 | -0.14959 | -0.14959 | -0.14959 | -0.14959 | -0.14959 | -1.0888 | -1.0888 | -1.0888 | -1.0888 | -1.0888 | 0 | 0 | 0 | 0 | 0 | 0 | 0 | 0 |  |  | 1.5483 |  | 0 | 0 | 0
Bridgehampton - Buell New 69 kV UG Cable | 2023 |  |  | 0 | 4.0496 | 4.0496 | 4.0496 | 4.0496 | 4.0496 | 4.0496 | -0.78584 | -0.78584 | -0.78584 | -0.78584 | -0.78584 | -0.78584 | -0.78584 | -0.78584 | -0.78584 | -0.78584 | -0.78584 | -0.78584 | -0.78584 | -0.78584 | -0.78584 | -0.78584 | -0.78584 | -0.78584 | -0.78584 | -0.78584 | -0.78584 | -0.78584 | -0.78584 | -0.78584 | -0.78584 | -0.78584 | -0.78584 | -0.78584 | -0.78584 | -4.8355 | -4.8355 | -4.8355 | -4.8355 | -4.8355 | -4.8355 | 0 | 0 | 0 | 0 | 0 | 0 | 0 |  |  | 7.9174 |  | 0 | 0 | 0
Canal - Wainscott New 138 kV UG Cable | 2028 |  |  | 0 | 0 | 0 | 0 | 0 | 0 | 38.957 | 38.957 | 38.957 | 38.957 | 38.957 | 38.957 | -7.5597 | -7.5597 | -7.5597 | -7.5597 | -7.5597 | -7.5597 | -7.5597 | -7.5597 | -7.5597 | -7.5597 | -7.5597 | -7.5597 | -7.5597 | -7.5597 | -7.5597 | -7.5597 | -7.5597 | -7.5597 | -7.5597 | -7.5597 | -7.5597 | -7.5597 | -7.5597 | -7.5597 | -7.5597 | -7.5597 | -7.5597 | -7.5597 | -7.5597 | -46.5167 | -46.5167 | -46.5167 | -46.5167 | -46.5167 | -46.5167 | 0 | 0 |  |  | 58.276 |  | 58.276 | 925015.732 | 0
[59 empty] | 0 | =Area III Portion
Total - Area 2 Proposal, $Millions (unadjusted) |  |  |  | 0 | 0 | 0 | 0 | 18.2337 | 18.2337 | 57.1907 | 57.1907 | 57.1907 | 57.1907 | 35.4187 | 35.4187 | -11.098 | -11.098 | -11.098 | -11.098 | -11.098 | -11.098 | -11.098 | -11.098 | -11.098 | -11.098 | -11.098 | -11.098 | -11.098 | -11.098 | -11.098 | -11.098 | -11.098 | -11.098 | -11.098 | -11.098 | -11.098 | -11.098 | -11.098 | -11.098 | -11.098 | -11.098 | -11.098 | -29.3317 | -29.3317 | -68.2887 | -68.2887 | -68.2887 | -68.2887 | -46.5167 | -46.5167 | 0 | 0 |  |  | 88.6348 |  |  | 1557490.7777 | 0
$/MW-yr |  |  |  | 0 | 0 | 0 | 0 | 379869.2372 | 379869.2372 | 998234.0488 | 998234.0488 | 998234.0488 | 998234.0488 | 544650.3137 | 544650.3137 | -193709.6096 | -193709.6096 | -193709.6096 | -193709.6096 | -193709.6096 | -193709.6096 | -193709.6096 | -193709.6096 | -193709.6096 | -193709.6096 | -193709.6096 | -193709.6096 | -193709.6096 | -193709.6096 | -193709.6096 | -193709.6096 | -193709.6096 | -193709.6096 | -193709.6096 | -193709.6096 | -193709.6096 | -193709.6096 | -193709.6096 | -193709.6096 | -193709.6096 | -193709.6096 | -193709.6096 | -573578.8469 | -573578.8469 | -1191943.6585 | -1191943.6585 | -1191943.6585 | -1191943.6585 | -738359.9234 | -738359.9234 | 0 | 0
$Millions (adjusted) |  |  |  | 0 | 0 | 0 | 0 | 0 | 0 | 0 | 0 | 0 | 0 | 0 | 0 | 0 | 0 | 0 | 0 | 0 | 0 | 0 | 0 | 0 | 0 | 0 | 0 | 0 | 0 | 0 | 0 | 0 | 0 | 0 | 0 | 0 | 0 | 0 | 0 | 0 | 0 | 0 | 0 | 0 | 0 | 0 | 0 | 0 | 0 | 0 | 0 | 0 |  |  | 0
Annual Avoided Costs for Deferrals - Area 3 Proposal: (see note*) | Deferral Year |  |  | 2016 | 2017 | 2018 | 2019 | 2020 | 2021 | 2022 | 2023 | 2024 | 2025 | 2026 | 2027 | 2028 | 2029 | 2030 | 2031 | 2032 | 2033 | 2034 | 2035 | 2036 | 2037 | 2038 | 2039 | 2040 | 2041 | 2042 | 2043 | 2044 | 2045 | 2046 | 2047 | 2048 | 2049 | 2050 | 2051 | 2052 | 2053 | 2054 | 2055 | 2056 | 2057 | 2058 | 2059 | 2060 | 2061 | 2062 | 2063 | 2064 |  |  | Differential NPV $M |  | Differential NPV $M (adjusted for COD of Selected Project) | Differntial NPV $/MW | NPV of Transmission Avoided Costs for Selected Project
Area I Projects:
Amagansett Conversion 33 kV | 2030 |  |  | 0 | 0 | 0 | 0 | 0 | 0 | 0 | 0 | 0 | 0 | 0 | 0 | 0 | 0 | 0 | 0 | 0 | 0 | 0 | 0 | 0 | 0 | 0 | 0 | 0 | 0 | 0 | 0 | 0 | 0 | 0 | 0 | 0 | 0 | 0 | 0 | 0 | 0 | 0 | 0 | 0 | 0 | 0 | 0 | 0 | 0 | 0 | 0 | 0 |  |  | 0 |  | 0 | 0 | 0
East Hampton Conversion 33 kV | 2030 |  |  | 0 | 0 | 0 | 0 | 0 | 0 | 0 | 0 | 0 | 0 | 0 | 0 | 0 | 0 | 0 | 0 | 0 | 0 | 0 | 0 | 0 | 0 | 0 | 0 | 0 | 0 | 0 | 0 | 0 | 0 | 0 | 0 | 0 | 0 | 0 | 0 | 0 | 0 | 0 | 0 | 0 | 0 | 0 | 0 | 0 | 0 | 0 | 0 | 0 |  |  | 0 |  | 0 | 0 | 0
Buell Conversion 33 kV | 2030 |  |  | 0 | 0 | 0 | 0 | 0 | 0 | 0 | 0 | 0 | 0 | 0 | 0 | 0 | 0 | 0 | 0 | 0 | 0 | 0 | 0 | 0 | 0 | 0 | 0 | 0 | 0 | 0 | 0 | 0 | 0 | 0 | 0 | 0 | 0 | 0 | 0 | 0 | 0 | 0 | 0 | 0 | 0 | 0 | 0 | 0 | 0 | 0 | 0 | 0 |  |  | 0 |  | 0 | 0 | 0
Hither Hills Conversion to 33 kV | 2030 |  |  | 0 | 0 | 0 | 0 | 0 | 0 | 0 | 0 | 0 | 0 | 0 | 0 | 0 | 0 | 0 | 0 | 0 | 0 | 0 | 0 | 0 | 0 | 0 | 0 | 0 | 0 | 0 | 0 | 0 | 0 | 0 | 0 | 0 | 0 | 0 | 0 | 0 | 0 | 0 | 0 | 0 | 0 | 0 | 0 | 0 | 0 | 0 | 0 | 0 |  |  | 0 |  | 0 | 0 | 0
Culloden Pt Conversion to 33 kV | 2030 |  |  | 0 | 0 | 0 | 0 | 0 | 0 | 0 | 0 | 0 | 0 | 0 | 0 | 0 | 0 | 0 | 0 | 0 | 0 | 0 | 0 | 0 | 0 | 0 | 0 | 0 | 0 | 0 | 0 | 0 | 0 | 0 | 0 | 0 | 0 | 0 | 0 | 0 | 0 | 0 | 0 | 0 | 0 | 0 | 0 | 0 | 0 | 0 | 0 | 0 |  |  | 0 |  | 0 | 0 | 0
[59 empty] | 0 | =Area I Portion
Area II Projects: | [58 empty] | 592195.0716 | =Area I+II+III Portions
Riverhead Canal 2nd Line and Bank | 2026 |  |  | 0 | 0 | 0 | 0 | 0 | 0 | 0 | 0 | 0 | 0 | 0 | 0 | 0 | 0 | 0 | 0 | 0 | 0 | 0 | 0 | 0 | 0 | 0 | 0 | 0 | 0 | 0 | 0 | 0 | 0 | 0 | 0 | 0 | 0 | 0 | 0 | 0 | 0 | 0 | 0 | 0 | 0 | 0 | 0 | 0 | 0 | 0 | 0 | 0 |  |  | 0 |  | 0 | 0 | 0
[59 empty] | 0 | =Area II Portion
Area III Projects: | [58 empty] | 592195.0716 | =Area II+III Portions
New Canal - Southampton Cable | 2023 |  |  | 0 | 4.5863 | 4.5863 | 4.5863 | 4.5863 | 4.5863 | 4.5863 | -0.88999 | -0.88999 | -0.88999 | -0.88999 | -0.88999 | -0.88999 | -0.88999 | -0.88999 | -0.88999 | -0.88999 | -0.88999 | -0.88999 | -0.88999 | -0.88999 | -0.88999 | -0.88999 | -0.88999 | -0.88999 | -0.88999 | -0.88999 | -0.88999 | -0.88999 | -0.88999 | -0.88999 | -0.88999 | -0.88999 | -0.88999 | -0.88999 | -0.88999 | -5.4763 | -5.4763 | -5.4763 | -5.4763 | -5.4763 | -5.4763 | 0 | 0 | 0 | 0 | 0 | 0 | 0 |  |  | 8.9667 |  | 0 | 0 | 0
Upgrade Wildwood - Riverhead to 138 kV | 2022 |  |  | 0 | 0.93922 | 0.93922 | 0.93922 | 0.93922 | 0.93922 | -0.14959 | -0.14959 | -0.14959 | -0.14959 | -0.14959 | -0.14959 | -0.14959 | -0.14959 | -0.14959 | -0.14959 | -0.14959 | -0.14959 | -0.14959 | -0.14959 | -0.14959 | -0.14959 | -0.14959 | -0.14959 | -0.14959 | -0.14959 | -0.14959 | -0.14959 | -0.14959 | -0.14959 | -0.14959 | -0.14959 | -0.14959 | -0.14959 | -0.14959 | -0.14959 | -1.0888 | -1.0888 | -1.0888 | -1.0888 | -1.0888 | 0 | 0 | 0 | 0 | 0 | 0 | 0 | 0 |  |  | 1.5483 |  | 0 | 0 | 0
Bridgehampton - Buell New 69 kV UG Cable | 2023 |  |  | 0 | 4.0496 | 4.0496 | 4.0496 | 4.0496 | 4.0496 | 4.0496 | -0.78584 | -0.78584 | -0.78584 | -0.78584 | -0.78584 | -0.78584 | -0.78584 | -0.78584 | -0.78584 | -0.78584 | -0.78584 | -0.78584 | -0.78584 | -0.78584 | -0.78584 | -0.78584 | -0.78584 | -0.78584 | -0.78584 | -0.78584 | -0.78584 | -0.78584 | -0.78584 | -0.78584 | -0.78584 | -0.78584 | -0.78584 | -0.78584 | -0.78584 | -4.8355 | -4.8355 | -4.8355 | -4.8355 | -4.8355 | -4.8355 | 0 | 0 | 0 | 0 | 0 | 0 | 0 |  |  | 7.9174 |  | 0 | 0 | 0
Canal - Wainscott New 138 kV UG Cable | 2028 |  |  | 0 | 0 | 0 | 0 | 0 | 0 | 38.957 | 38.957 | 38.957 | 38.957 | 38.957 | 38.957 | -7.5597 | -7.5597 | -7.5597 | -7.5597 | -7.5597 | -7.5597 | -7.5597 | -7.5597 | -7.5597 | -7.5597 | -7.5597 | -7.5597 | -7.5597 | -7.5597 | -7.5597 | -7.5597 | -7.5597 | -7.5597 | -7.5597 | -7.5597 | -7.5597 | -7.5597 | -7.5597 | -7.5597 | -7.5597 | -7.5597 | -7.5597 | -7.5597 | -7.5597 | -46.5167 | -46.5167 | -46.5167 | -46.5167 | -46.5167 | -46.5167 | 0 | 0 |  |  | 58.276 |  | 58.276 | 925015.732 | 592195.0716
[59 empty] | 592195.0716 | =Area III Portion
Total - Area 3 Proposal, $Millions (unadjusted) |  |  |  | 0 | 9.5752 | 9.5752 | 9.5752 | 9.5752 | 9.5752 | 47.4434 | 37.1316 | 37.1316 | 37.1316 | 37.1316 | 37.1316 | -9.3851 | -9.3851 | -9.3851 | -9.3851 | -9.3851 | -9.3851 | -9.3851 | -9.3851 | -9.3851 | -9.3851 | -9.3851 | -9.3851 | -9.3851 | -9.3851 | -9.3851 | -9.3851 | -9.3851 | -9.3851 | -9.3851 | -9.3851 | -9.3851 | -9.3851 | -9.3851 | -9.3851 | -18.9603 | -18.9603 | -18.9603 | -18.9603 | -18.9603 | -56.8285 | -46.5167 | -46.5167 | -46.5167 | -46.5167 | -46.5167 | 0 | 0 |  |  | 76.7083 |  |  | 925015.732 | 592195.0716
$/MW-yr |  |  |  | 0 | 0 | 0 | 0 | 0 | 0 | 618364.8116 | 618364.8116 | 618364.8116 | 618364.8116 | 618364.8116 | 618364.8116 | -119995.1118 | -119995.1118 | -119995.1118 | -119995.1118 | -119995.1118 | -119995.1118 | -119995.1118 | -119995.1118 | -119995.1118 | -119995.1118 | -119995.1118 | -119995.1118 | -119995.1118 | -119995.1118 | -119995.1118 | -119995.1118 | -119995.1118 | -119995.1118 | -119995.1118 | -119995.1118 | -119995.1118 | -119995.1118 | -119995.1118 | -119995.1118 | -119995.1118 | -119995.1118 | -119995.1118 | -119995.1118 | -119995.1118 | -738359.9234 | -738359.9234 | -738359.9234 | -738359.9234 | -738359.9234 | -738359.9234 | 0 | 0
$Millions (adjusted) |  |  |  | 0 | 0 | 0 | 0 | 0 | 0 | 0.39588 | 0.39588 | 0.39588 | 0.39588 | 0.39588 | 0.39588 | -0.076821 | -0.076821 | -0.076821 | -0.076821 | -0.076821 | -0.076821 | -0.076821 | -0.076821 | -0.076821 | -0.076821 | -0.076821 | -0.076821 | -0.076821 | -0.076821 | -0.076821 | -0.076821 | -0.076821 | -0.076821 | -0.076821 | -0.076821 | -0.076821 | -0.076821 | -0.076821 | -0.076821 | -0.076821 | -0.076821 | -0.076821 | -0.076821 | -0.076821 | -0.4727 | -0.4727 | -0.4727 | -0.4727 | -0.4727 | -0.4727 | 0 | 0 |  |  | 592.1951
Discount Factor (Relative to 1/1/2016) = |  |  |  | 0.94787 | 0.89845 | 0.85161 | 0.80722 | 0.76513 | 0.72525 | 0.68744 | 0.6516 | 0.61763 | 0.58543 | 0.55491 | 0.52598 | 0.49856 | 0.47257 | 0.44793 | 0.42458 | 0.40245 | 0.38147 | 0.36158 | 0.34273 | 0.32486 | 0.30793 | 0.29187 | 0.27666 | 0.26223 | 0.24856 | 0.2356 | 0.22332 | 0.21168 | 0.20064 | 0.19018 | 0.18027 | 0.17087 | 0.16196 | 0.15352 | 0.14552 | 0.13793 | 0.13074 | 0.12392 | 0.11746 | 0.11134 | 0.10554 | 0.10003 | 0.094818 | 0.089875 | 0.08519 | 0.080748 | 0.076539 | 0.072549
* Note: A positive (+) avoided cost in a given year represents a cost savings relative to not having a transmission project deferral.
Note on BH17: Todd Kantarek: Behind the meter system warrants T&D losses adjustment factor

## PhII (LAN100 AC-2019)
Version |  | Based on PSEGLI file: "East End Utility 2_0_Economics_2014_10_13_r28_Sargent_Lundy.xlsx"
Annual Revenue Requirements (Millions of $s)
1) Reference (Transmission only) Case
Project | I/S Year | Investor | Capital (2015$s) | 2016 | 2017 | 2018 | 2019 | 2020 | 2021 | 2022 | 2023 | 2024 | 2025 | 2026 | 2027 | 2028 | 2029 | 2030 | 2031 | 2032 | 2033 | 2034 | 2035 | 2036 | 2037 | 2038 | 2039 | 2040 | 2041 | 2042 | 2043 | 2044 | 2045 | 2046 | 2047 | 2048 | 2049 | 2050 | 2051 | 2052 | 2053 | 2054 | 2055 | 2056 | 2057 | 2058 | 2059 | 2060 | 2061 | 2062 | 2063 | 2064 |  | NPV |  | Proposal Number = | LAN100
Transmission Reinforcement I | 2017 | PSEGLI | 93.4 | 0 | 11.3926 | 11.3926 | 11.3926 | 11.3926 | 11.3926 | 11.3926 | 11.3926 | 11.3926 | 11.3926 | 11.3926 | 11.3926 | 11.3926 | 11.3926 | 11.3926 | 11.3926 | 11.3926 | 11.3926 | 11.3926 | 11.3926 | 11.3926 | 11.3926 | 11.3926 | 11.3926 | 11.3926 | 11.3926 | 11.3926 | 11.3926 | 11.3926 | 11.3926 | 11.3926 | 11.3926 | 11.3926 | 11.3926 | 11.3926 | 11.3926 | [13 empty] | 35 | 166.1982 |  | Proposer Name = | Landis + Gyr
Transmission Reinforcement II | 2018 | PSEGLI | 4.8 | 0 | 0 | 0.60305 | 0.60305 | 0.60305 | 0.60305 | 0.60305 | 0.60305 | 0.60305 | 0.60305 | 0.60305 | 0.60305 | 0.60305 | 0.60305 | 0.60305 | 0.60305 | 0.60305 | 0.60305 | 0.60305 | 0.60305 | 0.60305 | 0.60305 | 0.60305 | 0.60305 | 0.60305 | 0.60305 | 0.60305 | 0.60305 | 0.60305 | 0.60305 | 0.60305 | 0.60305 | 0.60305 | 0.60305 | 0.60305 | 0.60305 | 0.60305 | [12 empty] | 35 | 8.3388 |  | Proposal/Project = | South Fork Demand Management Phase I/II
Transmission Reinforcement III | 2019 | PSEGLI | 2.8 | 0 | 0 | 0 | 0.36233 | 0.36233 | 0.36233 | 0.36233 | 0.36233 | 0.36233 | 0.36233 | 0.36233 | 0.36233 | 0.36233 | 0.36233 | 0.36233 | 0.36233 | 0.36233 | 0.36233 | 0.36233 | 0.36233 | 0.36233 | 0.36233 | 0.36233 | 0.36233 | 0.36233 | 0.36233 | 0.36233 | 0.36233 | 0.36233 | 0.36233 | 0.36233 | 0.36233 | 0.36233 | 0.36233 | 0.36233 | 0.36233 | 0.36233 | 0.36233 | [11 empty] | 35 | 4.7491 |  | Option Number = | 1
Transmission Reinforcement IV | 2020 | PSEGLI | 136.8 | 0 | 0 | 0 | 0 | 18.2337 | 18.2337 | 18.2337 | 18.2337 | 18.2337 | 18.2337 | 18.2337 | 18.2337 | 18.2337 | 18.2337 | 18.2337 | 18.2337 | 18.2337 | 18.2337 | 18.2337 | 18.2337 | 18.2337 | 18.2337 | 18.2337 | 18.2337 | 18.2337 | 18.2337 | 18.2337 | 18.2337 | 18.2337 | 18.2337 | 18.2337 | 18.2337 | 18.2337 | 18.2337 | 18.2337 | 18.2337 | 18.2337 | 18.2337 | 18.2337 | [10 empty] | 35 | 226.5269 |  | Location = | All (unspecificed)
Transmission Reinforcement V | 2022 | PSEGLI | 275.5 | 0 | 0 | 0 | 0 | 0 | 0 | 38.957 | 38.957 | 38.957 | 38.957 | 38.957 | 38.957 | 38.957 | 38.957 | 38.957 | 38.957 | 38.957 | 38.957 | 38.957 | 38.957 | 38.957 | 38.957 | 38.957 | 38.957 | 38.957 | 38.957 | 38.957 | 38.957 | 38.957 | 38.957 | 38.957 | 38.957 | 38.957 | 38.957 | 38.957 | 38.957 | 38.957 | 38.957 | 38.957 | 38.957 | 38.957 | [8 empty] | 35 | 434.8353 |  | Technology = | Central A/C Devices
[56 empty] | Interconnection Points = | Behind the Meter
Total |  |  | 513.3 | 0 | 11.3926 | 11.9957 | 12.358 | 30.5918 | 30.5918 | 69.5487 | 69.5487 | 69.5487 | 69.5487 | 69.5487 | 69.5487 | 69.5487 | 69.5487 | 69.5487 | 69.5487 | 69.5487 | 69.5487 | 69.5487 | 69.5487 | 69.5487 | 69.5487 | 69.5487 | 69.5487 | 69.5487 | 69.5487 | 69.5487 | 69.5487 | 69.5487 | 69.5487 | 69.5487 | 69.5487 | 69.5487 | 69.5487 | 69.5487 | 69.5487 | 58.1561 | 57.553 | 57.1907 | 38.957 | 38.957 | 0 | 0 | 0 | 0 | 0 | 0 | 0 | 0 |  | 840.6482 |  | Loss Factor = | 1.067
2016 NPV @ 5.5%, thru 2035 |  |  |  | 2016: 559.7216
2016 NPV @ 5.5%, thru 2056 |  |  |  | 2016: 840.6482 |  |  |  | MW Required by 2022 (cap) = | 15 | 33 | 15 | Output: NPV of Transmission Avoided Costs for Selected Project (see note*)
[57 empty] | Selected Project Inputs - Area 1 Portion | Selected Project Inputs - Area 2 Portion | Selected Project Inputs - Area 3 Portion | Area 1 | Area 2 | Area 3 | Total | check
[56 empty] | Project kW = | 0 | 0 | 640.2
[55 empty] | Capped kW = | 640.2 | 0 | 0 | 640.2
[56 empty] | Project Area (1, 2, or 3) = | 1 | 2 | 3
[56 empty] | Proportion of Peak Hours Covered = | 100% | 100% | 100%
[55 empty] | Project COD = | 2019
[55 empty] | Effective kW = | 640.2 |  |  |  | 0 | 0 | 592195.0716 | 592195.0716
[60 empty] | check | check | check
| I/S Year |  | Capital (2015$s) | 2016 | 2017 | 2018 | 2019 | 2020 | 2021 | 2022 | 2023 | 2024 | 2025 | 2026 | 2027 | 2028 | 2029 | 2030 | 2031 | 2032 | 2033 | 2034 | 2035 | 2036 | 2037 | 2038 | 2039 | 2040 | 2041 | 2042 | 2043 | 2044 | 2045 | 2046 | 2047 | 2048 | 2049 | 2050 | 2051 | 2052 | 2053 | 2054 | 2055 | 2056 | 2057 | 2058 | 2059 | 2060 | 2061 | 2062 | 2063 | 2064 |  | MW Required by 2022 | NPV Base $M | Differential NPV $M | Differential NPV $M (adjusted for COD of Selected Project) | Differntial NPV $/MW | NPV of Transmission Avoided Costs for Selected Project
Area I Projects: | [53 empty] | 15
Amagansett Conversion 33 kV | 2017 |  | 8 | 0 | 0.97582 | 0.97582 | 0.97582 | 0.97582 | 0.97582 | 0.97582 | 0.97582 | 0.97582 | 0.97582 | 0.97582 | 0.97582 | 0.97582 | 0.97582 | 0.97582 | 0.97582 | 0.97582 | 0.97582 | 0.97582 | 0.97582 | 0.97582 | 0.97582 | 0.97582 | 0.97582 | 0.97582 | 0.97582 | 0.97582 | 0.97582 | 0.97582 | 0.97582 | 0.97582 | 0.97582 | 0.97582 | 0.97582 | 0.97582 | 0.97582 | [13 empty] | 35 |  | 14.2354
East Hampton Conversion 33 kV | 2017 |  | 3.2 | 0 | 0.39033 | 0.39033 | 0.39033 | 0.39033 | 0.39033 | 0.39033 | 0.39033 | 0.39033 | 0.39033 | 0.39033 | 0.39033 | 0.39033 | 0.39033 | 0.39033 | 0.39033 | 0.39033 | 0.39033 | 0.39033 | 0.39033 | 0.39033 | 0.39033 | 0.39033 | 0.39033 | 0.39033 | 0.39033 | 0.39033 | 0.39033 | 0.39033 | 0.39033 | 0.39033 | 0.39033 | 0.39033 | 0.39033 | 0.39033 | 0.39033 | [13 empty] | 35 |  | 5.6942
Buell Conversion 33 kV | 2017 |  | 3.7 | 0 | 0.45131 | 0.45131 | 0.45131 | 0.45131 | 0.45131 | 0.45131 | 0.45131 | 0.45131 | 0.45131 | 0.45131 | 0.45131 | 0.45131 | 0.45131 | 0.45131 | 0.45131 | 0.45131 | 0.45131 | 0.45131 | 0.45131 | 0.45131 | 0.45131 | 0.45131 | 0.45131 | 0.45131 | 0.45131 | 0.45131 | 0.45131 | 0.45131 | 0.45131 | 0.45131 | 0.45131 | 0.45131 | 0.45131 | 0.45131 | 0.45131 | [13 empty] | 35 |  | 6.5839
Hither Hills Conversion to 33 kV | 2018 |  | 4.8 | 0 | 0 | 0.60305 | 0.60305 | 0.60305 | 0.60305 | 0.60305 | 0.60305 | 0.60305 | 0.60305 | 0.60305 | 0.60305 | 0.60305 | 0.60305 | 0.60305 | 0.60305 | 0.60305 | 0.60305 | 0.60305 | 0.60305 | 0.60305 | 0.60305 | 0.60305 | 0.60305 | 0.60305 | 0.60305 | 0.60305 | 0.60305 | 0.60305 | 0.60305 | 0.60305 | 0.60305 | 0.60305 | 0.60305 | 0.60305 | 0.60305 | 0.60305 | [12 empty] | 35 |  | 8.3388
Culloden Pt Conversion to 33 kV | 2019 |  | 2.8 | 0 | 0 | 0 | 0.36233 | 0.36233 | 0.36233 | 0.36233 | 0.36233 | 0.36233 | 0.36233 | 0.36233 | 0.36233 | 0.36233 | 0.36233 | 0.36233 | 0.36233 | 0.36233 | 0.36233 | 0.36233 | 0.36233 | 0.36233 | 0.36233 | 0.36233 | 0.36233 | 0.36233 | 0.36233 | 0.36233 | 0.36233 | 0.36233 | 0.36233 | 0.36233 | 0.36233 | 0.36233 | 0.36233 | 0.36233 | 0.36233 | 0.36233 | 0.36233 | [11 empty] | 35 |  | 4.7491
No Deferral |  |  | 22.5 |  | 1.8175 | 2.4205 | 2.7828 | 2.7828 | 2.7828 | 2.7828 | 2.7828 | 2.7828 | 2.7828 | 2.7828 | 2.7828 | 2.7828 | 2.7828 | 2.7828 | 2.7828 | 2.7828 | 2.7828 | 2.7828 | 2.7828 | 2.7828 | 2.7828 | 2.7828 | 2.7828 | 2.7828 | 2.7828 | 2.7828 | 2.7828 | 2.7828 | 2.7828 | 2.7828 | 2.7828 | 2.7828 | 2.7828 | 2.7828 | 2.7828 | 0.96539 | 0.36233 | 0 | 0 | 0 | [10 empty] | 39.6013
Amagansett Conversion 33 kV | 2030 |  | 8 | [14 empty] | 1.433 | 1.433 | 1.433 | 1.433 | 1.433 | 1.433 | 1.433 | 1.433 | 1.433 | 1.433 | 1.433 | 1.433 | 1.433 | 1.433 | 1.433 | 1.433 | 1.433 | 1.433 | 1.433 | 1.433 | 1.433 | 1.433 | 1.433 | 1.433 | 1.433 | 1.433 | 1.433 | 1.433 | 1.433 | 1.433 | 1.433 | 1.433 | 1.433 | 1.433 | 1.433 | 35 |  | 10.4225 | 3.8129 | 0 | 0 | 0
East Hampton Conversion 33 kV | 2030 |  | 3.2 | [14 empty] | 0.57321 | 0.57321 | 0.57321 | 0.57321 | 0.57321 | 0.57321 | 0.57321 | 0.57321 | 0.57321 | 0.57321 | 0.57321 | 0.57321 | 0.57321 | 0.57321 | 0.57321 | 0.57321 | 0.57321 | 0.57321 | 0.57321 | 0.57321 | 0.57321 | 0.57321 | 0.57321 | 0.57321 | 0.57321 | 0.57321 | 0.57321 | 0.57321 | 0.57321 | 0.57321 | 0.57321 | 0.57321 | 0.57321 | 0.57321 | 0.57321 | 35 |  | 4.169 | 1.5252 | 0 | 0 | 0
Buell Conversion 33 kV | 2030 |  | 3.7 | [14 empty] | 0.66277 | 0.66277 | 0.66277 | 0.66277 | 0.66277 | 0.66277 | 0.66277 | 0.66277 | 0.66277 | 0.66277 | 0.66277 | 0.66277 | 0.66277 | 0.66277 | 0.66277 | 0.66277 | 0.66277 | 0.66277 | 0.66277 | 0.66277 | 0.66277 | 0.66277 | 0.66277 | 0.66277 | 0.66277 | 0.66277 | 0.66277 | 0.66277 | 0.66277 | 0.66277 | 0.66277 | 0.66277 | 0.66277 | 0.66277 | 0.66277 | 35 |  | 4.8204 | 1.7635 | 0 | 0 | 0
Hither Hills Conversion to 33 kV | 2030 |  | 4.8 | [14 empty] | 0.85981 | 0.85981 | 0.85981 | 0.85981 | 0.85981 | 0.85981 | 0.85981 | 0.85981 | 0.85981 | 0.85981 | 0.85981 | 0.85981 | 0.85981 | 0.85981 | 0.85981 | 0.85981 | 0.85981 | 0.85981 | 0.85981 | 0.85981 | 0.85981 | 0.85981 | 0.85981 | 0.85981 | 0.85981 | 0.85981 | 0.85981 | 0.85981 | 0.85981 | 0.85981 | 0.85981 | 0.85981 | 0.85981 | 0.85981 | 0.85981 | 35 |  | 6.2535 | 2.0853 | 0 | 0 | 0
Culloden Pt Conversion to 33 kV | 2030 |  | 2.8 | [14 empty] | 0.50156 | 0.50156 | 0.50156 | 0.50156 | 0.50156 | 0.50156 | 0.50156 | 0.50156 | 0.50156 | 0.50156 | 0.50156 | 0.50156 | 0.50156 | 0.50156 | 0.50156 | 0.50156 | 0.50156 | 0.50156 | 0.50156 | 0.50156 | 0.50156 | 0.50156 | 0.50156 | 0.50156 | 0.50156 | 0.50156 | 0.50156 | 0.50156 | 0.50156 | 0.50156 | 0.50156 | 0.50156 | 0.50156 | 0.50156 | 0.50156 | 35 |  | 3.6479 | 1.1012 | 1.1012 | 73412.135 | 46998.4488
Deferral to Indicated Year |  |  | 22.5 | [6 empty] | 0 | 0 | 0 | 0 | 0 | 0 | 0 | 0 | 4.0304 | 4.0304 | 4.0304 | 4.0304 | 4.0304 | 4.0304 | 4.0304 | 4.0304 | 4.0304 | 4.0304 | 4.0304 | 4.0304 | 4.0304 | 4.0304 | 4.0304 | 4.0304 | 4.0304 | 4.0304 | 4.0304 | 4.0304 | 4.0304 | 4.0304 | 4.0304 | 4.0304 | 4.0304 | 4.0304 | 4.0304 | 4.0304 | 4.0304 | 4.0304 | 4.0304 | 4.0304 | 4.0304 | 4.0304 | 4.0304 | 35 |  | 29.3132 | 10.2881 | 1.1012 | 73412.135 | 46998.4488 | =Area I Portion
[59 empty] | 1044104.0447 | =Area I+II+III Portions
Annual Avoided Costs for Deferral to Indicated Year:
Amagansett Conversion 33 kV | 2030 |  |  | 0 | 0.97582 | 0.97582 | 0.97582 | 0.97582 | 0.97582 | 0.97582 | 0.97582 | 0.97582 | 0.97582 | 0.97582 | 0.97582 | 0.97582 | 0.97582 | -0.4572 | -0.4572 | -0.4572 | -0.4572 | -0.4572 | -0.4572 | -0.4572 | -0.4572 | -0.4572 | -0.4572 | -0.4572 | -0.4572 | -0.4572 | -0.4572 | -0.4572 | -0.4572 | -0.4572 | -0.4572 | -0.4572 | -0.4572 | -0.4572 | -0.4572 | -1.433 | -1.433 | -1.433 | -1.433 | -1.433 | -1.433 | -1.433 | -1.433 | -1.433 | -1.433 | -1.433 | -1.433 | -1.433 | 35 |  |  | 3.8129
East Hampton Conversion 33 kV | 2030 |  |  | 0 | 0.39033 | 0.39033 | 0.39033 | 0.39033 | 0.39033 | 0.39033 | 0.39033 | 0.39033 | 0.39033 | 0.39033 | 0.39033 | 0.39033 | 0.39033 | -0.18288 | -0.18288 | -0.18288 | -0.18288 | -0.18288 | -0.18288 | -0.18288 | -0.18288 | -0.18288 | -0.18288 | -0.18288 | -0.18288 | -0.18288 | -0.18288 | -0.18288 | -0.18288 | -0.18288 | -0.18288 | -0.18288 | -0.18288 | -0.18288 | -0.18288 | -0.57321 | -0.57321 | -0.57321 | -0.57321 | -0.57321 | -0.57321 | -0.57321 | -0.57321 | -0.57321 | -0.57321 | -0.57321 | -0.57321 | -0.57321 | 35 |  |  | 1.5252
Buell Conversion 33 kV | 2030 |  |  | 0 | 0.45131 | 0.45131 | 0.45131 | 0.45131 | 0.45131 | 0.45131 | 0.45131 | 0.45131 | 0.45131 | 0.45131 | 0.45131 | 0.45131 | 0.45131 | -0.21146 | -0.21146 | -0.21146 | -0.21146 | -0.21146 | -0.21146 | -0.21146 | -0.21146 | -0.21146 | -0.21146 | -0.21146 | -0.21146 | -0.21146 | -0.21146 | -0.21146 | -0.21146 | -0.21146 | -0.21146 | -0.21146 | -0.21146 | -0.21146 | -0.21146 | -0.66277 | -0.66277 | -0.66277 | -0.66277 | -0.66277 | -0.66277 | -0.66277 | -0.66277 | -0.66277 | -0.66277 | -0.66277 | -0.66277 | -0.66277 | 35 |  |  | 1.7635
Hither Hills Conversion to 33 kV | 2030 |  |  | 0 | 0 | 0.60305 | 0.60305 | 0.60305 | 0.60305 | 0.60305 | 0.60305 | 0.60305 | 0.60305 | 0.60305 | 0.60305 | 0.60305 | 0.60305 | -0.25676 | -0.25676 | -0.25676 | -0.25676 | -0.25676 | -0.25676 | -0.25676 | -0.25676 | -0.25676 | -0.25676 | -0.25676 | -0.25676 | -0.25676 | -0.25676 | -0.25676 | -0.25676 | -0.25676 | -0.25676 | -0.25676 | -0.25676 | -0.25676 | -0.25676 | -0.25676 | -0.85981 | -0.85981 | -0.85981 | -0.85981 | -0.85981 | -0.85981 | -0.85981 | -0.85981 | -0.85981 | -0.85981 | -0.85981 | -0.85981 | 35 |  |  | 2.0853
Culloden Pt Conversion to 33 kV | 2030 |  |  | 0 | 0 | 0 | 0.36233 | 0.36233 | 0.36233 | 0.36233 | 0.36233 | 0.36233 | 0.36233 | 0.36233 | 0.36233 | 0.36233 | 0.36233 | -0.13922 | -0.13922 | -0.13922 | -0.13922 | -0.13922 | -0.13922 | -0.13922 | -0.13922 | -0.13922 | -0.13922 | -0.13922 | -0.13922 | -0.13922 | -0.13922 | -0.13922 | -0.13922 | -0.13922 | -0.13922 | -0.13922 | -0.13922 | -0.13922 | -0.13922 | -0.13922 | -0.13922 | -0.50156 | -0.50156 | -0.50156 | -0.50156 | -0.50156 | -0.50156 | -0.50156 | -0.50156 | -0.50156 | -0.50156 | -0.50156 | 35 |  |  | 1.1012
Area II Projects: | [53 empty] | 33
Riverhead Canal 2nd Line and Bank | 2020 |  | 136.8 | 0 | 0 | 0 | 0 | 18.2337 | 18.2337 | 18.2337 | 18.2337 | 18.2337 | 18.2337 | 18.2337 | 18.2337 | 18.2337 | 18.2337 | 18.2337 | 18.2337 | 18.2337 | 18.2337 | 18.2337 | 18.2337 | 18.2337 | 18.2337 | 18.2337 | 18.2337 | 18.2337 | 18.2337 | 18.2337 | 18.2337 | 18.2337 | 18.2337 | 18.2337 | 18.2337 | 18.2337 | 18.2337 | 18.2337 | 18.2337 | 18.2337 | 18.2337 | 18.2337 | [10 empty] | 35 |  | 226.5269
No Deferral |  |  | 136.8 |  | 0 | 0 | 0 | 18.2337 | 18.2337 | 18.2337 | 18.2337 | 18.2337 | 18.2337 | 18.2337 | 18.2337 | 18.2337 | 18.2337 | 18.2337 | 18.2337 | 18.2337 | 18.2337 | 18.2337 | 18.2337 | 18.2337 | 18.2337 | 18.2337 | 18.2337 | 18.2337 | 18.2337 | 18.2337 | 18.2337 | 18.2337 | 18.2337 | 18.2337 | 18.2337 | 18.2337 | 18.2337 | 18.2337 | 18.2337 | 18.2337 | 18.2337 | 18.2337 | [10 empty] | 35 |  | 226.5269
Riverhead Canal 2nd Line and Bank | 2026 |  | 136.8 | [10 empty] | 21.772 | 21.772 | 21.772 | 21.772 | 21.772 | 21.772 | 21.772 | 21.772 | 21.772 | 21.772 | 21.772 | 21.772 | 21.772 | 21.772 | 21.772 | 21.772 | 21.772 | 21.772 | 21.772 | 21.772 | 21.772 | 21.772 | 21.772 | 21.772 | 21.772 | 21.772 | 21.772 | 21.772 | 21.772 | 21.772 | 21.772 | 21.772 | 21.772 | 21.772 | 21.772 |  |  |  |  | 35 |  | 196.1681 | 30.3588 | 30.3588 | 632475.0457 | 404910.5243
Deferral to Indicated Year |  |  | 136.8 | [6 empty] | 0 | 0 | 0 | 0 | 21.772 | 21.772 | 21.772 | 21.772 | 21.772 | 21.772 | 21.772 | 21.772 | 21.772 | 21.772 | 21.772 | 21.772 | 21.772 | 21.772 | 21.772 | 21.772 | 21.772 | 21.772 | 21.772 | 21.772 | 21.772 | 21.772 | 21.772 | 21.772 | 21.772 | 21.772 | 21.772 | 21.772 | 21.772 | 21.772 | 21.772 | 21.772 | 21.772 | 21.772 | 21.772 |  |  |  |  | 35 |  | 196.1681 | 30.3588 | 30.3588 | 632475.0457 | 404910.5243 | =Area II Portion
[59 empty] | 997105.5959 | =Area II+III Portions
Annual Avoided Costs for Deferral to Indicated Year:
Riverhead Canal 2nd Line and Bank | 2026 |  |  | 0 | 0 | 0 | 0 | 18.2337 | 18.2337 | 18.2337 | 18.2337 | 18.2337 | 18.2337 | -3.5383 | -3.5383 | -3.5383 | -3.5383 | -3.5383 | -3.5383 | -3.5383 | -3.5383 | -3.5383 | -3.5383 | -3.5383 | -3.5383 | -3.5383 | -3.5383 | -3.5383 | -3.5383 | -3.5383 | -3.5383 | -3.5383 | -3.5383 | -3.5383 | -3.5383 | -3.5383 | -3.5383 | -3.5383 | -3.5383 | -3.5383 | -3.5383 | -3.5383 | -21.772 | -21.772 | -21.772 | -21.772 | -21.772 | -21.772 |  |  |  |  | 35 |  |  | 30.3588
0
Area III Projects: | [52 empty] | 0 | 15
New Canal - Southampton Cable | 2017 |  | 37.6 | 0 | 4.5863 | 4.5863 | 4.5863 | 4.5863 | 4.5863 | 4.5863 | 4.5863 | 4.5863 | 4.5863 | 4.5863 | 4.5863 | 4.5863 | 4.5863 | 4.5863 | 4.5863 | 4.5863 | 4.5863 | 4.5863 | 4.5863 | 4.5863 | 4.5863 | 4.5863 | 4.5863 | 4.5863 | 4.5863 | 4.5863 | 4.5863 | 4.5863 | 4.5863 | 4.5863 | 4.5863 | 4.5863 | 4.5863 | 4.5863 | 4.5863 | [13 empty] | 35 |  | 66.9063
Upgrade Wildwood - Riverhead to 138 kV | 2017 |  | 7.7 | 0 | 0.93922 | 0.93922 | 0.93922 | 0.93922 | 0.93922 | 0.93922 | 0.93922 | 0.93922 | 0.93922 | 0.93922 | 0.93922 | 0.93922 | 0.93922 | 0.93922 | 0.93922 | 0.93922 | 0.93922 | 0.93922 | 0.93922 | 0.93922 | 0.93922 | 0.93922 | 0.93922 | 0.93922 | 0.93922 | 0.93922 | 0.93922 | 0.93922 | 0.93922 | 0.93922 | 0.93922 | 0.93922 | 0.93922 | 0.93922 | 0.93922 | [13 empty] | 35 |  | 13.7016
Bridgehampton - Buell New 69 kV UG Cable | 2017 |  | 33.2 | 0 | 4.0496 | 4.0496 | 4.0496 | 4.0496 | 4.0496 | 4.0496 | 4.0496 | 4.0496 | 4.0496 | 4.0496 | 4.0496 | 4.0496 | 4.0496 | 4.0496 | 4.0496 | 4.0496 | 4.0496 | 4.0496 | 4.0496 | 4.0496 | 4.0496 | 4.0496 | 4.0496 | 4.0496 | 4.0496 | 4.0496 | 4.0496 | 4.0496 | 4.0496 | 4.0496 | 4.0496 | 4.0496 | 4.0496 | 4.0496 | 4.0496 | [13 empty] | 35 |  | 59.0769
Canal - Wainscott New 138 kV UG Cable | 2022 |  | 275.5 | 0 | 0 | 0 | 0 | 0 | 0 | 38.957 | 38.957 | 38.957 | 38.957 | 38.957 | 38.957 | 38.957 | 38.957 | 38.957 | 38.957 | 38.957 | 38.957 | 38.957 | 38.957 | 38.957 | 38.957 | 38.957 | 38.957 | 38.957 | 38.957 | 38.957 | 38.957 | 38.957 | 38.957 | 38.957 | 38.957 | 38.957 | 38.957 | 38.957 | 38.957 | 38.957 | 38.957 | 38.957 | 38.957 | 38.957 | [8 empty] | 35 |  | 434.8353
No Deferral |  |  | 354 |  | 9.5752 | 9.5752 | 9.5752 | 9.5752 | 9.5752 | 48.5322 | 48.5322 | 48.5322 | 48.5322 | 48.5322 | 48.5322 | 48.5322 | 48.5322 | 48.5322 | 48.5322 | 48.5322 | 48.5322 | 48.5322 | 48.5322 | 48.5322 | 48.5322 | 48.5322 | 48.5322 | 48.5322 | 48.5322 | 48.5322 | 48.5322 | 48.5322 | 48.5322 | 48.5322 | 48.5322 | 48.5322 | 48.5322 | 48.5322 | 48.5322 | 38.957 | 38.957 | 38.957 | 38.957 | 38.957 | [10 empty] | 574.52
New Canal - Southampton Cable | 2023 |  | 37.6 | [7 empty] | 5.4763 | 5.4763 | 5.4763 | 5.4763 | 5.4763 | 5.4763 | 5.4763 | 5.4763 | 5.4763 | 5.4763 | 5.4763 | 5.4763 | 5.4763 | 5.4763 | 5.4763 | 5.4763 | 5.4763 | 5.4763 | 5.4763 | 5.4763 | 5.4763 | 5.4763 | 5.4763 | 5.4763 | 5.4763 | 5.4763 | 5.4763 | 5.4763 | 5.4763 | 5.4763 | 5.4763 | 5.4763 | 5.4763 | 5.4763 | 5.4763 | [7 empty] | 35 |  | 57.9396 | 8.9667 | 0 | 0 | 0
Upgrade Wildwood - Riverhead to 138 kV | 2022 |  | 7.7 | [6 empty] | 1.0888 | 1.0888 | 1.0888 | 1.0888 | 1.0888 | 1.0888 | 1.0888 | 1.0888 | 1.0888 | 1.0888 | 1.0888 | 1.0888 | 1.0888 | 1.0888 | 1.0888 | 1.0888 | 1.0888 | 1.0888 | 1.0888 | 1.0888 | 1.0888 | 1.0888 | 1.0888 | 1.0888 | 1.0888 | 1.0888 | 1.0888 | 1.0888 | 1.0888 | 1.0888 | 1.0888 | 1.0888 | 1.0888 | 1.0888 | 1.0888 | [8 empty] | 35 |  | 12.1533 | 1.5483 | 0 | 0 | 0
Bridgehampton - Buell New 69 kV UG Cable | 2023 |  | 33.2 | [7 empty] | 4.8355 | 4.8355 | 4.8355 | 4.8355 | 4.8355 | 4.8355 | 4.8355 | 4.8355 | 4.8355 | 4.8355 | 4.8355 | 4.8355 | 4.8355 | 4.8355 | 4.8355 | 4.8355 | 4.8355 | 4.8355 | 4.8355 | 4.8355 | 4.8355 | 4.8355 | 4.8355 | 4.8355 | 4.8355 | 4.8355 | 4.8355 | 4.8355 | 4.8355 | 4.8355 | 4.8355 | 4.8355 | 4.8355 | 4.8355 | 4.8355 | [7 empty] | 35 |  | 51.1595 | 7.9174 | 0 | 0 | 0
Canal - Wainscott New 138 kV UG Cable | 2028 |  | 275.5 | [12 empty] | 46.5167 | 46.5167 | 46.5167 | 46.5167 | 46.5167 | 46.5167 | 46.5167 | 46.5167 | 46.5167 | 46.5167 | 46.5167 | 46.5167 | 46.5167 | 46.5167 | 46.5167 | 46.5167 | 46.5167 | 46.5167 | 46.5167 | 46.5167 | 46.5167 | 46.5167 | 46.5167 | 46.5167 | 46.5167 | 46.5167 | 46.5167 | 46.5167 | 46.5167 | 46.5167 | 46.5167 | 46.5167 | 46.5167 | 46.5167 | 46.5167 |  |  | 35 |  | 376.5593 | 58.276 | 58.276 | 925015.732 | 592195.0716
Deferral to Indicated Year |  |  | 354 | [6 empty] | 1.0888 | 11.4006 | 11.4006 | 11.4006 | 11.4006 | 11.4006 | 57.9173 | 57.9173 | 57.9173 | 57.9173 | 57.9173 | 57.9173 | 57.9173 | 57.9173 | 57.9173 | 57.9173 | 57.9173 | 57.9173 | 57.9173 | 57.9173 | 57.9173 | 57.9173 | 57.9173 | 57.9173 | 57.9173 | 57.9173 | 57.9173 | 57.9173 | 57.9173 | 57.9173 | 57.9173 | 57.9173 | 57.9173 | 57.9173 | 57.9173 | 56.8285 | 46.5167 | 46.5167 | 46.5167 | 46.5167 | 46.5167 |  |  | 41 |  | 497.8117 | 76.7083 | 58.276 | 925015.732 | 592195.0716 | =Area III Portion
[59 empty] | 592195.0716 | =Area III Portion
Annual Avoided Costs for Deferral to Indicated Year:
New Canal - Southampton Cable | 2023 |  |  | 0 | 4.5863 | 4.5863 | 4.5863 | 4.5863 | 4.5863 | 4.5863 | -0.88999 | -0.88999 | -0.88999 | -0.88999 | -0.88999 | -0.88999 | -0.88999 | -0.88999 | -0.88999 | -0.88999 | -0.88999 | -0.88999 | -0.88999 | -0.88999 | -0.88999 | -0.88999 | -0.88999 | -0.88999 | -0.88999 | -0.88999 | -0.88999 | -0.88999 | -0.88999 | -0.88999 | -0.88999 | -0.88999 | -0.88999 | -0.88999 | -0.88999 | -5.4763 | -5.4763 | -5.4763 | -5.4763 | -5.4763 | -5.4763 | 0 | 0 | 0 | 0 | 0 |  |  | 35 |  |  | 8.9667
Upgrade Wildwood - Riverhead to 138 kV | 2022 |  |  | 0 | 0.93922 | 0.93922 | 0.93922 | 0.93922 | 0.93922 | -0.14959 | -0.14959 | -0.14959 | -0.14959 | -0.14959 | -0.14959 | -0.14959 | -0.14959 | -0.14959 | -0.14959 | -0.14959 | -0.14959 | -0.14959 | -0.14959 | -0.14959 | -0.14959 | -0.14959 | -0.14959 | -0.14959 | -0.14959 | -0.14959 | -0.14959 | -0.14959 | -0.14959 | -0.14959 | -0.14959 | -0.14959 | -0.14959 | -0.14959 | -0.14959 | -1.0888 | -1.0888 | -1.0888 | -1.0888 | -1.0888 | 0 | 0 | 0 | 0 | 0 | 0 |  |  | 35 |  |  | 1.5483
Bridgehampton - Buell New 69 kV UG Cable | 2023 |  |  | 0 | 4.0496 | 4.0496 | 4.0496 | 4.0496 | 4.0496 | 4.0496 | -0.78584 | -0.78584 | -0.78584 | -0.78584 | -0.78584 | -0.78584 | -0.78584 | -0.78584 | -0.78584 | -0.78584 | -0.78584 | -0.78584 | -0.78584 | -0.78584 | -0.78584 | -0.78584 | -0.78584 | -0.78584 | -0.78584 | -0.78584 | -0.78584 | -0.78584 | -0.78584 | -0.78584 | -0.78584 | -0.78584 | -0.78584 | -0.78584 | -0.78584 | -4.8355 | -4.8355 | -4.8355 | -4.8355 | -4.8355 | -4.8355 | 0 | 0 | 0 | 0 | 0 |  |  | 35 |  |  | 7.9174
Canal - Wainscott New 138 kV UG Cable | 2028 |  |  | 0 | 0 | 0 | 0 | 0 | 0 | 38.957 | 38.957 | 38.957 | 38.957 | 38.957 | 38.957 | -7.5597 | -7.5597 | -7.5597 | -7.5597 | -7.5597 | -7.5597 | -7.5597 | -7.5597 | -7.5597 | -7.5597 | -7.5597 | -7.5597 | -7.5597 | -7.5597 | -7.5597 | -7.5597 | -7.5597 | -7.5597 | -7.5597 | -7.5597 | -7.5597 | -7.5597 | -7.5597 | -7.5597 | -7.5597 | -7.5597 | -7.5597 | -7.5597 | -7.5597 | -46.5167 | -46.5167 | -46.5167 | -46.5167 | -46.5167 | -46.5167 | [5 empty] | 58.276
Total - All Areas (No Deferrals,$Millions) |  |  | 513.3 |  | 11.3926 | 11.9957 | 12.358 | 30.5918 | 30.5918 | 69.5487 | 69.5487 | 69.5487 | 69.5487 | 69.5487 | 69.5487 | 69.5487 | 69.5487 | 69.5487 | 69.5487 | 69.5487 | 69.5487 | 69.5487 | 69.5487 | 69.5487 | 69.5487 | 69.5487 | 69.5487 | 69.5487 | 69.5487 | 69.5487 | 69.5487 | 69.5487 | 69.5487 | 69.5487 | 69.5487 | 69.5487 | 69.5487 | 69.5487 | 69.5487 | 58.1561 | 57.553 | 57.1907 | 38.957 | 38.957 | 0 | 0 | 0 | 0 | 0 | 0 | 0 | 0 |  | 63 | 840.6482 | 117.3552 | = max. total avoided cost in portfolio
Annual Avoided Costs for Deferrals - Area 1 Proposal: (see note*) | Deferral Year |  |  | 2016 | 2017 | 2018 | 2019 | 2020 | 2021 | 2022 | 2023 | 2024 | 2025 | 2026 | 2027 | 2028 | 2029 | 2030 | 2031 | 2032 | 2033 | 2034 | 2035 | 2036 | 2037 | 2038 | 2039 | 2040 | 2041 | 2042 | 2043 | 2044 | 2045 | 2046 | 2047 | 2048 | 2049 | 2050 | 2051 | 2052 | 2053 | 2054 | 2055 | 2056 | 2057 | 2058 | 2059 | 2060 | 2061 | 2062 | 2063 | 2064 |  |  | Differential NPV $M |  | Differential NPV $M (adjusted for COD of Selected Project) | Differntial NPV $/MW | NPV of Transmission Avoided Costs for Selected Project
Area I Projects:
Amagansett Conversion 33 kV | 2030 |  |  | 0 | 0.97582 | 0.97582 | 0.97582 | 0.97582 | 0.97582 | 0.97582 | 0.97582 | 0.97582 | 0.97582 | 0.97582 | 0.97582 | 0.97582 | 0.97582 | -0.4572 | -0.4572 | -0.4572 | -0.4572 | -0.4572 | -0.4572 | -0.4572 | -0.4572 | -0.4572 | -0.4572 | -0.4572 | -0.4572 | -0.4572 | -0.4572 | -0.4572 | -0.4572 | -0.4572 | -0.4572 | -0.4572 | -0.4572 | -0.4572 | -0.4572 | -1.433 | -1.433 | -1.433 | -1.433 | -1.433 | -1.433 | -1.433 | -1.433 | -1.433 | -1.433 | -1.433 | -1.433 | -1.433 |  |  | 3.8129 |  | 0 | 0 | 0
East Hampton Conversion 33 kV | 2030 |  |  | 0 | 0.39033 | 0.39033 | 0.39033 | 0.39033 | 0.39033 | 0.39033 | 0.39033 | 0.39033 | 0.39033 | 0.39033 | 0.39033 | 0.39033 | 0.39033 | -0.18288 | -0.18288 | -0.18288 | -0.18288 | -0.18288 | -0.18288 | -0.18288 | -0.18288 | -0.18288 | -0.18288 | -0.18288 | -0.18288 | -0.18288 | -0.18288 | -0.18288 | -0.18288 | -0.18288 | -0.18288 | -0.18288 | -0.18288 | -0.18288 | -0.18288 | -0.57321 | -0.57321 | -0.57321 | -0.57321 | -0.57321 | -0.57321 | -0.57321 | -0.57321 | -0.57321 | -0.57321 | -0.57321 | -0.57321 | -0.57321 |  |  | 1.5252 |  | 0 | 0 | 0
Buell Conversion 33 kV | 2030 |  |  | 0 | 0.45131 | 0.45131 | 0.45131 | 0.45131 | 0.45131 | 0.45131 | 0.45131 | 0.45131 | 0.45131 | 0.45131 | 0.45131 | 0.45131 | 0.45131 | -0.21146 | -0.21146 | -0.21146 | -0.21146 | -0.21146 | -0.21146 | -0.21146 | -0.21146 | -0.21146 | -0.21146 | -0.21146 | -0.21146 | -0.21146 | -0.21146 | -0.21146 | -0.21146 | -0.21146 | -0.21146 | -0.21146 | -0.21146 | -0.21146 | -0.21146 | -0.66277 | -0.66277 | -0.66277 | -0.66277 | -0.66277 | -0.66277 | -0.66277 | -0.66277 | -0.66277 | -0.66277 | -0.66277 | -0.66277 | -0.66277 |  |  | 1.7635 |  | 0 | 0 | 0
Hither Hills Conversion to 33 kV | 2030 |  |  | 0 | 0 | 0.60305 | 0.60305 | 0.60305 | 0.60305 | 0.60305 | 0.60305 | 0.60305 | 0.60305 | 0.60305 | 0.60305 | 0.60305 | 0.60305 | -0.25676 | -0.25676 | -0.25676 | -0.25676 | -0.25676 | -0.25676 | -0.25676 | -0.25676 | -0.25676 | -0.25676 | -0.25676 | -0.25676 | -0.25676 | -0.25676 | -0.25676 | -0.25676 | -0.25676 | -0.25676 | -0.25676 | -0.25676 | -0.25676 | -0.25676 | -0.25676 | -0.85981 | -0.85981 | -0.85981 | -0.85981 | -0.85981 | -0.85981 | -0.85981 | -0.85981 | -0.85981 | -0.85981 | -0.85981 | -0.85981 |  |  | 2.0853 |  | 0 | 0 | 0
Culloden Pt Conversion to 33 kV | 2030 |  |  | 0 | 0 | 0 | 0.36233 | 0.36233 | 0.36233 | 0.36233 | 0.36233 | 0.36233 | 0.36233 | 0.36233 | 0.36233 | 0.36233 | 0.36233 | -0.13922 | -0.13922 | -0.13922 | -0.13922 | -0.13922 | -0.13922 | -0.13922 | -0.13922 | -0.13922 | -0.13922 | -0.13922 | -0.13922 | -0.13922 | -0.13922 | -0.13922 | -0.13922 | -0.13922 | -0.13922 | -0.13922 | -0.13922 | -0.13922 | -0.13922 | -0.13922 | -0.13922 | -0.50156 | -0.50156 | -0.50156 | -0.50156 | -0.50156 | -0.50156 | -0.50156 | -0.50156 | -0.50156 | -0.50156 | -0.50156 |  |  | 1.1012 |  | 1.1012 | 73412.135 | 0
[59 empty] | 0 | =Area I Portion
Area II Projects: | [58 empty] | 0 | =Area I+II+III Portions
Riverhead Canal 2nd Line and Bank | 2026 |  |  | 0 | 0 | 0 | 0 | 18.2337 | 18.2337 | 18.2337 | 18.2337 | 18.2337 | 18.2337 | -3.5383 | -3.5383 | -3.5383 | -3.5383 | -3.5383 | -3.5383 | -3.5383 | -3.5383 | -3.5383 | -3.5383 | -3.5383 | -3.5383 | -3.5383 | -3.5383 | -3.5383 | -3.5383 | -3.5383 | -3.5383 | -3.5383 | -3.5383 | -3.5383 | -3.5383 | -3.5383 | -3.5383 | -3.5383 | -3.5383 | -3.5383 | -3.5383 | -3.5383 | -21.772 | -21.772 | -21.772 | -21.772 | -21.772 | -21.772 | 0 | 0 | 0 | 0 |  |  | 30.3588 |  | 30.3588 | 632475.0457 | 0
[59 empty] | 0 | =Area II Portion
Area III Projects: | [58 empty] | 0 | =Area II+III Portions
New Canal - Southampton Cable | 2023 |  |  | 0 | 4.5863 | 4.5863 | 4.5863 | 4.5863 | 4.5863 | 4.5863 | -0.88999 | -0.88999 | -0.88999 | -0.88999 | -0.88999 | -0.88999 | -0.88999 | -0.88999 | -0.88999 | -0.88999 | -0.88999 | -0.88999 | -0.88999 | -0.88999 | -0.88999 | -0.88999 | -0.88999 | -0.88999 | -0.88999 | -0.88999 | -0.88999 | -0.88999 | -0.88999 | -0.88999 | -0.88999 | -0.88999 | -0.88999 | -0.88999 | -0.88999 | -5.4763 | -5.4763 | -5.4763 | -5.4763 | -5.4763 | -5.4763 | 0 | 0 | 0 | 0 | 0 | 0 | 0 |  |  | 8.9667 |  | 0 | 0 | 0
Upgrade Wildwood - Riverhead to 138 kV | 2022 |  |  | 0 | 0.93922 | 0.93922 | 0.93922 | 0.93922 | 0.93922 | -0.14959 | -0.14959 | -0.14959 | -0.14959 | -0.14959 | -0.14959 | -0.14959 | -0.14959 | -0.14959 | -0.14959 | -0.14959 | -0.14959 | -0.14959 | -0.14959 | -0.14959 | -0.14959 | -0.14959 | -0.14959 | -0.14959 | -0.14959 | -0.14959 | -0.14959 | -0.14959 | -0.14959 | -0.14959 | -0.14959 | -0.14959 | -0.14959 | -0.14959 | -0.14959 | -1.0888 | -1.0888 | -1.0888 | -1.0888 | -1.0888 | 0 | 0 | 0 | 0 | 0 | 0 | 0 | 0 |  |  | 1.5483 |  | 0 | 0 | 0
Bridgehampton - Buell New 69 kV UG Cable | 2023 |  |  | 0 | 4.0496 | 4.0496 | 4.0496 | 4.0496 | 4.0496 | 4.0496 | -0.78584 | -0.78584 | -0.78584 | -0.78584 | -0.78584 | -0.78584 | -0.78584 | -0.78584 | -0.78584 | -0.78584 | -0.78584 | -0.78584 | -0.78584 | -0.78584 | -0.78584 | -0.78584 | -0.78584 | -0.78584 | -0.78584 | -0.78584 | -0.78584 | -0.78584 | -0.78584 | -0.78584 | -0.78584 | -0.78584 | -0.78584 | -0.78584 | -0.78584 | -4.8355 | -4.8355 | -4.8355 | -4.8355 | -4.8355 | -4.8355 | 0 | 0 | 0 | 0 | 0 | 0 | 0 |  |  | 7.9174 |  | 0 | 0 | 0
Canal - Wainscott New 138 kV UG Cable | 2028 |  |  | 0 | 0 | 0 | 0 | 0 | 0 | 38.957 | 38.957 | 38.957 | 38.957 | 38.957 | 38.957 | -7.5597 | -7.5597 | -7.5597 | -7.5597 | -7.5597 | -7.5597 | -7.5597 | -7.5597 | -7.5597 | -7.5597 | -7.5597 | -7.5597 | -7.5597 | -7.5597 | -7.5597 | -7.5597 | -7.5597 | -7.5597 | -7.5597 | -7.5597 | -7.5597 | -7.5597 | -7.5597 | -7.5597 | -7.5597 | -7.5597 | -7.5597 | -7.5597 | -7.5597 | -46.5167 | -46.5167 | -46.5167 | -46.5167 | -46.5167 | -46.5167 | 0 | 0 |  |  | 58.276 |  | 58.276 | 925015.732 | 0
[59 empty] | 0 | =Area III Portion
Total - Area 1 Proposal, $Millions (unadjusted) |  |  |  | 0 | 0 | 0 | 0.36233 | 18.5961 | 18.5961 | 57.553 | 57.553 | 57.553 | 57.553 | 35.781 | 35.781 | -10.7357 | -10.7357 | -11.2372 | -11.2372 | -11.2372 | -11.2372 | -11.2372 | -11.2372 | -11.2372 | -11.2372 | -11.2372 | -11.2372 | -11.2372 | -11.2372 | -11.2372 | -11.2372 | -11.2372 | -11.2372 | -11.2372 | -11.2372 | -11.2372 | -11.2372 | -11.2372 | -11.2372 | -11.2372 | -11.2372 | -11.5995 | -29.8333 | -29.8333 | -68.7903 | -68.7903 | -68.7903 | -68.7903 | -47.0182 | -47.0182 | -0.50156 | -0.50156 |  |  | 89.736 |  |  | 1630902.9127 | 0
$/MW-yr |  |  |  | 0 | 0 | 0 | 24155.6547 | 404024.8919 | 404024.8919 | 1022389.7035 | 1022389.7035 | 1022389.7035 | 1022389.7035 | 568805.9684 | 568805.9684 | -169553.955 | -169553.955 | -202991.0303 | -202991.0303 | -202991.0303 | -202991.0303 | -202991.0303 | -202991.0303 | -202991.0303 | -202991.0303 | -202991.0303 | -202991.0303 | -202991.0303 | -202991.0303 | -202991.0303 | -202991.0303 | -202991.0303 | -202991.0303 | -202991.0303 | -202991.0303 | -202991.0303 | -202991.0303 | -202991.0303 | -202991.0303 | -202991.0303 | -202991.0303 | -227146.685 | -607015.9222 | -607015.9222 | -1225380.7338 | -1225380.7338 | -1225380.7338 | -1225380.7338 | -771796.9988 | -771796.9988 | -33437.0754 | -33437.0754
$Millions (adjusted) |  |  |  | 0 | 0 | 0 | 0 | 0 | 0 | 0 | 0 | 0 | 0 | 0 | 0 | 0 | 0 | 0 | 0 | 0 | 0 | 0 | 0 | 0 | 0 | 0 | 0 | 0 | 0 | 0 | 0 | 0 | 0 | 0 | 0 | 0 | 0 | 0 | 0 | 0 | 0 | 0 | 0 | 0 | 0 | 0 | 0 | 0 | 0 | 0 | 0 | 0 |  |  | 0
Annual Avoided Costs for Deferrals - Area 2 Proposal: (see note*) | Deferral Year |  |  | 2016 | 2017 | 2018 | 2019 | 2020 | 2021 | 2022 | 2023 | 2024 | 2025 | 2026 | 2027 | 2028 | 2029 | 2030 | 2031 | 2032 | 2033 | 2034 | 2035 | 2036 | 2037 | 2038 | 2039 | 2040 | 2041 | 2042 | 2043 | 2044 | 2045 | 2046 | 2047 | 2048 | 2049 | 2050 | 2051 | 2052 | 2053 | 2054 | 2055 | 2056 | 2057 | 2058 | 2059 | 2060 | 2061 | 2062 | 2063 | 2064 |  |  | Differential NPV $M |  | Differential NPV $M (adjusted for COD of Selected Project) | Differntial NPV $/MW | NPV of Transmission Avoided Costs for Selected Project
Area I Projects:
Amagansett Conversion 33 kV | 2030 |  |  | 0 | 0 | 0 | 0 | 0 | 0 | 0 | 0 | 0 | 0 | 0 | 0 | 0 | 0 | 0 | 0 | 0 | 0 | 0 | 0 | 0 | 0 | 0 | 0 | 0 | 0 | 0 | 0 | 0 | 0 | 0 | 0 | 0 | 0 | 0 | 0 | 0 | 0 | 0 | 0 | 0 | 0 | 0 | 0 | 0 | 0 | 0 | 0 | 0 |  |  | 0 |  | 0 | 0 | 0
East Hampton Conversion 33 kV | 2030 |  |  | 0 | 0 | 0 | 0 | 0 | 0 | 0 | 0 | 0 | 0 | 0 | 0 | 0 | 0 | 0 | 0 | 0 | 0 | 0 | 0 | 0 | 0 | 0 | 0 | 0 | 0 | 0 | 0 | 0 | 0 | 0 | 0 | 0 | 0 | 0 | 0 | 0 | 0 | 0 | 0 | 0 | 0 | 0 | 0 | 0 | 0 | 0 | 0 | 0 |  |  | 0 |  | 0 | 0 | 0
Buell Conversion 33 kV | 2030 |  |  | 0 | 0 | 0 | 0 | 0 | 0 | 0 | 0 | 0 | 0 | 0 | 0 | 0 | 0 | 0 | 0 | 0 | 0 | 0 | 0 | 0 | 0 | 0 | 0 | 0 | 0 | 0 | 0 | 0 | 0 | 0 | 0 | 0 | 0 | 0 | 0 | 0 | 0 | 0 | 0 | 0 | 0 | 0 | 0 | 0 | 0 | 0 | 0 | 0 |  |  | 0 |  | 0 | 0 | 0
Hither Hills Conversion to 33 kV | 2030 |  |  | 0 | 0 | 0 | 0 | 0 | 0 | 0 | 0 | 0 | 0 | 0 | 0 | 0 | 0 | 0 | 0 | 0 | 0 | 0 | 0 | 0 | 0 | 0 | 0 | 0 | 0 | 0 | 0 | 0 | 0 | 0 | 0 | 0 | 0 | 0 | 0 | 0 | 0 | 0 | 0 | 0 | 0 | 0 | 0 | 0 | 0 | 0 | 0 | 0 |  |  | 0 |  | 0 | 0 | 0
Culloden Pt Conversion to 33 kV | 2030 |  |  | 0 | 0 | 0 | 0 | 0 | 0 | 0 | 0 | 0 | 0 | 0 | 0 | 0 | 0 | 0 | 0 | 0 | 0 | 0 | 0 | 0 | 0 | 0 | 0 | 0 | 0 | 0 | 0 | 0 | 0 | 0 | 0 | 0 | 0 | 0 | 0 | 0 | 0 | 0 | 0 | 0 | 0 | 0 | 0 | 0 | 0 | 0 | 0 | 0 |  |  | 0 |  | 0 | 0 | 0
[59 empty] | 0 | =Area I Portion
Area II Projects: | [58 empty] | 0 | =Area I+II+III Portions
Riverhead Canal 2nd Line and Bank | 2026 |  |  | 0 | 0 | 0 | 0 | 18.2337 | 18.2337 | 18.2337 | 18.2337 | 18.2337 | 18.2337 | -3.5383 | -3.5383 | -3.5383 | -3.5383 | -3.5383 | -3.5383 | -3.5383 | -3.5383 | -3.5383 | -3.5383 | -3.5383 | -3.5383 | -3.5383 | -3.5383 | -3.5383 | -3.5383 | -3.5383 | -3.5383 | -3.5383 | -3.5383 | -3.5383 | -3.5383 | -3.5383 | -3.5383 | -3.5383 | -3.5383 | -3.5383 | -3.5383 | -3.5383 | -21.772 | -21.772 | -21.772 | -21.772 | -21.772 | -21.772 | 0 | 0 | 0 | 0 |  |  | 30.3588 |  | 30.3588 | 632475.0457 | 0
[59 empty] | 0 | =Area II Portion
Area III Projects: | [58 empty] | 0 | =Area II+III Portions
New Canal - Southampton Cable | 2023 |  |  | 0 | 4.5863 | 4.5863 | 4.5863 | 4.5863 | 4.5863 | 4.5863 | -0.88999 | -0.88999 | -0.88999 | -0.88999 | -0.88999 | -0.88999 | -0.88999 | -0.88999 | -0.88999 | -0.88999 | -0.88999 | -0.88999 | -0.88999 | -0.88999 | -0.88999 | -0.88999 | -0.88999 | -0.88999 | -0.88999 | -0.88999 | -0.88999 | -0.88999 | -0.88999 | -0.88999 | -0.88999 | -0.88999 | -0.88999 | -0.88999 | -0.88999 | -5.4763 | -5.4763 | -5.4763 | -5.4763 | -5.4763 | -5.4763 | 0 | 0 | 0 | 0 | 0 | 0 | 0 |  |  | 8.9667 |  | 0 | 0 | 0
Upgrade Wildwood - Riverhead to 138 kV | 2022 |  |  | 0 | 0.93922 | 0.93922 | 0.93922 | 0.93922 | 0.93922 | -0.14959 | -0.14959 | -0.14959 | -0.14959 | -0.14959 | -0.14959 | -0.14959 | -0.14959 | -0.14959 | -0.14959 | -0.14959 | -0.14959 | -0.14959 | -0.14959 | -0.14959 | -0.14959 | -0.14959 | -0.14959 | -0.14959 | -0.14959 | -0.14959 | -0.14959 | -0.14959 | -0.14959 | -0.14959 | -0.14959 | -0.14959 | -0.14959 | -0.14959 | -0.14959 | -1.0888 | -1.0888 | -1.0888 | -1.0888 | -1.0888 | 0 | 0 | 0 | 0 | 0 | 0 | 0 | 0 |  |  | 1.5483 |  | 0 | 0 | 0
Bridgehampton - Buell New 69 kV UG Cable | 2023 |  |  | 0 | 4.0496 | 4.0496 | 4.0496 | 4.0496 | 4.0496 | 4.0496 | -0.78584 | -0.78584 | -0.78584 | -0.78584 | -0.78584 | -0.78584 | -0.78584 | -0.78584 | -0.78584 | -0.78584 | -0.78584 | -0.78584 | -0.78584 | -0.78584 | -0.78584 | -0.78584 | -0.78584 | -0.78584 | -0.78584 | -0.78584 | -0.78584 | -0.78584 | -0.78584 | -0.78584 | -0.78584 | -0.78584 | -0.78584 | -0.78584 | -0.78584 | -4.8355 | -4.8355 | -4.8355 | -4.8355 | -4.8355 | -4.8355 | 0 | 0 | 0 | 0 | 0 | 0 | 0 |  |  | 7.9174 |  | 0 | 0 | 0
Canal - Wainscott New 138 kV UG Cable | 2028 |  |  | 0 | 0 | 0 | 0 | 0 | 0 | 38.957 | 38.957 | 38.957 | 38.957 | 38.957 | 38.957 | -7.5597 | -7.5597 | -7.5597 | -7.5597 | -7.5597 | -7.5597 | -7.5597 | -7.5597 | -7.5597 | -7.5597 | -7.5597 | -7.5597 | -7.5597 | -7.5597 | -7.5597 | -7.5597 | -7.5597 | -7.5597 | -7.5597 | -7.5597 | -7.5597 | -7.5597 | -7.5597 | -7.5597 | -7.5597 | -7.5597 | -7.5597 | -7.5597 | -7.5597 | -46.5167 | -46.5167 | -46.5167 | -46.5167 | -46.5167 | -46.5167 | 0 | 0 |  |  | 58.276 |  | 58.276 | 925015.732 | 0
[59 empty] | 0 | =Area III Portion
Total - Area 2 Proposal, $Millions (unadjusted) |  |  |  | 0 | 0 | 0 | 0 | 18.2337 | 18.2337 | 57.1907 | 57.1907 | 57.1907 | 57.1907 | 35.4187 | 35.4187 | -11.098 | -11.098 | -11.098 | -11.098 | -11.098 | -11.098 | -11.098 | -11.098 | -11.098 | -11.098 | -11.098 | -11.098 | -11.098 | -11.098 | -11.098 | -11.098 | -11.098 | -11.098 | -11.098 | -11.098 | -11.098 | -11.098 | -11.098 | -11.098 | -11.098 | -11.098 | -11.098 | -29.3317 | -29.3317 | -68.2887 | -68.2887 | -68.2887 | -68.2887 | -46.5167 | -46.5167 | 0 | 0 |  |  | 88.6348 |  |  | 1557490.7777 | 0
$/MW-yr |  |  |  | 0 | 0 | 0 | 0 | 379869.2372 | 379869.2372 | 998234.0488 | 998234.0488 | 998234.0488 | 998234.0488 | 544650.3137 | 544650.3137 | -193709.6096 | -193709.6096 | -193709.6096 | -193709.6096 | -193709.6096 | -193709.6096 | -193709.6096 | -193709.6096 | -193709.6096 | -193709.6096 | -193709.6096 | -193709.6096 | -193709.6096 | -193709.6096 | -193709.6096 | -193709.6096 | -193709.6096 | -193709.6096 | -193709.6096 | -193709.6096 | -193709.6096 | -193709.6096 | -193709.6096 | -193709.6096 | -193709.6096 | -193709.6096 | -193709.6096 | -573578.8469 | -573578.8469 | -1191943.6585 | -1191943.6585 | -1191943.6585 | -1191943.6585 | -738359.9234 | -738359.9234 | 0 | 0
$Millions (adjusted) |  |  |  | 0 | 0 | 0 | 0 | 0 | 0 | 0 | 0 | 0 | 0 | 0 | 0 | 0 | 0 | 0 | 0 | 0 | 0 | 0 | 0 | 0 | 0 | 0 | 0 | 0 | 0 | 0 | 0 | 0 | 0 | 0 | 0 | 0 | 0 | 0 | 0 | 0 | 0 | 0 | 0 | 0 | 0 | 0 | 0 | 0 | 0 | 0 | 0 | 0 |  |  | 0
Annual Avoided Costs for Deferrals - Area 3 Proposal: (see note*) | Deferral Year |  |  | 2016 | 2017 | 2018 | 2019 | 2020 | 2021 | 2022 | 2023 | 2024 | 2025 | 2026 | 2027 | 2028 | 2029 | 2030 | 2031 | 2032 | 2033 | 2034 | 2035 | 2036 | 2037 | 2038 | 2039 | 2040 | 2041 | 2042 | 2043 | 2044 | 2045 | 2046 | 2047 | 2048 | 2049 | 2050 | 2051 | 2052 | 2053 | 2054 | 2055 | 2056 | 2057 | 2058 | 2059 | 2060 | 2061 | 2062 | 2063 | 2064 |  |  | Differential NPV $M |  | Differential NPV $M (adjusted for COD of Selected Project) | Differntial NPV $/MW | NPV of Transmission Avoided Costs for Selected Project
Area I Projects:
Amagansett Conversion 33 kV | 2030 |  |  | 0 | 0 | 0 | 0 | 0 | 0 | 0 | 0 | 0 | 0 | 0 | 0 | 0 | 0 | 0 | 0 | 0 | 0 | 0 | 0 | 0 | 0 | 0 | 0 | 0 | 0 | 0 | 0 | 0 | 0 | 0 | 0 | 0 | 0 | 0 | 0 | 0 | 0 | 0 | 0 | 0 | 0 | 0 | 0 | 0 | 0 | 0 | 0 | 0 |  |  | 0 |  | 0 | 0 | 0
East Hampton Conversion 33 kV | 2030 |  |  | 0 | 0 | 0 | 0 | 0 | 0 | 0 | 0 | 0 | 0 | 0 | 0 | 0 | 0 | 0 | 0 | 0 | 0 | 0 | 0 | 0 | 0 | 0 | 0 | 0 | 0 | 0 | 0 | 0 | 0 | 0 | 0 | 0 | 0 | 0 | 0 | 0 | 0 | 0 | 0 | 0 | 0 | 0 | 0 | 0 | 0 | 0 | 0 | 0 |  |  | 0 |  | 0 | 0 | 0
Buell Conversion 33 kV | 2030 |  |  | 0 | 0 | 0 | 0 | 0 | 0 | 0 | 0 | 0 | 0 | 0 | 0 | 0 | 0 | 0 | 0 | 0 | 0 | 0 | 0 | 0 | 0 | 0 | 0 | 0 | 0 | 0 | 0 | 0 | 0 | 0 | 0 | 0 | 0 | 0 | 0 | 0 | 0 | 0 | 0 | 0 | 0 | 0 | 0 | 0 | 0 | 0 | 0 | 0 |  |  | 0 |  | 0 | 0 | 0
Hither Hills Conversion to 33 kV | 2030 |  |  | 0 | 0 | 0 | 0 | 0 | 0 | 0 | 0 | 0 | 0 | 0 | 0 | 0 | 0 | 0 | 0 | 0 | 0 | 0 | 0 | 0 | 0 | 0 | 0 | 0 | 0 | 0 | 0 | 0 | 0 | 0 | 0 | 0 | 0 | 0 | 0 | 0 | 0 | 0 | 0 | 0 | 0 | 0 | 0 | 0 | 0 | 0 | 0 | 0 |  |  | 0 |  | 0 | 0 | 0
Culloden Pt Conversion to 33 kV | 2030 |  |  | 0 | 0 | 0 | 0 | 0 | 0 | 0 | 0 | 0 | 0 | 0 | 0 | 0 | 0 | 0 | 0 | 0 | 0 | 0 | 0 | 0 | 0 | 0 | 0 | 0 | 0 | 0 | 0 | 0 | 0 | 0 | 0 | 0 | 0 | 0 | 0 | 0 | 0 | 0 | 0 | 0 | 0 | 0 | 0 | 0 | 0 | 0 | 0 | 0 |  |  | 0 |  | 0 | 0 | 0
[59 empty] | 0 | =Area I Portion
Area II Projects: | [58 empty] | 592195.0716 | =Area I+II+III Portions
Riverhead Canal 2nd Line and Bank | 2026 |  |  | 0 | 0 | 0 | 0 | 0 | 0 | 0 | 0 | 0 | 0 | 0 | 0 | 0 | 0 | 0 | 0 | 0 | 0 | 0 | 0 | 0 | 0 | 0 | 0 | 0 | 0 | 0 | 0 | 0 | 0 | 0 | 0 | 0 | 0 | 0 | 0 | 0 | 0 | 0 | 0 | 0 | 0 | 0 | 0 | 0 | 0 | 0 | 0 | 0 |  |  | 0 |  | 0 | 0 | 0
[59 empty] | 0 | =Area II Portion
Area III Projects: | [58 empty] | 592195.0716 | =Area II+III Portions
New Canal - Southampton Cable | 2023 |  |  | 0 | 4.5863 | 4.5863 | 4.5863 | 4.5863 | 4.5863 | 4.5863 | -0.88999 | -0.88999 | -0.88999 | -0.88999 | -0.88999 | -0.88999 | -0.88999 | -0.88999 | -0.88999 | -0.88999 | -0.88999 | -0.88999 | -0.88999 | -0.88999 | -0.88999 | -0.88999 | -0.88999 | -0.88999 | -0.88999 | -0.88999 | -0.88999 | -0.88999 | -0.88999 | -0.88999 | -0.88999 | -0.88999 | -0.88999 | -0.88999 | -0.88999 | -5.4763 | -5.4763 | -5.4763 | -5.4763 | -5.4763 | -5.4763 | 0 | 0 | 0 | 0 | 0 | 0 | 0 |  |  | 8.9667 |  | 0 | 0 | 0
Upgrade Wildwood - Riverhead to 138 kV | 2022 |  |  | 0 | 0.93922 | 0.93922 | 0.93922 | 0.93922 | 0.93922 | -0.14959 | -0.14959 | -0.14959 | -0.14959 | -0.14959 | -0.14959 | -0.14959 | -0.14959 | -0.14959 | -0.14959 | -0.14959 | -0.14959 | -0.14959 | -0.14959 | -0.14959 | -0.14959 | -0.14959 | -0.14959 | -0.14959 | -0.14959 | -0.14959 | -0.14959 | -0.14959 | -0.14959 | -0.14959 | -0.14959 | -0.14959 | -0.14959 | -0.14959 | -0.14959 | -1.0888 | -1.0888 | -1.0888 | -1.0888 | -1.0888 | 0 | 0 | 0 | 0 | 0 | 0 | 0 | 0 |  |  | 1.5483 |  | 0 | 0 | 0
Bridgehampton - Buell New 69 kV UG Cable | 2023 |  |  | 0 | 4.0496 | 4.0496 | 4.0496 | 4.0496 | 4.0496 | 4.0496 | -0.78584 | -0.78584 | -0.78584 | -0.78584 | -0.78584 | -0.78584 | -0.78584 | -0.78584 | -0.78584 | -0.78584 | -0.78584 | -0.78584 | -0.78584 | -0.78584 | -0.78584 | -0.78584 | -0.78584 | -0.78584 | -0.78584 | -0.78584 | -0.78584 | -0.78584 | -0.78584 | -0.78584 | -0.78584 | -0.78584 | -0.78584 | -0.78584 | -0.78584 | -4.8355 | -4.8355 | -4.8355 | -4.8355 | -4.8355 | -4.8355 | 0 | 0 | 0 | 0 | 0 | 0 | 0 |  |  | 7.9174 |  | 0 | 0 | 0
Canal - Wainscott New 138 kV UG Cable | 2028 |  |  | 0 | 0 | 0 | 0 | 0 | 0 | 38.957 | 38.957 | 38.957 | 38.957 | 38.957 | 38.957 | -7.5597 | -7.5597 | -7.5597 | -7.5597 | -7.5597 | -7.5597 | -7.5597 | -7.5597 | -7.5597 | -7.5597 | -7.5597 | -7.5597 | -7.5597 | -7.5597 | -7.5597 | -7.5597 | -7.5597 | -7.5597 | -7.5597 | -7.5597 | -7.5597 | -7.5597 | -7.5597 | -7.5597 | -7.5597 | -7.5597 | -7.5597 | -7.5597 | -7.5597 | -46.5167 | -46.5167 | -46.5167 | -46.5167 | -46.5167 | -46.5167 | 0 | 0 |  |  | 58.276 |  | 58.276 | 925015.732 | 592195.0716
[59 empty] | 592195.0716 | =Area III Portion
Total - Area 3 Proposal, $Millions (unadjusted) |  |  |  | 0 | 9.5752 | 9.5752 | 9.5752 | 9.5752 | 9.5752 | 47.4434 | 37.1316 | 37.1316 | 37.1316 | 37.1316 | 37.1316 | -9.3851 | -9.3851 | -9.3851 | -9.3851 | -9.3851 | -9.3851 | -9.3851 | -9.3851 | -9.3851 | -9.3851 | -9.3851 | -9.3851 | -9.3851 | -9.3851 | -9.3851 | -9.3851 | -9.3851 | -9.3851 | -9.3851 | -9.3851 | -9.3851 | -9.3851 | -9.3851 | -9.3851 | -18.9603 | -18.9603 | -18.9603 | -18.9603 | -18.9603 | -56.8285 | -46.5167 | -46.5167 | -46.5167 | -46.5167 | -46.5167 | 0 | 0 |  |  | 76.7083 |  |  | 925015.732 | 592195.0716
$/MW-yr |  |  |  | 0 | 0 | 0 | 0 | 0 | 0 | 618364.8116 | 618364.8116 | 618364.8116 | 618364.8116 | 618364.8116 | 618364.8116 | -119995.1118 | -119995.1118 | -119995.1118 | -119995.1118 | -119995.1118 | -119995.1118 | -119995.1118 | -119995.1118 | -119995.1118 | -119995.1118 | -119995.1118 | -119995.1118 | -119995.1118 | -119995.1118 | -119995.1118 | -119995.1118 | -119995.1118 | -119995.1118 | -119995.1118 | -119995.1118 | -119995.1118 | -119995.1118 | -119995.1118 | -119995.1118 | -119995.1118 | -119995.1118 | -119995.1118 | -119995.1118 | -119995.1118 | -738359.9234 | -738359.9234 | -738359.9234 | -738359.9234 | -738359.9234 | -738359.9234 | 0 | 0
$Millions (adjusted) |  |  |  | 0 | 0 | 0 | 0 | 0 | 0 | 0.39588 | 0.39588 | 0.39588 | 0.39588 | 0.39588 | 0.39588 | -0.076821 | -0.076821 | -0.076821 | -0.076821 | -0.076821 | -0.076821 | -0.076821 | -0.076821 | -0.076821 | -0.076821 | -0.076821 | -0.076821 | -0.076821 | -0.076821 | -0.076821 | -0.076821 | -0.076821 | -0.076821 | -0.076821 | -0.076821 | -0.076821 | -0.076821 | -0.076821 | -0.076821 | -0.076821 | -0.076821 | -0.076821 | -0.076821 | -0.076821 | -0.4727 | -0.4727 | -0.4727 | -0.4727 | -0.4727 | -0.4727 | 0 | 0 |  |  | 592.1951
Discount Factor (Relative to 1/1/2016) = |  |  |  | 0.94787 | 0.89845 | 0.85161 | 0.80722 | 0.76513 | 0.72525 | 0.68744 | 0.6516 | 0.61763 | 0.58543 | 0.55491 | 0.52598 | 0.49856 | 0.47257 | 0.44793 | 0.42458 | 0.40245 | 0.38147 | 0.36158 | 0.34273 | 0.32486 | 0.30793 | 0.29187 | 0.27666 | 0.26223 | 0.24856 | 0.2356 | 0.22332 | 0.21168 | 0.20064 | 0.19018 | 0.18027 | 0.17087 | 0.16196 | 0.15352 | 0.14552 | 0.13793 | 0.13074 | 0.12392 | 0.11746 | 0.11134 | 0.10554 | 0.10003 | 0.094818 | 0.089875 | 0.08519 | 0.080748 | 0.076539 | 0.072549
* Note: A positive (+) avoided cost in a given year represents a cost savings relative to not having a transmission project deferral.
Note on BH17: Todd Kantarek: Behind the meter system warrants T&D losses adjustment factor

## PhII (LAN100 VVO-2019)
Version |  | Based on PSEGLI file: "East End Utility 2_0_Economics_2014_10_13_r28_Sargent_Lundy.xlsx"
Annual Revenue Requirements (Millions of $s)
1) Reference (Transmission only) Case
Project | I/S Year | Investor | Capital (2015$s) | 2016 | 2017 | 2018 | 2019 | 2020 | 2021 | 2022 | 2023 | 2024 | 2025 | 2026 | 2027 | 2028 | 2029 | 2030 | 2031 | 2032 | 2033 | 2034 | 2035 | 2036 | 2037 | 2038 | 2039 | 2040 | 2041 | 2042 | 2043 | 2044 | 2045 | 2046 | 2047 | 2048 | 2049 | 2050 | 2051 | 2052 | 2053 | 2054 | 2055 | 2056 | 2057 | 2058 | 2059 | 2060 | 2061 | 2062 | 2063 | 2064 |  | NPV |  | Proposal Number = | LAN100
Transmission Reinforcement I | 2017 | PSEGLI | 93.4 | 0 | 11.3926 | 11.3926 | 11.3926 | 11.3926 | 11.3926 | 11.3926 | 11.3926 | 11.3926 | 11.3926 | 11.3926 | 11.3926 | 11.3926 | 11.3926 | 11.3926 | 11.3926 | 11.3926 | 11.3926 | 11.3926 | 11.3926 | 11.3926 | 11.3926 | 11.3926 | 11.3926 | 11.3926 | 11.3926 | 11.3926 | 11.3926 | 11.3926 | 11.3926 | 11.3926 | 11.3926 | 11.3926 | 11.3926 | 11.3926 | 11.3926 | [13 empty] | 35 | 166.1982 |  | Proposer Name = | Landis + Gyr
Transmission Reinforcement II | 2018 | PSEGLI | 4.8 | 0 | 0 | 0.60305 | 0.60305 | 0.60305 | 0.60305 | 0.60305 | 0.60305 | 0.60305 | 0.60305 | 0.60305 | 0.60305 | 0.60305 | 0.60305 | 0.60305 | 0.60305 | 0.60305 | 0.60305 | 0.60305 | 0.60305 | 0.60305 | 0.60305 | 0.60305 | 0.60305 | 0.60305 | 0.60305 | 0.60305 | 0.60305 | 0.60305 | 0.60305 | 0.60305 | 0.60305 | 0.60305 | 0.60305 | 0.60305 | 0.60305 | 0.60305 | [12 empty] | 35 | 8.3388 |  | Proposal/Project = | South Fork Demand Management Phase I/II
Transmission Reinforcement III | 2019 | PSEGLI | 2.8 | 0 | 0 | 0 | 0.36233 | 0.36233 | 0.36233 | 0.36233 | 0.36233 | 0.36233 | 0.36233 | 0.36233 | 0.36233 | 0.36233 | 0.36233 | 0.36233 | 0.36233 | 0.36233 | 0.36233 | 0.36233 | 0.36233 | 0.36233 | 0.36233 | 0.36233 | 0.36233 | 0.36233 | 0.36233 | 0.36233 | 0.36233 | 0.36233 | 0.36233 | 0.36233 | 0.36233 | 0.36233 | 0.36233 | 0.36233 | 0.36233 | 0.36233 | 0.36233 | [11 empty] | 35 | 4.7491 |  | Option Number = | 1
Transmission Reinforcement IV | 2020 | PSEGLI | 136.8 | 0 | 0 | 0 | 0 | 18.2337 | 18.2337 | 18.2337 | 18.2337 | 18.2337 | 18.2337 | 18.2337 | 18.2337 | 18.2337 | 18.2337 | 18.2337 | 18.2337 | 18.2337 | 18.2337 | 18.2337 | 18.2337 | 18.2337 | 18.2337 | 18.2337 | 18.2337 | 18.2337 | 18.2337 | 18.2337 | 18.2337 | 18.2337 | 18.2337 | 18.2337 | 18.2337 | 18.2337 | 18.2337 | 18.2337 | 18.2337 | 18.2337 | 18.2337 | 18.2337 | [10 empty] | 35 | 226.5269 |  | Location = | 1, 2, and 3
Transmission Reinforcement V | 2022 | PSEGLI | 275.5 | 0 | 0 | 0 | 0 | 0 | 0 | 38.957 | 38.957 | 38.957 | 38.957 | 38.957 | 38.957 | 38.957 | 38.957 | 38.957 | 38.957 | 38.957 | 38.957 | 38.957 | 38.957 | 38.957 | 38.957 | 38.957 | 38.957 | 38.957 | 38.957 | 38.957 | 38.957 | 38.957 | 38.957 | 38.957 | 38.957 | 38.957 | 38.957 | 38.957 | 38.957 | 38.957 | 38.957 | 38.957 | 38.957 | 38.957 | [8 empty] | 35 | 434.8353 |  | Technology = | Volt Var Optimization
[56 empty] | Interconnection Points = | Dist'n Grid
Total |  |  | 513.3 | 0 | 11.3926 | 11.9957 | 12.358 | 30.5918 | 30.5918 | 69.5487 | 69.5487 | 69.5487 | 69.5487 | 69.5487 | 69.5487 | 69.5487 | 69.5487 | 69.5487 | 69.5487 | 69.5487 | 69.5487 | 69.5487 | 69.5487 | 69.5487 | 69.5487 | 69.5487 | 69.5487 | 69.5487 | 69.5487 | 69.5487 | 69.5487 | 69.5487 | 69.5487 | 69.5487 | 69.5487 | 69.5487 | 69.5487 | 69.5487 | 69.5487 | 58.1561 | 57.553 | 57.1907 | 38.957 | 38.957 | 0 | 0 | 0 | 0 | 0 | 0 | 0 | 0 |  | 840.6482 |  | Loss Factor = | 1.026
2016 NPV @ 5.5%, thru 2035 |  |  |  | 2016: 559.7216
2016 NPV @ 5.5%, thru 2056 |  |  |  | 2016: 840.6482 |  |  |  | MW Required by 2022 (cap) = | 15 | 33 | 15 | Output: NPV of Transmission Avoided Costs for Selected Project (see note*)
[57 empty] | Selected Project Inputs - Area 1 Portion | Selected Project Inputs - Area 2 Portion | Selected Project Inputs - Area 3 Portion | Area 1 | Area 2 | Area 3 | Total | check
[56 empty] | Project kW = | 1027.264 | 2780.3943 | 4564.5016
[55 empty] | Capped kW = | 8372.16 | 1027.264 | 2780.3943 | 4564.5016
[56 empty] | Project Area (1, 2, or 3) = | 1 | 2 | 3
[56 empty] | Proportion of Peak Hours Covered = | 100% | 100% | 100%
[55 empty] | Project COD = | 2019
[55 empty] | Effective kW = | 8372.16 |  |  |  | 1675367.9019 | 4330438.5367 | 4222235.8184 | 10228042.257
[60 empty] | check | check | check
| I/S Year |  | Capital (2015$s) | 2016 | 2017 | 2018 | 2019 | 2020 | 2021 | 2022 | 2023 | 2024 | 2025 | 2026 | 2027 | 2028 | 2029 | 2030 | 2031 | 2032 | 2033 | 2034 | 2035 | 2036 | 2037 | 2038 | 2039 | 2040 | 2041 | 2042 | 2043 | 2044 | 2045 | 2046 | 2047 | 2048 | 2049 | 2050 | 2051 | 2052 | 2053 | 2054 | 2055 | 2056 | 2057 | 2058 | 2059 | 2060 | 2061 | 2062 | 2063 | 2064 |  | MW Required by 2022 | NPV Base $M | Differential NPV $M | Differential NPV $M (adjusted for COD of Selected Project) | Differntial NPV $/MW | NPV of Transmission Avoided Costs for Selected Project
Area I Projects: | [53 empty] | 15
Amagansett Conversion 33 kV | 2017 |  | 8 | 0 | 0.97582 | 0.97582 | 0.97582 | 0.97582 | 0.97582 | 0.97582 | 0.97582 | 0.97582 | 0.97582 | 0.97582 | 0.97582 | 0.97582 | 0.97582 | 0.97582 | 0.97582 | 0.97582 | 0.97582 | 0.97582 | 0.97582 | 0.97582 | 0.97582 | 0.97582 | 0.97582 | 0.97582 | 0.97582 | 0.97582 | 0.97582 | 0.97582 | 0.97582 | 0.97582 | 0.97582 | 0.97582 | 0.97582 | 0.97582 | 0.97582 | [13 empty] | 35 |  | 14.2354
East Hampton Conversion 33 kV | 2017 |  | 3.2 | 0 | 0.39033 | 0.39033 | 0.39033 | 0.39033 | 0.39033 | 0.39033 | 0.39033 | 0.39033 | 0.39033 | 0.39033 | 0.39033 | 0.39033 | 0.39033 | 0.39033 | 0.39033 | 0.39033 | 0.39033 | 0.39033 | 0.39033 | 0.39033 | 0.39033 | 0.39033 | 0.39033 | 0.39033 | 0.39033 | 0.39033 | 0.39033 | 0.39033 | 0.39033 | 0.39033 | 0.39033 | 0.39033 | 0.39033 | 0.39033 | 0.39033 | [13 empty] | 35 |  | 5.6942
Buell Conversion 33 kV | 2017 |  | 3.7 | 0 | 0.45131 | 0.45131 | 0.45131 | 0.45131 | 0.45131 | 0.45131 | 0.45131 | 0.45131 | 0.45131 | 0.45131 | 0.45131 | 0.45131 | 0.45131 | 0.45131 | 0.45131 | 0.45131 | 0.45131 | 0.45131 | 0.45131 | 0.45131 | 0.45131 | 0.45131 | 0.45131 | 0.45131 | 0.45131 | 0.45131 | 0.45131 | 0.45131 | 0.45131 | 0.45131 | 0.45131 | 0.45131 | 0.45131 | 0.45131 | 0.45131 | [13 empty] | 35 |  | 6.5839
Hither Hills Conversion to 33 kV | 2018 |  | 4.8 | 0 | 0 | 0.60305 | 0.60305 | 0.60305 | 0.60305 | 0.60305 | 0.60305 | 0.60305 | 0.60305 | 0.60305 | 0.60305 | 0.60305 | 0.60305 | 0.60305 | 0.60305 | 0.60305 | 0.60305 | 0.60305 | 0.60305 | 0.60305 | 0.60305 | 0.60305 | 0.60305 | 0.60305 | 0.60305 | 0.60305 | 0.60305 | 0.60305 | 0.60305 | 0.60305 | 0.60305 | 0.60305 | 0.60305 | 0.60305 | 0.60305 | 0.60305 | [12 empty] | 35 |  | 8.3388
Culloden Pt Conversion to 33 kV | 2019 |  | 2.8 | 0 | 0 | 0 | 0.36233 | 0.36233 | 0.36233 | 0.36233 | 0.36233 | 0.36233 | 0.36233 | 0.36233 | 0.36233 | 0.36233 | 0.36233 | 0.36233 | 0.36233 | 0.36233 | 0.36233 | 0.36233 | 0.36233 | 0.36233 | 0.36233 | 0.36233 | 0.36233 | 0.36233 | 0.36233 | 0.36233 | 0.36233 | 0.36233 | 0.36233 | 0.36233 | 0.36233 | 0.36233 | 0.36233 | 0.36233 | 0.36233 | 0.36233 | 0.36233 | [11 empty] | 35 |  | 4.7491
No Deferral |  |  | 22.5 |  | 1.8175 | 2.4205 | 2.7828 | 2.7828 | 2.7828 | 2.7828 | 2.7828 | 2.7828 | 2.7828 | 2.7828 | 2.7828 | 2.7828 | 2.7828 | 2.7828 | 2.7828 | 2.7828 | 2.7828 | 2.7828 | 2.7828 | 2.7828 | 2.7828 | 2.7828 | 2.7828 | 2.7828 | 2.7828 | 2.7828 | 2.7828 | 2.7828 | 2.7828 | 2.7828 | 2.7828 | 2.7828 | 2.7828 | 2.7828 | 2.7828 | 0.96539 | 0.36233 | 0 | 0 | 0 | [10 empty] | 39.6013
Amagansett Conversion 33 kV | 2030 |  | 8 | [14 empty] | 1.433 | 1.433 | 1.433 | 1.433 | 1.433 | 1.433 | 1.433 | 1.433 | 1.433 | 1.433 | 1.433 | 1.433 | 1.433 | 1.433 | 1.433 | 1.433 | 1.433 | 1.433 | 1.433 | 1.433 | 1.433 | 1.433 | 1.433 | 1.433 | 1.433 | 1.433 | 1.433 | 1.433 | 1.433 | 1.433 | 1.433 | 1.433 | 1.433 | 1.433 | 1.433 | 35 |  | 10.4225 | 3.8129 | 0 | 0 | 0
East Hampton Conversion 33 kV | 2030 |  | 3.2 | [14 empty] | 0.57321 | 0.57321 | 0.57321 | 0.57321 | 0.57321 | 0.57321 | 0.57321 | 0.57321 | 0.57321 | 0.57321 | 0.57321 | 0.57321 | 0.57321 | 0.57321 | 0.57321 | 0.57321 | 0.57321 | 0.57321 | 0.57321 | 0.57321 | 0.57321 | 0.57321 | 0.57321 | 0.57321 | 0.57321 | 0.57321 | 0.57321 | 0.57321 | 0.57321 | 0.57321 | 0.57321 | 0.57321 | 0.57321 | 0.57321 | 0.57321 | 35 |  | 4.169 | 1.5252 | 0 | 0 | 0
Buell Conversion 33 kV | 2030 |  | 3.7 | [14 empty] | 0.66277 | 0.66277 | 0.66277 | 0.66277 | 0.66277 | 0.66277 | 0.66277 | 0.66277 | 0.66277 | 0.66277 | 0.66277 | 0.66277 | 0.66277 | 0.66277 | 0.66277 | 0.66277 | 0.66277 | 0.66277 | 0.66277 | 0.66277 | 0.66277 | 0.66277 | 0.66277 | 0.66277 | 0.66277 | 0.66277 | 0.66277 | 0.66277 | 0.66277 | 0.66277 | 0.66277 | 0.66277 | 0.66277 | 0.66277 | 0.66277 | 35 |  | 4.8204 | 1.7635 | 0 | 0 | 0
Hither Hills Conversion to 33 kV | 2030 |  | 4.8 | [14 empty] | 0.85981 | 0.85981 | 0.85981 | 0.85981 | 0.85981 | 0.85981 | 0.85981 | 0.85981 | 0.85981 | 0.85981 | 0.85981 | 0.85981 | 0.85981 | 0.85981 | 0.85981 | 0.85981 | 0.85981 | 0.85981 | 0.85981 | 0.85981 | 0.85981 | 0.85981 | 0.85981 | 0.85981 | 0.85981 | 0.85981 | 0.85981 | 0.85981 | 0.85981 | 0.85981 | 0.85981 | 0.85981 | 0.85981 | 0.85981 | 0.85981 | 35 |  | 6.2535 | 2.0853 | 0 | 0 | 0
Culloden Pt Conversion to 33 kV | 2030 |  | 2.8 | [14 empty] | 0.50156 | 0.50156 | 0.50156 | 0.50156 | 0.50156 | 0.50156 | 0.50156 | 0.50156 | 0.50156 | 0.50156 | 0.50156 | 0.50156 | 0.50156 | 0.50156 | 0.50156 | 0.50156 | 0.50156 | 0.50156 | 0.50156 | 0.50156 | 0.50156 | 0.50156 | 0.50156 | 0.50156 | 0.50156 | 0.50156 | 0.50156 | 0.50156 | 0.50156 | 0.50156 | 0.50156 | 0.50156 | 0.50156 | 0.50156 | 0.50156 | 35 |  | 3.6479 | 1.1012 | 1.1012 | 73412.135 | 614618.1402
Deferral to Indicated Year |  |  | 22.5 | [6 empty] | 0 | 0 | 0 | 0 | 0 | 0 | 0 | 0 | 4.0304 | 4.0304 | 4.0304 | 4.0304 | 4.0304 | 4.0304 | 4.0304 | 4.0304 | 4.0304 | 4.0304 | 4.0304 | 4.0304 | 4.0304 | 4.0304 | 4.0304 | 4.0304 | 4.0304 | 4.0304 | 4.0304 | 4.0304 | 4.0304 | 4.0304 | 4.0304 | 4.0304 | 4.0304 | 4.0304 | 4.0304 | 4.0304 | 4.0304 | 4.0304 | 4.0304 | 4.0304 | 4.0304 | 4.0304 | 4.0304 | 35 |  | 29.3132 | 10.2881 | 1.1012 | 73412.135 | 614618.1402 | =Area I Portion
[59 empty] | 13654180.1297 | =Area I+II+III Portions
Annual Avoided Costs for Deferral to Indicated Year:
Amagansett Conversion 33 kV | 2030 |  |  | 0 | 0.97582 | 0.97582 | 0.97582 | 0.97582 | 0.97582 | 0.97582 | 0.97582 | 0.97582 | 0.97582 | 0.97582 | 0.97582 | 0.97582 | 0.97582 | -0.4572 | -0.4572 | -0.4572 | -0.4572 | -0.4572 | -0.4572 | -0.4572 | -0.4572 | -0.4572 | -0.4572 | -0.4572 | -0.4572 | -0.4572 | -0.4572 | -0.4572 | -0.4572 | -0.4572 | -0.4572 | -0.4572 | -0.4572 | -0.4572 | -0.4572 | -1.433 | -1.433 | -1.433 | -1.433 | -1.433 | -1.433 | -1.433 | -1.433 | -1.433 | -1.433 | -1.433 | -1.433 | -1.433 | 35 |  |  | 3.8129
East Hampton Conversion 33 kV | 2030 |  |  | 0 | 0.39033 | 0.39033 | 0.39033 | 0.39033 | 0.39033 | 0.39033 | 0.39033 | 0.39033 | 0.39033 | 0.39033 | 0.39033 | 0.39033 | 0.39033 | -0.18288 | -0.18288 | -0.18288 | -0.18288 | -0.18288 | -0.18288 | -0.18288 | -0.18288 | -0.18288 | -0.18288 | -0.18288 | -0.18288 | -0.18288 | -0.18288 | -0.18288 | -0.18288 | -0.18288 | -0.18288 | -0.18288 | -0.18288 | -0.18288 | -0.18288 | -0.57321 | -0.57321 | -0.57321 | -0.57321 | -0.57321 | -0.57321 | -0.57321 | -0.57321 | -0.57321 | -0.57321 | -0.57321 | -0.57321 | -0.57321 | 35 |  |  | 1.5252
Buell Conversion 33 kV | 2030 |  |  | 0 | 0.45131 | 0.45131 | 0.45131 | 0.45131 | 0.45131 | 0.45131 | 0.45131 | 0.45131 | 0.45131 | 0.45131 | 0.45131 | 0.45131 | 0.45131 | -0.21146 | -0.21146 | -0.21146 | -0.21146 | -0.21146 | -0.21146 | -0.21146 | -0.21146 | -0.21146 | -0.21146 | -0.21146 | -0.21146 | -0.21146 | -0.21146 | -0.21146 | -0.21146 | -0.21146 | -0.21146 | -0.21146 | -0.21146 | -0.21146 | -0.21146 | -0.66277 | -0.66277 | -0.66277 | -0.66277 | -0.66277 | -0.66277 | -0.66277 | -0.66277 | -0.66277 | -0.66277 | -0.66277 | -0.66277 | -0.66277 | 35 |  |  | 1.7635
Hither Hills Conversion to 33 kV | 2030 |  |  | 0 | 0 | 0.60305 | 0.60305 | 0.60305 | 0.60305 | 0.60305 | 0.60305 | 0.60305 | 0.60305 | 0.60305 | 0.60305 | 0.60305 | 0.60305 | -0.25676 | -0.25676 | -0.25676 | -0.25676 | -0.25676 | -0.25676 | -0.25676 | -0.25676 | -0.25676 | -0.25676 | -0.25676 | -0.25676 | -0.25676 | -0.25676 | -0.25676 | -0.25676 | -0.25676 | -0.25676 | -0.25676 | -0.25676 | -0.25676 | -0.25676 | -0.25676 | -0.85981 | -0.85981 | -0.85981 | -0.85981 | -0.85981 | -0.85981 | -0.85981 | -0.85981 | -0.85981 | -0.85981 | -0.85981 | -0.85981 | 35 |  |  | 2.0853
Culloden Pt Conversion to 33 kV | 2030 |  |  | 0 | 0 | 0 | 0.36233 | 0.36233 | 0.36233 | 0.36233 | 0.36233 | 0.36233 | 0.36233 | 0.36233 | 0.36233 | 0.36233 | 0.36233 | -0.13922 | -0.13922 | -0.13922 | -0.13922 | -0.13922 | -0.13922 | -0.13922 | -0.13922 | -0.13922 | -0.13922 | -0.13922 | -0.13922 | -0.13922 | -0.13922 | -0.13922 | -0.13922 | -0.13922 | -0.13922 | -0.13922 | -0.13922 | -0.13922 | -0.13922 | -0.13922 | -0.13922 | -0.50156 | -0.50156 | -0.50156 | -0.50156 | -0.50156 | -0.50156 | -0.50156 | -0.50156 | -0.50156 | -0.50156 | -0.50156 | 35 |  |  | 1.1012
Area II Projects: | [53 empty] | 33
Riverhead Canal 2nd Line and Bank | 2020 |  | 136.8 | 0 | 0 | 0 | 0 | 18.2337 | 18.2337 | 18.2337 | 18.2337 | 18.2337 | 18.2337 | 18.2337 | 18.2337 | 18.2337 | 18.2337 | 18.2337 | 18.2337 | 18.2337 | 18.2337 | 18.2337 | 18.2337 | 18.2337 | 18.2337 | 18.2337 | 18.2337 | 18.2337 | 18.2337 | 18.2337 | 18.2337 | 18.2337 | 18.2337 | 18.2337 | 18.2337 | 18.2337 | 18.2337 | 18.2337 | 18.2337 | 18.2337 | 18.2337 | 18.2337 | [10 empty] | 35 |  | 226.5269
No Deferral |  |  | 136.8 |  | 0 | 0 | 0 | 18.2337 | 18.2337 | 18.2337 | 18.2337 | 18.2337 | 18.2337 | 18.2337 | 18.2337 | 18.2337 | 18.2337 | 18.2337 | 18.2337 | 18.2337 | 18.2337 | 18.2337 | 18.2337 | 18.2337 | 18.2337 | 18.2337 | 18.2337 | 18.2337 | 18.2337 | 18.2337 | 18.2337 | 18.2337 | 18.2337 | 18.2337 | 18.2337 | 18.2337 | 18.2337 | 18.2337 | 18.2337 | 18.2337 | 18.2337 | 18.2337 | [10 empty] | 35 |  | 226.5269
Riverhead Canal 2nd Line and Bank | 2026 |  | 136.8 | [10 empty] | 21.772 | 21.772 | 21.772 | 21.772 | 21.772 | 21.772 | 21.772 | 21.772 | 21.772 | 21.772 | 21.772 | 21.772 | 21.772 | 21.772 | 21.772 | 21.772 | 21.772 | 21.772 | 21.772 | 21.772 | 21.772 | 21.772 | 21.772 | 21.772 | 21.772 | 21.772 | 21.772 | 21.772 | 21.772 | 21.772 | 21.772 | 21.772 | 21.772 | 21.772 | 21.772 |  |  |  |  | 35 |  | 196.1681 | 30.3588 | 30.3588 | 632475.0457 | 5295182.2786
Deferral to Indicated Year |  |  | 136.8 | [6 empty] | 0 | 0 | 0 | 0 | 21.772 | 21.772 | 21.772 | 21.772 | 21.772 | 21.772 | 21.772 | 21.772 | 21.772 | 21.772 | 21.772 | 21.772 | 21.772 | 21.772 | 21.772 | 21.772 | 21.772 | 21.772 | 21.772 | 21.772 | 21.772 | 21.772 | 21.772 | 21.772 | 21.772 | 21.772 | 21.772 | 21.772 | 21.772 | 21.772 | 21.772 | 21.772 | 21.772 | 21.772 | 21.772 |  |  |  |  | 35 |  | 196.1681 | 30.3588 | 30.3588 | 632475.0457 | 5295182.2786 | =Area II Portion
[59 empty] | 13039561.9895 | =Area II+III Portions
Annual Avoided Costs for Deferral to Indicated Year:
Riverhead Canal 2nd Line and Bank | 2026 |  |  | 0 | 0 | 0 | 0 | 18.2337 | 18.2337 | 18.2337 | 18.2337 | 18.2337 | 18.2337 | -3.5383 | -3.5383 | -3.5383 | -3.5383 | -3.5383 | -3.5383 | -3.5383 | -3.5383 | -3.5383 | -3.5383 | -3.5383 | -3.5383 | -3.5383 | -3.5383 | -3.5383 | -3.5383 | -3.5383 | -3.5383 | -3.5383 | -3.5383 | -3.5383 | -3.5383 | -3.5383 | -3.5383 | -3.5383 | -3.5383 | -3.5383 | -3.5383 | -3.5383 | -21.772 | -21.772 | -21.772 | -21.772 | -21.772 | -21.772 |  |  |  |  | 35 |  |  | 30.3588
0
Area III Projects: | [52 empty] | 0 | 15
New Canal - Southampton Cable | 2017 |  | 37.6 | 0 | 4.5863 | 4.5863 | 4.5863 | 4.5863 | 4.5863 | 4.5863 | 4.5863 | 4.5863 | 4.5863 | 4.5863 | 4.5863 | 4.5863 | 4.5863 | 4.5863 | 4.5863 | 4.5863 | 4.5863 | 4.5863 | 4.5863 | 4.5863 | 4.5863 | 4.5863 | 4.5863 | 4.5863 | 4.5863 | 4.5863 | 4.5863 | 4.5863 | 4.5863 | 4.5863 | 4.5863 | 4.5863 | 4.5863 | 4.5863 | 4.5863 | [13 empty] | 35 |  | 66.9063
Upgrade Wildwood - Riverhead to 138 kV | 2017 |  | 7.7 | 0 | 0.93922 | 0.93922 | 0.93922 | 0.93922 | 0.93922 | 0.93922 | 0.93922 | 0.93922 | 0.93922 | 0.93922 | 0.93922 | 0.93922 | 0.93922 | 0.93922 | 0.93922 | 0.93922 | 0.93922 | 0.93922 | 0.93922 | 0.93922 | 0.93922 | 0.93922 | 0.93922 | 0.93922 | 0.93922 | 0.93922 | 0.93922 | 0.93922 | 0.93922 | 0.93922 | 0.93922 | 0.93922 | 0.93922 | 0.93922 | 0.93922 | [13 empty] | 35 |  | 13.7016
Bridgehampton - Buell New 69 kV UG Cable | 2017 |  | 33.2 | 0 | 4.0496 | 4.0496 | 4.0496 | 4.0496 | 4.0496 | 4.0496 | 4.0496 | 4.0496 | 4.0496 | 4.0496 | 4.0496 | 4.0496 | 4.0496 | 4.0496 | 4.0496 | 4.0496 | 4.0496 | 4.0496 | 4.0496 | 4.0496 | 4.0496 | 4.0496 | 4.0496 | 4.0496 | 4.0496 | 4.0496 | 4.0496 | 4.0496 | 4.0496 | 4.0496 | 4.0496 | 4.0496 | 4.0496 | 4.0496 | 4.0496 | [13 empty] | 35 |  | 59.0769
Canal - Wainscott New 138 kV UG Cable | 2022 |  | 275.5 | 0 | 0 | 0 | 0 | 0 | 0 | 38.957 | 38.957 | 38.957 | 38.957 | 38.957 | 38.957 | 38.957 | 38.957 | 38.957 | 38.957 | 38.957 | 38.957 | 38.957 | 38.957 | 38.957 | 38.957 | 38.957 | 38.957 | 38.957 | 38.957 | 38.957 | 38.957 | 38.957 | 38.957 | 38.957 | 38.957 | 38.957 | 38.957 | 38.957 | 38.957 | 38.957 | 38.957 | 38.957 | 38.957 | 38.957 | [8 empty] | 35 |  | 434.8353
No Deferral |  |  | 354 |  | 9.5752 | 9.5752 | 9.5752 | 9.5752 | 9.5752 | 48.5322 | 48.5322 | 48.5322 | 48.5322 | 48.5322 | 48.5322 | 48.5322 | 48.5322 | 48.5322 | 48.5322 | 48.5322 | 48.5322 | 48.5322 | 48.5322 | 48.5322 | 48.5322 | 48.5322 | 48.5322 | 48.5322 | 48.5322 | 48.5322 | 48.5322 | 48.5322 | 48.5322 | 48.5322 | 48.5322 | 48.5322 | 48.5322 | 48.5322 | 48.5322 | 38.957 | 38.957 | 38.957 | 38.957 | 38.957 | [10 empty] | 574.52
New Canal - Southampton Cable | 2023 |  | 37.6 | [7 empty] | 5.4763 | 5.4763 | 5.4763 | 5.4763 | 5.4763 | 5.4763 | 5.4763 | 5.4763 | 5.4763 | 5.4763 | 5.4763 | 5.4763 | 5.4763 | 5.4763 | 5.4763 | 5.4763 | 5.4763 | 5.4763 | 5.4763 | 5.4763 | 5.4763 | 5.4763 | 5.4763 | 5.4763 | 5.4763 | 5.4763 | 5.4763 | 5.4763 | 5.4763 | 5.4763 | 5.4763 | 5.4763 | 5.4763 | 5.4763 | 5.4763 | [7 empty] | 35 |  | 57.9396 | 8.9667 | 0 | 0 | 0
Upgrade Wildwood - Riverhead to 138 kV | 2022 |  | 7.7 | [6 empty] | 1.0888 | 1.0888 | 1.0888 | 1.0888 | 1.0888 | 1.0888 | 1.0888 | 1.0888 | 1.0888 | 1.0888 | 1.0888 | 1.0888 | 1.0888 | 1.0888 | 1.0888 | 1.0888 | 1.0888 | 1.0888 | 1.0888 | 1.0888 | 1.0888 | 1.0888 | 1.0888 | 1.0888 | 1.0888 | 1.0888 | 1.0888 | 1.0888 | 1.0888 | 1.0888 | 1.0888 | 1.0888 | 1.0888 | 1.0888 | 1.0888 | [8 empty] | 35 |  | 12.1533 | 1.5483 | 0 | 0 | 0
Bridgehampton - Buell New 69 kV UG Cable | 2023 |  | 33.2 | [7 empty] | 4.8355 | 4.8355 | 4.8355 | 4.8355 | 4.8355 | 4.8355 | 4.8355 | 4.8355 | 4.8355 | 4.8355 | 4.8355 | 4.8355 | 4.8355 | 4.8355 | 4.8355 | 4.8355 | 4.8355 | 4.8355 | 4.8355 | 4.8355 | 4.8355 | 4.8355 | 4.8355 | 4.8355 | 4.8355 | 4.8355 | 4.8355 | 4.8355 | 4.8355 | 4.8355 | 4.8355 | 4.8355 | 4.8355 | 4.8355 | 4.8355 | [7 empty] | 35 |  | 51.1595 | 7.9174 | 0 | 0 | 0
Canal - Wainscott New 138 kV UG Cable | 2028 |  | 275.5 | [12 empty] | 46.5167 | 46.5167 | 46.5167 | 46.5167 | 46.5167 | 46.5167 | 46.5167 | 46.5167 | 46.5167 | 46.5167 | 46.5167 | 46.5167 | 46.5167 | 46.5167 | 46.5167 | 46.5167 | 46.5167 | 46.5167 | 46.5167 | 46.5167 | 46.5167 | 46.5167 | 46.5167 | 46.5167 | 46.5167 | 46.5167 | 46.5167 | 46.5167 | 46.5167 | 46.5167 | 46.5167 | 46.5167 | 46.5167 | 46.5167 | 46.5167 |  |  | 35 |  | 376.5593 | 58.276 | 58.276 | 925015.732 | 7744379.7108
Deferral to Indicated Year |  |  | 354 | [6 empty] | 1.0888 | 11.4006 | 11.4006 | 11.4006 | 11.4006 | 11.4006 | 57.9173 | 57.9173 | 57.9173 | 57.9173 | 57.9173 | 57.9173 | 57.9173 | 57.9173 | 57.9173 | 57.9173 | 57.9173 | 57.9173 | 57.9173 | 57.9173 | 57.9173 | 57.9173 | 57.9173 | 57.9173 | 57.9173 | 57.9173 | 57.9173 | 57.9173 | 57.9173 | 57.9173 | 57.9173 | 57.9173 | 57.9173 | 57.9173 | 57.9173 | 56.8285 | 46.5167 | 46.5167 | 46.5167 | 46.5167 | 46.5167 |  |  | 41 |  | 497.8117 | 76.7083 | 58.276 | 925015.732 | 7744379.7108 | =Area III Portion
[59 empty] | 7744379.7108 | =Area III Portion
Annual Avoided Costs for Deferral to Indicated Year:
New Canal - Southampton Cable | 2023 |  |  | 0 | 4.5863 | 4.5863 | 4.5863 | 4.5863 | 4.5863 | 4.5863 | -0.88999 | -0.88999 | -0.88999 | -0.88999 | -0.88999 | -0.88999 | -0.88999 | -0.88999 | -0.88999 | -0.88999 | -0.88999 | -0.88999 | -0.88999 | -0.88999 | -0.88999 | -0.88999 | -0.88999 | -0.88999 | -0.88999 | -0.88999 | -0.88999 | -0.88999 | -0.88999 | -0.88999 | -0.88999 | -0.88999 | -0.88999 | -0.88999 | -0.88999 | -5.4763 | -5.4763 | -5.4763 | -5.4763 | -5.4763 | -5.4763 | 0 | 0 | 0 | 0 | 0 |  |  | 35 |  |  | 8.9667
Upgrade Wildwood - Riverhead to 138 kV | 2022 |  |  | 0 | 0.93922 | 0.93922 | 0.93922 | 0.93922 | 0.93922 | -0.14959 | -0.14959 | -0.14959 | -0.14959 | -0.14959 | -0.14959 | -0.14959 | -0.14959 | -0.14959 | -0.14959 | -0.14959 | -0.14959 | -0.14959 | -0.14959 | -0.14959 | -0.14959 | -0.14959 | -0.14959 | -0.14959 | -0.14959 | -0.14959 | -0.14959 | -0.14959 | -0.14959 | -0.14959 | -0.14959 | -0.14959 | -0.14959 | -0.14959 | -0.14959 | -1.0888 | -1.0888 | -1.0888 | -1.0888 | -1.0888 | 0 | 0 | 0 | 0 | 0 | 0 |  |  | 35 |  |  | 1.5483
Bridgehampton - Buell New 69 kV UG Cable | 2023 |  |  | 0 | 4.0496 | 4.0496 | 4.0496 | 4.0496 | 4.0496 | 4.0496 | -0.78584 | -0.78584 | -0.78584 | -0.78584 | -0.78584 | -0.78584 | -0.78584 | -0.78584 | -0.78584 | -0.78584 | -0.78584 | -0.78584 | -0.78584 | -0.78584 | -0.78584 | -0.78584 | -0.78584 | -0.78584 | -0.78584 | -0.78584 | -0.78584 | -0.78584 | -0.78584 | -0.78584 | -0.78584 | -0.78584 | -0.78584 | -0.78584 | -0.78584 | -4.8355 | -4.8355 | -4.8355 | -4.8355 | -4.8355 | -4.8355 | 0 | 0 | 0 | 0 | 0 |  |  | 35 |  |  | 7.9174
Canal - Wainscott New 138 kV UG Cable | 2028 |  |  | 0 | 0 | 0 | 0 | 0 | 0 | 38.957 | 38.957 | 38.957 | 38.957 | 38.957 | 38.957 | -7.5597 | -7.5597 | -7.5597 | -7.5597 | -7.5597 | -7.5597 | -7.5597 | -7.5597 | -7.5597 | -7.5597 | -7.5597 | -7.5597 | -7.5597 | -7.5597 | -7.5597 | -7.5597 | -7.5597 | -7.5597 | -7.5597 | -7.5597 | -7.5597 | -7.5597 | -7.5597 | -7.5597 | -7.5597 | -7.5597 | -7.5597 | -7.5597 | -7.5597 | -46.5167 | -46.5167 | -46.5167 | -46.5167 | -46.5167 | -46.5167 | [5 empty] | 58.276
Total - All Areas (No Deferrals,$Millions) |  |  | 513.3 |  | 11.3926 | 11.9957 | 12.358 | 30.5918 | 30.5918 | 69.5487 | 69.5487 | 69.5487 | 69.5487 | 69.5487 | 69.5487 | 69.5487 | 69.5487 | 69.5487 | 69.5487 | 69.5487 | 69.5487 | 69.5487 | 69.5487 | 69.5487 | 69.5487 | 69.5487 | 69.5487 | 69.5487 | 69.5487 | 69.5487 | 69.5487 | 69.5487 | 69.5487 | 69.5487 | 69.5487 | 69.5487 | 69.5487 | 69.5487 | 69.5487 | 58.1561 | 57.553 | 57.1907 | 38.957 | 38.957 | 0 | 0 | 0 | 0 | 0 | 0 | 0 | 0 |  | 63 | 840.6482 | 117.3552 | = max. total avoided cost in portfolio
Annual Avoided Costs for Deferrals - Area 1 Proposal: (see note*) | Deferral Year |  |  | 2016 | 2017 | 2018 | 2019 | 2020 | 2021 | 2022 | 2023 | 2024 | 2025 | 2026 | 2027 | 2028 | 2029 | 2030 | 2031 | 2032 | 2033 | 2034 | 2035 | 2036 | 2037 | 2038 | 2039 | 2040 | 2041 | 2042 | 2043 | 2044 | 2045 | 2046 | 2047 | 2048 | 2049 | 2050 | 2051 | 2052 | 2053 | 2054 | 2055 | 2056 | 2057 | 2058 | 2059 | 2060 | 2061 | 2062 | 2063 | 2064 |  |  | Differential NPV $M |  | Differential NPV $M (adjusted for COD of Selected Project) | Differntial NPV $/MW | NPV of Transmission Avoided Costs for Selected Project
Area I Projects:
Amagansett Conversion 33 kV | 2030 |  |  | 0 | 0.97582 | 0.97582 | 0.97582 | 0.97582 | 0.97582 | 0.97582 | 0.97582 | 0.97582 | 0.97582 | 0.97582 | 0.97582 | 0.97582 | 0.97582 | -0.4572 | -0.4572 | -0.4572 | -0.4572 | -0.4572 | -0.4572 | -0.4572 | -0.4572 | -0.4572 | -0.4572 | -0.4572 | -0.4572 | -0.4572 | -0.4572 | -0.4572 | -0.4572 | -0.4572 | -0.4572 | -0.4572 | -0.4572 | -0.4572 | -0.4572 | -1.433 | -1.433 | -1.433 | -1.433 | -1.433 | -1.433 | -1.433 | -1.433 | -1.433 | -1.433 | -1.433 | -1.433 | -1.433 |  |  | 3.8129 |  | 0 | 0 | 0
East Hampton Conversion 33 kV | 2030 |  |  | 0 | 0.39033 | 0.39033 | 0.39033 | 0.39033 | 0.39033 | 0.39033 | 0.39033 | 0.39033 | 0.39033 | 0.39033 | 0.39033 | 0.39033 | 0.39033 | -0.18288 | -0.18288 | -0.18288 | -0.18288 | -0.18288 | -0.18288 | -0.18288 | -0.18288 | -0.18288 | -0.18288 | -0.18288 | -0.18288 | -0.18288 | -0.18288 | -0.18288 | -0.18288 | -0.18288 | -0.18288 | -0.18288 | -0.18288 | -0.18288 | -0.18288 | -0.57321 | -0.57321 | -0.57321 | -0.57321 | -0.57321 | -0.57321 | -0.57321 | -0.57321 | -0.57321 | -0.57321 | -0.57321 | -0.57321 | -0.57321 |  |  | 1.5252 |  | 0 | 0 | 0
Buell Conversion 33 kV | 2030 |  |  | 0 | 0.45131 | 0.45131 | 0.45131 | 0.45131 | 0.45131 | 0.45131 | 0.45131 | 0.45131 | 0.45131 | 0.45131 | 0.45131 | 0.45131 | 0.45131 | -0.21146 | -0.21146 | -0.21146 | -0.21146 | -0.21146 | -0.21146 | -0.21146 | -0.21146 | -0.21146 | -0.21146 | -0.21146 | -0.21146 | -0.21146 | -0.21146 | -0.21146 | -0.21146 | -0.21146 | -0.21146 | -0.21146 | -0.21146 | -0.21146 | -0.21146 | -0.66277 | -0.66277 | -0.66277 | -0.66277 | -0.66277 | -0.66277 | -0.66277 | -0.66277 | -0.66277 | -0.66277 | -0.66277 | -0.66277 | -0.66277 |  |  | 1.7635 |  | 0 | 0 | 0
Hither Hills Conversion to 33 kV | 2030 |  |  | 0 | 0 | 0.60305 | 0.60305 | 0.60305 | 0.60305 | 0.60305 | 0.60305 | 0.60305 | 0.60305 | 0.60305 | 0.60305 | 0.60305 | 0.60305 | -0.25676 | -0.25676 | -0.25676 | -0.25676 | -0.25676 | -0.25676 | -0.25676 | -0.25676 | -0.25676 | -0.25676 | -0.25676 | -0.25676 | -0.25676 | -0.25676 | -0.25676 | -0.25676 | -0.25676 | -0.25676 | -0.25676 | -0.25676 | -0.25676 | -0.25676 | -0.25676 | -0.85981 | -0.85981 | -0.85981 | -0.85981 | -0.85981 | -0.85981 | -0.85981 | -0.85981 | -0.85981 | -0.85981 | -0.85981 | -0.85981 |  |  | 2.0853 |  | 0 | 0 | 0
Culloden Pt Conversion to 33 kV | 2030 |  |  | 0 | 0 | 0 | 0.36233 | 0.36233 | 0.36233 | 0.36233 | 0.36233 | 0.36233 | 0.36233 | 0.36233 | 0.36233 | 0.36233 | 0.36233 | -0.13922 | -0.13922 | -0.13922 | -0.13922 | -0.13922 | -0.13922 | -0.13922 | -0.13922 | -0.13922 | -0.13922 | -0.13922 | -0.13922 | -0.13922 | -0.13922 | -0.13922 | -0.13922 | -0.13922 | -0.13922 | -0.13922 | -0.13922 | -0.13922 | -0.13922 | -0.13922 | -0.13922 | -0.50156 | -0.50156 | -0.50156 | -0.50156 | -0.50156 | -0.50156 | -0.50156 | -0.50156 | -0.50156 | -0.50156 | -0.50156 |  |  | 1.1012 |  | 1.1012 | 73412.135 | 75413.6458
[59 empty] | 75413.6458 | =Area I Portion
Area II Projects: | [58 empty] | 1675367.9019 | =Area I+II+III Portions
Riverhead Canal 2nd Line and Bank | 2026 |  |  | 0 | 0 | 0 | 0 | 18.2337 | 18.2337 | 18.2337 | 18.2337 | 18.2337 | 18.2337 | -3.5383 | -3.5383 | -3.5383 | -3.5383 | -3.5383 | -3.5383 | -3.5383 | -3.5383 | -3.5383 | -3.5383 | -3.5383 | -3.5383 | -3.5383 | -3.5383 | -3.5383 | -3.5383 | -3.5383 | -3.5383 | -3.5383 | -3.5383 | -3.5383 | -3.5383 | -3.5383 | -3.5383 | -3.5383 | -3.5383 | -3.5383 | -3.5383 | -3.5383 | -21.772 | -21.772 | -21.772 | -21.772 | -21.772 | -21.772 | 0 | 0 | 0 | 0 |  |  | 30.3588 |  | 30.3588 | 632475.0457 | 649718.8656
[59 empty] | 649718.8656 | =Area II Portion
Area III Projects: | [58 empty] | 1599954.2561 | =Area II+III Portions
New Canal - Southampton Cable | 2023 |  |  | 0 | 4.5863 | 4.5863 | 4.5863 | 4.5863 | 4.5863 | 4.5863 | -0.88999 | -0.88999 | -0.88999 | -0.88999 | -0.88999 | -0.88999 | -0.88999 | -0.88999 | -0.88999 | -0.88999 | -0.88999 | -0.88999 | -0.88999 | -0.88999 | -0.88999 | -0.88999 | -0.88999 | -0.88999 | -0.88999 | -0.88999 | -0.88999 | -0.88999 | -0.88999 | -0.88999 | -0.88999 | -0.88999 | -0.88999 | -0.88999 | -0.88999 | -5.4763 | -5.4763 | -5.4763 | -5.4763 | -5.4763 | -5.4763 | 0 | 0 | 0 | 0 | 0 | 0 | 0 |  |  | 8.9667 |  | 0 | 0 | 0
Upgrade Wildwood - Riverhead to 138 kV | 2022 |  |  | 0 | 0.93922 | 0.93922 | 0.93922 | 0.93922 | 0.93922 | -0.14959 | -0.14959 | -0.14959 | -0.14959 | -0.14959 | -0.14959 | -0.14959 | -0.14959 | -0.14959 | -0.14959 | -0.14959 | -0.14959 | -0.14959 | -0.14959 | -0.14959 | -0.14959 | -0.14959 | -0.14959 | -0.14959 | -0.14959 | -0.14959 | -0.14959 | -0.14959 | -0.14959 | -0.14959 | -0.14959 | -0.14959 | -0.14959 | -0.14959 | -0.14959 | -1.0888 | -1.0888 | -1.0888 | -1.0888 | -1.0888 | 0 | 0 | 0 | 0 | 0 | 0 | 0 | 0 |  |  | 1.5483 |  | 0 | 0 | 0
Bridgehampton - Buell New 69 kV UG Cable | 2023 |  |  | 0 | 4.0496 | 4.0496 | 4.0496 | 4.0496 | 4.0496 | 4.0496 | -0.78584 | -0.78584 | -0.78584 | -0.78584 | -0.78584 | -0.78584 | -0.78584 | -0.78584 | -0.78584 | -0.78584 | -0.78584 | -0.78584 | -0.78584 | -0.78584 | -0.78584 | -0.78584 | -0.78584 | -0.78584 | -0.78584 | -0.78584 | -0.78584 | -0.78584 | -0.78584 | -0.78584 | -0.78584 | -0.78584 | -0.78584 | -0.78584 | -0.78584 | -4.8355 | -4.8355 | -4.8355 | -4.8355 | -4.8355 | -4.8355 | 0 | 0 | 0 | 0 | 0 | 0 | 0 |  |  | 7.9174 |  | 0 | 0 | 0
Canal - Wainscott New 138 kV UG Cable | 2028 |  |  | 0 | 0 | 0 | 0 | 0 | 0 | 38.957 | 38.957 | 38.957 | 38.957 | 38.957 | 38.957 | -7.5597 | -7.5597 | -7.5597 | -7.5597 | -7.5597 | -7.5597 | -7.5597 | -7.5597 | -7.5597 | -7.5597 | -7.5597 | -7.5597 | -7.5597 | -7.5597 | -7.5597 | -7.5597 | -7.5597 | -7.5597 | -7.5597 | -7.5597 | -7.5597 | -7.5597 | -7.5597 | -7.5597 | -7.5597 | -7.5597 | -7.5597 | -7.5597 | -7.5597 | -46.5167 | -46.5167 | -46.5167 | -46.5167 | -46.5167 | -46.5167 | 0 | 0 |  |  | 58.276 |  | 58.276 | 925015.732 | 950235.3905
[59 empty] | 950235.3905 | =Area III Portion
Total - Area 1 Proposal, $Millions (unadjusted) |  |  |  | 0 | 0 | 0 | 0.36233 | 18.5961 | 18.5961 | 57.553 | 57.553 | 57.553 | 57.553 | 35.781 | 35.781 | -10.7357 | -10.7357 | -11.2372 | -11.2372 | -11.2372 | -11.2372 | -11.2372 | -11.2372 | -11.2372 | -11.2372 | -11.2372 | -11.2372 | -11.2372 | -11.2372 | -11.2372 | -11.2372 | -11.2372 | -11.2372 | -11.2372 | -11.2372 | -11.2372 | -11.2372 | -11.2372 | -11.2372 | -11.2372 | -11.2372 | -11.5995 | -29.8333 | -29.8333 | -68.7903 | -68.7903 | -68.7903 | -68.7903 | -47.0182 | -47.0182 | -0.50156 | -0.50156 |  |  | 89.736 |  |  | 1630902.9127 | 1675367.9019
$/MW-yr |  |  |  | 0 | 0 | 0 | 24155.6547 | 404024.8919 | 404024.8919 | 1022389.7035 | 1022389.7035 | 1022389.7035 | 1022389.7035 | 568805.9684 | 568805.9684 | -169553.955 | -169553.955 | -202991.0303 | -202991.0303 | -202991.0303 | -202991.0303 | -202991.0303 | -202991.0303 | -202991.0303 | -202991.0303 | -202991.0303 | -202991.0303 | -202991.0303 | -202991.0303 | -202991.0303 | -202991.0303 | -202991.0303 | -202991.0303 | -202991.0303 | -202991.0303 | -202991.0303 | -202991.0303 | -202991.0303 | -202991.0303 | -202991.0303 | -202991.0303 | -227146.685 | -607015.9222 | -607015.9222 | -1225380.7338 | -1225380.7338 | -1225380.7338 | -1225380.7338 | -771796.9988 | -771796.9988 | -33437.0754 | -33437.0754
$Millions (adjusted) |  |  |  | 0 | 0 | 0 | 0.024814 | 0.41504 | 0.41504 | 1.0503 | 1.0503 | 1.0503 | 1.0503 | 0.58431 | 0.58431 | -0.17418 | -0.17418 | -0.20853 | -0.20853 | -0.20853 | -0.20853 | -0.20853 | -0.20853 | -0.20853 | -0.20853 | -0.20853 | -0.20853 | -0.20853 | -0.20853 | -0.20853 | -0.20853 | -0.20853 | -0.20853 | -0.20853 | -0.20853 | -0.20853 | -0.20853 | -0.20853 | -0.20853 | -0.20853 | -0.20853 | -0.23334 | -0.62357 | -0.62357 | -1.2588 | -1.2588 | -1.2588 | -1.2588 | -0.79284 | -0.79284 | -0.034349 | -0.034349 |  |  | 1675.3679
Annual Avoided Costs for Deferrals - Area 2 Proposal: (see note*) | Deferral Year |  |  | 2016 | 2017 | 2018 | 2019 | 2020 | 2021 | 2022 | 2023 | 2024 | 2025 | 2026 | 2027 | 2028 | 2029 | 2030 | 2031 | 2032 | 2033 | 2034 | 2035 | 2036 | 2037 | 2038 | 2039 | 2040 | 2041 | 2042 | 2043 | 2044 | 2045 | 2046 | 2047 | 2048 | 2049 | 2050 | 2051 | 2052 | 2053 | 2054 | 2055 | 2056 | 2057 | 2058 | 2059 | 2060 | 2061 | 2062 | 2063 | 2064 |  |  | Differential NPV $M |  | Differential NPV $M (adjusted for COD of Selected Project) | Differntial NPV $/MW | NPV of Transmission Avoided Costs for Selected Project
Area I Projects:
Amagansett Conversion 33 kV | 2030 |  |  | 0 | 0 | 0 | 0 | 0 | 0 | 0 | 0 | 0 | 0 | 0 | 0 | 0 | 0 | 0 | 0 | 0 | 0 | 0 | 0 | 0 | 0 | 0 | 0 | 0 | 0 | 0 | 0 | 0 | 0 | 0 | 0 | 0 | 0 | 0 | 0 | 0 | 0 | 0 | 0 | 0 | 0 | 0 | 0 | 0 | 0 | 0 | 0 | 0 |  |  | 0 |  | 0 | 0 | 0
East Hampton Conversion 33 kV | 2030 |  |  | 0 | 0 | 0 | 0 | 0 | 0 | 0 | 0 | 0 | 0 | 0 | 0 | 0 | 0 | 0 | 0 | 0 | 0 | 0 | 0 | 0 | 0 | 0 | 0 | 0 | 0 | 0 | 0 | 0 | 0 | 0 | 0 | 0 | 0 | 0 | 0 | 0 | 0 | 0 | 0 | 0 | 0 | 0 | 0 | 0 | 0 | 0 | 0 | 0 |  |  | 0 |  | 0 | 0 | 0
Buell Conversion 33 kV | 2030 |  |  | 0 | 0 | 0 | 0 | 0 | 0 | 0 | 0 | 0 | 0 | 0 | 0 | 0 | 0 | 0 | 0 | 0 | 0 | 0 | 0 | 0 | 0 | 0 | 0 | 0 | 0 | 0 | 0 | 0 | 0 | 0 | 0 | 0 | 0 | 0 | 0 | 0 | 0 | 0 | 0 | 0 | 0 | 0 | 0 | 0 | 0 | 0 | 0 | 0 |  |  | 0 |  | 0 | 0 | 0
Hither Hills Conversion to 33 kV | 2030 |  |  | 0 | 0 | 0 | 0 | 0 | 0 | 0 | 0 | 0 | 0 | 0 | 0 | 0 | 0 | 0 | 0 | 0 | 0 | 0 | 0 | 0 | 0 | 0 | 0 | 0 | 0 | 0 | 0 | 0 | 0 | 0 | 0 | 0 | 0 | 0 | 0 | 0 | 0 | 0 | 0 | 0 | 0 | 0 | 0 | 0 | 0 | 0 | 0 | 0 |  |  | 0 |  | 0 | 0 | 0
Culloden Pt Conversion to 33 kV | 2030 |  |  | 0 | 0 | 0 | 0 | 0 | 0 | 0 | 0 | 0 | 0 | 0 | 0 | 0 | 0 | 0 | 0 | 0 | 0 | 0 | 0 | 0 | 0 | 0 | 0 | 0 | 0 | 0 | 0 | 0 | 0 | 0 | 0 | 0 | 0 | 0 | 0 | 0 | 0 | 0 | 0 | 0 | 0 | 0 | 0 | 0 | 0 | 0 | 0 | 0 |  |  | 0 |  | 0 | 0 | 0
[59 empty] | 0 | =Area I Portion
Area II Projects: | [58 empty] | 4330438.5367 | =Area I+II+III Portions
Riverhead Canal 2nd Line and Bank | 2026 |  |  | 0 | 0 | 0 | 0 | 18.2337 | 18.2337 | 18.2337 | 18.2337 | 18.2337 | 18.2337 | -3.5383 | -3.5383 | -3.5383 | -3.5383 | -3.5383 | -3.5383 | -3.5383 | -3.5383 | -3.5383 | -3.5383 | -3.5383 | -3.5383 | -3.5383 | -3.5383 | -3.5383 | -3.5383 | -3.5383 | -3.5383 | -3.5383 | -3.5383 | -3.5383 | -3.5383 | -3.5383 | -3.5383 | -3.5383 | -3.5383 | -3.5383 | -3.5383 | -3.5383 | -21.772 | -21.772 | -21.772 | -21.772 | -21.772 | -21.772 | 0 | 0 | 0 | 0 |  |  | 30.3588 |  | 30.3588 | 632475.0457 | 1758530.0347
[59 empty] | 1758530.0347 | =Area II Portion
Area III Projects: | [58 empty] | 4330438.5367 | =Area II+III Portions
New Canal - Southampton Cable | 2023 |  |  | 0 | 4.5863 | 4.5863 | 4.5863 | 4.5863 | 4.5863 | 4.5863 | -0.88999 | -0.88999 | -0.88999 | -0.88999 | -0.88999 | -0.88999 | -0.88999 | -0.88999 | -0.88999 | -0.88999 | -0.88999 | -0.88999 | -0.88999 | -0.88999 | -0.88999 | -0.88999 | -0.88999 | -0.88999 | -0.88999 | -0.88999 | -0.88999 | -0.88999 | -0.88999 | -0.88999 | -0.88999 | -0.88999 | -0.88999 | -0.88999 | -0.88999 | -5.4763 | -5.4763 | -5.4763 | -5.4763 | -5.4763 | -5.4763 | 0 | 0 | 0 | 0 | 0 | 0 | 0 |  |  | 8.9667 |  | 0 | 0 | 0
Upgrade Wildwood - Riverhead to 138 kV | 2022 |  |  | 0 | 0.93922 | 0.93922 | 0.93922 | 0.93922 | 0.93922 | -0.14959 | -0.14959 | -0.14959 | -0.14959 | -0.14959 | -0.14959 | -0.14959 | -0.14959 | -0.14959 | -0.14959 | -0.14959 | -0.14959 | -0.14959 | -0.14959 | -0.14959 | -0.14959 | -0.14959 | -0.14959 | -0.14959 | -0.14959 | -0.14959 | -0.14959 | -0.14959 | -0.14959 | -0.14959 | -0.14959 | -0.14959 | -0.14959 | -0.14959 | -0.14959 | -1.0888 | -1.0888 | -1.0888 | -1.0888 | -1.0888 | 0 | 0 | 0 | 0 | 0 | 0 | 0 | 0 |  |  | 1.5483 |  | 0 | 0 | 0
Bridgehampton - Buell New 69 kV UG Cable | 2023 |  |  | 0 | 4.0496 | 4.0496 | 4.0496 | 4.0496 | 4.0496 | 4.0496 | -0.78584 | -0.78584 | -0.78584 | -0.78584 | -0.78584 | -0.78584 | -0.78584 | -0.78584 | -0.78584 | -0.78584 | -0.78584 | -0.78584 | -0.78584 | -0.78584 | -0.78584 | -0.78584 | -0.78584 | -0.78584 | -0.78584 | -0.78584 | -0.78584 | -0.78584 | -0.78584 | -0.78584 | -0.78584 | -0.78584 | -0.78584 | -0.78584 | -0.78584 | -4.8355 | -4.8355 | -4.8355 | -4.8355 | -4.8355 | -4.8355 | 0 | 0 | 0 | 0 | 0 | 0 | 0 |  |  | 7.9174 |  | 0 | 0 | 0
Canal - Wainscott New 138 kV UG Cable | 2028 |  |  | 0 | 0 | 0 | 0 | 0 | 0 | 38.957 | 38.957 | 38.957 | 38.957 | 38.957 | 38.957 | -7.5597 | -7.5597 | -7.5597 | -7.5597 | -7.5597 | -7.5597 | -7.5597 | -7.5597 | -7.5597 | -7.5597 | -7.5597 | -7.5597 | -7.5597 | -7.5597 | -7.5597 | -7.5597 | -7.5597 | -7.5597 | -7.5597 | -7.5597 | -7.5597 | -7.5597 | -7.5597 | -7.5597 | -7.5597 | -7.5597 | -7.5597 | -7.5597 | -7.5597 | -46.5167 | -46.5167 | -46.5167 | -46.5167 | -46.5167 | -46.5167 | 0 | 0 |  |  | 58.276 |  | 58.276 | 925015.732 | 2571908.502
[59 empty] | 2571908.502 | =Area III Portion
Total - Area 2 Proposal, $Millions (unadjusted) |  |  |  | 0 | 0 | 0 | 0 | 18.2337 | 18.2337 | 57.1907 | 57.1907 | 57.1907 | 57.1907 | 35.4187 | 35.4187 | -11.098 | -11.098 | -11.098 | -11.098 | -11.098 | -11.098 | -11.098 | -11.098 | -11.098 | -11.098 | -11.098 | -11.098 | -11.098 | -11.098 | -11.098 | -11.098 | -11.098 | -11.098 | -11.098 | -11.098 | -11.098 | -11.098 | -11.098 | -11.098 | -11.098 | -11.098 | -11.098 | -29.3317 | -29.3317 | -68.2887 | -68.2887 | -68.2887 | -68.2887 | -46.5167 | -46.5167 | 0 | 0 |  |  | 88.6348 |  |  | 1557490.7777 | 4330438.5367
$/MW-yr |  |  |  | 0 | 0 | 0 | 0 | 379869.2372 | 379869.2372 | 998234.0488 | 998234.0488 | 998234.0488 | 998234.0488 | 544650.3137 | 544650.3137 | -193709.6096 | -193709.6096 | -193709.6096 | -193709.6096 | -193709.6096 | -193709.6096 | -193709.6096 | -193709.6096 | -193709.6096 | -193709.6096 | -193709.6096 | -193709.6096 | -193709.6096 | -193709.6096 | -193709.6096 | -193709.6096 | -193709.6096 | -193709.6096 | -193709.6096 | -193709.6096 | -193709.6096 | -193709.6096 | -193709.6096 | -193709.6096 | -193709.6096 | -193709.6096 | -193709.6096 | -573578.8469 | -573578.8469 | -1191943.6585 | -1191943.6585 | -1191943.6585 | -1191943.6585 | -738359.9234 | -738359.9234 | 0 | 0
$Millions (adjusted) |  |  |  | 0 | 0 | 0 | 0 | 1.0562 | 1.0562 | 2.7755 | 2.7755 | 2.7755 | 2.7755 | 1.5143 | 1.5143 | -0.53859 | -0.53859 | -0.53859 | -0.53859 | -0.53859 | -0.53859 | -0.53859 | -0.53859 | -0.53859 | -0.53859 | -0.53859 | -0.53859 | -0.53859 | -0.53859 | -0.53859 | -0.53859 | -0.53859 | -0.53859 | -0.53859 | -0.53859 | -0.53859 | -0.53859 | -0.53859 | -0.53859 | -0.53859 | -0.53859 | -0.53859 | -1.5948 | -1.5948 | -3.3141 | -3.3141 | -3.3141 | -3.3141 | -2.0529 | -2.0529 | 0 | 0 |  |  | 4330.4385
Annual Avoided Costs for Deferrals - Area 3 Proposal: (see note*) | Deferral Year |  |  | 2016 | 2017 | 2018 | 2019 | 2020 | 2021 | 2022 | 2023 | 2024 | 2025 | 2026 | 2027 | 2028 | 2029 | 2030 | 2031 | 2032 | 2033 | 2034 | 2035 | 2036 | 2037 | 2038 | 2039 | 2040 | 2041 | 2042 | 2043 | 2044 | 2045 | 2046 | 2047 | 2048 | 2049 | 2050 | 2051 | 2052 | 2053 | 2054 | 2055 | 2056 | 2057 | 2058 | 2059 | 2060 | 2061 | 2062 | 2063 | 2064 |  |  | Differential NPV $M |  | Differential NPV $M (adjusted for COD of Selected Project) | Differntial NPV $/MW | NPV of Transmission Avoided Costs for Selected Project
Area I Projects:
Amagansett Conversion 33 kV | 2030 |  |  | 0 | 0 | 0 | 0 | 0 | 0 | 0 | 0 | 0 | 0 | 0 | 0 | 0 | 0 | 0 | 0 | 0 | 0 | 0 | 0 | 0 | 0 | 0 | 0 | 0 | 0 | 0 | 0 | 0 | 0 | 0 | 0 | 0 | 0 | 0 | 0 | 0 | 0 | 0 | 0 | 0 | 0 | 0 | 0 | 0 | 0 | 0 | 0 | 0 |  |  | 0 |  | 0 | 0 | 0
East Hampton Conversion 33 kV | 2030 |  |  | 0 | 0 | 0 | 0 | 0 | 0 | 0 | 0 | 0 | 0 | 0 | 0 | 0 | 0 | 0 | 0 | 0 | 0 | 0 | 0 | 0 | 0 | 0 | 0 | 0 | 0 | 0 | 0 | 0 | 0 | 0 | 0 | 0 | 0 | 0 | 0 | 0 | 0 | 0 | 0 | 0 | 0 | 0 | 0 | 0 | 0 | 0 | 0 | 0 |  |  | 0 |  | 0 | 0 | 0
Buell Conversion 33 kV | 2030 |  |  | 0 | 0 | 0 | 0 | 0 | 0 | 0 | 0 | 0 | 0 | 0 | 0 | 0 | 0 | 0 | 0 | 0 | 0 | 0 | 0 | 0 | 0 | 0 | 0 | 0 | 0 | 0 | 0 | 0 | 0 | 0 | 0 | 0 | 0 | 0 | 0 | 0 | 0 | 0 | 0 | 0 | 0 | 0 | 0 | 0 | 0 | 0 | 0 | 0 |  |  | 0 |  | 0 | 0 | 0
Hither Hills Conversion to 33 kV | 2030 |  |  | 0 | 0 | 0 | 0 | 0 | 0 | 0 | 0 | 0 | 0 | 0 | 0 | 0 | 0 | 0 | 0 | 0 | 0 | 0 | 0 | 0 | 0 | 0 | 0 | 0 | 0 | 0 | 0 | 0 | 0 | 0 | 0 | 0 | 0 | 0 | 0 | 0 | 0 | 0 | 0 | 0 | 0 | 0 | 0 | 0 | 0 | 0 | 0 | 0 |  |  | 0 |  | 0 | 0 | 0
Culloden Pt Conversion to 33 kV | 2030 |  |  | 0 | 0 | 0 | 0 | 0 | 0 | 0 | 0 | 0 | 0 | 0 | 0 | 0 | 0 | 0 | 0 | 0 | 0 | 0 | 0 | 0 | 0 | 0 | 0 | 0 | 0 | 0 | 0 | 0 | 0 | 0 | 0 | 0 | 0 | 0 | 0 | 0 | 0 | 0 | 0 | 0 | 0 | 0 | 0 | 0 | 0 | 0 | 0 | 0 |  |  | 0 |  | 0 | 0 | 0
[59 empty] | 0 | =Area I Portion
Area II Projects: | [58 empty] | 4222235.8184 | =Area I+II+III Portions
Riverhead Canal 2nd Line and Bank | 2026 |  |  | 0 | 0 | 0 | 0 | 0 | 0 | 0 | 0 | 0 | 0 | 0 | 0 | 0 | 0 | 0 | 0 | 0 | 0 | 0 | 0 | 0 | 0 | 0 | 0 | 0 | 0 | 0 | 0 | 0 | 0 | 0 | 0 | 0 | 0 | 0 | 0 | 0 | 0 | 0 | 0 | 0 | 0 | 0 | 0 | 0 | 0 | 0 | 0 | 0 |  |  | 0 |  | 0 | 0 | 0
[59 empty] | 0 | =Area II Portion
Area III Projects: | [58 empty] | 4222235.8184 | =Area II+III Portions
New Canal - Southampton Cable | 2023 |  |  | 0 | 4.5863 | 4.5863 | 4.5863 | 4.5863 | 4.5863 | 4.5863 | -0.88999 | -0.88999 | -0.88999 | -0.88999 | -0.88999 | -0.88999 | -0.88999 | -0.88999 | -0.88999 | -0.88999 | -0.88999 | -0.88999 | -0.88999 | -0.88999 | -0.88999 | -0.88999 | -0.88999 | -0.88999 | -0.88999 | -0.88999 | -0.88999 | -0.88999 | -0.88999 | -0.88999 | -0.88999 | -0.88999 | -0.88999 | -0.88999 | -0.88999 | -5.4763 | -5.4763 | -5.4763 | -5.4763 | -5.4763 | -5.4763 | 0 | 0 | 0 | 0 | 0 | 0 | 0 |  |  | 8.9667 |  | 0 | 0 | 0
Upgrade Wildwood - Riverhead to 138 kV | 2022 |  |  | 0 | 0.93922 | 0.93922 | 0.93922 | 0.93922 | 0.93922 | -0.14959 | -0.14959 | -0.14959 | -0.14959 | -0.14959 | -0.14959 | -0.14959 | -0.14959 | -0.14959 | -0.14959 | -0.14959 | -0.14959 | -0.14959 | -0.14959 | -0.14959 | -0.14959 | -0.14959 | -0.14959 | -0.14959 | -0.14959 | -0.14959 | -0.14959 | -0.14959 | -0.14959 | -0.14959 | -0.14959 | -0.14959 | -0.14959 | -0.14959 | -0.14959 | -1.0888 | -1.0888 | -1.0888 | -1.0888 | -1.0888 | 0 | 0 | 0 | 0 | 0 | 0 | 0 | 0 |  |  | 1.5483 |  | 0 | 0 | 0
Bridgehampton - Buell New 69 kV UG Cable | 2023 |  |  | 0 | 4.0496 | 4.0496 | 4.0496 | 4.0496 | 4.0496 | 4.0496 | -0.78584 | -0.78584 | -0.78584 | -0.78584 | -0.78584 | -0.78584 | -0.78584 | -0.78584 | -0.78584 | -0.78584 | -0.78584 | -0.78584 | -0.78584 | -0.78584 | -0.78584 | -0.78584 | -0.78584 | -0.78584 | -0.78584 | -0.78584 | -0.78584 | -0.78584 | -0.78584 | -0.78584 | -0.78584 | -0.78584 | -0.78584 | -0.78584 | -0.78584 | -4.8355 | -4.8355 | -4.8355 | -4.8355 | -4.8355 | -4.8355 | 0 | 0 | 0 | 0 | 0 | 0 | 0 |  |  | 7.9174 |  | 0 | 0 | 0
Canal - Wainscott New 138 kV UG Cable | 2028 |  |  | 0 | 0 | 0 | 0 | 0 | 0 | 38.957 | 38.957 | 38.957 | 38.957 | 38.957 | 38.957 | -7.5597 | -7.5597 | -7.5597 | -7.5597 | -7.5597 | -7.5597 | -7.5597 | -7.5597 | -7.5597 | -7.5597 | -7.5597 | -7.5597 | -7.5597 | -7.5597 | -7.5597 | -7.5597 | -7.5597 | -7.5597 | -7.5597 | -7.5597 | -7.5597 | -7.5597 | -7.5597 | -7.5597 | -7.5597 | -7.5597 | -7.5597 | -7.5597 | -7.5597 | -46.5167 | -46.5167 | -46.5167 | -46.5167 | -46.5167 | -46.5167 | 0 | 0 |  |  | 58.276 |  | 58.276 | 925015.732 | 4222235.8184
[59 empty] | 4222235.8184 | =Area III Portion
Total - Area 3 Proposal, $Millions (unadjusted) |  |  |  | 0 | 9.5752 | 9.5752 | 9.5752 | 9.5752 | 9.5752 | 47.4434 | 37.1316 | 37.1316 | 37.1316 | 37.1316 | 37.1316 | -9.3851 | -9.3851 | -9.3851 | -9.3851 | -9.3851 | -9.3851 | -9.3851 | -9.3851 | -9.3851 | -9.3851 | -9.3851 | -9.3851 | -9.3851 | -9.3851 | -9.3851 | -9.3851 | -9.3851 | -9.3851 | -9.3851 | -9.3851 | -9.3851 | -9.3851 | -9.3851 | -9.3851 | -18.9603 | -18.9603 | -18.9603 | -18.9603 | -18.9603 | -56.8285 | -46.5167 | -46.5167 | -46.5167 | -46.5167 | -46.5167 | 0 | 0 |  |  | 76.7083 |  |  | 925015.732 | 4222235.8184
$/MW-yr |  |  |  | 0 | 0 | 0 | 0 | 0 | 0 | 618364.8116 | 618364.8116 | 618364.8116 | 618364.8116 | 618364.8116 | 618364.8116 | -119995.1118 | -119995.1118 | -119995.1118 | -119995.1118 | -119995.1118 | -119995.1118 | -119995.1118 | -119995.1118 | -119995.1118 | -119995.1118 | -119995.1118 | -119995.1118 | -119995.1118 | -119995.1118 | -119995.1118 | -119995.1118 | -119995.1118 | -119995.1118 | -119995.1118 | -119995.1118 | -119995.1118 | -119995.1118 | -119995.1118 | -119995.1118 | -119995.1118 | -119995.1118 | -119995.1118 | -119995.1118 | -119995.1118 | -738359.9234 | -738359.9234 | -738359.9234 | -738359.9234 | -738359.9234 | -738359.9234 | 0 | 0
$Millions (adjusted) |  |  |  | 0 | 0 | 0 | 0 | 0 | 0 | 2.8225 | 2.8225 | 2.8225 | 2.8225 | 2.8225 | 2.8225 | -0.54772 | -0.54772 | -0.54772 | -0.54772 | -0.54772 | -0.54772 | -0.54772 | -0.54772 | -0.54772 | -0.54772 | -0.54772 | -0.54772 | -0.54772 | -0.54772 | -0.54772 | -0.54772 | -0.54772 | -0.54772 | -0.54772 | -0.54772 | -0.54772 | -0.54772 | -0.54772 | -0.54772 | -0.54772 | -0.54772 | -0.54772 | -0.54772 | -0.54772 | -3.3702 | -3.3702 | -3.3702 | -3.3702 | -3.3702 | -3.3702 | 0 | 0 |  |  | 4222.2358
Discount Factor (Relative to 1/1/2016) = |  |  |  | 0.94787 | 0.89845 | 0.85161 | 0.80722 | 0.76513 | 0.72525 | 0.68744 | 0.6516 | 0.61763 | 0.58543 | 0.55491 | 0.52598 | 0.49856 | 0.47257 | 0.44793 | 0.42458 | 0.40245 | 0.38147 | 0.36158 | 0.34273 | 0.32486 | 0.30793 | 0.29187 | 0.27666 | 0.26223 | 0.24856 | 0.2356 | 0.22332 | 0.21168 | 0.20064 | 0.19018 | 0.18027 | 0.17087 | 0.16196 | 0.15352 | 0.14552 | 0.13793 | 0.13074 | 0.12392 | 0.11746 | 0.11134 | 0.10554 | 0.10003 | 0.094818 | 0.089875 | 0.08519 | 0.080748 | 0.076539 | 0.072549
* Note: A positive (+) avoided cost in a given year represents a cost savings relative to not having a transmission project deferral.
Note on BF17: Todd Kantarek: Applied to distribution system, so 2.6% transmission loss factor used. Breakdown provided by area via 2014 load duration curve. 8.16 MW total per response to CQ12 on 2/15/16

## LAN100 Summary
|  | 2016 | 2017 | 2018 | 2019 | 2020 | 2021 | 2022 | 2023 | 2024 | 2025 | 2026 | 2027 | 2028 | 2029 | 2030 | 2031 | 2032 | 2033 | 2034 | 2035 | 2036 | 2037 | 2038 | 2039 | 2040 | 2041 | 2042 | 2043 | 2044 | 2045 | 2046 | 2047 | 2048 | 2049 | 2050 | 2051 | 2052 | 2053 | 2054 | 2055 | 2056 | 2057 | 2058 | 2059 | 2060 | 2061 | 2062 | 2063 | 2064 | NPV Base $M
Central A/C Devices - 2,400 kW (2,561 kW effective) Implemented in 2017 | $/MW-yr | 0 | 151987.0893 | 151987.0893 | 151987.0893 | 151987.0893 | 151987.0893 | 753069.1094 | 589389.8516 | 589389.8516 | 589389.8516 | 589389.8516 | 589389.8516 | -148970.0718 | -148970.0718 | -148970.0718 | -148970.0718 | -148970.0718 | -148970.0718 | -148970.0718 | -148970.0718 | -148970.0718 | -148970.0718 | -148970.0718 | -148970.0718 | -148970.0718 | -148970.0718 | -148970.0718 | -148970.0718 | -148970.0718 | -148970.0718 | -148970.0718 | -148970.0718 | -148970.0718 | -148970.0718 | -148970.0718 | -148970.0718 | -300957.161 | -300957.161 | -300957.161 | -300957.161 | -300957.161 | -902039.1812 | -738359.9234 | -738359.9234 | -738359.9234 | -738359.9234 | -738359.9234 | 0 | 0
| $Millions (adjusted) | 0 | 0.38921 | 0.38921 | 0.38921 | 0.38921 | 0.38921 | 1.9285 | 1.5093 | 1.5093 | 1.5093 | 1.5093 | 1.5093 | -0.38148 | -0.38148 | -0.38148 | -0.38148 | -0.38148 | -0.38148 | -0.38148 | -0.38148 | -0.38148 | -0.38148 | -0.38148 | -0.38148 | -0.38148 | -0.38148 | -0.38148 | -0.38148 | -0.38148 | -0.38148 | -0.38148 | -0.38148 | -0.38148 | -0.38148 | -0.38148 | -0.38148 | -0.77069 | -0.77069 | -0.77069 | -0.77069 | -0.77069 | -2.3099 | -1.8908 | -1.8908 | -1.8908 | -1.8908 | -1.8908 | 0 | 0 | 3118.0116 | 3118011.6071
Central A/C Devices - 600 kW (640 kW effective) Implemented in 2018 | $/MW-yr | 0 | 0 | 0 | 0 | 0 | 0 | 618364.8116 | 618364.8116 | 618364.8116 | 618364.8116 | 618364.8116 | 618364.8116 | -119995.1118 | -119995.1118 | -119995.1118 | -119995.1118 | -119995.1118 | -119995.1118 | -119995.1118 | -119995.1118 | -119995.1118 | -119995.1118 | -119995.1118 | -119995.1118 | -119995.1118 | -119995.1118 | -119995.1118 | -119995.1118 | -119995.1118 | -119995.1118 | -119995.1118 | -119995.1118 | -119995.1118 | -119995.1118 | -119995.1118 | -119995.1118 | -119995.1118 | -119995.1118 | -119995.1118 | -119995.1118 | -119995.1118 | -738359.9234 | -738359.9234 | -738359.9234 | -738359.9234 | -738359.9234 | -738359.9234 | 0 | 0
| $Millions (adjusted) | 0 | 0 | 0 | 0 | 0 | 0 | 0.39588 | 0.39588 | 0.39588 | 0.39588 | 0.39588 | 0.39588 | -0.076821 | -0.076821 | -0.076821 | -0.076821 | -0.076821 | -0.076821 | -0.076821 | -0.076821 | -0.076821 | -0.076821 | -0.076821 | -0.076821 | -0.076821 | -0.076821 | -0.076821 | -0.076821 | -0.076821 | -0.076821 | -0.076821 | -0.076821 | -0.076821 | -0.076821 | -0.076821 | -0.076821 | -0.076821 | -0.076821 | -0.076821 | -0.076821 | -0.076821 | -0.4727 | -0.4727 | -0.4727 | -0.4727 | -0.4727 | -0.4727 | 0 | 0 | 592.1951 | 592195.0716
Central A/C Devices - 600 kW (640 kW effective) Implemented in 2019 | $/MW-yr | 0 | 0 | 0 | 0 | 0 | 0 | 618364.8116 | 618364.8116 | 618364.8116 | 618364.8116 | 618364.8116 | 618364.8116 | -119995.1118 | -119995.1118 | -119995.1118 | -119995.1118 | -119995.1118 | -119995.1118 | -119995.1118 | -119995.1118 | -119995.1118 | -119995.1118 | -119995.1118 | -119995.1118 | -119995.1118 | -119995.1118 | -119995.1118 | -119995.1118 | -119995.1118 | -119995.1118 | -119995.1118 | -119995.1118 | -119995.1118 | -119995.1118 | -119995.1118 | -119995.1118 | -119995.1118 | -119995.1118 | -119995.1118 | -119995.1118 | -119995.1118 | -738359.9234 | -738359.9234 | -738359.9234 | -738359.9234 | -738359.9234 | -738359.9234 | 0 | 0
| $Millions (adjusted) | 0 | 0 | 0 | 0 | 0 | 0 | 0.39588 | 0.39588 | 0.39588 | 0.39588 | 0.39588 | 0.39588 | -0.076821 | -0.076821 | -0.076821 | -0.076821 | -0.076821 | -0.076821 | -0.076821 | -0.076821 | -0.076821 | -0.076821 | -0.076821 | -0.076821 | -0.076821 | -0.076821 | -0.076821 | -0.076821 | -0.076821 | -0.076821 | -0.076821 | -0.076821 | -0.076821 | -0.076821 | -0.076821 | -0.076821 | -0.076821 | -0.076821 | -0.076821 | -0.076821 | -0.076821 | -0.4727 | -0.4727 | -0.4727 | -0.4727 | -0.4727 | -0.4727 | 0 | 0 | 592.1951 | 592195.0716
Central A/C Devices - 3,600 kW (3,841 kW effective) Composite | $/MW-yr | 0 | 151987.0893 | 121597.2689 | 101335.2786 | 101335.2786 | 101335.2786 | 708167.6768 | 599048.1716 | 599048.1716 | 599048.1716 | 599048.1716 | 599048.1716 | -139311.7518 | -139311.7518 | -139311.7518 | -139311.7518 | -139311.7518 | -139311.7518 | -139311.7518 | -139311.7518 | -139311.7518 | -139311.7518 | -139311.7518 | -139311.7518 | -139311.7518 | -139311.7518 | -139311.7518 | -139311.7518 | -139311.7518 | -139311.7518 | -139311.7518 | -139311.7518 | -139311.7518 | -139311.7518 | -139311.7518 | -139311.7518 | -240636.478 | -240636.478 | -240636.478 | -240636.478 | -240636.478 | -847479.4286 | -738359.9234 | -738359.9234 | -738359.9234 | -738359.9234 | -738359.9234 | 0 | 0
| $Millions (adjusted) | 0 | 0.38921 | 0.38921 | 0.38921 | 0.38921 | 0.38921 | 2.7202 | 2.3011 | 2.3011 | 2.3011 | 2.3011 | 2.3011 | -0.53512 | -0.53512 | -0.53512 | -0.53512 | -0.53512 | -0.53512 | -0.53512 | -0.53512 | -0.53512 | -0.53512 | -0.53512 | -0.53512 | -0.53512 | -0.53512 | -0.53512 | -0.53512 | -0.53512 | -0.53512 | -0.53512 | -0.53512 | -0.53512 | -0.53512 | -0.53512 | -0.53512 | -0.92433 | -0.92433 | -0.92433 | -0.92433 | -0.92433 | -3.2553 | -2.8362 | -2.8362 | -2.8362 | -2.8362 | -2.8362 | 0 | 0 | 4302.4018 | 4302401.7504
Volt Var Optimization - 1,001 kW (1,027 kW effective) Implemented in 2019 - Area 1 | $/MW-yr | 0 | 0 | 0 | 24155.6547 | 404024.8919 | 404024.8919 | 1022389.7035 | 1022389.7035 | 1022389.7035 | 1022389.7035 | 568805.9684 | 568805.9684 | -169553.955 | -169553.955 | -202991.0303 | -202991.0303 | -202991.0303 | -202991.0303 | -202991.0303 | -202991.0303 | -202991.0303 | -202991.0303 | -202991.0303 | -202991.0303 | -202991.0303 | -202991.0303 | -202991.0303 | -202991.0303 | -202991.0303 | -202991.0303 | -202991.0303 | -202991.0303 | -202991.0303 | -202991.0303 | -202991.0303 | -202991.0303 | -202991.0303 | -202991.0303 | -227146.685 | -607015.9222 | -607015.9222 | -1225380.7338 | -1225380.7338 | -1225380.7338 | -1225380.7338 | -771796.9988 | -771796.9988 | -33437.0754 | -33437.0754
| $Millions (adjusted) | 0 | 0 | 0 | 0.024814 | 0.41504 | 0.41504 | 1.0503 | 1.0503 | 1.0503 | 1.0503 | 0.58431 | 0.58431 | -0.17418 | -0.17418 | -0.20853 | -0.20853 | -0.20853 | -0.20853 | -0.20853 | -0.20853 | -0.20853 | -0.20853 | -0.20853 | -0.20853 | -0.20853 | -0.20853 | -0.20853 | -0.20853 | -0.20853 | -0.20853 | -0.20853 | -0.20853 | -0.20853 | -0.20853 | -0.20853 | -0.20853 | -0.20853 | -0.20853 | -0.23334 | -0.62357 | -0.62357 | -1.2588 | -1.2588 | -1.2588 | -1.2588 | -0.79284 | -0.79284 | -0.034349 | -0.034349 | 1675.3679 | 1675367.9019
Volt Var Optimization - 2,710 kW (2,780 kW effective) Implemented in 2019 - Area 2 | $/MW-yr | 0 | 0 | 0 | 0 | 379869.2372 | 379869.2372 | 998234.0488 | 998234.0488 | 998234.0488 | 998234.0488 | 544650.3137 | 544650.3137 | -193709.6096 | -193709.6096 | -193709.6096 | -193709.6096 | -193709.6096 | -193709.6096 | -193709.6096 | -193709.6096 | -193709.6096 | -193709.6096 | -193709.6096 | -193709.6096 | -193709.6096 | -193709.6096 | -193709.6096 | -193709.6096 | -193709.6096 | -193709.6096 | -193709.6096 | -193709.6096 | -193709.6096 | -193709.6096 | -193709.6096 | -193709.6096 | -193709.6096 | -193709.6096 | -193709.6096 | -573578.8469 | -573578.8469 | -1191943.6585 | -1191943.6585 | -1191943.6585 | -1191943.6585 | -738359.9234 | -738359.9234 | 0 | 0
| $Millions (adjusted) | 0 | 0 | 0 | 0 | 1.0562 | 1.0562 | 2.7755 | 2.7755 | 2.7755 | 2.7755 | 1.5143 | 1.5143 | -0.53859 | -0.53859 | -0.53859 | -0.53859 | -0.53859 | -0.53859 | -0.53859 | -0.53859 | -0.53859 | -0.53859 | -0.53859 | -0.53859 | -0.53859 | -0.53859 | -0.53859 | -0.53859 | -0.53859 | -0.53859 | -0.53859 | -0.53859 | -0.53859 | -0.53859 | -0.53859 | -0.53859 | -0.53859 | -0.53859 | -0.53859 | -1.5948 | -1.5948 | -3.3141 | -3.3141 | -3.3141 | -3.3141 | -2.0529 | -2.0529 | 0 | 0 | 4330.4385 | 4330438.5367
Volt Var Optimization - 4,449 kW (4,565 kW effective) Implemented in 2019 - Area 3 | $/MW-yr | 0 | 0 | 0 | 0 | 0 | 0 | 618364.8116 | 618364.8116 | 618364.8116 | 618364.8116 | 618364.8116 | 618364.8116 | -119995.1118 | -119995.1118 | -119995.1118 | -119995.1118 | -119995.1118 | -119995.1118 | -119995.1118 | -119995.1118 | -119995.1118 | -119995.1118 | -119995.1118 | -119995.1118 | -119995.1118 | -119995.1118 | -119995.1118 | -119995.1118 | -119995.1118 | -119995.1118 | -119995.1118 | -119995.1118 | -119995.1118 | -119995.1118 | -119995.1118 | -119995.1118 | -119995.1118 | -119995.1118 | -119995.1118 | -119995.1118 | -119995.1118 | -738359.9234 | -738359.9234 | -738359.9234 | -738359.9234 | -738359.9234 | -738359.9234 | 0 | 0
| $Millions (adjusted) | 0 | 0 | 0 | 0 | 0 | 0 | 2.8225 | 2.8225 | 2.8225 | 2.8225 | 2.8225 | 2.8225 | -0.54772 | -0.54772 | -0.54772 | -0.54772 | -0.54772 | -0.54772 | -0.54772 | -0.54772 | -0.54772 | -0.54772 | -0.54772 | -0.54772 | -0.54772 | -0.54772 | -0.54772 | -0.54772 | -0.54772 | -0.54772 | -0.54772 | -0.54772 | -0.54772 | -0.54772 | -0.54772 | -0.54772 | -0.54772 | -0.54772 | -0.54772 | -0.54772 | -0.54772 | -3.3702 | -3.3702 | -3.3702 | -3.3702 | -3.3702 | -3.3702 | 0 | 0 | 4222.2358 | 4222235.8184
Volt Var Optimization - 8,160 kW (8,372 kW effective) Composite | $/MW-yr | 0 | 0 | 0 | 2773.0781 | 168512.6657 | 168512.6657 | 794093.2395 | 794093.2395 | 794093.2395 | 794093.2395 | 587803.3568 | 587803.3568 | -150556.5666 | -150556.5666 | -154659.2957 | -154659.2957 | -154659.2957 | -154659.2957 | -154659.2957 | -154659.2957 | -154659.2957 | -154659.2957 | -154659.2957 | -154659.2957 | -154659.2957 | -154659.2957 | -154659.2957 | -154659.2957 | -154659.2957 | -154659.2957 | -154659.2957 | -154659.2957 | -154659.2957 | -154659.2957 | -154659.2957 | -154659.2957 | -154659.2957 | -154659.2957 | -157623.1946 | -330387.7236 | -330387.7236 | -948752.5353 | -948752.5353 | -948752.5353 | -948752.5353 | -742462.6525 | -742462.6525 | -33437.0754 | -33437.0754
| $Millions (adjusted) | 0 | 0 | 0 | 0.024814 | 1.4712 | 1.4712 | 6.6483 | 6.6483 | 6.6483 | 6.6483 | 4.9212 | 4.9212 | -1.2605 | -1.2605 | -1.2948 | -1.2948 | -1.2948 | -1.2948 | -1.2948 | -1.2948 | -1.2948 | -1.2948 | -1.2948 | -1.2948 | -1.2948 | -1.2948 | -1.2948 | -1.2948 | -1.2948 | -1.2948 | -1.2948 | -1.2948 | -1.2948 | -1.2948 | -1.2948 | -1.2948 | -1.2948 | -1.2948 | -1.3196 | -2.7661 | -2.7661 | -7.9431 | -7.9431 | -7.9431 | -7.9431 | -6.216 | -6.216 | -0.034349 | -0.034349 | 10228.0423 | 10228042.257
All Options Combined - 11,760 kW (12,213 kW effective) | $/MW-yr | 0 | 151987.0893 | 121597.2689 | 30432.9181 | 30959.6967 | 30959.6967 | 453826.0456 | 419507.0831 | 419507.0831 | 419507.0831 | 419507.0831 | 419507.0831 | -88660.4656 | -88660.4656 | -88660.4656 | -88660.4656 | -88660.4656 | -88660.4656 | -88660.4656 | -88660.4656 | -88660.4656 | -88660.4656 | -88660.4656 | -88660.4656 | -88660.4656 | -88660.4656 | -88660.4656 | -88660.4656 | -88660.4656 | -88660.4656 | -88660.4656 | -88660.4656 | -88660.4656 | -88660.4656 | -88660.4656 | -88660.4656 | -120527.9074 | -120527.9074 | -120527.9074 | -120527.9074 | -120527.9074 | -542486.5112 | -508167.5487 | -508167.5487 | -508167.5487 | -508167.5487 | -508167.5487 | 0 | 0
| $Millions (adjusted) | 0 | 0.38921 | 0.38921 | 0.38921 | 0.38921 | 0.38921 | 5.5427 | 5.1236 | 5.1236 | 5.1236 | 5.1236 | 5.1236 | -1.0828 | -1.0828 | -1.0828 | -1.0828 | -1.0828 | -1.0828 | -1.0828 | -1.0828 | -1.0828 | -1.0828 | -1.0828 | -1.0828 | -1.0828 | -1.0828 | -1.0828 | -1.0828 | -1.0828 | -1.0828 | -1.0828 | -1.0828 | -1.0828 | -1.0828 | -1.0828 | -1.0828 | -1.4721 | -1.4721 | -1.4721 | -1.4721 | -1.4721 | -6.6256 | -6.2064 | -6.2064 | -6.2064 | -6.2064 | -6.2064 | 0 | 0 | 8524.6376 | 8524637.5688
Discount Factor (Relative to 1/1/2016) = |  | 0.94787 | 0.89845 | 0.85161 | 0.80722 | 0.76513 | 0.72525 | 0.68744 | 0.6516 | 0.61763 | 0.58543 | 0.55491 | 0.52598 | 0.49856 | 0.47257 | 0.44793 | 0.42458 | 0.40245 | 0.38147 | 0.36158 | 0.34273 | 0.32486 | 0.30793 | 0.29187 | 0.27666 | 0.26223 | 0.24856 | 0.2356 | 0.22332 | 0.21168 | 0.20064 | 0.19018 | 0.18027 | 0.17087 | 0.16196 | 0.15352 | 0.14552 | 0.13793 | 0.13074 | 0.12392 | 0.11746 | 0.11134 | 0.10554 | 0.10003 | 0.094818 | 0.089875 | 0.08519 | 0.080748 | 0.076539 | 0.072549
* Note: A positive (+) avoided cost in a given year represents a cost savings relative to not having a transmission project deferral.
Phased in effective kW (including losses) - 2017 portion implemented |  | 0 | 2560.8 | 2560.8 | 2560.8 | 2560.8 | 2560.8 | 2560.8 | 2560.8 | 2560.8 | 2560.8 | 2560.8 | 2560.8 | 2560.8 | 2560.8 | 2560.8 | 2560.8 | 2560.8 | 2560.8 | 2560.8 | 2560.8 | 2560.8 | 2560.8 | 2560.8 | 2560.8 | 2560.8 | 2560.8 | 2560.8 | 2560.8 | 2560.8 | 2560.8 | 2560.8 | 2560.8 | 2560.8 | 2560.8 | 2560.8 | 2560.8 | 2560.8 | 2560.8 | 2560.8 | 2560.8 | 2560.8 | 2560.8 | 2560.8 | 2560.8 | 2560.8 | 2560.8 | 2560.8 | 0 | 0
Phased in effective kW (including losses) - 2018 portion implemented |  | 0 | 0 | 640 | 640 | 640 | 640 | 640.2 | 640.2 | 640.2 | 640.2 | 640.2 | 640.2 | 640.2 | 640.2 | 640.2 | 640.2 | 640.2 | 640.2 | 640.2 | 640.2 | 640.2 | 640.2 | 640.2 | 640.2 | 640.2 | 640.2 | 640.2 | 640.2 | 640.2 | 640.2 | 640.2 | 640.2 | 640.2 | 640.2 | 640.2 | 640.2 | 640.2 | 640.2 | 640.2 | 640.2 | 640.2 | 640.2 | 640.2 | 640.2 | 640.2 | 640.2 | 640.2 | 0 | 0
Phased in effective kW (including losses) - 2019 portion implemented |  | 0 | 0 | 0 | 640 | 640 | 640 | 640.2 | 640.2 | 640.2 | 640.2 | 640.2 | 640.2 | 640.2 | 640.2 | 640.2 | 640.2 | 640.2 | 640.2 | 640.2 | 640.2 | 640.2 | 640.2 | 640.2 | 640.2 | 640.2 | 640.2 | 640.2 | 640.2 | 640.2 | 640.2 | 640.2 | 640.2 | 640.2 | 640.2 | 640.2 | 640.2 | 640.2 | 640.2 | 640.2 | 640.2 | 640.2 | 640.2 | 640.2 | 640.2 | 640.2 | 640.2 | 640.2 | 0 | 0
Phased in effective kW (including losses) - composite CAC implementation |  | 0 | 2560.8 | 3200.8 | 3840.8 | 3840.8 | 3840.8 | 3841.2 | 3841.2 | 3841.2 | 3841.2 | 3841.2 | 3841.2 | 3841.2 | 3841.2 | 3841.2 | 3841.2 | 3841.2 | 3841.2 | 3841.2 | 3841.2 | 3841.2 | 3841.2 | 3841.2 | 3841.2 | 3841.2 | 3841.2 | 3841.2 | 3841.2 | 3841.2 | 3841.2 | 3841.2 | 3841.2 | 3841.2 | 3841.2 | 3841.2 | 3841.2 | 3841.2 | 3841.2 | 3841.2 | 3841.2 | 3841.2 | 3841.2 | 3841.2 | 3841.2 | 3841.2 | 3841.2 | 3841.2 | 0 | 0
Phased in effective kW (including losses) - VVO - Area 1 |  | 0 | 0 | 0 | 1027.264 | 1027.264 | 1027.264 | 1027.264 | 1027.264 | 1027.264 | 1027.264 | 1027.264 | 1027.264 | 1027.264 | 1027.264 | 1027.264 | 1027.264 | 1027.264 | 1027.264 | 1027.264 | 1027.264 | 1027.264 | 1027.264 | 1027.264 | 1027.264 | 1027.264 | 1027.264 | 1027.264 | 1027.264 | 1027.264 | 1027.264 | 1027.264 | 1027.264 | 1027.264 | 1027.264 | 1027.264 | 1027.264 | 1027.264 | 1027.264 | 1027.264 | 1027.264 | 1027.264 | 1027.264 | 1027.264 | 1027.264 | 1027.264 | 1027.264 | 1027.264 | 1027.264 | 1027.264
Phased in effective kW (including losses) - VVO - Area 2 |  | 0 | 0 | 0 | 2998 | 2780.3943 | 2780.3943 | 2780.3943 | 2780.3943 | 2780.3943 | 2780.3943 | 2780.3943 | 2780.3943 | 2780.3943 | 2780.3943 | 2780.3943 | 2780.3943 | 2780.3943 | 2780.3943 | 2780.3943 | 2780.3943 | 2780.3943 | 2780.3943 | 2780.3943 | 2780.3943 | 2780.3943 | 2780.3943 | 2780.3943 | 2780.3943 | 2780.3943 | 2780.3943 | 2780.3943 | 2780.3943 | 2780.3943 | 2780.3943 | 2780.3943 | 2780.3943 | 2780.3943 | 2780.3943 | 2780.3943 | 2780.3943 | 2780.3943 | 2780.3943 | 2780.3943 | 2780.3943 | 2780.3943 | 2780.3943 | 2780.3943 | 0 | 0
Phased in effective kW (including losses) - VVO - Area 3 |  | 0 | 0 | 0 | 4923 | 4923 | 4923 | 4564.5016 | 4564.5016 | 4564.5016 | 4564.5016 | 4564.5016 | 4564.5016 | 4564.5016 | 4564.5016 | 4564.5016 | 4564.5016 | 4564.5016 | 4564.5016 | 4564.5016 | 4564.5016 | 4564.5016 | 4564.5016 | 4564.5016 | 4564.5016 | 4564.5016 | 4564.5016 | 4564.5016 | 4564.5016 | 4564.5016 | 4564.5016 | 4564.5016 | 4564.5016 | 4564.5016 | 4564.5016 | 4564.5016 | 4564.5016 | 4564.5016 | 4564.5016 | 4564.5016 | 4564.5016 | 4564.5016 | 4564.5016 | 4564.5016 | 4564.5016 | 4564.5016 | 4564.5016 | 4564.5016 | 0 | 0
Phased in effective kW (including losses) - composite VVO implementation |  | 0 | 0 | 0 | 8948.264 | 8730.6584 | 8730.6584 | 8372.16 | 8372.16 | 8372.16 | 8372.16 | 8372.16 | 8372.16 | 8372.16 | 8372.16 | 8372.16 | 8372.16 | 8372.16 | 8372.16 | 8372.16 | 8372.16 | 8372.16 | 8372.16 | 8372.16 | 8372.16 | 8372.16 | 8372.16 | 8372.16 | 8372.16 | 8372.16 | 8372.16 | 8372.16 | 8372.16 | 8372.16 | 8372.16 | 8372.16 | 8372.16 | 8372.16 | 8372.16 | 8372.16 | 8372.16 | 8372.16 | 8372.16 | 8372.16 | 8372.16 | 8372.16 | 8372.16 | 8372.16 | 1027.264 | 1027.264
Phased in effective kW (including losses) - Entire Program |  | 0 | 2560.8 | 3200.8 | 12789.064 | 12571.4584 | 12571.4584 | 12213.36 | 12213.36 | 12213.36 | 12213.36 | 12213.36 | 12213.36 | 12213.36 | 12213.36 | 12213.36 | 12213.36 | 12213.36 | 12213.36 | 12213.36 | 12213.36 | 12213.36 | 12213.36 | 12213.36 | 12213.36 | 12213.36 | 12213.36 | 12213.36 | 12213.36 | 12213.36 | 12213.36 | 12213.36 | 12213.36 | 12213.36 | 12213.36 | 12213.36 | 12213.36 | 12213.36 | 12213.36 | 12213.36 | 12213.36 | 12213.36 | 12213.36 | 12213.36 | 12213.36 | 12213.36 | 12213.36 | 12213.36 | 1027.264 | 1027.264

## PhII (LIE100-2MW)
Version |  | Based on PSEGLI file: "East End Utility 2_0_Economics_2014_10_13_r28_Sargent_Lundy.xlsx"
Annual Revenue Requirements (Millions of $s)
1) Reference (Transmission only) Case
Project | I/S Year | Investor | Capital (2015$s) | 2016 | 2017 | 2018 | 2019 | 2020 | 2021 | 2022 | 2023 | 2024 | 2025 | 2026 | 2027 | 2028 | 2029 | 2030 | 2031 | 2032 | 2033 | 2034 | 2035 | 2036 | 2037 | 2038 | 2039 | 2040 | 2041 | 2042 | 2043 | 2044 | 2045 | 2046 | 2047 | 2048 | 2049 | 2050 | 2051 | 2052 | 2053 | 2054 | 2055 | 2056 | 2057 | 2058 | 2059 | 2060 | 2061 | 2062 | 2063 | 2064 |  | NPV |  | Proposal Number = | LIE100
Transmission Reinforcement I | 2017 | PSEGLI | 93.4 | 0 | 11.3926 | 11.3926 | 11.3926 | 11.3926 | 11.3926 | 11.3926 | 11.3926 | 11.3926 | 11.3926 | 11.3926 | 11.3926 | 11.3926 | 11.3926 | 11.3926 | 11.3926 | 11.3926 | 11.3926 | 11.3926 | 11.3926 | 11.3926 | 11.3926 | 11.3926 | 11.3926 | 11.3926 | 11.3926 | 11.3926 | 11.3926 | 11.3926 | 11.3926 | 11.3926 | 11.3926 | 11.3926 | 11.3926 | 11.3926 | 11.3926 | [13 empty] | 35 | 166.1982 |  | Proposer Name = | LI Energy Storage System LLC
Transmission Reinforcement II | 2018 | PSEGLI | 4.8 | 0 | 0 | 0.60305 | 0.60305 | 0.60305 | 0.60305 | 0.60305 | 0.60305 | 0.60305 | 0.60305 | 0.60305 | 0.60305 | 0.60305 | 0.60305 | 0.60305 | 0.60305 | 0.60305 | 0.60305 | 0.60305 | 0.60305 | 0.60305 | 0.60305 | 0.60305 | 0.60305 | 0.60305 | 0.60305 | 0.60305 | 0.60305 | 0.60305 | 0.60305 | 0.60305 | 0.60305 | 0.60305 | 0.60305 | 0.60305 | 0.60305 | 0.60305 | [12 empty] | 35 | 8.3388 |  | Proposal/Project = | Montauk Energy Storage System
Transmission Reinforcement III | 2019 | PSEGLI | 2.8 | 0 | 0 | 0 | 0.36233 | 0.36233 | 0.36233 | 0.36233 | 0.36233 | 0.36233 | 0.36233 | 0.36233 | 0.36233 | 0.36233 | 0.36233 | 0.36233 | 0.36233 | 0.36233 | 0.36233 | 0.36233 | 0.36233 | 0.36233 | 0.36233 | 0.36233 | 0.36233 | 0.36233 | 0.36233 | 0.36233 | 0.36233 | 0.36233 | 0.36233 | 0.36233 | 0.36233 | 0.36233 | 0.36233 | 0.36233 | 0.36233 | 0.36233 | 0.36233 | [11 empty] | 35 | 4.7491 |  | Option Number = | 1
Transmission Reinforcement IV | 2020 | PSEGLI | 136.8 | 0 | 0 | 0 | 0 | 18.2337 | 18.2337 | 18.2337 | 18.2337 | 18.2337 | 18.2337 | 18.2337 | 18.2337 | 18.2337 | 18.2337 | 18.2337 | 18.2337 | 18.2337 | 18.2337 | 18.2337 | 18.2337 | 18.2337 | 18.2337 | 18.2337 | 18.2337 | 18.2337 | 18.2337 | 18.2337 | 18.2337 | 18.2337 | 18.2337 | 18.2337 | 18.2337 | 18.2337 | 18.2337 | 18.2337 | 18.2337 | 18.2337 | 18.2337 | 18.2337 | [10 empty] | 35 | 226.5269 |  | Location = | 1
Transmission Reinforcement V | 2022 | PSEGLI | 275.5 | 0 | 0 | 0 | 0 | 0 | 0 | 38.957 | 38.957 | 38.957 | 38.957 | 38.957 | 38.957 | 38.957 | 38.957 | 38.957 | 38.957 | 38.957 | 38.957 | 38.957 | 38.957 | 38.957 | 38.957 | 38.957 | 38.957 | 38.957 | 38.957 | 38.957 | 38.957 | 38.957 | 38.957 | 38.957 | 38.957 | 38.957 | 38.957 | 38.957 | 38.957 | 38.957 | 38.957 | 38.957 | 38.957 | 38.957 | [8 empty] | 35 | 434.8353 |  | Technology = | Battery Storage
[56 empty] | Interconnection Points = | 4 kV then 13 kV Montauk - dist'n side
Total |  |  | 513.3 | 0 | 11.3926 | 11.9957 | 12.358 | 30.5918 | 30.5918 | 69.5487 | 69.5487 | 69.5487 | 69.5487 | 69.5487 | 69.5487 | 69.5487 | 69.5487 | 69.5487 | 69.5487 | 69.5487 | 69.5487 | 69.5487 | 69.5487 | 69.5487 | 69.5487 | 69.5487 | 69.5487 | 69.5487 | 69.5487 | 69.5487 | 69.5487 | 69.5487 | 69.5487 | 69.5487 | 69.5487 | 69.5487 | 69.5487 | 69.5487 | 69.5487 | 58.1561 | 57.553 | 57.1907 | 38.957 | 38.957 | 0 | 0 | 0 | 0 | 0 | 0 | 0 | 0 |  | 840.6482 |  | Loss Factor = | 1.026
2016 NPV @ 5.5%, thru 2035 |  |  |  | 2016: 559.7216
2016 NPV @ 5.5%, thru 2056 |  |  |  | 2016: 840.6482 |  |  |  | MW Required by 2022 (cap) = | 15 | 33 | 15 | Output: NPV of Transmission Avoided Costs for Selected Project (see note*)
[57 empty] | Selected Project Inputs - Area 1 Portion | Selected Project Inputs - Area 2 Portion | Selected Project Inputs - Area 3 Portion | Area 1 | Area 2 | Area 3 | Total | check
[56 empty] | Project kW = | 2052 | 0 | 0
[55 empty] | Capped kW = | 2052 | 2052 | 0 | 0
[56 empty] | Project Area (1, 2, or 3) = | 1 | 2 | 3
[56 empty] | Proportion of Peak Hours Covered = | 100% | 100% | 100%
[55 empty] | Project COD = | 2018
[55 empty] | Effective kW = | 2052 |  |  |  | 3631887.7429 | 0 | 0 | 3631887.7429
[60 empty] | check | check | check
| I/S Year |  | Capital (2015$s) | 2016 | 2017 | 2018 | 2019 | 2020 | 2021 | 2022 | 2023 | 2024 | 2025 | 2026 | 2027 | 2028 | 2029 | 2030 | 2031 | 2032 | 2033 | 2034 | 2035 | 2036 | 2037 | 2038 | 2039 | 2040 | 2041 | 2042 | 2043 | 2044 | 2045 | 2046 | 2047 | 2048 | 2049 | 2050 | 2051 | 2052 | 2053 | 2054 | 2055 | 2056 | 2057 | 2058 | 2059 | 2060 | 2061 | 2062 | 2063 | 2064 |  | MW Required by 2022 | NPV Base $M | Differential NPV $M | Differential NPV $M (adjusted for COD of Selected Project) | Differntial NPV $/MW | NPV of Transmission Avoided Costs for Selected Project
Area I Projects: | [53 empty] | 15
Amagansett Conversion 33 kV | 2017 |  | 8 | 0 | 0.97582 | 0.97582 | 0.97582 | 0.97582 | 0.97582 | 0.97582 | 0.97582 | 0.97582 | 0.97582 | 0.97582 | 0.97582 | 0.97582 | 0.97582 | 0.97582 | 0.97582 | 0.97582 | 0.97582 | 0.97582 | 0.97582 | 0.97582 | 0.97582 | 0.97582 | 0.97582 | 0.97582 | 0.97582 | 0.97582 | 0.97582 | 0.97582 | 0.97582 | 0.97582 | 0.97582 | 0.97582 | 0.97582 | 0.97582 | 0.97582 | [13 empty] | 35 |  | 14.2354
East Hampton Conversion 33 kV | 2017 |  | 3.2 | 0 | 0.39033 | 0.39033 | 0.39033 | 0.39033 | 0.39033 | 0.39033 | 0.39033 | 0.39033 | 0.39033 | 0.39033 | 0.39033 | 0.39033 | 0.39033 | 0.39033 | 0.39033 | 0.39033 | 0.39033 | 0.39033 | 0.39033 | 0.39033 | 0.39033 | 0.39033 | 0.39033 | 0.39033 | 0.39033 | 0.39033 | 0.39033 | 0.39033 | 0.39033 | 0.39033 | 0.39033 | 0.39033 | 0.39033 | 0.39033 | 0.39033 | [13 empty] | 35 |  | 5.6942
Buell Conversion 33 kV | 2017 |  | 3.7 | 0 | 0.45131 | 0.45131 | 0.45131 | 0.45131 | 0.45131 | 0.45131 | 0.45131 | 0.45131 | 0.45131 | 0.45131 | 0.45131 | 0.45131 | 0.45131 | 0.45131 | 0.45131 | 0.45131 | 0.45131 | 0.45131 | 0.45131 | 0.45131 | 0.45131 | 0.45131 | 0.45131 | 0.45131 | 0.45131 | 0.45131 | 0.45131 | 0.45131 | 0.45131 | 0.45131 | 0.45131 | 0.45131 | 0.45131 | 0.45131 | 0.45131 | [13 empty] | 35 |  | 6.5839
Hither Hills Conversion to 33 kV | 2018 |  | 4.8 | 0 | 0 | 0.60305 | 0.60305 | 0.60305 | 0.60305 | 0.60305 | 0.60305 | 0.60305 | 0.60305 | 0.60305 | 0.60305 | 0.60305 | 0.60305 | 0.60305 | 0.60305 | 0.60305 | 0.60305 | 0.60305 | 0.60305 | 0.60305 | 0.60305 | 0.60305 | 0.60305 | 0.60305 | 0.60305 | 0.60305 | 0.60305 | 0.60305 | 0.60305 | 0.60305 | 0.60305 | 0.60305 | 0.60305 | 0.60305 | 0.60305 | 0.60305 | [12 empty] | 35 |  | 8.3388
Culloden Pt Conversion to 33 kV | 2019 |  | 2.8 | 0 | 0 | 0 | 0.36233 | 0.36233 | 0.36233 | 0.36233 | 0.36233 | 0.36233 | 0.36233 | 0.36233 | 0.36233 | 0.36233 | 0.36233 | 0.36233 | 0.36233 | 0.36233 | 0.36233 | 0.36233 | 0.36233 | 0.36233 | 0.36233 | 0.36233 | 0.36233 | 0.36233 | 0.36233 | 0.36233 | 0.36233 | 0.36233 | 0.36233 | 0.36233 | 0.36233 | 0.36233 | 0.36233 | 0.36233 | 0.36233 | 0.36233 | 0.36233 | [11 empty] | 35 |  | 4.7491
No Deferral |  |  | 22.5 |  | 1.8175 | 2.4205 | 2.7828 | 2.7828 | 2.7828 | 2.7828 | 2.7828 | 2.7828 | 2.7828 | 2.7828 | 2.7828 | 2.7828 | 2.7828 | 2.7828 | 2.7828 | 2.7828 | 2.7828 | 2.7828 | 2.7828 | 2.7828 | 2.7828 | 2.7828 | 2.7828 | 2.7828 | 2.7828 | 2.7828 | 2.7828 | 2.7828 | 2.7828 | 2.7828 | 2.7828 | 2.7828 | 2.7828 | 2.7828 | 2.7828 | 0.96539 | 0.36233 | 0 | 0 | 0 | [10 empty] | 39.6013
Amagansett Conversion 33 kV | 2030 |  | 8 | [14 empty] | 1.433 | 1.433 | 1.433 | 1.433 | 1.433 | 1.433 | 1.433 | 1.433 | 1.433 | 1.433 | 1.433 | 1.433 | 1.433 | 1.433 | 1.433 | 1.433 | 1.433 | 1.433 | 1.433 | 1.433 | 1.433 | 1.433 | 1.433 | 1.433 | 1.433 | 1.433 | 1.433 | 1.433 | 1.433 | 1.433 | 1.433 | 1.433 | 1.433 | 1.433 | 1.433 | 35 |  | 10.4225 | 3.8129 | 0 | 0 | 0
East Hampton Conversion 33 kV | 2030 |  | 3.2 | [14 empty] | 0.57321 | 0.57321 | 0.57321 | 0.57321 | 0.57321 | 0.57321 | 0.57321 | 0.57321 | 0.57321 | 0.57321 | 0.57321 | 0.57321 | 0.57321 | 0.57321 | 0.57321 | 0.57321 | 0.57321 | 0.57321 | 0.57321 | 0.57321 | 0.57321 | 0.57321 | 0.57321 | 0.57321 | 0.57321 | 0.57321 | 0.57321 | 0.57321 | 0.57321 | 0.57321 | 0.57321 | 0.57321 | 0.57321 | 0.57321 | 0.57321 | 35 |  | 4.169 | 1.5252 | 0 | 0 | 0
Buell Conversion 33 kV | 2030 |  | 3.7 | [14 empty] | 0.66277 | 0.66277 | 0.66277 | 0.66277 | 0.66277 | 0.66277 | 0.66277 | 0.66277 | 0.66277 | 0.66277 | 0.66277 | 0.66277 | 0.66277 | 0.66277 | 0.66277 | 0.66277 | 0.66277 | 0.66277 | 0.66277 | 0.66277 | 0.66277 | 0.66277 | 0.66277 | 0.66277 | 0.66277 | 0.66277 | 0.66277 | 0.66277 | 0.66277 | 0.66277 | 0.66277 | 0.66277 | 0.66277 | 0.66277 | 0.66277 | 35 |  | 4.8204 | 1.7635 | 0 | 0 | 0
Hither Hills Conversion to 33 kV | 2030 |  | 4.8 | [14 empty] | 0.85981 | 0.85981 | 0.85981 | 0.85981 | 0.85981 | 0.85981 | 0.85981 | 0.85981 | 0.85981 | 0.85981 | 0.85981 | 0.85981 | 0.85981 | 0.85981 | 0.85981 | 0.85981 | 0.85981 | 0.85981 | 0.85981 | 0.85981 | 0.85981 | 0.85981 | 0.85981 | 0.85981 | 0.85981 | 0.85981 | 0.85981 | 0.85981 | 0.85981 | 0.85981 | 0.85981 | 0.85981 | 0.85981 | 0.85981 | 0.85981 | 35 |  | 6.2535 | 2.0853 | 2.0853 | 139022.8879 | 285274.966
Culloden Pt Conversion to 33 kV | 2030 |  | 2.8 | [14 empty] | 0.50156 | 0.50156 | 0.50156 | 0.50156 | 0.50156 | 0.50156 | 0.50156 | 0.50156 | 0.50156 | 0.50156 | 0.50156 | 0.50156 | 0.50156 | 0.50156 | 0.50156 | 0.50156 | 0.50156 | 0.50156 | 0.50156 | 0.50156 | 0.50156 | 0.50156 | 0.50156 | 0.50156 | 0.50156 | 0.50156 | 0.50156 | 0.50156 | 0.50156 | 0.50156 | 0.50156 | 0.50156 | 0.50156 | 0.50156 | 0.50156 | 35 |  | 3.6479 | 1.1012 | 1.1012 | 73412.135 | 150641.701
Deferral to Indicated Year |  |  | 22.5 | [6 empty] | 0 | 0 | 0 | 0 | 0 | 0 | 0 | 0 | 4.0304 | 4.0304 | 4.0304 | 4.0304 | 4.0304 | 4.0304 | 4.0304 | 4.0304 | 4.0304 | 4.0304 | 4.0304 | 4.0304 | 4.0304 | 4.0304 | 4.0304 | 4.0304 | 4.0304 | 4.0304 | 4.0304 | 4.0304 | 4.0304 | 4.0304 | 4.0304 | 4.0304 | 4.0304 | 4.0304 | 4.0304 | 4.0304 | 4.0304 | 4.0304 | 4.0304 | 4.0304 | 4.0304 | 4.0304 | 4.0304 | 35 |  | 29.3132 | 10.2881 | 3.1865 | 212435.0229 | 435916.6671 | =Area I Portion
[59 empty] | 3631887.7429 | =Area I+II+III Portions
Annual Avoided Costs for Deferral to Indicated Year:
Amagansett Conversion 33 kV | 2030 |  |  | 0 | 0.97582 | 0.97582 | 0.97582 | 0.97582 | 0.97582 | 0.97582 | 0.97582 | 0.97582 | 0.97582 | 0.97582 | 0.97582 | 0.97582 | 0.97582 | -0.4572 | -0.4572 | -0.4572 | -0.4572 | -0.4572 | -0.4572 | -0.4572 | -0.4572 | -0.4572 | -0.4572 | -0.4572 | -0.4572 | -0.4572 | -0.4572 | -0.4572 | -0.4572 | -0.4572 | -0.4572 | -0.4572 | -0.4572 | -0.4572 | -0.4572 | -1.433 | -1.433 | -1.433 | -1.433 | -1.433 | -1.433 | -1.433 | -1.433 | -1.433 | -1.433 | -1.433 | -1.433 | -1.433 | 35 |  |  | 3.8129
East Hampton Conversion 33 kV | 2030 |  |  | 0 | 0.39033 | 0.39033 | 0.39033 | 0.39033 | 0.39033 | 0.39033 | 0.39033 | 0.39033 | 0.39033 | 0.39033 | 0.39033 | 0.39033 | 0.39033 | -0.18288 | -0.18288 | -0.18288 | -0.18288 | -0.18288 | -0.18288 | -0.18288 | -0.18288 | -0.18288 | -0.18288 | -0.18288 | -0.18288 | -0.18288 | -0.18288 | -0.18288 | -0.18288 | -0.18288 | -0.18288 | -0.18288 | -0.18288 | -0.18288 | -0.18288 | -0.57321 | -0.57321 | -0.57321 | -0.57321 | -0.57321 | -0.57321 | -0.57321 | -0.57321 | -0.57321 | -0.57321 | -0.57321 | -0.57321 | -0.57321 | 35 |  |  | 1.5252
Buell Conversion 33 kV | 2030 |  |  | 0 | 0.45131 | 0.45131 | 0.45131 | 0.45131 | 0.45131 | 0.45131 | 0.45131 | 0.45131 | 0.45131 | 0.45131 | 0.45131 | 0.45131 | 0.45131 | -0.21146 | -0.21146 | -0.21146 | -0.21146 | -0.21146 | -0.21146 | -0.21146 | -0.21146 | -0.21146 | -0.21146 | -0.21146 | -0.21146 | -0.21146 | -0.21146 | -0.21146 | -0.21146 | -0.21146 | -0.21146 | -0.21146 | -0.21146 | -0.21146 | -0.21146 | -0.66277 | -0.66277 | -0.66277 | -0.66277 | -0.66277 | -0.66277 | -0.66277 | -0.66277 | -0.66277 | -0.66277 | -0.66277 | -0.66277 | -0.66277 | 35 |  |  | 1.7635
Hither Hills Conversion to 33 kV | 2030 |  |  | 0 | 0 | 0.60305 | 0.60305 | 0.60305 | 0.60305 | 0.60305 | 0.60305 | 0.60305 | 0.60305 | 0.60305 | 0.60305 | 0.60305 | 0.60305 | -0.25676 | -0.25676 | -0.25676 | -0.25676 | -0.25676 | -0.25676 | -0.25676 | -0.25676 | -0.25676 | -0.25676 | -0.25676 | -0.25676 | -0.25676 | -0.25676 | -0.25676 | -0.25676 | -0.25676 | -0.25676 | -0.25676 | -0.25676 | -0.25676 | -0.25676 | -0.25676 | -0.85981 | -0.85981 | -0.85981 | -0.85981 | -0.85981 | -0.85981 | -0.85981 | -0.85981 | -0.85981 | -0.85981 | -0.85981 | -0.85981 | 35 |  |  | 2.0853
Culloden Pt Conversion to 33 kV | 2030 |  |  | 0 | 0 | 0 | 0.36233 | 0.36233 | 0.36233 | 0.36233 | 0.36233 | 0.36233 | 0.36233 | 0.36233 | 0.36233 | 0.36233 | 0.36233 | -0.13922 | -0.13922 | -0.13922 | -0.13922 | -0.13922 | -0.13922 | -0.13922 | -0.13922 | -0.13922 | -0.13922 | -0.13922 | -0.13922 | -0.13922 | -0.13922 | -0.13922 | -0.13922 | -0.13922 | -0.13922 | -0.13922 | -0.13922 | -0.13922 | -0.13922 | -0.13922 | -0.13922 | -0.50156 | -0.50156 | -0.50156 | -0.50156 | -0.50156 | -0.50156 | -0.50156 | -0.50156 | -0.50156 | -0.50156 | -0.50156 | 35 |  |  | 1.1012
Area II Projects: | [53 empty] | 33
Riverhead Canal 2nd Line and Bank | 2020 |  | 136.8 | 0 | 0 | 0 | 0 | 18.2337 | 18.2337 | 18.2337 | 18.2337 | 18.2337 | 18.2337 | 18.2337 | 18.2337 | 18.2337 | 18.2337 | 18.2337 | 18.2337 | 18.2337 | 18.2337 | 18.2337 | 18.2337 | 18.2337 | 18.2337 | 18.2337 | 18.2337 | 18.2337 | 18.2337 | 18.2337 | 18.2337 | 18.2337 | 18.2337 | 18.2337 | 18.2337 | 18.2337 | 18.2337 | 18.2337 | 18.2337 | 18.2337 | 18.2337 | 18.2337 | [10 empty] | 35 |  | 226.5269
No Deferral |  |  | 136.8 |  | 0 | 0 | 0 | 18.2337 | 18.2337 | 18.2337 | 18.2337 | 18.2337 | 18.2337 | 18.2337 | 18.2337 | 18.2337 | 18.2337 | 18.2337 | 18.2337 | 18.2337 | 18.2337 | 18.2337 | 18.2337 | 18.2337 | 18.2337 | 18.2337 | 18.2337 | 18.2337 | 18.2337 | 18.2337 | 18.2337 | 18.2337 | 18.2337 | 18.2337 | 18.2337 | 18.2337 | 18.2337 | 18.2337 | 18.2337 | 18.2337 | 18.2337 | 18.2337 | [10 empty] | 35 |  | 226.5269
Riverhead Canal 2nd Line and Bank | 2026 |  | 136.8 | [10 empty] | 21.772 | 21.772 | 21.772 | 21.772 | 21.772 | 21.772 | 21.772 | 21.772 | 21.772 | 21.772 | 21.772 | 21.772 | 21.772 | 21.772 | 21.772 | 21.772 | 21.772 | 21.772 | 21.772 | 21.772 | 21.772 | 21.772 | 21.772 | 21.772 | 21.772 | 21.772 | 21.772 | 21.772 | 21.772 | 21.772 | 21.772 | 21.772 | 21.772 | 21.772 | 21.772 |  |  |  |  | 35 |  | 196.1681 | 30.3588 | 30.3588 | 632475.0457 | 1297838.7938
Deferral to Indicated Year |  |  | 136.8 | [6 empty] | 0 | 0 | 0 | 0 | 21.772 | 21.772 | 21.772 | 21.772 | 21.772 | 21.772 | 21.772 | 21.772 | 21.772 | 21.772 | 21.772 | 21.772 | 21.772 | 21.772 | 21.772 | 21.772 | 21.772 | 21.772 | 21.772 | 21.772 | 21.772 | 21.772 | 21.772 | 21.772 | 21.772 | 21.772 | 21.772 | 21.772 | 21.772 | 21.772 | 21.772 | 21.772 | 21.772 | 21.772 | 21.772 |  |  |  |  | 35 |  | 196.1681 | 30.3588 | 30.3588 | 632475.0457 | 1297838.7938 | =Area II Portion
[59 empty] | 3195971.0759 | =Area II+III Portions
Annual Avoided Costs for Deferral to Indicated Year:
Riverhead Canal 2nd Line and Bank | 2026 |  |  | 0 | 0 | 0 | 0 | 18.2337 | 18.2337 | 18.2337 | 18.2337 | 18.2337 | 18.2337 | -3.5383 | -3.5383 | -3.5383 | -3.5383 | -3.5383 | -3.5383 | -3.5383 | -3.5383 | -3.5383 | -3.5383 | -3.5383 | -3.5383 | -3.5383 | -3.5383 | -3.5383 | -3.5383 | -3.5383 | -3.5383 | -3.5383 | -3.5383 | -3.5383 | -3.5383 | -3.5383 | -3.5383 | -3.5383 | -3.5383 | -3.5383 | -3.5383 | -3.5383 | -21.772 | -21.772 | -21.772 | -21.772 | -21.772 | -21.772 |  |  |  |  | 35 |  |  | 30.3588
0
Area III Projects: | [52 empty] | 0 | 15
New Canal - Southampton Cable | 2017 |  | 37.6 | 0 | 4.5863 | 4.5863 | 4.5863 | 4.5863 | 4.5863 | 4.5863 | 4.5863 | 4.5863 | 4.5863 | 4.5863 | 4.5863 | 4.5863 | 4.5863 | 4.5863 | 4.5863 | 4.5863 | 4.5863 | 4.5863 | 4.5863 | 4.5863 | 4.5863 | 4.5863 | 4.5863 | 4.5863 | 4.5863 | 4.5863 | 4.5863 | 4.5863 | 4.5863 | 4.5863 | 4.5863 | 4.5863 | 4.5863 | 4.5863 | 4.5863 | [13 empty] | 35 |  | 66.9063
Upgrade Wildwood - Riverhead to 138 kV | 2017 |  | 7.7 | 0 | 0.93922 | 0.93922 | 0.93922 | 0.93922 | 0.93922 | 0.93922 | 0.93922 | 0.93922 | 0.93922 | 0.93922 | 0.93922 | 0.93922 | 0.93922 | 0.93922 | 0.93922 | 0.93922 | 0.93922 | 0.93922 | 0.93922 | 0.93922 | 0.93922 | 0.93922 | 0.93922 | 0.93922 | 0.93922 | 0.93922 | 0.93922 | 0.93922 | 0.93922 | 0.93922 | 0.93922 | 0.93922 | 0.93922 | 0.93922 | 0.93922 | [13 empty] | 35 |  | 13.7016
Bridgehampton - Buell New 69 kV UG Cable | 2017 |  | 33.2 | 0 | 4.0496 | 4.0496 | 4.0496 | 4.0496 | 4.0496 | 4.0496 | 4.0496 | 4.0496 | 4.0496 | 4.0496 | 4.0496 | 4.0496 | 4.0496 | 4.0496 | 4.0496 | 4.0496 | 4.0496 | 4.0496 | 4.0496 | 4.0496 | 4.0496 | 4.0496 | 4.0496 | 4.0496 | 4.0496 | 4.0496 | 4.0496 | 4.0496 | 4.0496 | 4.0496 | 4.0496 | 4.0496 | 4.0496 | 4.0496 | 4.0496 | [13 empty] | 35 |  | 59.0769
Canal - Wainscott New 138 kV UG Cable | 2022 |  | 275.5 | 0 | 0 | 0 | 0 | 0 | 0 | 38.957 | 38.957 | 38.957 | 38.957 | 38.957 | 38.957 | 38.957 | 38.957 | 38.957 | 38.957 | 38.957 | 38.957 | 38.957 | 38.957 | 38.957 | 38.957 | 38.957 | 38.957 | 38.957 | 38.957 | 38.957 | 38.957 | 38.957 | 38.957 | 38.957 | 38.957 | 38.957 | 38.957 | 38.957 | 38.957 | 38.957 | 38.957 | 38.957 | 38.957 | 38.957 | [8 empty] | 35 |  | 434.8353
No Deferral |  |  | 354 |  | 9.5752 | 9.5752 | 9.5752 | 9.5752 | 9.5752 | 48.5322 | 48.5322 | 48.5322 | 48.5322 | 48.5322 | 48.5322 | 48.5322 | 48.5322 | 48.5322 | 48.5322 | 48.5322 | 48.5322 | 48.5322 | 48.5322 | 48.5322 | 48.5322 | 48.5322 | 48.5322 | 48.5322 | 48.5322 | 48.5322 | 48.5322 | 48.5322 | 48.5322 | 48.5322 | 48.5322 | 48.5322 | 48.5322 | 48.5322 | 48.5322 | 38.957 | 38.957 | 38.957 | 38.957 | 38.957 | [10 empty] | 574.52
New Canal - Southampton Cable | 2023 |  | 37.6 | [7 empty] | 5.4763 | 5.4763 | 5.4763 | 5.4763 | 5.4763 | 5.4763 | 5.4763 | 5.4763 | 5.4763 | 5.4763 | 5.4763 | 5.4763 | 5.4763 | 5.4763 | 5.4763 | 5.4763 | 5.4763 | 5.4763 | 5.4763 | 5.4763 | 5.4763 | 5.4763 | 5.4763 | 5.4763 | 5.4763 | 5.4763 | 5.4763 | 5.4763 | 5.4763 | 5.4763 | 5.4763 | 5.4763 | 5.4763 | 5.4763 | 5.4763 | [7 empty] | 35 |  | 57.9396 | 8.9667 | 0 | 0 | 0
Upgrade Wildwood - Riverhead to 138 kV | 2022 |  | 7.7 | [6 empty] | 1.0888 | 1.0888 | 1.0888 | 1.0888 | 1.0888 | 1.0888 | 1.0888 | 1.0888 | 1.0888 | 1.0888 | 1.0888 | 1.0888 | 1.0888 | 1.0888 | 1.0888 | 1.0888 | 1.0888 | 1.0888 | 1.0888 | 1.0888 | 1.0888 | 1.0888 | 1.0888 | 1.0888 | 1.0888 | 1.0888 | 1.0888 | 1.0888 | 1.0888 | 1.0888 | 1.0888 | 1.0888 | 1.0888 | 1.0888 | 1.0888 | [8 empty] | 35 |  | 12.1533 | 1.5483 | 0 | 0 | 0
Bridgehampton - Buell New 69 kV UG Cable | 2023 |  | 33.2 | [7 empty] | 4.8355 | 4.8355 | 4.8355 | 4.8355 | 4.8355 | 4.8355 | 4.8355 | 4.8355 | 4.8355 | 4.8355 | 4.8355 | 4.8355 | 4.8355 | 4.8355 | 4.8355 | 4.8355 | 4.8355 | 4.8355 | 4.8355 | 4.8355 | 4.8355 | 4.8355 | 4.8355 | 4.8355 | 4.8355 | 4.8355 | 4.8355 | 4.8355 | 4.8355 | 4.8355 | 4.8355 | 4.8355 | 4.8355 | 4.8355 | 4.8355 | [7 empty] | 35 |  | 51.1595 | 7.9174 | 0 | 0 | 0
Canal - Wainscott New 138 kV UG Cable | 2028 |  | 275.5 | [12 empty] | 46.5167 | 46.5167 | 46.5167 | 46.5167 | 46.5167 | 46.5167 | 46.5167 | 46.5167 | 46.5167 | 46.5167 | 46.5167 | 46.5167 | 46.5167 | 46.5167 | 46.5167 | 46.5167 | 46.5167 | 46.5167 | 46.5167 | 46.5167 | 46.5167 | 46.5167 | 46.5167 | 46.5167 | 46.5167 | 46.5167 | 46.5167 | 46.5167 | 46.5167 | 46.5167 | 46.5167 | 46.5167 | 46.5167 | 46.5167 | 46.5167 |  |  | 35 |  | 376.5593 | 58.276 | 58.276 | 925015.732 | 1898132.2821
Deferral to Indicated Year |  |  | 354 | [6 empty] | 1.0888 | 11.4006 | 11.4006 | 11.4006 | 11.4006 | 11.4006 | 57.9173 | 57.9173 | 57.9173 | 57.9173 | 57.9173 | 57.9173 | 57.9173 | 57.9173 | 57.9173 | 57.9173 | 57.9173 | 57.9173 | 57.9173 | 57.9173 | 57.9173 | 57.9173 | 57.9173 | 57.9173 | 57.9173 | 57.9173 | 57.9173 | 57.9173 | 57.9173 | 57.9173 | 57.9173 | 57.9173 | 57.9173 | 57.9173 | 57.9173 | 56.8285 | 46.5167 | 46.5167 | 46.5167 | 46.5167 | 46.5167 |  |  | 41 |  | 497.8117 | 76.7083 | 58.276 | 925015.732 | 1898132.2821 | =Area III Portion
[59 empty] | 1898132.2821 | =Area III Portion
Annual Avoided Costs for Deferral to Indicated Year:
New Canal - Southampton Cable | 2023 |  |  | 0 | 4.5863 | 4.5863 | 4.5863 | 4.5863 | 4.5863 | 4.5863 | -0.88999 | -0.88999 | -0.88999 | -0.88999 | -0.88999 | -0.88999 | -0.88999 | -0.88999 | -0.88999 | -0.88999 | -0.88999 | -0.88999 | -0.88999 | -0.88999 | -0.88999 | -0.88999 | -0.88999 | -0.88999 | -0.88999 | -0.88999 | -0.88999 | -0.88999 | -0.88999 | -0.88999 | -0.88999 | -0.88999 | -0.88999 | -0.88999 | -0.88999 | -5.4763 | -5.4763 | -5.4763 | -5.4763 | -5.4763 | -5.4763 | 0 | 0 | 0 | 0 | 0 |  |  | 35 |  |  | 8.9667
Upgrade Wildwood - Riverhead to 138 kV | 2022 |  |  | 0 | 0.93922 | 0.93922 | 0.93922 | 0.93922 | 0.93922 | -0.14959 | -0.14959 | -0.14959 | -0.14959 | -0.14959 | -0.14959 | -0.14959 | -0.14959 | -0.14959 | -0.14959 | -0.14959 | -0.14959 | -0.14959 | -0.14959 | -0.14959 | -0.14959 | -0.14959 | -0.14959 | -0.14959 | -0.14959 | -0.14959 | -0.14959 | -0.14959 | -0.14959 | -0.14959 | -0.14959 | -0.14959 | -0.14959 | -0.14959 | -0.14959 | -1.0888 | -1.0888 | -1.0888 | -1.0888 | -1.0888 | 0 | 0 | 0 | 0 | 0 | 0 |  |  | 35 |  |  | 1.5483
Bridgehampton - Buell New 69 kV UG Cable | 2023 |  |  | 0 | 4.0496 | 4.0496 | 4.0496 | 4.0496 | 4.0496 | 4.0496 | -0.78584 | -0.78584 | -0.78584 | -0.78584 | -0.78584 | -0.78584 | -0.78584 | -0.78584 | -0.78584 | -0.78584 | -0.78584 | -0.78584 | -0.78584 | -0.78584 | -0.78584 | -0.78584 | -0.78584 | -0.78584 | -0.78584 | -0.78584 | -0.78584 | -0.78584 | -0.78584 | -0.78584 | -0.78584 | -0.78584 | -0.78584 | -0.78584 | -0.78584 | -4.8355 | -4.8355 | -4.8355 | -4.8355 | -4.8355 | -4.8355 | 0 | 0 | 0 | 0 | 0 |  |  | 35 |  |  | 7.9174
Canal - Wainscott New 138 kV UG Cable | 2028 |  |  | 0 | 0 | 0 | 0 | 0 | 0 | 38.957 | 38.957 | 38.957 | 38.957 | 38.957 | 38.957 | -7.5597 | -7.5597 | -7.5597 | -7.5597 | -7.5597 | -7.5597 | -7.5597 | -7.5597 | -7.5597 | -7.5597 | -7.5597 | -7.5597 | -7.5597 | -7.5597 | -7.5597 | -7.5597 | -7.5597 | -7.5597 | -7.5597 | -7.5597 | -7.5597 | -7.5597 | -7.5597 | -7.5597 | -7.5597 | -7.5597 | -7.5597 | -7.5597 | -7.5597 | -46.5167 | -46.5167 | -46.5167 | -46.5167 | -46.5167 | -46.5167 | [5 empty] | 58.276
Total - All Areas (No Deferrals,$Millions) |  |  | 513.3 |  | 11.3926 | 11.9957 | 12.358 | 30.5918 | 30.5918 | 69.5487 | 69.5487 | 69.5487 | 69.5487 | 69.5487 | 69.5487 | 69.5487 | 69.5487 | 69.5487 | 69.5487 | 69.5487 | 69.5487 | 69.5487 | 69.5487 | 69.5487 | 69.5487 | 69.5487 | 69.5487 | 69.5487 | 69.5487 | 69.5487 | 69.5487 | 69.5487 | 69.5487 | 69.5487 | 69.5487 | 69.5487 | 69.5487 | 69.5487 | 69.5487 | 58.1561 | 57.553 | 57.1907 | 38.957 | 38.957 | 0 | 0 | 0 | 0 | 0 | 0 | 0 | 0 |  | 63 | 840.6482 | 117.3552 | = max. total avoided cost in portfolio
Annual Avoided Costs for Deferrals - Area 1 Proposal: (see note*) | Deferral Year |  |  | 2016 | 2017 | 2018 | 2019 | 2020 | 2021 | 2022 | 2023 | 2024 | 2025 | 2026 | 2027 | 2028 | 2029 | 2030 | 2031 | 2032 | 2033 | 2034 | 2035 | 2036 | 2037 | 2038 | 2039 | 2040 | 2041 | 2042 | 2043 | 2044 | 2045 | 2046 | 2047 | 2048 | 2049 | 2050 | 2051 | 2052 | 2053 | 2054 | 2055 | 2056 | 2057 | 2058 | 2059 | 2060 | 2061 | 2062 | 2063 | 2064 |  |  | Differential NPV $M |  | Differential NPV $M (adjusted for COD of Selected Project) | Differntial NPV $/MW | NPV of Transmission Avoided Costs for Selected Project
Area I Projects:
Amagansett Conversion 33 kV | 2030 |  |  | 0 | 0.97582 | 0.97582 | 0.97582 | 0.97582 | 0.97582 | 0.97582 | 0.97582 | 0.97582 | 0.97582 | 0.97582 | 0.97582 | 0.97582 | 0.97582 | -0.4572 | -0.4572 | -0.4572 | -0.4572 | -0.4572 | -0.4572 | -0.4572 | -0.4572 | -0.4572 | -0.4572 | -0.4572 | -0.4572 | -0.4572 | -0.4572 | -0.4572 | -0.4572 | -0.4572 | -0.4572 | -0.4572 | -0.4572 | -0.4572 | -0.4572 | -1.433 | -1.433 | -1.433 | -1.433 | -1.433 | -1.433 | -1.433 | -1.433 | -1.433 | -1.433 | -1.433 | -1.433 | -1.433 |  |  | 3.8129 |  | 0 | 0 | 0
East Hampton Conversion 33 kV | 2030 |  |  | 0 | 0.39033 | 0.39033 | 0.39033 | 0.39033 | 0.39033 | 0.39033 | 0.39033 | 0.39033 | 0.39033 | 0.39033 | 0.39033 | 0.39033 | 0.39033 | -0.18288 | -0.18288 | -0.18288 | -0.18288 | -0.18288 | -0.18288 | -0.18288 | -0.18288 | -0.18288 | -0.18288 | -0.18288 | -0.18288 | -0.18288 | -0.18288 | -0.18288 | -0.18288 | -0.18288 | -0.18288 | -0.18288 | -0.18288 | -0.18288 | -0.18288 | -0.57321 | -0.57321 | -0.57321 | -0.57321 | -0.57321 | -0.57321 | -0.57321 | -0.57321 | -0.57321 | -0.57321 | -0.57321 | -0.57321 | -0.57321 |  |  | 1.5252 |  | 0 | 0 | 0
Buell Conversion 33 kV | 2030 |  |  | 0 | 0.45131 | 0.45131 | 0.45131 | 0.45131 | 0.45131 | 0.45131 | 0.45131 | 0.45131 | 0.45131 | 0.45131 | 0.45131 | 0.45131 | 0.45131 | -0.21146 | -0.21146 | -0.21146 | -0.21146 | -0.21146 | -0.21146 | -0.21146 | -0.21146 | -0.21146 | -0.21146 | -0.21146 | -0.21146 | -0.21146 | -0.21146 | -0.21146 | -0.21146 | -0.21146 | -0.21146 | -0.21146 | -0.21146 | -0.21146 | -0.21146 | -0.66277 | -0.66277 | -0.66277 | -0.66277 | -0.66277 | -0.66277 | -0.66277 | -0.66277 | -0.66277 | -0.66277 | -0.66277 | -0.66277 | -0.66277 |  |  | 1.7635 |  | 0 | 0 | 0
Hither Hills Conversion to 33 kV | 2030 |  |  | 0 | 0 | 0.60305 | 0.60305 | 0.60305 | 0.60305 | 0.60305 | 0.60305 | 0.60305 | 0.60305 | 0.60305 | 0.60305 | 0.60305 | 0.60305 | -0.25676 | -0.25676 | -0.25676 | -0.25676 | -0.25676 | -0.25676 | -0.25676 | -0.25676 | -0.25676 | -0.25676 | -0.25676 | -0.25676 | -0.25676 | -0.25676 | -0.25676 | -0.25676 | -0.25676 | -0.25676 | -0.25676 | -0.25676 | -0.25676 | -0.25676 | -0.25676 | -0.85981 | -0.85981 | -0.85981 | -0.85981 | -0.85981 | -0.85981 | -0.85981 | -0.85981 | -0.85981 | -0.85981 | -0.85981 | -0.85981 |  |  | 2.0853 |  | 2.0853 | 139022.8879 | 285274.966
Culloden Pt Conversion to 33 kV | 2030 |  |  | 0 | 0 | 0 | 0.36233 | 0.36233 | 0.36233 | 0.36233 | 0.36233 | 0.36233 | 0.36233 | 0.36233 | 0.36233 | 0.36233 | 0.36233 | -0.13922 | -0.13922 | -0.13922 | -0.13922 | -0.13922 | -0.13922 | -0.13922 | -0.13922 | -0.13922 | -0.13922 | -0.13922 | -0.13922 | -0.13922 | -0.13922 | -0.13922 | -0.13922 | -0.13922 | -0.13922 | -0.13922 | -0.13922 | -0.13922 | -0.13922 | -0.13922 | -0.13922 | -0.50156 | -0.50156 | -0.50156 | -0.50156 | -0.50156 | -0.50156 | -0.50156 | -0.50156 | -0.50156 | -0.50156 | -0.50156 |  |  | 1.1012 |  | 1.1012 | 73412.135 | 150641.701
[59 empty] | 435916.6671 | =Area I Portion
Area II Projects: | [58 empty] | 3631887.7429 | =Area I+II+III Portions
Riverhead Canal 2nd Line and Bank | 2026 |  |  | 0 | 0 | 0 | 0 | 18.2337 | 18.2337 | 18.2337 | 18.2337 | 18.2337 | 18.2337 | -3.5383 | -3.5383 | -3.5383 | -3.5383 | -3.5383 | -3.5383 | -3.5383 | -3.5383 | -3.5383 | -3.5383 | -3.5383 | -3.5383 | -3.5383 | -3.5383 | -3.5383 | -3.5383 | -3.5383 | -3.5383 | -3.5383 | -3.5383 | -3.5383 | -3.5383 | -3.5383 | -3.5383 | -3.5383 | -3.5383 | -3.5383 | -3.5383 | -3.5383 | -21.772 | -21.772 | -21.772 | -21.772 | -21.772 | -21.772 | 0 | 0 | 0 | 0 |  |  | 30.3588 |  | 30.3588 | 632475.0457 | 1297838.7938
[59 empty] | 1297838.7938 | =Area II Portion
Area III Projects: | [58 empty] | 3195971.0759 | =Area II+III Portions
New Canal - Southampton Cable | 2023 |  |  | 0 | 4.5863 | 4.5863 | 4.5863 | 4.5863 | 4.5863 | 4.5863 | -0.88999 | -0.88999 | -0.88999 | -0.88999 | -0.88999 | -0.88999 | -0.88999 | -0.88999 | -0.88999 | -0.88999 | -0.88999 | -0.88999 | -0.88999 | -0.88999 | -0.88999 | -0.88999 | -0.88999 | -0.88999 | -0.88999 | -0.88999 | -0.88999 | -0.88999 | -0.88999 | -0.88999 | -0.88999 | -0.88999 | -0.88999 | -0.88999 | -0.88999 | -5.4763 | -5.4763 | -5.4763 | -5.4763 | -5.4763 | -5.4763 | 0 | 0 | 0 | 0 | 0 | 0 | 0 |  |  | 8.9667 |  | 0 | 0 | 0
Upgrade Wildwood - Riverhead to 138 kV | 2022 |  |  | 0 | 0.93922 | 0.93922 | 0.93922 | 0.93922 | 0.93922 | -0.14959 | -0.14959 | -0.14959 | -0.14959 | -0.14959 | -0.14959 | -0.14959 | -0.14959 | -0.14959 | -0.14959 | -0.14959 | -0.14959 | -0.14959 | -0.14959 | -0.14959 | -0.14959 | -0.14959 | -0.14959 | -0.14959 | -0.14959 | -0.14959 | -0.14959 | -0.14959 | -0.14959 | -0.14959 | -0.14959 | -0.14959 | -0.14959 | -0.14959 | -0.14959 | -1.0888 | -1.0888 | -1.0888 | -1.0888 | -1.0888 | 0 | 0 | 0 | 0 | 0 | 0 | 0 | 0 |  |  | 1.5483 |  | 0 | 0 | 0
Bridgehampton - Buell New 69 kV UG Cable | 2023 |  |  | 0 | 4.0496 | 4.0496 | 4.0496 | 4.0496 | 4.0496 | 4.0496 | -0.78584 | -0.78584 | -0.78584 | -0.78584 | -0.78584 | -0.78584 | -0.78584 | -0.78584 | -0.78584 | -0.78584 | -0.78584 | -0.78584 | -0.78584 | -0.78584 | -0.78584 | -0.78584 | -0.78584 | -0.78584 | -0.78584 | -0.78584 | -0.78584 | -0.78584 | -0.78584 | -0.78584 | -0.78584 | -0.78584 | -0.78584 | -0.78584 | -0.78584 | -4.8355 | -4.8355 | -4.8355 | -4.8355 | -4.8355 | -4.8355 | 0 | 0 | 0 | 0 | 0 | 0 | 0 |  |  | 7.9174 |  | 0 | 0 | 0
Canal - Wainscott New 138 kV UG Cable | 2028 |  |  | 0 | 0 | 0 | 0 | 0 | 0 | 38.957 | 38.957 | 38.957 | 38.957 | 38.957 | 38.957 | -7.5597 | -7.5597 | -7.5597 | -7.5597 | -7.5597 | -7.5597 | -7.5597 | -7.5597 | -7.5597 | -7.5597 | -7.5597 | -7.5597 | -7.5597 | -7.5597 | -7.5597 | -7.5597 | -7.5597 | -7.5597 | -7.5597 | -7.5597 | -7.5597 | -7.5597 | -7.5597 | -7.5597 | -7.5597 | -7.5597 | -7.5597 | -7.5597 | -7.5597 | -46.5167 | -46.5167 | -46.5167 | -46.5167 | -46.5167 | -46.5167 | 0 | 0 |  |  | 58.276 |  | 58.276 | 925015.732 | 1898132.2821
[59 empty] | 1898132.2821 | =Area III Portion
Total - Area 1 Proposal, $Millions (unadjusted) |  |  |  | 0 | 0 | 0.60305 | 0.96539 | 19.1991 | 19.1991 | 58.1561 | 58.1561 | 58.1561 | 58.1561 | 36.3841 | 36.3841 | -10.1326 | -10.1326 | -11.494 | -11.494 | -11.494 | -11.494 | -11.494 | -11.494 | -11.494 | -11.494 | -11.494 | -11.494 | -11.494 | -11.494 | -11.494 | -11.494 | -11.494 | -11.494 | -11.494 | -11.494 | -11.494 | -11.494 | -11.494 | -11.494 | -11.494 | -12.097 | -12.4594 | -30.6931 | -30.6931 | -69.6501 | -69.6501 | -69.6501 | -69.6501 | -47.878 | -47.878 | -1.3614 | -1.3614 |  |  | 91.8213 |  |  | 1769925.8006 | 3631887.7429
$/MW-yr |  |  |  | 0 | 0 | 40203.5861 | 64359.2408 | 444228.478 | 444228.478 | 1062593.2896 | 1062593.2896 | 1062593.2896 | 1062593.2896 | 609009.5545 | 609009.5545 | -129350.3688 | -129350.3688 | -220108.1448 | -220108.1448 | -220108.1448 | -220108.1448 | -220108.1448 | -220108.1448 | -220108.1448 | -220108.1448 | -220108.1448 | -220108.1448 | -220108.1448 | -220108.1448 | -220108.1448 | -220108.1448 | -220108.1448 | -220108.1448 | -220108.1448 | -220108.1448 | -220108.1448 | -220108.1448 | -220108.1448 | -220108.1448 | -220108.1448 | -260311.731 | -284467.3856 | -664336.6229 | -664336.6229 | -1282701.4345 | -1282701.4345 | -1282701.4345 | -1282701.4345 | -829117.6994 | -829117.6994 | -90757.776 | -90757.776
$Millions (adjusted) |  |  |  | 0 | 0 | 0.082498 | 0.13207 | 0.91156 | 0.91156 | 2.1804 | 2.1804 | 2.1804 | 2.1804 | 1.2497 | 1.2497 | -0.26543 | -0.26543 | -0.45166 | -0.45166 | -0.45166 | -0.45166 | -0.45166 | -0.45166 | -0.45166 | -0.45166 | -0.45166 | -0.45166 | -0.45166 | -0.45166 | -0.45166 | -0.45166 | -0.45166 | -0.45166 | -0.45166 | -0.45166 | -0.45166 | -0.45166 | -0.45166 | -0.45166 | -0.45166 | -0.53416 | -0.58373 | -1.3632 | -1.3632 | -2.6321 | -2.6321 | -2.6321 | -2.6321 | -1.7013 | -1.7013 | -0.18623 | -0.18623 |  |  | 3631.8877
Annual Avoided Costs for Deferrals - Area 2 Proposal: (see note*) | Deferral Year |  |  | 2016 | 2017 | 2018 | 2019 | 2020 | 2021 | 2022 | 2023 | 2024 | 2025 | 2026 | 2027 | 2028 | 2029 | 2030 | 2031 | 2032 | 2033 | 2034 | 2035 | 2036 | 2037 | 2038 | 2039 | 2040 | 2041 | 2042 | 2043 | 2044 | 2045 | 2046 | 2047 | 2048 | 2049 | 2050 | 2051 | 2052 | 2053 | 2054 | 2055 | 2056 | 2057 | 2058 | 2059 | 2060 | 2061 | 2062 | 2063 | 2064 |  |  | Differential NPV $M |  | Differential NPV $M (adjusted for COD of Selected Project) | Differntial NPV $/MW | NPV of Transmission Avoided Costs for Selected Project
Area I Projects:
Amagansett Conversion 33 kV | 2030 |  |  | 0 | 0 | 0 | 0 | 0 | 0 | 0 | 0 | 0 | 0 | 0 | 0 | 0 | 0 | 0 | 0 | 0 | 0 | 0 | 0 | 0 | 0 | 0 | 0 | 0 | 0 | 0 | 0 | 0 | 0 | 0 | 0 | 0 | 0 | 0 | 0 | 0 | 0 | 0 | 0 | 0 | 0 | 0 | 0 | 0 | 0 | 0 | 0 | 0 |  |  | 0 |  | 0 | 0 | 0
East Hampton Conversion 33 kV | 2030 |  |  | 0 | 0 | 0 | 0 | 0 | 0 | 0 | 0 | 0 | 0 | 0 | 0 | 0 | 0 | 0 | 0 | 0 | 0 | 0 | 0 | 0 | 0 | 0 | 0 | 0 | 0 | 0 | 0 | 0 | 0 | 0 | 0 | 0 | 0 | 0 | 0 | 0 | 0 | 0 | 0 | 0 | 0 | 0 | 0 | 0 | 0 | 0 | 0 | 0 |  |  | 0 |  | 0 | 0 | 0
Buell Conversion 33 kV | 2030 |  |  | 0 | 0 | 0 | 0 | 0 | 0 | 0 | 0 | 0 | 0 | 0 | 0 | 0 | 0 | 0 | 0 | 0 | 0 | 0 | 0 | 0 | 0 | 0 | 0 | 0 | 0 | 0 | 0 | 0 | 0 | 0 | 0 | 0 | 0 | 0 | 0 | 0 | 0 | 0 | 0 | 0 | 0 | 0 | 0 | 0 | 0 | 0 | 0 | 0 |  |  | 0 |  | 0 | 0 | 0
Hither Hills Conversion to 33 kV | 2030 |  |  | 0 | 0 | 0 | 0 | 0 | 0 | 0 | 0 | 0 | 0 | 0 | 0 | 0 | 0 | 0 | 0 | 0 | 0 | 0 | 0 | 0 | 0 | 0 | 0 | 0 | 0 | 0 | 0 | 0 | 0 | 0 | 0 | 0 | 0 | 0 | 0 | 0 | 0 | 0 | 0 | 0 | 0 | 0 | 0 | 0 | 0 | 0 | 0 | 0 |  |  | 0 |  | 0 | 0 | 0
Culloden Pt Conversion to 33 kV | 2030 |  |  | 0 | 0 | 0 | 0 | 0 | 0 | 0 | 0 | 0 | 0 | 0 | 0 | 0 | 0 | 0 | 0 | 0 | 0 | 0 | 0 | 0 | 0 | 0 | 0 | 0 | 0 | 0 | 0 | 0 | 0 | 0 | 0 | 0 | 0 | 0 | 0 | 0 | 0 | 0 | 0 | 0 | 0 | 0 | 0 | 0 | 0 | 0 | 0 | 0 |  |  | 0 |  | 0 | 0 | 0
[59 empty] | 0 | =Area I Portion
Area II Projects: | [58 empty] | 0 | =Area I+II+III Portions
Riverhead Canal 2nd Line and Bank | 2026 |  |  | 0 | 0 | 0 | 0 | 18.2337 | 18.2337 | 18.2337 | 18.2337 | 18.2337 | 18.2337 | -3.5383 | -3.5383 | -3.5383 | -3.5383 | -3.5383 | -3.5383 | -3.5383 | -3.5383 | -3.5383 | -3.5383 | -3.5383 | -3.5383 | -3.5383 | -3.5383 | -3.5383 | -3.5383 | -3.5383 | -3.5383 | -3.5383 | -3.5383 | -3.5383 | -3.5383 | -3.5383 | -3.5383 | -3.5383 | -3.5383 | -3.5383 | -3.5383 | -3.5383 | -21.772 | -21.772 | -21.772 | -21.772 | -21.772 | -21.772 | 0 | 0 | 0 | 0 |  |  | 30.3588 |  | 30.3588 | 632475.0457 | 0
[59 empty] | 0 | =Area II Portion
Area III Projects: | [58 empty] | 0 | =Area II+III Portions
New Canal - Southampton Cable | 2023 |  |  | 0 | 4.5863 | 4.5863 | 4.5863 | 4.5863 | 4.5863 | 4.5863 | -0.88999 | -0.88999 | -0.88999 | -0.88999 | -0.88999 | -0.88999 | -0.88999 | -0.88999 | -0.88999 | -0.88999 | -0.88999 | -0.88999 | -0.88999 | -0.88999 | -0.88999 | -0.88999 | -0.88999 | -0.88999 | -0.88999 | -0.88999 | -0.88999 | -0.88999 | -0.88999 | -0.88999 | -0.88999 | -0.88999 | -0.88999 | -0.88999 | -0.88999 | -5.4763 | -5.4763 | -5.4763 | -5.4763 | -5.4763 | -5.4763 | 0 | 0 | 0 | 0 | 0 | 0 | 0 |  |  | 8.9667 |  | 0 | 0 | 0
Upgrade Wildwood - Riverhead to 138 kV | 2022 |  |  | 0 | 0.93922 | 0.93922 | 0.93922 | 0.93922 | 0.93922 | -0.14959 | -0.14959 | -0.14959 | -0.14959 | -0.14959 | -0.14959 | -0.14959 | -0.14959 | -0.14959 | -0.14959 | -0.14959 | -0.14959 | -0.14959 | -0.14959 | -0.14959 | -0.14959 | -0.14959 | -0.14959 | -0.14959 | -0.14959 | -0.14959 | -0.14959 | -0.14959 | -0.14959 | -0.14959 | -0.14959 | -0.14959 | -0.14959 | -0.14959 | -0.14959 | -1.0888 | -1.0888 | -1.0888 | -1.0888 | -1.0888 | 0 | 0 | 0 | 0 | 0 | 0 | 0 | 0 |  |  | 1.5483 |  | 0 | 0 | 0
Bridgehampton - Buell New 69 kV UG Cable | 2023 |  |  | 0 | 4.0496 | 4.0496 | 4.0496 | 4.0496 | 4.0496 | 4.0496 | -0.78584 | -0.78584 | -0.78584 | -0.78584 | -0.78584 | -0.78584 | -0.78584 | -0.78584 | -0.78584 | -0.78584 | -0.78584 | -0.78584 | -0.78584 | -0.78584 | -0.78584 | -0.78584 | -0.78584 | -0.78584 | -0.78584 | -0.78584 | -0.78584 | -0.78584 | -0.78584 | -0.78584 | -0.78584 | -0.78584 | -0.78584 | -0.78584 | -0.78584 | -4.8355 | -4.8355 | -4.8355 | -4.8355 | -4.8355 | -4.8355 | 0 | 0 | 0 | 0 | 0 | 0 | 0 |  |  | 7.9174 |  | 0 | 0 | 0
Canal - Wainscott New 138 kV UG Cable | 2028 |  |  | 0 | 0 | 0 | 0 | 0 | 0 | 38.957 | 38.957 | 38.957 | 38.957 | 38.957 | 38.957 | -7.5597 | -7.5597 | -7.5597 | -7.5597 | -7.5597 | -7.5597 | -7.5597 | -7.5597 | -7.5597 | -7.5597 | -7.5597 | -7.5597 | -7.5597 | -7.5597 | -7.5597 | -7.5597 | -7.5597 | -7.5597 | -7.5597 | -7.5597 | -7.5597 | -7.5597 | -7.5597 | -7.5597 | -7.5597 | -7.5597 | -7.5597 | -7.5597 | -7.5597 | -46.5167 | -46.5167 | -46.5167 | -46.5167 | -46.5167 | -46.5167 | 0 | 0 |  |  | 58.276 |  | 58.276 | 925015.732 | 0
[59 empty] | 0 | =Area III Portion
Total - Area 2 Proposal, $Millions (unadjusted) |  |  |  | 0 | 0 | 0 | 0 | 18.2337 | 18.2337 | 57.1907 | 57.1907 | 57.1907 | 57.1907 | 35.4187 | 35.4187 | -11.098 | -11.098 | -11.098 | -11.098 | -11.098 | -11.098 | -11.098 | -11.098 | -11.098 | -11.098 | -11.098 | -11.098 | -11.098 | -11.098 | -11.098 | -11.098 | -11.098 | -11.098 | -11.098 | -11.098 | -11.098 | -11.098 | -11.098 | -11.098 | -11.098 | -11.098 | -11.098 | -29.3317 | -29.3317 | -68.2887 | -68.2887 | -68.2887 | -68.2887 | -46.5167 | -46.5167 | 0 | 0 |  |  | 88.6348 |  |  | 1557490.7777 | 0
$/MW-yr |  |  |  | 0 | 0 | 0 | 0 | 379869.2372 | 379869.2372 | 998234.0488 | 998234.0488 | 998234.0488 | 998234.0488 | 544650.3137 | 544650.3137 | -193709.6096 | -193709.6096 | -193709.6096 | -193709.6096 | -193709.6096 | -193709.6096 | -193709.6096 | -193709.6096 | -193709.6096 | -193709.6096 | -193709.6096 | -193709.6096 | -193709.6096 | -193709.6096 | -193709.6096 | -193709.6096 | -193709.6096 | -193709.6096 | -193709.6096 | -193709.6096 | -193709.6096 | -193709.6096 | -193709.6096 | -193709.6096 | -193709.6096 | -193709.6096 | -193709.6096 | -573578.8469 | -573578.8469 | -1191943.6585 | -1191943.6585 | -1191943.6585 | -1191943.6585 | -738359.9234 | -738359.9234 | 0 | 0
$Millions (adjusted) |  |  |  | 0 | 0 | 0 | 0 | 0 | 0 | 0 | 0 | 0 | 0 | 0 | 0 | 0 | 0 | 0 | 0 | 0 | 0 | 0 | 0 | 0 | 0 | 0 | 0 | 0 | 0 | 0 | 0 | 0 | 0 | 0 | 0 | 0 | 0 | 0 | 0 | 0 | 0 | 0 | 0 | 0 | 0 | 0 | 0 | 0 | 0 | 0 | 0 | 0 |  |  | 0
Annual Avoided Costs for Deferrals - Area 3 Proposal: (see note*) | Deferral Year |  |  | 2016 | 2017 | 2018 | 2019 | 2020 | 2021 | 2022 | 2023 | 2024 | 2025 | 2026 | 2027 | 2028 | 2029 | 2030 | 2031 | 2032 | 2033 | 2034 | 2035 | 2036 | 2037 | 2038 | 2039 | 2040 | 2041 | 2042 | 2043 | 2044 | 2045 | 2046 | 2047 | 2048 | 2049 | 2050 | 2051 | 2052 | 2053 | 2054 | 2055 | 2056 | 2057 | 2058 | 2059 | 2060 | 2061 | 2062 | 2063 | 2064 |  |  | Differential NPV $M |  | Differential NPV $M (adjusted for COD of Selected Project) | Differntial NPV $/MW | NPV of Transmission Avoided Costs for Selected Project
Area I Projects:
Amagansett Conversion 33 kV | 2030 |  |  | 0 | 0 | 0 | 0 | 0 | 0 | 0 | 0 | 0 | 0 | 0 | 0 | 0 | 0 | 0 | 0 | 0 | 0 | 0 | 0 | 0 | 0 | 0 | 0 | 0 | 0 | 0 | 0 | 0 | 0 | 0 | 0 | 0 | 0 | 0 | 0 | 0 | 0 | 0 | 0 | 0 | 0 | 0 | 0 | 0 | 0 | 0 | 0 | 0 |  |  | 0 |  | 0 | 0 | 0
East Hampton Conversion 33 kV | 2030 |  |  | 0 | 0 | 0 | 0 | 0 | 0 | 0 | 0 | 0 | 0 | 0 | 0 | 0 | 0 | 0 | 0 | 0 | 0 | 0 | 0 | 0 | 0 | 0 | 0 | 0 | 0 | 0 | 0 | 0 | 0 | 0 | 0 | 0 | 0 | 0 | 0 | 0 | 0 | 0 | 0 | 0 | 0 | 0 | 0 | 0 | 0 | 0 | 0 | 0 |  |  | 0 |  | 0 | 0 | 0
Buell Conversion 33 kV | 2030 |  |  | 0 | 0 | 0 | 0 | 0 | 0 | 0 | 0 | 0 | 0 | 0 | 0 | 0 | 0 | 0 | 0 | 0 | 0 | 0 | 0 | 0 | 0 | 0 | 0 | 0 | 0 | 0 | 0 | 0 | 0 | 0 | 0 | 0 | 0 | 0 | 0 | 0 | 0 | 0 | 0 | 0 | 0 | 0 | 0 | 0 | 0 | 0 | 0 | 0 |  |  | 0 |  | 0 | 0 | 0
Hither Hills Conversion to 33 kV | 2030 |  |  | 0 | 0 | 0 | 0 | 0 | 0 | 0 | 0 | 0 | 0 | 0 | 0 | 0 | 0 | 0 | 0 | 0 | 0 | 0 | 0 | 0 | 0 | 0 | 0 | 0 | 0 | 0 | 0 | 0 | 0 | 0 | 0 | 0 | 0 | 0 | 0 | 0 | 0 | 0 | 0 | 0 | 0 | 0 | 0 | 0 | 0 | 0 | 0 | 0 |  |  | 0 |  | 0 | 0 | 0
Culloden Pt Conversion to 33 kV | 2030 |  |  | 0 | 0 | 0 | 0 | 0 | 0 | 0 | 0 | 0 | 0 | 0 | 0 | 0 | 0 | 0 | 0 | 0 | 0 | 0 | 0 | 0 | 0 | 0 | 0 | 0 | 0 | 0 | 0 | 0 | 0 | 0 | 0 | 0 | 0 | 0 | 0 | 0 | 0 | 0 | 0 | 0 | 0 | 0 | 0 | 0 | 0 | 0 | 0 | 0 |  |  | 0 |  | 0 | 0 | 0
[59 empty] | 0 | =Area I Portion
Area II Projects: | [58 empty] | 0 | =Area I+II+III Portions
Riverhead Canal 2nd Line and Bank | 2026 |  |  | 0 | 0 | 0 | 0 | 0 | 0 | 0 | 0 | 0 | 0 | 0 | 0 | 0 | 0 | 0 | 0 | 0 | 0 | 0 | 0 | 0 | 0 | 0 | 0 | 0 | 0 | 0 | 0 | 0 | 0 | 0 | 0 | 0 | 0 | 0 | 0 | 0 | 0 | 0 | 0 | 0 | 0 | 0 | 0 | 0 | 0 | 0 | 0 | 0 |  |  | 0 |  | 0 | 0 | 0
[59 empty] | 0 | =Area II Portion
Area III Projects: | [58 empty] | 0 | =Area II+III Portions
New Canal - Southampton Cable | 2023 |  |  | 0 | 4.5863 | 4.5863 | 4.5863 | 4.5863 | 4.5863 | 4.5863 | -0.88999 | -0.88999 | -0.88999 | -0.88999 | -0.88999 | -0.88999 | -0.88999 | -0.88999 | -0.88999 | -0.88999 | -0.88999 | -0.88999 | -0.88999 | -0.88999 | -0.88999 | -0.88999 | -0.88999 | -0.88999 | -0.88999 | -0.88999 | -0.88999 | -0.88999 | -0.88999 | -0.88999 | -0.88999 | -0.88999 | -0.88999 | -0.88999 | -0.88999 | -5.4763 | -5.4763 | -5.4763 | -5.4763 | -5.4763 | -5.4763 | 0 | 0 | 0 | 0 | 0 | 0 | 0 |  |  | 8.9667 |  | 0 | 0 | 0
Upgrade Wildwood - Riverhead to 138 kV | 2022 |  |  | 0 | 0.93922 | 0.93922 | 0.93922 | 0.93922 | 0.93922 | -0.14959 | -0.14959 | -0.14959 | -0.14959 | -0.14959 | -0.14959 | -0.14959 | -0.14959 | -0.14959 | -0.14959 | -0.14959 | -0.14959 | -0.14959 | -0.14959 | -0.14959 | -0.14959 | -0.14959 | -0.14959 | -0.14959 | -0.14959 | -0.14959 | -0.14959 | -0.14959 | -0.14959 | -0.14959 | -0.14959 | -0.14959 | -0.14959 | -0.14959 | -0.14959 | -1.0888 | -1.0888 | -1.0888 | -1.0888 | -1.0888 | 0 | 0 | 0 | 0 | 0 | 0 | 0 | 0 |  |  | 1.5483 |  | 0 | 0 | 0
Bridgehampton - Buell New 69 kV UG Cable | 2023 |  |  | 0 | 4.0496 | 4.0496 | 4.0496 | 4.0496 | 4.0496 | 4.0496 | -0.78584 | -0.78584 | -0.78584 | -0.78584 | -0.78584 | -0.78584 | -0.78584 | -0.78584 | -0.78584 | -0.78584 | -0.78584 | -0.78584 | -0.78584 | -0.78584 | -0.78584 | -0.78584 | -0.78584 | -0.78584 | -0.78584 | -0.78584 | -0.78584 | -0.78584 | -0.78584 | -0.78584 | -0.78584 | -0.78584 | -0.78584 | -0.78584 | -0.78584 | -4.8355 | -4.8355 | -4.8355 | -4.8355 | -4.8355 | -4.8355 | 0 | 0 | 0 | 0 | 0 | 0 | 0 |  |  | 7.9174 |  | 0 | 0 | 0
Canal - Wainscott New 138 kV UG Cable | 2028 |  |  | 0 | 0 | 0 | 0 | 0 | 0 | 38.957 | 38.957 | 38.957 | 38.957 | 38.957 | 38.957 | -7.5597 | -7.5597 | -7.5597 | -7.5597 | -7.5597 | -7.5597 | -7.5597 | -7.5597 | -7.5597 | -7.5597 | -7.5597 | -7.5597 | -7.5597 | -7.5597 | -7.5597 | -7.5597 | -7.5597 | -7.5597 | -7.5597 | -7.5597 | -7.5597 | -7.5597 | -7.5597 | -7.5597 | -7.5597 | -7.5597 | -7.5597 | -7.5597 | -7.5597 | -46.5167 | -46.5167 | -46.5167 | -46.5167 | -46.5167 | -46.5167 | 0 | 0 |  |  | 58.276 |  | 58.276 | 925015.732 | 0
[59 empty] | 0 | =Area III Portion
Total - Area 3 Proposal, $Millions (unadjusted) |  |  |  | 0 | 9.5752 | 9.5752 | 9.5752 | 9.5752 | 9.5752 | 47.4434 | 37.1316 | 37.1316 | 37.1316 | 37.1316 | 37.1316 | -9.3851 | -9.3851 | -9.3851 | -9.3851 | -9.3851 | -9.3851 | -9.3851 | -9.3851 | -9.3851 | -9.3851 | -9.3851 | -9.3851 | -9.3851 | -9.3851 | -9.3851 | -9.3851 | -9.3851 | -9.3851 | -9.3851 | -9.3851 | -9.3851 | -9.3851 | -9.3851 | -9.3851 | -18.9603 | -18.9603 | -18.9603 | -18.9603 | -18.9603 | -56.8285 | -46.5167 | -46.5167 | -46.5167 | -46.5167 | -46.5167 | 0 | 0 |  |  | 76.7083 |  |  | 925015.732 | 0
$/MW-yr |  |  |  | 0 | 0 | 0 | 0 | 0 | 0 | 618364.8116 | 618364.8116 | 618364.8116 | 618364.8116 | 618364.8116 | 618364.8116 | -119995.1118 | -119995.1118 | -119995.1118 | -119995.1118 | -119995.1118 | -119995.1118 | -119995.1118 | -119995.1118 | -119995.1118 | -119995.1118 | -119995.1118 | -119995.1118 | -119995.1118 | -119995.1118 | -119995.1118 | -119995.1118 | -119995.1118 | -119995.1118 | -119995.1118 | -119995.1118 | -119995.1118 | -119995.1118 | -119995.1118 | -119995.1118 | -119995.1118 | -119995.1118 | -119995.1118 | -119995.1118 | -119995.1118 | -738359.9234 | -738359.9234 | -738359.9234 | -738359.9234 | -738359.9234 | -738359.9234 | 0 | 0
$Millions (adjusted) |  |  |  | 0 | 0 | 0 | 0 | 0 | 0 | 0 | 0 | 0 | 0 | 0 | 0 | 0 | 0 | 0 | 0 | 0 | 0 | 0 | 0 | 0 | 0 | 0 | 0 | 0 | 0 | 0 | 0 | 0 | 0 | 0 | 0 | 0 | 0 | 0 | 0 | 0 | 0 | 0 | 0 | 0 | 0 | 0 | 0 | 0 | 0 | 0 | 0 | 0 |  |  | 0
Discount Factor (Relative to 1/1/2016) = |  |  |  | 0.94787 | 0.89845 | 0.85161 | 0.80722 | 0.76513 | 0.72525 | 0.68744 | 0.6516 | 0.61763 | 0.58543 | 0.55491 | 0.52598 | 0.49856 | 0.47257 | 0.44793 | 0.42458 | 0.40245 | 0.38147 | 0.36158 | 0.34273 | 0.32486 | 0.30793 | 0.29187 | 0.27666 | 0.26223 | 0.24856 | 0.2356 | 0.22332 | 0.21168 | 0.20064 | 0.19018 | 0.18027 | 0.17087 | 0.16196 | 0.15352 | 0.14552 | 0.13793 | 0.13074 | 0.12392 | 0.11746 | 0.11134 | 0.10554 | 0.10003 | 0.094818 | 0.089875 | 0.08519 | 0.080748 | 0.076539 | 0.072549
* Note: A positive (+) avoided cost in a given year represents a cost savings relative to not having a transmission project deferral.
Note on BF17: Todd Kantarek: Interconnection at Montauk Sub. Added 2.6% transmission loss factor.

## PhII (LIE100-5MW)
Version |  | Based on PSEGLI file: "East End Utility 2_0_Economics_2014_10_13_r28_Sargent_Lundy.xlsx"
Annual Revenue Requirements (Millions of $s)
1) Reference (Transmission only) Case
Project | I/S Year | Investor | Capital (2015$s) | 2016 | 2017 | 2018 | 2019 | 2020 | 2021 | 2022 | 2023 | 2024 | 2025 | 2026 | 2027 | 2028 | 2029 | 2030 | 2031 | 2032 | 2033 | 2034 | 2035 | 2036 | 2037 | 2038 | 2039 | 2040 | 2041 | 2042 | 2043 | 2044 | 2045 | 2046 | 2047 | 2048 | 2049 | 2050 | 2051 | 2052 | 2053 | 2054 | 2055 | 2056 | 2057 | 2058 | 2059 | 2060 | 2061 | 2062 | 2063 | 2064 |  | NPV |  | Proposal Number = | LIE100
Transmission Reinforcement I | 2017 | PSEGLI | 93.4 | 0 | 11.3926 | 11.3926 | 11.3926 | 11.3926 | 11.3926 | 11.3926 | 11.3926 | 11.3926 | 11.3926 | 11.3926 | 11.3926 | 11.3926 | 11.3926 | 11.3926 | 11.3926 | 11.3926 | 11.3926 | 11.3926 | 11.3926 | 11.3926 | 11.3926 | 11.3926 | 11.3926 | 11.3926 | 11.3926 | 11.3926 | 11.3926 | 11.3926 | 11.3926 | 11.3926 | 11.3926 | 11.3926 | 11.3926 | 11.3926 | 11.3926 | [13 empty] | 35 | 166.1982 |  | Proposer Name = | LI Energy Storage System LLC
Transmission Reinforcement II | 2018 | PSEGLI | 4.8 | 0 | 0 | 0.60305 | 0.60305 | 0.60305 | 0.60305 | 0.60305 | 0.60305 | 0.60305 | 0.60305 | 0.60305 | 0.60305 | 0.60305 | 0.60305 | 0.60305 | 0.60305 | 0.60305 | 0.60305 | 0.60305 | 0.60305 | 0.60305 | 0.60305 | 0.60305 | 0.60305 | 0.60305 | 0.60305 | 0.60305 | 0.60305 | 0.60305 | 0.60305 | 0.60305 | 0.60305 | 0.60305 | 0.60305 | 0.60305 | 0.60305 | 0.60305 | [12 empty] | 35 | 8.3388 |  | Proposal/Project = | Montauk Energy Storage System
Transmission Reinforcement III | 2019 | PSEGLI | 2.8 | 0 | 0 | 0 | 0.36233 | 0.36233 | 0.36233 | 0.36233 | 0.36233 | 0.36233 | 0.36233 | 0.36233 | 0.36233 | 0.36233 | 0.36233 | 0.36233 | 0.36233 | 0.36233 | 0.36233 | 0.36233 | 0.36233 | 0.36233 | 0.36233 | 0.36233 | 0.36233 | 0.36233 | 0.36233 | 0.36233 | 0.36233 | 0.36233 | 0.36233 | 0.36233 | 0.36233 | 0.36233 | 0.36233 | 0.36233 | 0.36233 | 0.36233 | 0.36233 | [11 empty] | 35 | 4.7491 |  | Option Number = | 2
Transmission Reinforcement IV | 2020 | PSEGLI | 136.8 | 0 | 0 | 0 | 0 | 18.2337 | 18.2337 | 18.2337 | 18.2337 | 18.2337 | 18.2337 | 18.2337 | 18.2337 | 18.2337 | 18.2337 | 18.2337 | 18.2337 | 18.2337 | 18.2337 | 18.2337 | 18.2337 | 18.2337 | 18.2337 | 18.2337 | 18.2337 | 18.2337 | 18.2337 | 18.2337 | 18.2337 | 18.2337 | 18.2337 | 18.2337 | 18.2337 | 18.2337 | 18.2337 | 18.2337 | 18.2337 | 18.2337 | 18.2337 | 18.2337 | [10 empty] | 35 | 226.5269 |  | Location = | 1
Transmission Reinforcement V | 2022 | PSEGLI | 275.5 | 0 | 0 | 0 | 0 | 0 | 0 | 38.957 | 38.957 | 38.957 | 38.957 | 38.957 | 38.957 | 38.957 | 38.957 | 38.957 | 38.957 | 38.957 | 38.957 | 38.957 | 38.957 | 38.957 | 38.957 | 38.957 | 38.957 | 38.957 | 38.957 | 38.957 | 38.957 | 38.957 | 38.957 | 38.957 | 38.957 | 38.957 | 38.957 | 38.957 | 38.957 | 38.957 | 38.957 | 38.957 | 38.957 | 38.957 | [8 empty] | 35 | 434.8353 |  | Technology = | Battery Storage
[56 empty] | Interconnection Points = | 4 kV then 13 kV Montauk - dist'n side
Total |  |  | 513.3 | 0 | 11.3926 | 11.9957 | 12.358 | 30.5918 | 30.5918 | 69.5487 | 69.5487 | 69.5487 | 69.5487 | 69.5487 | 69.5487 | 69.5487 | 69.5487 | 69.5487 | 69.5487 | 69.5487 | 69.5487 | 69.5487 | 69.5487 | 69.5487 | 69.5487 | 69.5487 | 69.5487 | 69.5487 | 69.5487 | 69.5487 | 69.5487 | 69.5487 | 69.5487 | 69.5487 | 69.5487 | 69.5487 | 69.5487 | 69.5487 | 69.5487 | 58.1561 | 57.553 | 57.1907 | 38.957 | 38.957 | 0 | 0 | 0 | 0 | 0 | 0 | 0 | 0 |  | 840.6482 |  | Loss Factor = | 1.026
2016 NPV @ 5.5%, thru 2035 |  |  |  | 2016: 559.7216
2016 NPV @ 5.5%, thru 2056 |  |  |  | 2016: 840.6482 |  |  |  | MW Required by 2022 (cap) = | 15 | 33 | 15 | Output: NPV of Transmission Avoided Costs for Selected Project (see note*)
[57 empty] | Selected Project Inputs - Area 1 Portion | Selected Project Inputs - Area 2 Portion | Selected Project Inputs - Area 3 Portion | Area 1 | Area 2 | Area 3 | Total | check
[56 empty] | Project kW = | 5130 | 0 | 0
[55 empty] | Capped kW = | 5130 | 5130 | 0 | 0
[56 empty] | Project Area (1, 2, or 3) = | 1 | 2 | 3
[56 empty] | Proportion of Peak Hours Covered = | 100% | 100% | 100%
[55 empty] | Project COD = | 2018
[55 empty] | Effective kW = | 5130 |  |  |  | 9079719.3573 | 0 | 0 | 9079719.3573
[60 empty] | check | check | check
| I/S Year |  | Capital (2015$s) | 2016 | 2017 | 2018 | 2019 | 2020 | 2021 | 2022 | 2023 | 2024 | 2025 | 2026 | 2027 | 2028 | 2029 | 2030 | 2031 | 2032 | 2033 | 2034 | 2035 | 2036 | 2037 | 2038 | 2039 | 2040 | 2041 | 2042 | 2043 | 2044 | 2045 | 2046 | 2047 | 2048 | 2049 | 2050 | 2051 | 2052 | 2053 | 2054 | 2055 | 2056 | 2057 | 2058 | 2059 | 2060 | 2061 | 2062 | 2063 | 2064 |  | MW Required by 2022 | NPV Base $M | Differential NPV $M | Differential NPV $M (adjusted for COD of Selected Project) | Differntial NPV $/MW | NPV of Transmission Avoided Costs for Selected Project
Area I Projects: | [53 empty] | 15
Amagansett Conversion 33 kV | 2017 |  | 8 | 0 | 0.97582 | 0.97582 | 0.97582 | 0.97582 | 0.97582 | 0.97582 | 0.97582 | 0.97582 | 0.97582 | 0.97582 | 0.97582 | 0.97582 | 0.97582 | 0.97582 | 0.97582 | 0.97582 | 0.97582 | 0.97582 | 0.97582 | 0.97582 | 0.97582 | 0.97582 | 0.97582 | 0.97582 | 0.97582 | 0.97582 | 0.97582 | 0.97582 | 0.97582 | 0.97582 | 0.97582 | 0.97582 | 0.97582 | 0.97582 | 0.97582 | [13 empty] | 35 |  | 14.2354
East Hampton Conversion 33 kV | 2017 |  | 3.2 | 0 | 0.39033 | 0.39033 | 0.39033 | 0.39033 | 0.39033 | 0.39033 | 0.39033 | 0.39033 | 0.39033 | 0.39033 | 0.39033 | 0.39033 | 0.39033 | 0.39033 | 0.39033 | 0.39033 | 0.39033 | 0.39033 | 0.39033 | 0.39033 | 0.39033 | 0.39033 | 0.39033 | 0.39033 | 0.39033 | 0.39033 | 0.39033 | 0.39033 | 0.39033 | 0.39033 | 0.39033 | 0.39033 | 0.39033 | 0.39033 | 0.39033 | [13 empty] | 35 |  | 5.6942
Buell Conversion 33 kV | 2017 |  | 3.7 | 0 | 0.45131 | 0.45131 | 0.45131 | 0.45131 | 0.45131 | 0.45131 | 0.45131 | 0.45131 | 0.45131 | 0.45131 | 0.45131 | 0.45131 | 0.45131 | 0.45131 | 0.45131 | 0.45131 | 0.45131 | 0.45131 | 0.45131 | 0.45131 | 0.45131 | 0.45131 | 0.45131 | 0.45131 | 0.45131 | 0.45131 | 0.45131 | 0.45131 | 0.45131 | 0.45131 | 0.45131 | 0.45131 | 0.45131 | 0.45131 | 0.45131 | [13 empty] | 35 |  | 6.5839
Hither Hills Conversion to 33 kV | 2018 |  | 4.8 | 0 | 0 | 0.60305 | 0.60305 | 0.60305 | 0.60305 | 0.60305 | 0.60305 | 0.60305 | 0.60305 | 0.60305 | 0.60305 | 0.60305 | 0.60305 | 0.60305 | 0.60305 | 0.60305 | 0.60305 | 0.60305 | 0.60305 | 0.60305 | 0.60305 | 0.60305 | 0.60305 | 0.60305 | 0.60305 | 0.60305 | 0.60305 | 0.60305 | 0.60305 | 0.60305 | 0.60305 | 0.60305 | 0.60305 | 0.60305 | 0.60305 | 0.60305 | [12 empty] | 35 |  | 8.3388
Culloden Pt Conversion to 33 kV | 2019 |  | 2.8 | 0 | 0 | 0 | 0.36233 | 0.36233 | 0.36233 | 0.36233 | 0.36233 | 0.36233 | 0.36233 | 0.36233 | 0.36233 | 0.36233 | 0.36233 | 0.36233 | 0.36233 | 0.36233 | 0.36233 | 0.36233 | 0.36233 | 0.36233 | 0.36233 | 0.36233 | 0.36233 | 0.36233 | 0.36233 | 0.36233 | 0.36233 | 0.36233 | 0.36233 | 0.36233 | 0.36233 | 0.36233 | 0.36233 | 0.36233 | 0.36233 | 0.36233 | 0.36233 | [11 empty] | 35 |  | 4.7491
No Deferral |  |  | 22.5 |  | 1.8175 | 2.4205 | 2.7828 | 2.7828 | 2.7828 | 2.7828 | 2.7828 | 2.7828 | 2.7828 | 2.7828 | 2.7828 | 2.7828 | 2.7828 | 2.7828 | 2.7828 | 2.7828 | 2.7828 | 2.7828 | 2.7828 | 2.7828 | 2.7828 | 2.7828 | 2.7828 | 2.7828 | 2.7828 | 2.7828 | 2.7828 | 2.7828 | 2.7828 | 2.7828 | 2.7828 | 2.7828 | 2.7828 | 2.7828 | 2.7828 | 0.96539 | 0.36233 | 0 | 0 | 0 | [10 empty] | 39.6013
Amagansett Conversion 33 kV | 2030 |  | 8 | [14 empty] | 1.433 | 1.433 | 1.433 | 1.433 | 1.433 | 1.433 | 1.433 | 1.433 | 1.433 | 1.433 | 1.433 | 1.433 | 1.433 | 1.433 | 1.433 | 1.433 | 1.433 | 1.433 | 1.433 | 1.433 | 1.433 | 1.433 | 1.433 | 1.433 | 1.433 | 1.433 | 1.433 | 1.433 | 1.433 | 1.433 | 1.433 | 1.433 | 1.433 | 1.433 | 1.433 | 35 |  | 10.4225 | 3.8129 | 0 | 0 | 0
East Hampton Conversion 33 kV | 2030 |  | 3.2 | [14 empty] | 0.57321 | 0.57321 | 0.57321 | 0.57321 | 0.57321 | 0.57321 | 0.57321 | 0.57321 | 0.57321 | 0.57321 | 0.57321 | 0.57321 | 0.57321 | 0.57321 | 0.57321 | 0.57321 | 0.57321 | 0.57321 | 0.57321 | 0.57321 | 0.57321 | 0.57321 | 0.57321 | 0.57321 | 0.57321 | 0.57321 | 0.57321 | 0.57321 | 0.57321 | 0.57321 | 0.57321 | 0.57321 | 0.57321 | 0.57321 | 0.57321 | 35 |  | 4.169 | 1.5252 | 0 | 0 | 0
Buell Conversion 33 kV | 2030 |  | 3.7 | [14 empty] | 0.66277 | 0.66277 | 0.66277 | 0.66277 | 0.66277 | 0.66277 | 0.66277 | 0.66277 | 0.66277 | 0.66277 | 0.66277 | 0.66277 | 0.66277 | 0.66277 | 0.66277 | 0.66277 | 0.66277 | 0.66277 | 0.66277 | 0.66277 | 0.66277 | 0.66277 | 0.66277 | 0.66277 | 0.66277 | 0.66277 | 0.66277 | 0.66277 | 0.66277 | 0.66277 | 0.66277 | 0.66277 | 0.66277 | 0.66277 | 0.66277 | 35 |  | 4.8204 | 1.7635 | 0 | 0 | 0
Hither Hills Conversion to 33 kV | 2030 |  | 4.8 | [14 empty] | 0.85981 | 0.85981 | 0.85981 | 0.85981 | 0.85981 | 0.85981 | 0.85981 | 0.85981 | 0.85981 | 0.85981 | 0.85981 | 0.85981 | 0.85981 | 0.85981 | 0.85981 | 0.85981 | 0.85981 | 0.85981 | 0.85981 | 0.85981 | 0.85981 | 0.85981 | 0.85981 | 0.85981 | 0.85981 | 0.85981 | 0.85981 | 0.85981 | 0.85981 | 0.85981 | 0.85981 | 0.85981 | 0.85981 | 0.85981 | 0.85981 | 35 |  | 6.2535 | 2.0853 | 2.0853 | 139022.8879 | 713187.4151
Culloden Pt Conversion to 33 kV | 2030 |  | 2.8 | [14 empty] | 0.50156 | 0.50156 | 0.50156 | 0.50156 | 0.50156 | 0.50156 | 0.50156 | 0.50156 | 0.50156 | 0.50156 | 0.50156 | 0.50156 | 0.50156 | 0.50156 | 0.50156 | 0.50156 | 0.50156 | 0.50156 | 0.50156 | 0.50156 | 0.50156 | 0.50156 | 0.50156 | 0.50156 | 0.50156 | 0.50156 | 0.50156 | 0.50156 | 0.50156 | 0.50156 | 0.50156 | 0.50156 | 0.50156 | 0.50156 | 0.50156 | 35 |  | 3.6479 | 1.1012 | 1.1012 | 73412.135 | 376604.2526
Deferral to Indicated Year |  |  | 22.5 | [6 empty] | 0 | 0 | 0 | 0 | 0 | 0 | 0 | 0 | 4.0304 | 4.0304 | 4.0304 | 4.0304 | 4.0304 | 4.0304 | 4.0304 | 4.0304 | 4.0304 | 4.0304 | 4.0304 | 4.0304 | 4.0304 | 4.0304 | 4.0304 | 4.0304 | 4.0304 | 4.0304 | 4.0304 | 4.0304 | 4.0304 | 4.0304 | 4.0304 | 4.0304 | 4.0304 | 4.0304 | 4.0304 | 4.0304 | 4.0304 | 4.0304 | 4.0304 | 4.0304 | 4.0304 | 4.0304 | 4.0304 | 35 |  | 29.3132 | 10.2881 | 3.1865 | 212435.0229 | 1089791.6676 | =Area I Portion
[59 empty] | 9079719.3573 | =Area I+II+III Portions
Annual Avoided Costs for Deferral to Indicated Year:
Amagansett Conversion 33 kV | 2030 |  |  | 0 | 0.97582 | 0.97582 | 0.97582 | 0.97582 | 0.97582 | 0.97582 | 0.97582 | 0.97582 | 0.97582 | 0.97582 | 0.97582 | 0.97582 | 0.97582 | -0.4572 | -0.4572 | -0.4572 | -0.4572 | -0.4572 | -0.4572 | -0.4572 | -0.4572 | -0.4572 | -0.4572 | -0.4572 | -0.4572 | -0.4572 | -0.4572 | -0.4572 | -0.4572 | -0.4572 | -0.4572 | -0.4572 | -0.4572 | -0.4572 | -0.4572 | -1.433 | -1.433 | -1.433 | -1.433 | -1.433 | -1.433 | -1.433 | -1.433 | -1.433 | -1.433 | -1.433 | -1.433 | -1.433 | 35 |  |  | 3.8129
East Hampton Conversion 33 kV | 2030 |  |  | 0 | 0.39033 | 0.39033 | 0.39033 | 0.39033 | 0.39033 | 0.39033 | 0.39033 | 0.39033 | 0.39033 | 0.39033 | 0.39033 | 0.39033 | 0.39033 | -0.18288 | -0.18288 | -0.18288 | -0.18288 | -0.18288 | -0.18288 | -0.18288 | -0.18288 | -0.18288 | -0.18288 | -0.18288 | -0.18288 | -0.18288 | -0.18288 | -0.18288 | -0.18288 | -0.18288 | -0.18288 | -0.18288 | -0.18288 | -0.18288 | -0.18288 | -0.57321 | -0.57321 | -0.57321 | -0.57321 | -0.57321 | -0.57321 | -0.57321 | -0.57321 | -0.57321 | -0.57321 | -0.57321 | -0.57321 | -0.57321 | 35 |  |  | 1.5252
Buell Conversion 33 kV | 2030 |  |  | 0 | 0.45131 | 0.45131 | 0.45131 | 0.45131 | 0.45131 | 0.45131 | 0.45131 | 0.45131 | 0.45131 | 0.45131 | 0.45131 | 0.45131 | 0.45131 | -0.21146 | -0.21146 | -0.21146 | -0.21146 | -0.21146 | -0.21146 | -0.21146 | -0.21146 | -0.21146 | -0.21146 | -0.21146 | -0.21146 | -0.21146 | -0.21146 | -0.21146 | -0.21146 | -0.21146 | -0.21146 | -0.21146 | -0.21146 | -0.21146 | -0.21146 | -0.66277 | -0.66277 | -0.66277 | -0.66277 | -0.66277 | -0.66277 | -0.66277 | -0.66277 | -0.66277 | -0.66277 | -0.66277 | -0.66277 | -0.66277 | 35 |  |  | 1.7635
Hither Hills Conversion to 33 kV | 2030 |  |  | 0 | 0 | 0.60305 | 0.60305 | 0.60305 | 0.60305 | 0.60305 | 0.60305 | 0.60305 | 0.60305 | 0.60305 | 0.60305 | 0.60305 | 0.60305 | -0.25676 | -0.25676 | -0.25676 | -0.25676 | -0.25676 | -0.25676 | -0.25676 | -0.25676 | -0.25676 | -0.25676 | -0.25676 | -0.25676 | -0.25676 | -0.25676 | -0.25676 | -0.25676 | -0.25676 | -0.25676 | -0.25676 | -0.25676 | -0.25676 | -0.25676 | -0.25676 | -0.85981 | -0.85981 | -0.85981 | -0.85981 | -0.85981 | -0.85981 | -0.85981 | -0.85981 | -0.85981 | -0.85981 | -0.85981 | -0.85981 | 35 |  |  | 2.0853
Culloden Pt Conversion to 33 kV | 2030 |  |  | 0 | 0 | 0 | 0.36233 | 0.36233 | 0.36233 | 0.36233 | 0.36233 | 0.36233 | 0.36233 | 0.36233 | 0.36233 | 0.36233 | 0.36233 | -0.13922 | -0.13922 | -0.13922 | -0.13922 | -0.13922 | -0.13922 | -0.13922 | -0.13922 | -0.13922 | -0.13922 | -0.13922 | -0.13922 | -0.13922 | -0.13922 | -0.13922 | -0.13922 | -0.13922 | -0.13922 | -0.13922 | -0.13922 | -0.13922 | -0.13922 | -0.13922 | -0.13922 | -0.50156 | -0.50156 | -0.50156 | -0.50156 | -0.50156 | -0.50156 | -0.50156 | -0.50156 | -0.50156 | -0.50156 | -0.50156 | 35 |  |  | 1.1012
Area II Projects: | [53 empty] | 33
Riverhead Canal 2nd Line and Bank | 2020 |  | 136.8 | 0 | 0 | 0 | 0 | 18.2337 | 18.2337 | 18.2337 | 18.2337 | 18.2337 | 18.2337 | 18.2337 | 18.2337 | 18.2337 | 18.2337 | 18.2337 | 18.2337 | 18.2337 | 18.2337 | 18.2337 | 18.2337 | 18.2337 | 18.2337 | 18.2337 | 18.2337 | 18.2337 | 18.2337 | 18.2337 | 18.2337 | 18.2337 | 18.2337 | 18.2337 | 18.2337 | 18.2337 | 18.2337 | 18.2337 | 18.2337 | 18.2337 | 18.2337 | 18.2337 | [10 empty] | 35 |  | 226.5269
No Deferral |  |  | 136.8 |  | 0 | 0 | 0 | 18.2337 | 18.2337 | 18.2337 | 18.2337 | 18.2337 | 18.2337 | 18.2337 | 18.2337 | 18.2337 | 18.2337 | 18.2337 | 18.2337 | 18.2337 | 18.2337 | 18.2337 | 18.2337 | 18.2337 | 18.2337 | 18.2337 | 18.2337 | 18.2337 | 18.2337 | 18.2337 | 18.2337 | 18.2337 | 18.2337 | 18.2337 | 18.2337 | 18.2337 | 18.2337 | 18.2337 | 18.2337 | 18.2337 | 18.2337 | 18.2337 | [10 empty] | 35 |  | 226.5269
Riverhead Canal 2nd Line and Bank | 2026 |  | 136.8 | [10 empty] | 21.772 | 21.772 | 21.772 | 21.772 | 21.772 | 21.772 | 21.772 | 21.772 | 21.772 | 21.772 | 21.772 | 21.772 | 21.772 | 21.772 | 21.772 | 21.772 | 21.772 | 21.772 | 21.772 | 21.772 | 21.772 | 21.772 | 21.772 | 21.772 | 21.772 | 21.772 | 21.772 | 21.772 | 21.772 | 21.772 | 21.772 | 21.772 | 21.772 | 21.772 | 21.772 |  |  |  |  | 35 |  | 196.1681 | 30.3588 | 30.3588 | 632475.0457 | 3244596.9845
Deferral to Indicated Year |  |  | 136.8 | [6 empty] | 0 | 0 | 0 | 0 | 21.772 | 21.772 | 21.772 | 21.772 | 21.772 | 21.772 | 21.772 | 21.772 | 21.772 | 21.772 | 21.772 | 21.772 | 21.772 | 21.772 | 21.772 | 21.772 | 21.772 | 21.772 | 21.772 | 21.772 | 21.772 | 21.772 | 21.772 | 21.772 | 21.772 | 21.772 | 21.772 | 21.772 | 21.772 | 21.772 | 21.772 | 21.772 | 21.772 | 21.772 | 21.772 |  |  |  |  | 35 |  | 196.1681 | 30.3588 | 30.3588 | 632475.0457 | 3244596.9845 | =Area II Portion
[59 empty] | 7989927.6896 | =Area II+III Portions
Annual Avoided Costs for Deferral to Indicated Year:
Riverhead Canal 2nd Line and Bank | 2026 |  |  | 0 | 0 | 0 | 0 | 18.2337 | 18.2337 | 18.2337 | 18.2337 | 18.2337 | 18.2337 | -3.5383 | -3.5383 | -3.5383 | -3.5383 | -3.5383 | -3.5383 | -3.5383 | -3.5383 | -3.5383 | -3.5383 | -3.5383 | -3.5383 | -3.5383 | -3.5383 | -3.5383 | -3.5383 | -3.5383 | -3.5383 | -3.5383 | -3.5383 | -3.5383 | -3.5383 | -3.5383 | -3.5383 | -3.5383 | -3.5383 | -3.5383 | -3.5383 | -3.5383 | -21.772 | -21.772 | -21.772 | -21.772 | -21.772 | -21.772 |  |  |  |  | 35 |  |  | 30.3588
0
Area III Projects: | [52 empty] | 0 | 15
New Canal - Southampton Cable | 2017 |  | 37.6 | 0 | 4.5863 | 4.5863 | 4.5863 | 4.5863 | 4.5863 | 4.5863 | 4.5863 | 4.5863 | 4.5863 | 4.5863 | 4.5863 | 4.5863 | 4.5863 | 4.5863 | 4.5863 | 4.5863 | 4.5863 | 4.5863 | 4.5863 | 4.5863 | 4.5863 | 4.5863 | 4.5863 | 4.5863 | 4.5863 | 4.5863 | 4.5863 | 4.5863 | 4.5863 | 4.5863 | 4.5863 | 4.5863 | 4.5863 | 4.5863 | 4.5863 | [13 empty] | 35 |  | 66.9063
Upgrade Wildwood - Riverhead to 138 kV | 2017 |  | 7.7 | 0 | 0.93922 | 0.93922 | 0.93922 | 0.93922 | 0.93922 | 0.93922 | 0.93922 | 0.93922 | 0.93922 | 0.93922 | 0.93922 | 0.93922 | 0.93922 | 0.93922 | 0.93922 | 0.93922 | 0.93922 | 0.93922 | 0.93922 | 0.93922 | 0.93922 | 0.93922 | 0.93922 | 0.93922 | 0.93922 | 0.93922 | 0.93922 | 0.93922 | 0.93922 | 0.93922 | 0.93922 | 0.93922 | 0.93922 | 0.93922 | 0.93922 | [13 empty] | 35 |  | 13.7016
Bridgehampton - Buell New 69 kV UG Cable | 2017 |  | 33.2 | 0 | 4.0496 | 4.0496 | 4.0496 | 4.0496 | 4.0496 | 4.0496 | 4.0496 | 4.0496 | 4.0496 | 4.0496 | 4.0496 | 4.0496 | 4.0496 | 4.0496 | 4.0496 | 4.0496 | 4.0496 | 4.0496 | 4.0496 | 4.0496 | 4.0496 | 4.0496 | 4.0496 | 4.0496 | 4.0496 | 4.0496 | 4.0496 | 4.0496 | 4.0496 | 4.0496 | 4.0496 | 4.0496 | 4.0496 | 4.0496 | 4.0496 | [13 empty] | 35 |  | 59.0769
Canal - Wainscott New 138 kV UG Cable | 2022 |  | 275.5 | 0 | 0 | 0 | 0 | 0 | 0 | 38.957 | 38.957 | 38.957 | 38.957 | 38.957 | 38.957 | 38.957 | 38.957 | 38.957 | 38.957 | 38.957 | 38.957 | 38.957 | 38.957 | 38.957 | 38.957 | 38.957 | 38.957 | 38.957 | 38.957 | 38.957 | 38.957 | 38.957 | 38.957 | 38.957 | 38.957 | 38.957 | 38.957 | 38.957 | 38.957 | 38.957 | 38.957 | 38.957 | 38.957 | 38.957 | [8 empty] | 35 |  | 434.8353
No Deferral |  |  | 354 |  | 9.5752 | 9.5752 | 9.5752 | 9.5752 | 9.5752 | 48.5322 | 48.5322 | 48.5322 | 48.5322 | 48.5322 | 48.5322 | 48.5322 | 48.5322 | 48.5322 | 48.5322 | 48.5322 | 48.5322 | 48.5322 | 48.5322 | 48.5322 | 48.5322 | 48.5322 | 48.5322 | 48.5322 | 48.5322 | 48.5322 | 48.5322 | 48.5322 | 48.5322 | 48.5322 | 48.5322 | 48.5322 | 48.5322 | 48.5322 | 48.5322 | 38.957 | 38.957 | 38.957 | 38.957 | 38.957 | [10 empty] | 574.52
New Canal - Southampton Cable | 2023 |  | 37.6 | [7 empty] | 5.4763 | 5.4763 | 5.4763 | 5.4763 | 5.4763 | 5.4763 | 5.4763 | 5.4763 | 5.4763 | 5.4763 | 5.4763 | 5.4763 | 5.4763 | 5.4763 | 5.4763 | 5.4763 | 5.4763 | 5.4763 | 5.4763 | 5.4763 | 5.4763 | 5.4763 | 5.4763 | 5.4763 | 5.4763 | 5.4763 | 5.4763 | 5.4763 | 5.4763 | 5.4763 | 5.4763 | 5.4763 | 5.4763 | 5.4763 | 5.4763 | [7 empty] | 35 |  | 57.9396 | 8.9667 | 0 | 0 | 0
Upgrade Wildwood - Riverhead to 138 kV | 2022 |  | 7.7 | [6 empty] | 1.0888 | 1.0888 | 1.0888 | 1.0888 | 1.0888 | 1.0888 | 1.0888 | 1.0888 | 1.0888 | 1.0888 | 1.0888 | 1.0888 | 1.0888 | 1.0888 | 1.0888 | 1.0888 | 1.0888 | 1.0888 | 1.0888 | 1.0888 | 1.0888 | 1.0888 | 1.0888 | 1.0888 | 1.0888 | 1.0888 | 1.0888 | 1.0888 | 1.0888 | 1.0888 | 1.0888 | 1.0888 | 1.0888 | 1.0888 | 1.0888 | [8 empty] | 35 |  | 12.1533 | 1.5483 | 0 | 0 | 0
Bridgehampton - Buell New 69 kV UG Cable | 2023 |  | 33.2 | [7 empty] | 4.8355 | 4.8355 | 4.8355 | 4.8355 | 4.8355 | 4.8355 | 4.8355 | 4.8355 | 4.8355 | 4.8355 | 4.8355 | 4.8355 | 4.8355 | 4.8355 | 4.8355 | 4.8355 | 4.8355 | 4.8355 | 4.8355 | 4.8355 | 4.8355 | 4.8355 | 4.8355 | 4.8355 | 4.8355 | 4.8355 | 4.8355 | 4.8355 | 4.8355 | 4.8355 | 4.8355 | 4.8355 | 4.8355 | 4.8355 | 4.8355 | [7 empty] | 35 |  | 51.1595 | 7.9174 | 0 | 0 | 0
Canal - Wainscott New 138 kV UG Cable | 2028 |  | 275.5 | [12 empty] | 46.5167 | 46.5167 | 46.5167 | 46.5167 | 46.5167 | 46.5167 | 46.5167 | 46.5167 | 46.5167 | 46.5167 | 46.5167 | 46.5167 | 46.5167 | 46.5167 | 46.5167 | 46.5167 | 46.5167 | 46.5167 | 46.5167 | 46.5167 | 46.5167 | 46.5167 | 46.5167 | 46.5167 | 46.5167 | 46.5167 | 46.5167 | 46.5167 | 46.5167 | 46.5167 | 46.5167 | 46.5167 | 46.5167 | 46.5167 | 46.5167 |  |  | 35 |  | 376.5593 | 58.276 | 58.276 | 925015.732 | 4745330.7052
Deferral to Indicated Year |  |  | 354 | [6 empty] | 1.0888 | 11.4006 | 11.4006 | 11.4006 | 11.4006 | 11.4006 | 57.9173 | 57.9173 | 57.9173 | 57.9173 | 57.9173 | 57.9173 | 57.9173 | 57.9173 | 57.9173 | 57.9173 | 57.9173 | 57.9173 | 57.9173 | 57.9173 | 57.9173 | 57.9173 | 57.9173 | 57.9173 | 57.9173 | 57.9173 | 57.9173 | 57.9173 | 57.9173 | 57.9173 | 57.9173 | 57.9173 | 57.9173 | 57.9173 | 57.9173 | 56.8285 | 46.5167 | 46.5167 | 46.5167 | 46.5167 | 46.5167 |  |  | 41 |  | 497.8117 | 76.7083 | 58.276 | 925015.732 | 4745330.7052 | =Area III Portion
[59 empty] | 4745330.7052 | =Area III Portion
Annual Avoided Costs for Deferral to Indicated Year:
New Canal - Southampton Cable | 2023 |  |  | 0 | 4.5863 | 4.5863 | 4.5863 | 4.5863 | 4.5863 | 4.5863 | -0.88999 | -0.88999 | -0.88999 | -0.88999 | -0.88999 | -0.88999 | -0.88999 | -0.88999 | -0.88999 | -0.88999 | -0.88999 | -0.88999 | -0.88999 | -0.88999 | -0.88999 | -0.88999 | -0.88999 | -0.88999 | -0.88999 | -0.88999 | -0.88999 | -0.88999 | -0.88999 | -0.88999 | -0.88999 | -0.88999 | -0.88999 | -0.88999 | -0.88999 | -5.4763 | -5.4763 | -5.4763 | -5.4763 | -5.4763 | -5.4763 | 0 | 0 | 0 | 0 | 0 |  |  | 35 |  |  | 8.9667
Upgrade Wildwood - Riverhead to 138 kV | 2022 |  |  | 0 | 0.93922 | 0.93922 | 0.93922 | 0.93922 | 0.93922 | -0.14959 | -0.14959 | -0.14959 | -0.14959 | -0.14959 | -0.14959 | -0.14959 | -0.14959 | -0.14959 | -0.14959 | -0.14959 | -0.14959 | -0.14959 | -0.14959 | -0.14959 | -0.14959 | -0.14959 | -0.14959 | -0.14959 | -0.14959 | -0.14959 | -0.14959 | -0.14959 | -0.14959 | -0.14959 | -0.14959 | -0.14959 | -0.14959 | -0.14959 | -0.14959 | -1.0888 | -1.0888 | -1.0888 | -1.0888 | -1.0888 | 0 | 0 | 0 | 0 | 0 | 0 |  |  | 35 |  |  | 1.5483
Bridgehampton - Buell New 69 kV UG Cable | 2023 |  |  | 0 | 4.0496 | 4.0496 | 4.0496 | 4.0496 | 4.0496 | 4.0496 | -0.78584 | -0.78584 | -0.78584 | -0.78584 | -0.78584 | -0.78584 | -0.78584 | -0.78584 | -0.78584 | -0.78584 | -0.78584 | -0.78584 | -0.78584 | -0.78584 | -0.78584 | -0.78584 | -0.78584 | -0.78584 | -0.78584 | -0.78584 | -0.78584 | -0.78584 | -0.78584 | -0.78584 | -0.78584 | -0.78584 | -0.78584 | -0.78584 | -0.78584 | -4.8355 | -4.8355 | -4.8355 | -4.8355 | -4.8355 | -4.8355 | 0 | 0 | 0 | 0 | 0 |  |  | 35 |  |  | 7.9174
Canal - Wainscott New 138 kV UG Cable | 2028 |  |  | 0 | 0 | 0 | 0 | 0 | 0 | 38.957 | 38.957 | 38.957 | 38.957 | 38.957 | 38.957 | -7.5597 | -7.5597 | -7.5597 | -7.5597 | -7.5597 | -7.5597 | -7.5597 | -7.5597 | -7.5597 | -7.5597 | -7.5597 | -7.5597 | -7.5597 | -7.5597 | -7.5597 | -7.5597 | -7.5597 | -7.5597 | -7.5597 | -7.5597 | -7.5597 | -7.5597 | -7.5597 | -7.5597 | -7.5597 | -7.5597 | -7.5597 | -7.5597 | -7.5597 | -46.5167 | -46.5167 | -46.5167 | -46.5167 | -46.5167 | -46.5167 | [5 empty] | 58.276
Total - All Areas (No Deferrals,$Millions) |  |  | 513.3 |  | 11.3926 | 11.9957 | 12.358 | 30.5918 | 30.5918 | 69.5487 | 69.5487 | 69.5487 | 69.5487 | 69.5487 | 69.5487 | 69.5487 | 69.5487 | 69.5487 | 69.5487 | 69.5487 | 69.5487 | 69.5487 | 69.5487 | 69.5487 | 69.5487 | 69.5487 | 69.5487 | 69.5487 | 69.5487 | 69.5487 | 69.5487 | 69.5487 | 69.5487 | 69.5487 | 69.5487 | 69.5487 | 69.5487 | 69.5487 | 69.5487 | 58.1561 | 57.553 | 57.1907 | 38.957 | 38.957 | 0 | 0 | 0 | 0 | 0 | 0 | 0 | 0 |  | 63 | 840.6482 | 117.3552 | = max. total avoided cost in portfolio
Annual Avoided Costs for Deferrals - Area 1 Proposal: (see note*) | Deferral Year |  |  | 2016 | 2017 | 2018 | 2019 | 2020 | 2021 | 2022 | 2023 | 2024 | 2025 | 2026 | 2027 | 2028 | 2029 | 2030 | 2031 | 2032 | 2033 | 2034 | 2035 | 2036 | 2037 | 2038 | 2039 | 2040 | 2041 | 2042 | 2043 | 2044 | 2045 | 2046 | 2047 | 2048 | 2049 | 2050 | 2051 | 2052 | 2053 | 2054 | 2055 | 2056 | 2057 | 2058 | 2059 | 2060 | 2061 | 2062 | 2063 | 2064 |  |  | Differential NPV $M |  | Differential NPV $M (adjusted for COD of Selected Project) | Differntial NPV $/MW | NPV of Transmission Avoided Costs for Selected Project
Area I Projects:
Amagansett Conversion 33 kV | 2030 |  |  | 0 | 0.97582 | 0.97582 | 0.97582 | 0.97582 | 0.97582 | 0.97582 | 0.97582 | 0.97582 | 0.97582 | 0.97582 | 0.97582 | 0.97582 | 0.97582 | -0.4572 | -0.4572 | -0.4572 | -0.4572 | -0.4572 | -0.4572 | -0.4572 | -0.4572 | -0.4572 | -0.4572 | -0.4572 | -0.4572 | -0.4572 | -0.4572 | -0.4572 | -0.4572 | -0.4572 | -0.4572 | -0.4572 | -0.4572 | -0.4572 | -0.4572 | -1.433 | -1.433 | -1.433 | -1.433 | -1.433 | -1.433 | -1.433 | -1.433 | -1.433 | -1.433 | -1.433 | -1.433 | -1.433 |  |  | 3.8129 |  | 0 | 0 | 0
East Hampton Conversion 33 kV | 2030 |  |  | 0 | 0.39033 | 0.39033 | 0.39033 | 0.39033 | 0.39033 | 0.39033 | 0.39033 | 0.39033 | 0.39033 | 0.39033 | 0.39033 | 0.39033 | 0.39033 | -0.18288 | -0.18288 | -0.18288 | -0.18288 | -0.18288 | -0.18288 | -0.18288 | -0.18288 | -0.18288 | -0.18288 | -0.18288 | -0.18288 | -0.18288 | -0.18288 | -0.18288 | -0.18288 | -0.18288 | -0.18288 | -0.18288 | -0.18288 | -0.18288 | -0.18288 | -0.57321 | -0.57321 | -0.57321 | -0.57321 | -0.57321 | -0.57321 | -0.57321 | -0.57321 | -0.57321 | -0.57321 | -0.57321 | -0.57321 | -0.57321 |  |  | 1.5252 |  | 0 | 0 | 0
Buell Conversion 33 kV | 2030 |  |  | 0 | 0.45131 | 0.45131 | 0.45131 | 0.45131 | 0.45131 | 0.45131 | 0.45131 | 0.45131 | 0.45131 | 0.45131 | 0.45131 | 0.45131 | 0.45131 | -0.21146 | -0.21146 | -0.21146 | -0.21146 | -0.21146 | -0.21146 | -0.21146 | -0.21146 | -0.21146 | -0.21146 | -0.21146 | -0.21146 | -0.21146 | -0.21146 | -0.21146 | -0.21146 | -0.21146 | -0.21146 | -0.21146 | -0.21146 | -0.21146 | -0.21146 | -0.66277 | -0.66277 | -0.66277 | -0.66277 | -0.66277 | -0.66277 | -0.66277 | -0.66277 | -0.66277 | -0.66277 | -0.66277 | -0.66277 | -0.66277 |  |  | 1.7635 |  | 0 | 0 | 0
Hither Hills Conversion to 33 kV | 2030 |  |  | 0 | 0 | 0.60305 | 0.60305 | 0.60305 | 0.60305 | 0.60305 | 0.60305 | 0.60305 | 0.60305 | 0.60305 | 0.60305 | 0.60305 | 0.60305 | -0.25676 | -0.25676 | -0.25676 | -0.25676 | -0.25676 | -0.25676 | -0.25676 | -0.25676 | -0.25676 | -0.25676 | -0.25676 | -0.25676 | -0.25676 | -0.25676 | -0.25676 | -0.25676 | -0.25676 | -0.25676 | -0.25676 | -0.25676 | -0.25676 | -0.25676 | -0.25676 | -0.85981 | -0.85981 | -0.85981 | -0.85981 | -0.85981 | -0.85981 | -0.85981 | -0.85981 | -0.85981 | -0.85981 | -0.85981 | -0.85981 |  |  | 2.0853 |  | 2.0853 | 139022.8879 | 713187.4151
Culloden Pt Conversion to 33 kV | 2030 |  |  | 0 | 0 | 0 | 0.36233 | 0.36233 | 0.36233 | 0.36233 | 0.36233 | 0.36233 | 0.36233 | 0.36233 | 0.36233 | 0.36233 | 0.36233 | -0.13922 | -0.13922 | -0.13922 | -0.13922 | -0.13922 | -0.13922 | -0.13922 | -0.13922 | -0.13922 | -0.13922 | -0.13922 | -0.13922 | -0.13922 | -0.13922 | -0.13922 | -0.13922 | -0.13922 | -0.13922 | -0.13922 | -0.13922 | -0.13922 | -0.13922 | -0.13922 | -0.13922 | -0.50156 | -0.50156 | -0.50156 | -0.50156 | -0.50156 | -0.50156 | -0.50156 | -0.50156 | -0.50156 | -0.50156 | -0.50156 |  |  | 1.1012 |  | 1.1012 | 73412.135 | 376604.2526
[59 empty] | 1089791.6676 | =Area I Portion
Area II Projects: | [58 empty] | 9079719.3573 | =Area I+II+III Portions
Riverhead Canal 2nd Line and Bank | 2026 |  |  | 0 | 0 | 0 | 0 | 18.2337 | 18.2337 | 18.2337 | 18.2337 | 18.2337 | 18.2337 | -3.5383 | -3.5383 | -3.5383 | -3.5383 | -3.5383 | -3.5383 | -3.5383 | -3.5383 | -3.5383 | -3.5383 | -3.5383 | -3.5383 | -3.5383 | -3.5383 | -3.5383 | -3.5383 | -3.5383 | -3.5383 | -3.5383 | -3.5383 | -3.5383 | -3.5383 | -3.5383 | -3.5383 | -3.5383 | -3.5383 | -3.5383 | -3.5383 | -3.5383 | -21.772 | -21.772 | -21.772 | -21.772 | -21.772 | -21.772 | 0 | 0 | 0 | 0 |  |  | 30.3588 |  | 30.3588 | 632475.0457 | 3244596.9845
[59 empty] | 3244596.9845 | =Area II Portion
Area III Projects: | [58 empty] | 7989927.6896 | =Area II+III Portions
New Canal - Southampton Cable | 2023 |  |  | 0 | 4.5863 | 4.5863 | 4.5863 | 4.5863 | 4.5863 | 4.5863 | -0.88999 | -0.88999 | -0.88999 | -0.88999 | -0.88999 | -0.88999 | -0.88999 | -0.88999 | -0.88999 | -0.88999 | -0.88999 | -0.88999 | -0.88999 | -0.88999 | -0.88999 | -0.88999 | -0.88999 | -0.88999 | -0.88999 | -0.88999 | -0.88999 | -0.88999 | -0.88999 | -0.88999 | -0.88999 | -0.88999 | -0.88999 | -0.88999 | -0.88999 | -5.4763 | -5.4763 | -5.4763 | -5.4763 | -5.4763 | -5.4763 | 0 | 0 | 0 | 0 | 0 | 0 | 0 |  |  | 8.9667 |  | 0 | 0 | 0
Upgrade Wildwood - Riverhead to 138 kV | 2022 |  |  | 0 | 0.93922 | 0.93922 | 0.93922 | 0.93922 | 0.93922 | -0.14959 | -0.14959 | -0.14959 | -0.14959 | -0.14959 | -0.14959 | -0.14959 | -0.14959 | -0.14959 | -0.14959 | -0.14959 | -0.14959 | -0.14959 | -0.14959 | -0.14959 | -0.14959 | -0.14959 | -0.14959 | -0.14959 | -0.14959 | -0.14959 | -0.14959 | -0.14959 | -0.14959 | -0.14959 | -0.14959 | -0.14959 | -0.14959 | -0.14959 | -0.14959 | -1.0888 | -1.0888 | -1.0888 | -1.0888 | -1.0888 | 0 | 0 | 0 | 0 | 0 | 0 | 0 | 0 |  |  | 1.5483 |  | 0 | 0 | 0
Bridgehampton - Buell New 69 kV UG Cable | 2023 |  |  | 0 | 4.0496 | 4.0496 | 4.0496 | 4.0496 | 4.0496 | 4.0496 | -0.78584 | -0.78584 | -0.78584 | -0.78584 | -0.78584 | -0.78584 | -0.78584 | -0.78584 | -0.78584 | -0.78584 | -0.78584 | -0.78584 | -0.78584 | -0.78584 | -0.78584 | -0.78584 | -0.78584 | -0.78584 | -0.78584 | -0.78584 | -0.78584 | -0.78584 | -0.78584 | -0.78584 | -0.78584 | -0.78584 | -0.78584 | -0.78584 | -0.78584 | -4.8355 | -4.8355 | -4.8355 | -4.8355 | -4.8355 | -4.8355 | 0 | 0 | 0 | 0 | 0 | 0 | 0 |  |  | 7.9174 |  | 0 | 0 | 0
Canal - Wainscott New 138 kV UG Cable | 2028 |  |  | 0 | 0 | 0 | 0 | 0 | 0 | 38.957 | 38.957 | 38.957 | 38.957 | 38.957 | 38.957 | -7.5597 | -7.5597 | -7.5597 | -7.5597 | -7.5597 | -7.5597 | -7.5597 | -7.5597 | -7.5597 | -7.5597 | -7.5597 | -7.5597 | -7.5597 | -7.5597 | -7.5597 | -7.5597 | -7.5597 | -7.5597 | -7.5597 | -7.5597 | -7.5597 | -7.5597 | -7.5597 | -7.5597 | -7.5597 | -7.5597 | -7.5597 | -7.5597 | -7.5597 | -46.5167 | -46.5167 | -46.5167 | -46.5167 | -46.5167 | -46.5167 | 0 | 0 |  |  | 58.276 |  | 58.276 | 925015.732 | 4745330.7052
[59 empty] | 4745330.7052 | =Area III Portion
Total - Area 1 Proposal, $Millions (unadjusted) |  |  |  | 0 | 0 | 0.60305 | 0.96539 | 19.1991 | 19.1991 | 58.1561 | 58.1561 | 58.1561 | 58.1561 | 36.3841 | 36.3841 | -10.1326 | -10.1326 | -11.494 | -11.494 | -11.494 | -11.494 | -11.494 | -11.494 | -11.494 | -11.494 | -11.494 | -11.494 | -11.494 | -11.494 | -11.494 | -11.494 | -11.494 | -11.494 | -11.494 | -11.494 | -11.494 | -11.494 | -11.494 | -11.494 | -11.494 | -12.097 | -12.4594 | -30.6931 | -30.6931 | -69.6501 | -69.6501 | -69.6501 | -69.6501 | -47.878 | -47.878 | -1.3614 | -1.3614 |  |  | 91.8213 |  |  | 1769925.8006 | 9079719.3573
$/MW-yr |  |  |  | 0 | 0 | 40203.5861 | 64359.2408 | 444228.478 | 444228.478 | 1062593.2896 | 1062593.2896 | 1062593.2896 | 1062593.2896 | 609009.5545 | 609009.5545 | -129350.3688 | -129350.3688 | -220108.1448 | -220108.1448 | -220108.1448 | -220108.1448 | -220108.1448 | -220108.1448 | -220108.1448 | -220108.1448 | -220108.1448 | -220108.1448 | -220108.1448 | -220108.1448 | -220108.1448 | -220108.1448 | -220108.1448 | -220108.1448 | -220108.1448 | -220108.1448 | -220108.1448 | -220108.1448 | -220108.1448 | -220108.1448 | -220108.1448 | -260311.731 | -284467.3856 | -664336.6229 | -664336.6229 | -1282701.4345 | -1282701.4345 | -1282701.4345 | -1282701.4345 | -829117.6994 | -829117.6994 | -90757.776 | -90757.776
$Millions (adjusted) |  |  |  | 0 | 0 | 0.20624 | 0.33016 | 2.2789 | 2.2789 | 5.4511 | 5.4511 | 5.4511 | 5.4511 | 3.1242 | 3.1242 | -0.66357 | -0.66357 | -1.1292 | -1.1292 | -1.1292 | -1.1292 | -1.1292 | -1.1292 | -1.1292 | -1.1292 | -1.1292 | -1.1292 | -1.1292 | -1.1292 | -1.1292 | -1.1292 | -1.1292 | -1.1292 | -1.1292 | -1.1292 | -1.1292 | -1.1292 | -1.1292 | -1.1292 | -1.1292 | -1.3354 | -1.4593 | -3.408 | -3.408 | -6.5803 | -6.5803 | -6.5803 | -6.5803 | -4.2534 | -4.2534 | -0.46559 | -0.46559 |  |  | 9079.7194
Annual Avoided Costs for Deferrals - Area 2 Proposal: (see note*) | Deferral Year |  |  | 2016 | 2017 | 2018 | 2019 | 2020 | 2021 | 2022 | 2023 | 2024 | 2025 | 2026 | 2027 | 2028 | 2029 | 2030 | 2031 | 2032 | 2033 | 2034 | 2035 | 2036 | 2037 | 2038 | 2039 | 2040 | 2041 | 2042 | 2043 | 2044 | 2045 | 2046 | 2047 | 2048 | 2049 | 2050 | 2051 | 2052 | 2053 | 2054 | 2055 | 2056 | 2057 | 2058 | 2059 | 2060 | 2061 | 2062 | 2063 | 2064 |  |  | Differential NPV $M |  | Differential NPV $M (adjusted for COD of Selected Project) | Differntial NPV $/MW | NPV of Transmission Avoided Costs for Selected Project
Area I Projects:
Amagansett Conversion 33 kV | 2030 |  |  | 0 | 0 | 0 | 0 | 0 | 0 | 0 | 0 | 0 | 0 | 0 | 0 | 0 | 0 | 0 | 0 | 0 | 0 | 0 | 0 | 0 | 0 | 0 | 0 | 0 | 0 | 0 | 0 | 0 | 0 | 0 | 0 | 0 | 0 | 0 | 0 | 0 | 0 | 0 | 0 | 0 | 0 | 0 | 0 | 0 | 0 | 0 | 0 | 0 |  |  | 0 |  | 0 | 0 | 0
East Hampton Conversion 33 kV | 2030 |  |  | 0 | 0 | 0 | 0 | 0 | 0 | 0 | 0 | 0 | 0 | 0 | 0 | 0 | 0 | 0 | 0 | 0 | 0 | 0 | 0 | 0 | 0 | 0 | 0 | 0 | 0 | 0 | 0 | 0 | 0 | 0 | 0 | 0 | 0 | 0 | 0 | 0 | 0 | 0 | 0 | 0 | 0 | 0 | 0 | 0 | 0 | 0 | 0 | 0 |  |  | 0 |  | 0 | 0 | 0
Buell Conversion 33 kV | 2030 |  |  | 0 | 0 | 0 | 0 | 0 | 0 | 0 | 0 | 0 | 0 | 0 | 0 | 0 | 0 | 0 | 0 | 0 | 0 | 0 | 0 | 0 | 0 | 0 | 0 | 0 | 0 | 0 | 0 | 0 | 0 | 0 | 0 | 0 | 0 | 0 | 0 | 0 | 0 | 0 | 0 | 0 | 0 | 0 | 0 | 0 | 0 | 0 | 0 | 0 |  |  | 0 |  | 0 | 0 | 0
Hither Hills Conversion to 33 kV | 2030 |  |  | 0 | 0 | 0 | 0 | 0 | 0 | 0 | 0 | 0 | 0 | 0 | 0 | 0 | 0 | 0 | 0 | 0 | 0 | 0 | 0 | 0 | 0 | 0 | 0 | 0 | 0 | 0 | 0 | 0 | 0 | 0 | 0 | 0 | 0 | 0 | 0 | 0 | 0 | 0 | 0 | 0 | 0 | 0 | 0 | 0 | 0 | 0 | 0 | 0 |  |  | 0 |  | 0 | 0 | 0
Culloden Pt Conversion to 33 kV | 2030 |  |  | 0 | 0 | 0 | 0 | 0 | 0 | 0 | 0 | 0 | 0 | 0 | 0 | 0 | 0 | 0 | 0 | 0 | 0 | 0 | 0 | 0 | 0 | 0 | 0 | 0 | 0 | 0 | 0 | 0 | 0 | 0 | 0 | 0 | 0 | 0 | 0 | 0 | 0 | 0 | 0 | 0 | 0 | 0 | 0 | 0 | 0 | 0 | 0 | 0 |  |  | 0 |  | 0 | 0 | 0
[59 empty] | 0 | =Area I Portion
Area II Projects: | [58 empty] | 0 | =Area I+II+III Portions
Riverhead Canal 2nd Line and Bank | 2026 |  |  | 0 | 0 | 0 | 0 | 18.2337 | 18.2337 | 18.2337 | 18.2337 | 18.2337 | 18.2337 | -3.5383 | -3.5383 | -3.5383 | -3.5383 | -3.5383 | -3.5383 | -3.5383 | -3.5383 | -3.5383 | -3.5383 | -3.5383 | -3.5383 | -3.5383 | -3.5383 | -3.5383 | -3.5383 | -3.5383 | -3.5383 | -3.5383 | -3.5383 | -3.5383 | -3.5383 | -3.5383 | -3.5383 | -3.5383 | -3.5383 | -3.5383 | -3.5383 | -3.5383 | -21.772 | -21.772 | -21.772 | -21.772 | -21.772 | -21.772 | 0 | 0 | 0 | 0 |  |  | 30.3588 |  | 30.3588 | 632475.0457 | 0
[59 empty] | 0 | =Area II Portion
Area III Projects: | [58 empty] | 0 | =Area II+III Portions
New Canal - Southampton Cable | 2023 |  |  | 0 | 4.5863 | 4.5863 | 4.5863 | 4.5863 | 4.5863 | 4.5863 | -0.88999 | -0.88999 | -0.88999 | -0.88999 | -0.88999 | -0.88999 | -0.88999 | -0.88999 | -0.88999 | -0.88999 | -0.88999 | -0.88999 | -0.88999 | -0.88999 | -0.88999 | -0.88999 | -0.88999 | -0.88999 | -0.88999 | -0.88999 | -0.88999 | -0.88999 | -0.88999 | -0.88999 | -0.88999 | -0.88999 | -0.88999 | -0.88999 | -0.88999 | -5.4763 | -5.4763 | -5.4763 | -5.4763 | -5.4763 | -5.4763 | 0 | 0 | 0 | 0 | 0 | 0 | 0 |  |  | 8.9667 |  | 0 | 0 | 0
Upgrade Wildwood - Riverhead to 138 kV | 2022 |  |  | 0 | 0.93922 | 0.93922 | 0.93922 | 0.93922 | 0.93922 | -0.14959 | -0.14959 | -0.14959 | -0.14959 | -0.14959 | -0.14959 | -0.14959 | -0.14959 | -0.14959 | -0.14959 | -0.14959 | -0.14959 | -0.14959 | -0.14959 | -0.14959 | -0.14959 | -0.14959 | -0.14959 | -0.14959 | -0.14959 | -0.14959 | -0.14959 | -0.14959 | -0.14959 | -0.14959 | -0.14959 | -0.14959 | -0.14959 | -0.14959 | -0.14959 | -1.0888 | -1.0888 | -1.0888 | -1.0888 | -1.0888 | 0 | 0 | 0 | 0 | 0 | 0 | 0 | 0 |  |  | 1.5483 |  | 0 | 0 | 0
Bridgehampton - Buell New 69 kV UG Cable | 2023 |  |  | 0 | 4.0496 | 4.0496 | 4.0496 | 4.0496 | 4.0496 | 4.0496 | -0.78584 | -0.78584 | -0.78584 | -0.78584 | -0.78584 | -0.78584 | -0.78584 | -0.78584 | -0.78584 | -0.78584 | -0.78584 | -0.78584 | -0.78584 | -0.78584 | -0.78584 | -0.78584 | -0.78584 | -0.78584 | -0.78584 | -0.78584 | -0.78584 | -0.78584 | -0.78584 | -0.78584 | -0.78584 | -0.78584 | -0.78584 | -0.78584 | -0.78584 | -4.8355 | -4.8355 | -4.8355 | -4.8355 | -4.8355 | -4.8355 | 0 | 0 | 0 | 0 | 0 | 0 | 0 |  |  | 7.9174 |  | 0 | 0 | 0
Canal - Wainscott New 138 kV UG Cable | 2028 |  |  | 0 | 0 | 0 | 0 | 0 | 0 | 38.957 | 38.957 | 38.957 | 38.957 | 38.957 | 38.957 | -7.5597 | -7.5597 | -7.5597 | -7.5597 | -7.5597 | -7.5597 | -7.5597 | -7.5597 | -7.5597 | -7.5597 | -7.5597 | -7.5597 | -7.5597 | -7.5597 | -7.5597 | -7.5597 | -7.5597 | -7.5597 | -7.5597 | -7.5597 | -7.5597 | -7.5597 | -7.5597 | -7.5597 | -7.5597 | -7.5597 | -7.5597 | -7.5597 | -7.5597 | -46.5167 | -46.5167 | -46.5167 | -46.5167 | -46.5167 | -46.5167 | 0 | 0 |  |  | 58.276 |  | 58.276 | 925015.732 | 0
[59 empty] | 0 | =Area III Portion
Total - Area 2 Proposal, $Millions (unadjusted) |  |  |  | 0 | 0 | 0 | 0 | 18.2337 | 18.2337 | 57.1907 | 57.1907 | 57.1907 | 57.1907 | 35.4187 | 35.4187 | -11.098 | -11.098 | -11.098 | -11.098 | -11.098 | -11.098 | -11.098 | -11.098 | -11.098 | -11.098 | -11.098 | -11.098 | -11.098 | -11.098 | -11.098 | -11.098 | -11.098 | -11.098 | -11.098 | -11.098 | -11.098 | -11.098 | -11.098 | -11.098 | -11.098 | -11.098 | -11.098 | -29.3317 | -29.3317 | -68.2887 | -68.2887 | -68.2887 | -68.2887 | -46.5167 | -46.5167 | 0 | 0 |  |  | 88.6348 |  |  | 1557490.7777 | 0
$/MW-yr |  |  |  | 0 | 0 | 0 | 0 | 379869.2372 | 379869.2372 | 998234.0488 | 998234.0488 | 998234.0488 | 998234.0488 | 544650.3137 | 544650.3137 | -193709.6096 | -193709.6096 | -193709.6096 | -193709.6096 | -193709.6096 | -193709.6096 | -193709.6096 | -193709.6096 | -193709.6096 | -193709.6096 | -193709.6096 | -193709.6096 | -193709.6096 | -193709.6096 | -193709.6096 | -193709.6096 | -193709.6096 | -193709.6096 | -193709.6096 | -193709.6096 | -193709.6096 | -193709.6096 | -193709.6096 | -193709.6096 | -193709.6096 | -193709.6096 | -193709.6096 | -573578.8469 | -573578.8469 | -1191943.6585 | -1191943.6585 | -1191943.6585 | -1191943.6585 | -738359.9234 | -738359.9234 | 0 | 0
$Millions (adjusted) |  |  |  | 0 | 0 | 0 | 0 | 0 | 0 | 0 | 0 | 0 | 0 | 0 | 0 | 0 | 0 | 0 | 0 | 0 | 0 | 0 | 0 | 0 | 0 | 0 | 0 | 0 | 0 | 0 | 0 | 0 | 0 | 0 | 0 | 0 | 0 | 0 | 0 | 0 | 0 | 0 | 0 | 0 | 0 | 0 | 0 | 0 | 0 | 0 | 0 | 0 |  |  | 0
Annual Avoided Costs for Deferrals - Area 3 Proposal: (see note*) | Deferral Year |  |  | 2016 | 2017 | 2018 | 2019 | 2020 | 2021 | 2022 | 2023 | 2024 | 2025 | 2026 | 2027 | 2028 | 2029 | 2030 | 2031 | 2032 | 2033 | 2034 | 2035 | 2036 | 2037 | 2038 | 2039 | 2040 | 2041 | 2042 | 2043 | 2044 | 2045 | 2046 | 2047 | 2048 | 2049 | 2050 | 2051 | 2052 | 2053 | 2054 | 2055 | 2056 | 2057 | 2058 | 2059 | 2060 | 2061 | 2062 | 2063 | 2064 |  |  | Differential NPV $M |  | Differential NPV $M (adjusted for COD of Selected Project) | Differntial NPV $/MW | NPV of Transmission Avoided Costs for Selected Project
Area I Projects:
Amagansett Conversion 33 kV | 2030 |  |  | 0 | 0 | 0 | 0 | 0 | 0 | 0 | 0 | 0 | 0 | 0 | 0 | 0 | 0 | 0 | 0 | 0 | 0 | 0 | 0 | 0 | 0 | 0 | 0 | 0 | 0 | 0 | 0 | 0 | 0 | 0 | 0 | 0 | 0 | 0 | 0 | 0 | 0 | 0 | 0 | 0 | 0 | 0 | 0 | 0 | 0 | 0 | 0 | 0 |  |  | 0 |  | 0 | 0 | 0
East Hampton Conversion 33 kV | 2030 |  |  | 0 | 0 | 0 | 0 | 0 | 0 | 0 | 0 | 0 | 0 | 0 | 0 | 0 | 0 | 0 | 0 | 0 | 0 | 0 | 0 | 0 | 0 | 0 | 0 | 0 | 0 | 0 | 0 | 0 | 0 | 0 | 0 | 0 | 0 | 0 | 0 | 0 | 0 | 0 | 0 | 0 | 0 | 0 | 0 | 0 | 0 | 0 | 0 | 0 |  |  | 0 |  | 0 | 0 | 0
Buell Conversion 33 kV | 2030 |  |  | 0 | 0 | 0 | 0 | 0 | 0 | 0 | 0 | 0 | 0 | 0 | 0 | 0 | 0 | 0 | 0 | 0 | 0 | 0 | 0 | 0 | 0 | 0 | 0 | 0 | 0 | 0 | 0 | 0 | 0 | 0 | 0 | 0 | 0 | 0 | 0 | 0 | 0 | 0 | 0 | 0 | 0 | 0 | 0 | 0 | 0 | 0 | 0 | 0 |  |  | 0 |  | 0 | 0 | 0
Hither Hills Conversion to 33 kV | 2030 |  |  | 0 | 0 | 0 | 0 | 0 | 0 | 0 | 0 | 0 | 0 | 0 | 0 | 0 | 0 | 0 | 0 | 0 | 0 | 0 | 0 | 0 | 0 | 0 | 0 | 0 | 0 | 0 | 0 | 0 | 0 | 0 | 0 | 0 | 0 | 0 | 0 | 0 | 0 | 0 | 0 | 0 | 0 | 0 | 0 | 0 | 0 | 0 | 0 | 0 |  |  | 0 |  | 0 | 0 | 0
Culloden Pt Conversion to 33 kV | 2030 |  |  | 0 | 0 | 0 | 0 | 0 | 0 | 0 | 0 | 0 | 0 | 0 | 0 | 0 | 0 | 0 | 0 | 0 | 0 | 0 | 0 | 0 | 0 | 0 | 0 | 0 | 0 | 0 | 0 | 0 | 0 | 0 | 0 | 0 | 0 | 0 | 0 | 0 | 0 | 0 | 0 | 0 | 0 | 0 | 0 | 0 | 0 | 0 | 0 | 0 |  |  | 0 |  | 0 | 0 | 0
[59 empty] | 0 | =Area I Portion
Area II Projects: | [58 empty] | 0 | =Area I+II+III Portions
Riverhead Canal 2nd Line and Bank | 2026 |  |  | 0 | 0 | 0 | 0 | 0 | 0 | 0 | 0 | 0 | 0 | 0 | 0 | 0 | 0 | 0 | 0 | 0 | 0 | 0 | 0 | 0 | 0 | 0 | 0 | 0 | 0 | 0 | 0 | 0 | 0 | 0 | 0 | 0 | 0 | 0 | 0 | 0 | 0 | 0 | 0 | 0 | 0 | 0 | 0 | 0 | 0 | 0 | 0 | 0 |  |  | 0 |  | 0 | 0 | 0
[59 empty] | 0 | =Area II Portion
Area III Projects: | [58 empty] | 0 | =Area II+III Portions
New Canal - Southampton Cable | 2023 |  |  | 0 | 4.5863 | 4.5863 | 4.5863 | 4.5863 | 4.5863 | 4.5863 | -0.88999 | -0.88999 | -0.88999 | -0.88999 | -0.88999 | -0.88999 | -0.88999 | -0.88999 | -0.88999 | -0.88999 | -0.88999 | -0.88999 | -0.88999 | -0.88999 | -0.88999 | -0.88999 | -0.88999 | -0.88999 | -0.88999 | -0.88999 | -0.88999 | -0.88999 | -0.88999 | -0.88999 | -0.88999 | -0.88999 | -0.88999 | -0.88999 | -0.88999 | -5.4763 | -5.4763 | -5.4763 | -5.4763 | -5.4763 | -5.4763 | 0 | 0 | 0 | 0 | 0 | 0 | 0 |  |  | 8.9667 |  | 0 | 0 | 0
Upgrade Wildwood - Riverhead to 138 kV | 2022 |  |  | 0 | 0.93922 | 0.93922 | 0.93922 | 0.93922 | 0.93922 | -0.14959 | -0.14959 | -0.14959 | -0.14959 | -0.14959 | -0.14959 | -0.14959 | -0.14959 | -0.14959 | -0.14959 | -0.14959 | -0.14959 | -0.14959 | -0.14959 | -0.14959 | -0.14959 | -0.14959 | -0.14959 | -0.14959 | -0.14959 | -0.14959 | -0.14959 | -0.14959 | -0.14959 | -0.14959 | -0.14959 | -0.14959 | -0.14959 | -0.14959 | -0.14959 | -1.0888 | -1.0888 | -1.0888 | -1.0888 | -1.0888 | 0 | 0 | 0 | 0 | 0 | 0 | 0 | 0 |  |  | 1.5483 |  | 0 | 0 | 0
Bridgehampton - Buell New 69 kV UG Cable | 2023 |  |  | 0 | 4.0496 | 4.0496 | 4.0496 | 4.0496 | 4.0496 | 4.0496 | -0.78584 | -0.78584 | -0.78584 | -0.78584 | -0.78584 | -0.78584 | -0.78584 | -0.78584 | -0.78584 | -0.78584 | -0.78584 | -0.78584 | -0.78584 | -0.78584 | -0.78584 | -0.78584 | -0.78584 | -0.78584 | -0.78584 | -0.78584 | -0.78584 | -0.78584 | -0.78584 | -0.78584 | -0.78584 | -0.78584 | -0.78584 | -0.78584 | -0.78584 | -4.8355 | -4.8355 | -4.8355 | -4.8355 | -4.8355 | -4.8355 | 0 | 0 | 0 | 0 | 0 | 0 | 0 |  |  | 7.9174 |  | 0 | 0 | 0
Canal - Wainscott New 138 kV UG Cable | 2028 |  |  | 0 | 0 | 0 | 0 | 0 | 0 | 38.957 | 38.957 | 38.957 | 38.957 | 38.957 | 38.957 | -7.5597 | -7.5597 | -7.5597 | -7.5597 | -7.5597 | -7.5597 | -7.5597 | -7.5597 | -7.5597 | -7.5597 | -7.5597 | -7.5597 | -7.5597 | -7.5597 | -7.5597 | -7.5597 | -7.5597 | -7.5597 | -7.5597 | -7.5597 | -7.5597 | -7.5597 | -7.5597 | -7.5597 | -7.5597 | -7.5597 | -7.5597 | -7.5597 | -7.5597 | -46.5167 | -46.5167 | -46.5167 | -46.5167 | -46.5167 | -46.5167 | 0 | 0 |  |  | 58.276 |  | 58.276 | 925015.732 | 0
[59 empty] | 0 | =Area III Portion
Total - Area 3 Proposal, $Millions (unadjusted) |  |  |  | 0 | 9.5752 | 9.5752 | 9.5752 | 9.5752 | 9.5752 | 47.4434 | 37.1316 | 37.1316 | 37.1316 | 37.1316 | 37.1316 | -9.3851 | -9.3851 | -9.3851 | -9.3851 | -9.3851 | -9.3851 | -9.3851 | -9.3851 | -9.3851 | -9.3851 | -9.3851 | -9.3851 | -9.3851 | -9.3851 | -9.3851 | -9.3851 | -9.3851 | -9.3851 | -9.3851 | -9.3851 | -9.3851 | -9.3851 | -9.3851 | -9.3851 | -18.9603 | -18.9603 | -18.9603 | -18.9603 | -18.9603 | -56.8285 | -46.5167 | -46.5167 | -46.5167 | -46.5167 | -46.5167 | 0 | 0 |  |  | 76.7083 |  |  | 925015.732 | 0
$/MW-yr |  |  |  | 0 | 0 | 0 | 0 | 0 | 0 | 618364.8116 | 618364.8116 | 618364.8116 | 618364.8116 | 618364.8116 | 618364.8116 | -119995.1118 | -119995.1118 | -119995.1118 | -119995.1118 | -119995.1118 | -119995.1118 | -119995.1118 | -119995.1118 | -119995.1118 | -119995.1118 | -119995.1118 | -119995.1118 | -119995.1118 | -119995.1118 | -119995.1118 | -119995.1118 | -119995.1118 | -119995.1118 | -119995.1118 | -119995.1118 | -119995.1118 | -119995.1118 | -119995.1118 | -119995.1118 | -119995.1118 | -119995.1118 | -119995.1118 | -119995.1118 | -119995.1118 | -738359.9234 | -738359.9234 | -738359.9234 | -738359.9234 | -738359.9234 | -738359.9234 | 0 | 0
$Millions (adjusted) |  |  |  | 0 | 0 | 0 | 0 | 0 | 0 | 0 | 0 | 0 | 0 | 0 | 0 | 0 | 0 | 0 | 0 | 0 | 0 | 0 | 0 | 0 | 0 | 0 | 0 | 0 | 0 | 0 | 0 | 0 | 0 | 0 | 0 | 0 | 0 | 0 | 0 | 0 | 0 | 0 | 0 | 0 | 0 | 0 | 0 | 0 | 0 | 0 | 0 | 0 |  |  | 0
Discount Factor (Relative to 1/1/2016) = |  |  |  | 0.94787 | 0.89845 | 0.85161 | 0.80722 | 0.76513 | 0.72525 | 0.68744 | 0.6516 | 0.61763 | 0.58543 | 0.55491 | 0.52598 | 0.49856 | 0.47257 | 0.44793 | 0.42458 | 0.40245 | 0.38147 | 0.36158 | 0.34273 | 0.32486 | 0.30793 | 0.29187 | 0.27666 | 0.26223 | 0.24856 | 0.2356 | 0.22332 | 0.21168 | 0.20064 | 0.19018 | 0.18027 | 0.17087 | 0.16196 | 0.15352 | 0.14552 | 0.13793 | 0.13074 | 0.12392 | 0.11746 | 0.11134 | 0.10554 | 0.10003 | 0.094818 | 0.089875 | 0.08519 | 0.080748 | 0.076539 | 0.072549
* Note: A positive (+) avoided cost in a given year represents a cost savings relative to not having a transmission project deferral.
Note on BF17: Todd Kantarek: Interconnection at Montauk Sub. Added 2.6% transmission loss factor.

## PhII (LIE200-5MW)
Version |  | Based on PSEGLI file: "East End Utility 2_0_Economics_2014_10_13_r28_Sargent_Lundy.xlsx"
Annual Revenue Requirements (Millions of $s)
1) Reference (Transmission only) Case
Project | I/S Year | Investor | Capital (2015$s) | 2016 | 2017 | 2018 | 2019 | 2020 | 2021 | 2022 | 2023 | 2024 | 2025 | 2026 | 2027 | 2028 | 2029 | 2030 | 2031 | 2032 | 2033 | 2034 | 2035 | 2036 | 2037 | 2038 | 2039 | 2040 | 2041 | 2042 | 2043 | 2044 | 2045 | 2046 | 2047 | 2048 | 2049 | 2050 | 2051 | 2052 | 2053 | 2054 | 2055 | 2056 | 2057 | 2058 | 2059 | 2060 | 2061 | 2062 | 2063 | 2064 |  | NPV |  | Proposal Number = | LIE200
Transmission Reinforcement I | 2017 | PSEGLI | 93.4 | 0 | 11.3926 | 11.3926 | 11.3926 | 11.3926 | 11.3926 | 11.3926 | 11.3926 | 11.3926 | 11.3926 | 11.3926 | 11.3926 | 11.3926 | 11.3926 | 11.3926 | 11.3926 | 11.3926 | 11.3926 | 11.3926 | 11.3926 | 11.3926 | 11.3926 | 11.3926 | 11.3926 | 11.3926 | 11.3926 | 11.3926 | 11.3926 | 11.3926 | 11.3926 | 11.3926 | 11.3926 | 11.3926 | 11.3926 | 11.3926 | 11.3926 | [13 empty] | 35 | 166.1982 |  | Proposer Name = | LI Energy Storage System LLC
Transmission Reinforcement II | 2018 | PSEGLI | 4.8 | 0 | 0 | 0.60305 | 0.60305 | 0.60305 | 0.60305 | 0.60305 | 0.60305 | 0.60305 | 0.60305 | 0.60305 | 0.60305 | 0.60305 | 0.60305 | 0.60305 | 0.60305 | 0.60305 | 0.60305 | 0.60305 | 0.60305 | 0.60305 | 0.60305 | 0.60305 | 0.60305 | 0.60305 | 0.60305 | 0.60305 | 0.60305 | 0.60305 | 0.60305 | 0.60305 | 0.60305 | 0.60305 | 0.60305 | 0.60305 | 0.60305 | 0.60305 | [12 empty] | 35 | 8.3388 |  | Proposal/Project = | Deerfield Energy Storage System
Transmission Reinforcement III | 2019 | PSEGLI | 2.8 | 0 | 0 | 0 | 0.36233 | 0.36233 | 0.36233 | 0.36233 | 0.36233 | 0.36233 | 0.36233 | 0.36233 | 0.36233 | 0.36233 | 0.36233 | 0.36233 | 0.36233 | 0.36233 | 0.36233 | 0.36233 | 0.36233 | 0.36233 | 0.36233 | 0.36233 | 0.36233 | 0.36233 | 0.36233 | 0.36233 | 0.36233 | 0.36233 | 0.36233 | 0.36233 | 0.36233 | 0.36233 | 0.36233 | 0.36233 | 0.36233 | 0.36233 | 0.36233 | [11 empty] | 35 | 4.7491 |  | Option Number = | 1
Transmission Reinforcement IV | 2020 | PSEGLI | 136.8 | 0 | 0 | 0 | 0 | 18.2337 | 18.2337 | 18.2337 | 18.2337 | 18.2337 | 18.2337 | 18.2337 | 18.2337 | 18.2337 | 18.2337 | 18.2337 | 18.2337 | 18.2337 | 18.2337 | 18.2337 | 18.2337 | 18.2337 | 18.2337 | 18.2337 | 18.2337 | 18.2337 | 18.2337 | 18.2337 | 18.2337 | 18.2337 | 18.2337 | 18.2337 | 18.2337 | 18.2337 | 18.2337 | 18.2337 | 18.2337 | 18.2337 | 18.2337 | 18.2337 | [10 empty] | 35 | 226.5269 |  | Location = | 3
Transmission Reinforcement V | 2022 | PSEGLI | 275.5 | 0 | 0 | 0 | 0 | 0 | 0 | 38.957 | 38.957 | 38.957 | 38.957 | 38.957 | 38.957 | 38.957 | 38.957 | 38.957 | 38.957 | 38.957 | 38.957 | 38.957 | 38.957 | 38.957 | 38.957 | 38.957 | 38.957 | 38.957 | 38.957 | 38.957 | 38.957 | 38.957 | 38.957 | 38.957 | 38.957 | 38.957 | 38.957 | 38.957 | 38.957 | 38.957 | 38.957 | 38.957 | 38.957 | 38.957 | [8 empty] | 35 | 434.8353 |  | Technology = | Battery Storage
[56 empty] | Interconnection Points = | Deerfield - 13kV
Total |  |  | 513.3 | 0 | 11.3926 | 11.9957 | 12.358 | 30.5918 | 30.5918 | 69.5487 | 69.5487 | 69.5487 | 69.5487 | 69.5487 | 69.5487 | 69.5487 | 69.5487 | 69.5487 | 69.5487 | 69.5487 | 69.5487 | 69.5487 | 69.5487 | 69.5487 | 69.5487 | 69.5487 | 69.5487 | 69.5487 | 69.5487 | 69.5487 | 69.5487 | 69.5487 | 69.5487 | 69.5487 | 69.5487 | 69.5487 | 69.5487 | 69.5487 | 69.5487 | 58.1561 | 57.553 | 57.1907 | 38.957 | 38.957 | 0 | 0 | 0 | 0 | 0 | 0 | 0 | 0 |  | 840.6482 |  | Loss Factor = | 1.026
2016 NPV @ 5.5%, thru 2035 |  |  |  | 2016: 559.7216
2016 NPV @ 5.5%, thru 2056 |  |  |  | 2016: 840.6482 |  |  |  | MW Required by 2022 (cap) = | 15 | 33 | 15 | Output: NPV of Transmission Avoided Costs for Selected Project (see note*)
[57 empty] | Selected Project Inputs - Area 1 Portion | Selected Project Inputs - Area 2 Portion | Selected Project Inputs - Area 3 Portion | Area 1 | Area 2 | Area 3 | Total | check
[56 empty] | Project kW = | 0 | 0 | 5130
[55 empty] | Capped kW = | 5130 | 0 | 0 | 5130
[56 empty] | Project Area (1, 2, or 3) = | 1 | 2 | 3
[56 empty] | Proportion of Peak Hours Covered = | 100% | 100% | 100%
[55 empty] | Project COD = | 2018
[55 empty] | Effective kW = | 5130 |  |  |  | 0 | 0 | 4745330.7052 | 4745330.7052
[60 empty] | check | check | check
| I/S Year |  | Capital (2015$s) | 2016 | 2017 | 2018 | 2019 | 2020 | 2021 | 2022 | 2023 | 2024 | 2025 | 2026 | 2027 | 2028 | 2029 | 2030 | 2031 | 2032 | 2033 | 2034 | 2035 | 2036 | 2037 | 2038 | 2039 | 2040 | 2041 | 2042 | 2043 | 2044 | 2045 | 2046 | 2047 | 2048 | 2049 | 2050 | 2051 | 2052 | 2053 | 2054 | 2055 | 2056 | 2057 | 2058 | 2059 | 2060 | 2061 | 2062 | 2063 | 2064 |  | MW Required by 2022 | NPV Base $M | Differential NPV $M | Differential NPV $M (adjusted for COD of Selected Project) | Differntial NPV $/MW | NPV of Transmission Avoided Costs for Selected Project
Area I Projects: | [53 empty] | 15
Amagansett Conversion 33 kV | 2017 |  | 8 | 0 | 0.97582 | 0.97582 | 0.97582 | 0.97582 | 0.97582 | 0.97582 | 0.97582 | 0.97582 | 0.97582 | 0.97582 | 0.97582 | 0.97582 | 0.97582 | 0.97582 | 0.97582 | 0.97582 | 0.97582 | 0.97582 | 0.97582 | 0.97582 | 0.97582 | 0.97582 | 0.97582 | 0.97582 | 0.97582 | 0.97582 | 0.97582 | 0.97582 | 0.97582 | 0.97582 | 0.97582 | 0.97582 | 0.97582 | 0.97582 | 0.97582 | [13 empty] | 35 |  | 14.2354
East Hampton Conversion 33 kV | 2017 |  | 3.2 | 0 | 0.39033 | 0.39033 | 0.39033 | 0.39033 | 0.39033 | 0.39033 | 0.39033 | 0.39033 | 0.39033 | 0.39033 | 0.39033 | 0.39033 | 0.39033 | 0.39033 | 0.39033 | 0.39033 | 0.39033 | 0.39033 | 0.39033 | 0.39033 | 0.39033 | 0.39033 | 0.39033 | 0.39033 | 0.39033 | 0.39033 | 0.39033 | 0.39033 | 0.39033 | 0.39033 | 0.39033 | 0.39033 | 0.39033 | 0.39033 | 0.39033 | [13 empty] | 35 |  | 5.6942
Buell Conversion 33 kV | 2017 |  | 3.7 | 0 | 0.45131 | 0.45131 | 0.45131 | 0.45131 | 0.45131 | 0.45131 | 0.45131 | 0.45131 | 0.45131 | 0.45131 | 0.45131 | 0.45131 | 0.45131 | 0.45131 | 0.45131 | 0.45131 | 0.45131 | 0.45131 | 0.45131 | 0.45131 | 0.45131 | 0.45131 | 0.45131 | 0.45131 | 0.45131 | 0.45131 | 0.45131 | 0.45131 | 0.45131 | 0.45131 | 0.45131 | 0.45131 | 0.45131 | 0.45131 | 0.45131 | [13 empty] | 35 |  | 6.5839
Hither Hills Conversion to 33 kV | 2018 |  | 4.8 | 0 | 0 | 0.60305 | 0.60305 | 0.60305 | 0.60305 | 0.60305 | 0.60305 | 0.60305 | 0.60305 | 0.60305 | 0.60305 | 0.60305 | 0.60305 | 0.60305 | 0.60305 | 0.60305 | 0.60305 | 0.60305 | 0.60305 | 0.60305 | 0.60305 | 0.60305 | 0.60305 | 0.60305 | 0.60305 | 0.60305 | 0.60305 | 0.60305 | 0.60305 | 0.60305 | 0.60305 | 0.60305 | 0.60305 | 0.60305 | 0.60305 | 0.60305 | [12 empty] | 35 |  | 8.3388
Culloden Pt Conversion to 33 kV | 2019 |  | 2.8 | 0 | 0 | 0 | 0.36233 | 0.36233 | 0.36233 | 0.36233 | 0.36233 | 0.36233 | 0.36233 | 0.36233 | 0.36233 | 0.36233 | 0.36233 | 0.36233 | 0.36233 | 0.36233 | 0.36233 | 0.36233 | 0.36233 | 0.36233 | 0.36233 | 0.36233 | 0.36233 | 0.36233 | 0.36233 | 0.36233 | 0.36233 | 0.36233 | 0.36233 | 0.36233 | 0.36233 | 0.36233 | 0.36233 | 0.36233 | 0.36233 | 0.36233 | 0.36233 | [11 empty] | 35 |  | 4.7491
No Deferral |  |  | 22.5 |  | 1.8175 | 2.4205 | 2.7828 | 2.7828 | 2.7828 | 2.7828 | 2.7828 | 2.7828 | 2.7828 | 2.7828 | 2.7828 | 2.7828 | 2.7828 | 2.7828 | 2.7828 | 2.7828 | 2.7828 | 2.7828 | 2.7828 | 2.7828 | 2.7828 | 2.7828 | 2.7828 | 2.7828 | 2.7828 | 2.7828 | 2.7828 | 2.7828 | 2.7828 | 2.7828 | 2.7828 | 2.7828 | 2.7828 | 2.7828 | 2.7828 | 0.96539 | 0.36233 | 0 | 0 | 0 | [10 empty] | 39.6013
Amagansett Conversion 33 kV | 2030 |  | 8 | [14 empty] | 1.433 | 1.433 | 1.433 | 1.433 | 1.433 | 1.433 | 1.433 | 1.433 | 1.433 | 1.433 | 1.433 | 1.433 | 1.433 | 1.433 | 1.433 | 1.433 | 1.433 | 1.433 | 1.433 | 1.433 | 1.433 | 1.433 | 1.433 | 1.433 | 1.433 | 1.433 | 1.433 | 1.433 | 1.433 | 1.433 | 1.433 | 1.433 | 1.433 | 1.433 | 1.433 | 35 |  | 10.4225 | 3.8129 | 0 | 0 | 0
East Hampton Conversion 33 kV | 2030 |  | 3.2 | [14 empty] | 0.57321 | 0.57321 | 0.57321 | 0.57321 | 0.57321 | 0.57321 | 0.57321 | 0.57321 | 0.57321 | 0.57321 | 0.57321 | 0.57321 | 0.57321 | 0.57321 | 0.57321 | 0.57321 | 0.57321 | 0.57321 | 0.57321 | 0.57321 | 0.57321 | 0.57321 | 0.57321 | 0.57321 | 0.57321 | 0.57321 | 0.57321 | 0.57321 | 0.57321 | 0.57321 | 0.57321 | 0.57321 | 0.57321 | 0.57321 | 0.57321 | 35 |  | 4.169 | 1.5252 | 0 | 0 | 0
Buell Conversion 33 kV | 2030 |  | 3.7 | [14 empty] | 0.66277 | 0.66277 | 0.66277 | 0.66277 | 0.66277 | 0.66277 | 0.66277 | 0.66277 | 0.66277 | 0.66277 | 0.66277 | 0.66277 | 0.66277 | 0.66277 | 0.66277 | 0.66277 | 0.66277 | 0.66277 | 0.66277 | 0.66277 | 0.66277 | 0.66277 | 0.66277 | 0.66277 | 0.66277 | 0.66277 | 0.66277 | 0.66277 | 0.66277 | 0.66277 | 0.66277 | 0.66277 | 0.66277 | 0.66277 | 0.66277 | 35 |  | 4.8204 | 1.7635 | 0 | 0 | 0
Hither Hills Conversion to 33 kV | 2030 |  | 4.8 | [14 empty] | 0.85981 | 0.85981 | 0.85981 | 0.85981 | 0.85981 | 0.85981 | 0.85981 | 0.85981 | 0.85981 | 0.85981 | 0.85981 | 0.85981 | 0.85981 | 0.85981 | 0.85981 | 0.85981 | 0.85981 | 0.85981 | 0.85981 | 0.85981 | 0.85981 | 0.85981 | 0.85981 | 0.85981 | 0.85981 | 0.85981 | 0.85981 | 0.85981 | 0.85981 | 0.85981 | 0.85981 | 0.85981 | 0.85981 | 0.85981 | 0.85981 | 35 |  | 6.2535 | 2.0853 | 2.0853 | 139022.8879 | 713187.4151
Culloden Pt Conversion to 33 kV | 2030 |  | 2.8 | [14 empty] | 0.50156 | 0.50156 | 0.50156 | 0.50156 | 0.50156 | 0.50156 | 0.50156 | 0.50156 | 0.50156 | 0.50156 | 0.50156 | 0.50156 | 0.50156 | 0.50156 | 0.50156 | 0.50156 | 0.50156 | 0.50156 | 0.50156 | 0.50156 | 0.50156 | 0.50156 | 0.50156 | 0.50156 | 0.50156 | 0.50156 | 0.50156 | 0.50156 | 0.50156 | 0.50156 | 0.50156 | 0.50156 | 0.50156 | 0.50156 | 0.50156 | 35 |  | 3.6479 | 1.1012 | 1.1012 | 73412.135 | 376604.2526
Deferral to Indicated Year |  |  | 22.5 | [6 empty] | 0 | 0 | 0 | 0 | 0 | 0 | 0 | 0 | 4.0304 | 4.0304 | 4.0304 | 4.0304 | 4.0304 | 4.0304 | 4.0304 | 4.0304 | 4.0304 | 4.0304 | 4.0304 | 4.0304 | 4.0304 | 4.0304 | 4.0304 | 4.0304 | 4.0304 | 4.0304 | 4.0304 | 4.0304 | 4.0304 | 4.0304 | 4.0304 | 4.0304 | 4.0304 | 4.0304 | 4.0304 | 4.0304 | 4.0304 | 4.0304 | 4.0304 | 4.0304 | 4.0304 | 4.0304 | 4.0304 | 35 |  | 29.3132 | 10.2881 | 3.1865 | 212435.0229 | 1089791.6676 | =Area I Portion
[59 empty] | 9079719.3573 | =Area I+II+III Portions
Annual Avoided Costs for Deferral to Indicated Year:
Amagansett Conversion 33 kV | 2030 |  |  | 0 | 0.97582 | 0.97582 | 0.97582 | 0.97582 | 0.97582 | 0.97582 | 0.97582 | 0.97582 | 0.97582 | 0.97582 | 0.97582 | 0.97582 | 0.97582 | -0.4572 | -0.4572 | -0.4572 | -0.4572 | -0.4572 | -0.4572 | -0.4572 | -0.4572 | -0.4572 | -0.4572 | -0.4572 | -0.4572 | -0.4572 | -0.4572 | -0.4572 | -0.4572 | -0.4572 | -0.4572 | -0.4572 | -0.4572 | -0.4572 | -0.4572 | -1.433 | -1.433 | -1.433 | -1.433 | -1.433 | -1.433 | -1.433 | -1.433 | -1.433 | -1.433 | -1.433 | -1.433 | -1.433 | 35 |  |  | 3.8129
East Hampton Conversion 33 kV | 2030 |  |  | 0 | 0.39033 | 0.39033 | 0.39033 | 0.39033 | 0.39033 | 0.39033 | 0.39033 | 0.39033 | 0.39033 | 0.39033 | 0.39033 | 0.39033 | 0.39033 | -0.18288 | -0.18288 | -0.18288 | -0.18288 | -0.18288 | -0.18288 | -0.18288 | -0.18288 | -0.18288 | -0.18288 | -0.18288 | -0.18288 | -0.18288 | -0.18288 | -0.18288 | -0.18288 | -0.18288 | -0.18288 | -0.18288 | -0.18288 | -0.18288 | -0.18288 | -0.57321 | -0.57321 | -0.57321 | -0.57321 | -0.57321 | -0.57321 | -0.57321 | -0.57321 | -0.57321 | -0.57321 | -0.57321 | -0.57321 | -0.57321 | 35 |  |  | 1.5252
Buell Conversion 33 kV | 2030 |  |  | 0 | 0.45131 | 0.45131 | 0.45131 | 0.45131 | 0.45131 | 0.45131 | 0.45131 | 0.45131 | 0.45131 | 0.45131 | 0.45131 | 0.45131 | 0.45131 | -0.21146 | -0.21146 | -0.21146 | -0.21146 | -0.21146 | -0.21146 | -0.21146 | -0.21146 | -0.21146 | -0.21146 | -0.21146 | -0.21146 | -0.21146 | -0.21146 | -0.21146 | -0.21146 | -0.21146 | -0.21146 | -0.21146 | -0.21146 | -0.21146 | -0.21146 | -0.66277 | -0.66277 | -0.66277 | -0.66277 | -0.66277 | -0.66277 | -0.66277 | -0.66277 | -0.66277 | -0.66277 | -0.66277 | -0.66277 | -0.66277 | 35 |  |  | 1.7635
Hither Hills Conversion to 33 kV | 2030 |  |  | 0 | 0 | 0.60305 | 0.60305 | 0.60305 | 0.60305 | 0.60305 | 0.60305 | 0.60305 | 0.60305 | 0.60305 | 0.60305 | 0.60305 | 0.60305 | -0.25676 | -0.25676 | -0.25676 | -0.25676 | -0.25676 | -0.25676 | -0.25676 | -0.25676 | -0.25676 | -0.25676 | -0.25676 | -0.25676 | -0.25676 | -0.25676 | -0.25676 | -0.25676 | -0.25676 | -0.25676 | -0.25676 | -0.25676 | -0.25676 | -0.25676 | -0.25676 | -0.85981 | -0.85981 | -0.85981 | -0.85981 | -0.85981 | -0.85981 | -0.85981 | -0.85981 | -0.85981 | -0.85981 | -0.85981 | -0.85981 | 35 |  |  | 2.0853
Culloden Pt Conversion to 33 kV | 2030 |  |  | 0 | 0 | 0 | 0.36233 | 0.36233 | 0.36233 | 0.36233 | 0.36233 | 0.36233 | 0.36233 | 0.36233 | 0.36233 | 0.36233 | 0.36233 | -0.13922 | -0.13922 | -0.13922 | -0.13922 | -0.13922 | -0.13922 | -0.13922 | -0.13922 | -0.13922 | -0.13922 | -0.13922 | -0.13922 | -0.13922 | -0.13922 | -0.13922 | -0.13922 | -0.13922 | -0.13922 | -0.13922 | -0.13922 | -0.13922 | -0.13922 | -0.13922 | -0.13922 | -0.50156 | -0.50156 | -0.50156 | -0.50156 | -0.50156 | -0.50156 | -0.50156 | -0.50156 | -0.50156 | -0.50156 | -0.50156 | 35 |  |  | 1.1012
Area II Projects: | [53 empty] | 33
Riverhead Canal 2nd Line and Bank | 2020 |  | 136.8 | 0 | 0 | 0 | 0 | 18.2337 | 18.2337 | 18.2337 | 18.2337 | 18.2337 | 18.2337 | 18.2337 | 18.2337 | 18.2337 | 18.2337 | 18.2337 | 18.2337 | 18.2337 | 18.2337 | 18.2337 | 18.2337 | 18.2337 | 18.2337 | 18.2337 | 18.2337 | 18.2337 | 18.2337 | 18.2337 | 18.2337 | 18.2337 | 18.2337 | 18.2337 | 18.2337 | 18.2337 | 18.2337 | 18.2337 | 18.2337 | 18.2337 | 18.2337 | 18.2337 | [10 empty] | 35 |  | 226.5269
No Deferral |  |  | 136.8 |  | 0 | 0 | 0 | 18.2337 | 18.2337 | 18.2337 | 18.2337 | 18.2337 | 18.2337 | 18.2337 | 18.2337 | 18.2337 | 18.2337 | 18.2337 | 18.2337 | 18.2337 | 18.2337 | 18.2337 | 18.2337 | 18.2337 | 18.2337 | 18.2337 | 18.2337 | 18.2337 | 18.2337 | 18.2337 | 18.2337 | 18.2337 | 18.2337 | 18.2337 | 18.2337 | 18.2337 | 18.2337 | 18.2337 | 18.2337 | 18.2337 | 18.2337 | 18.2337 | [10 empty] | 35 |  | 226.5269
Riverhead Canal 2nd Line and Bank | 2026 |  | 136.8 | [10 empty] | 21.772 | 21.772 | 21.772 | 21.772 | 21.772 | 21.772 | 21.772 | 21.772 | 21.772 | 21.772 | 21.772 | 21.772 | 21.772 | 21.772 | 21.772 | 21.772 | 21.772 | 21.772 | 21.772 | 21.772 | 21.772 | 21.772 | 21.772 | 21.772 | 21.772 | 21.772 | 21.772 | 21.772 | 21.772 | 21.772 | 21.772 | 21.772 | 21.772 | 21.772 | 21.772 |  |  |  |  | 35 |  | 196.1681 | 30.3588 | 30.3588 | 632475.0457 | 3244596.9845
Deferral to Indicated Year |  |  | 136.8 | [6 empty] | 0 | 0 | 0 | 0 | 21.772 | 21.772 | 21.772 | 21.772 | 21.772 | 21.772 | 21.772 | 21.772 | 21.772 | 21.772 | 21.772 | 21.772 | 21.772 | 21.772 | 21.772 | 21.772 | 21.772 | 21.772 | 21.772 | 21.772 | 21.772 | 21.772 | 21.772 | 21.772 | 21.772 | 21.772 | 21.772 | 21.772 | 21.772 | 21.772 | 21.772 | 21.772 | 21.772 | 21.772 | 21.772 |  |  |  |  | 35 |  | 196.1681 | 30.3588 | 30.3588 | 632475.0457 | 3244596.9845 | =Area II Portion
[59 empty] | 7989927.6896 | =Area II+III Portions
Annual Avoided Costs for Deferral to Indicated Year:
Riverhead Canal 2nd Line and Bank | 2026 |  |  | 0 | 0 | 0 | 0 | 18.2337 | 18.2337 | 18.2337 | 18.2337 | 18.2337 | 18.2337 | -3.5383 | -3.5383 | -3.5383 | -3.5383 | -3.5383 | -3.5383 | -3.5383 | -3.5383 | -3.5383 | -3.5383 | -3.5383 | -3.5383 | -3.5383 | -3.5383 | -3.5383 | -3.5383 | -3.5383 | -3.5383 | -3.5383 | -3.5383 | -3.5383 | -3.5383 | -3.5383 | -3.5383 | -3.5383 | -3.5383 | -3.5383 | -3.5383 | -3.5383 | -21.772 | -21.772 | -21.772 | -21.772 | -21.772 | -21.772 |  |  |  |  | 35 |  |  | 30.3588
0
Area III Projects: | [52 empty] | 0 | 15
New Canal - Southampton Cable | 2017 |  | 37.6 | 0 | 4.5863 | 4.5863 | 4.5863 | 4.5863 | 4.5863 | 4.5863 | 4.5863 | 4.5863 | 4.5863 | 4.5863 | 4.5863 | 4.5863 | 4.5863 | 4.5863 | 4.5863 | 4.5863 | 4.5863 | 4.5863 | 4.5863 | 4.5863 | 4.5863 | 4.5863 | 4.5863 | 4.5863 | 4.5863 | 4.5863 | 4.5863 | 4.5863 | 4.5863 | 4.5863 | 4.5863 | 4.5863 | 4.5863 | 4.5863 | 4.5863 | [13 empty] | 35 |  | 66.9063
Upgrade Wildwood - Riverhead to 138 kV | 2017 |  | 7.7 | 0 | 0.93922 | 0.93922 | 0.93922 | 0.93922 | 0.93922 | 0.93922 | 0.93922 | 0.93922 | 0.93922 | 0.93922 | 0.93922 | 0.93922 | 0.93922 | 0.93922 | 0.93922 | 0.93922 | 0.93922 | 0.93922 | 0.93922 | 0.93922 | 0.93922 | 0.93922 | 0.93922 | 0.93922 | 0.93922 | 0.93922 | 0.93922 | 0.93922 | 0.93922 | 0.93922 | 0.93922 | 0.93922 | 0.93922 | 0.93922 | 0.93922 | [13 empty] | 35 |  | 13.7016
Bridgehampton - Buell New 69 kV UG Cable | 2017 |  | 33.2 | 0 | 4.0496 | 4.0496 | 4.0496 | 4.0496 | 4.0496 | 4.0496 | 4.0496 | 4.0496 | 4.0496 | 4.0496 | 4.0496 | 4.0496 | 4.0496 | 4.0496 | 4.0496 | 4.0496 | 4.0496 | 4.0496 | 4.0496 | 4.0496 | 4.0496 | 4.0496 | 4.0496 | 4.0496 | 4.0496 | 4.0496 | 4.0496 | 4.0496 | 4.0496 | 4.0496 | 4.0496 | 4.0496 | 4.0496 | 4.0496 | 4.0496 | [13 empty] | 35 |  | 59.0769
Canal - Wainscott New 138 kV UG Cable | 2022 |  | 275.5 | 0 | 0 | 0 | 0 | 0 | 0 | 38.957 | 38.957 | 38.957 | 38.957 | 38.957 | 38.957 | 38.957 | 38.957 | 38.957 | 38.957 | 38.957 | 38.957 | 38.957 | 38.957 | 38.957 | 38.957 | 38.957 | 38.957 | 38.957 | 38.957 | 38.957 | 38.957 | 38.957 | 38.957 | 38.957 | 38.957 | 38.957 | 38.957 | 38.957 | 38.957 | 38.957 | 38.957 | 38.957 | 38.957 | 38.957 | [8 empty] | 35 |  | 434.8353
No Deferral |  |  | 354 |  | 9.5752 | 9.5752 | 9.5752 | 9.5752 | 9.5752 | 48.5322 | 48.5322 | 48.5322 | 48.5322 | 48.5322 | 48.5322 | 48.5322 | 48.5322 | 48.5322 | 48.5322 | 48.5322 | 48.5322 | 48.5322 | 48.5322 | 48.5322 | 48.5322 | 48.5322 | 48.5322 | 48.5322 | 48.5322 | 48.5322 | 48.5322 | 48.5322 | 48.5322 | 48.5322 | 48.5322 | 48.5322 | 48.5322 | 48.5322 | 48.5322 | 38.957 | 38.957 | 38.957 | 38.957 | 38.957 | [10 empty] | 574.52
New Canal - Southampton Cable | 2023 |  | 37.6 | [7 empty] | 5.4763 | 5.4763 | 5.4763 | 5.4763 | 5.4763 | 5.4763 | 5.4763 | 5.4763 | 5.4763 | 5.4763 | 5.4763 | 5.4763 | 5.4763 | 5.4763 | 5.4763 | 5.4763 | 5.4763 | 5.4763 | 5.4763 | 5.4763 | 5.4763 | 5.4763 | 5.4763 | 5.4763 | 5.4763 | 5.4763 | 5.4763 | 5.4763 | 5.4763 | 5.4763 | 5.4763 | 5.4763 | 5.4763 | 5.4763 | 5.4763 | [7 empty] | 35 |  | 57.9396 | 8.9667 | 0 | 0 | 0
Upgrade Wildwood - Riverhead to 138 kV | 2022 |  | 7.7 | [6 empty] | 1.0888 | 1.0888 | 1.0888 | 1.0888 | 1.0888 | 1.0888 | 1.0888 | 1.0888 | 1.0888 | 1.0888 | 1.0888 | 1.0888 | 1.0888 | 1.0888 | 1.0888 | 1.0888 | 1.0888 | 1.0888 | 1.0888 | 1.0888 | 1.0888 | 1.0888 | 1.0888 | 1.0888 | 1.0888 | 1.0888 | 1.0888 | 1.0888 | 1.0888 | 1.0888 | 1.0888 | 1.0888 | 1.0888 | 1.0888 | 1.0888 | [8 empty] | 35 |  | 12.1533 | 1.5483 | 0 | 0 | 0
Bridgehampton - Buell New 69 kV UG Cable | 2023 |  | 33.2 | [7 empty] | 4.8355 | 4.8355 | 4.8355 | 4.8355 | 4.8355 | 4.8355 | 4.8355 | 4.8355 | 4.8355 | 4.8355 | 4.8355 | 4.8355 | 4.8355 | 4.8355 | 4.8355 | 4.8355 | 4.8355 | 4.8355 | 4.8355 | 4.8355 | 4.8355 | 4.8355 | 4.8355 | 4.8355 | 4.8355 | 4.8355 | 4.8355 | 4.8355 | 4.8355 | 4.8355 | 4.8355 | 4.8355 | 4.8355 | 4.8355 | 4.8355 | [7 empty] | 35 |  | 51.1595 | 7.9174 | 0 | 0 | 0
Canal - Wainscott New 138 kV UG Cable | 2028 |  | 275.5 | [12 empty] | 46.5167 | 46.5167 | 46.5167 | 46.5167 | 46.5167 | 46.5167 | 46.5167 | 46.5167 | 46.5167 | 46.5167 | 46.5167 | 46.5167 | 46.5167 | 46.5167 | 46.5167 | 46.5167 | 46.5167 | 46.5167 | 46.5167 | 46.5167 | 46.5167 | 46.5167 | 46.5167 | 46.5167 | 46.5167 | 46.5167 | 46.5167 | 46.5167 | 46.5167 | 46.5167 | 46.5167 | 46.5167 | 46.5167 | 46.5167 | 46.5167 |  |  | 35 |  | 376.5593 | 58.276 | 58.276 | 925015.732 | 4745330.7052
Deferral to Indicated Year |  |  | 354 | [6 empty] | 1.0888 | 11.4006 | 11.4006 | 11.4006 | 11.4006 | 11.4006 | 57.9173 | 57.9173 | 57.9173 | 57.9173 | 57.9173 | 57.9173 | 57.9173 | 57.9173 | 57.9173 | 57.9173 | 57.9173 | 57.9173 | 57.9173 | 57.9173 | 57.9173 | 57.9173 | 57.9173 | 57.9173 | 57.9173 | 57.9173 | 57.9173 | 57.9173 | 57.9173 | 57.9173 | 57.9173 | 57.9173 | 57.9173 | 57.9173 | 57.9173 | 56.8285 | 46.5167 | 46.5167 | 46.5167 | 46.5167 | 46.5167 |  |  | 41 |  | 497.8117 | 76.7083 | 58.276 | 925015.732 | 4745330.7052 | =Area III Portion
[59 empty] | 4745330.7052 | =Area III Portion
Annual Avoided Costs for Deferral to Indicated Year:
New Canal - Southampton Cable | 2023 |  |  | 0 | 4.5863 | 4.5863 | 4.5863 | 4.5863 | 4.5863 | 4.5863 | -0.88999 | -0.88999 | -0.88999 | -0.88999 | -0.88999 | -0.88999 | -0.88999 | -0.88999 | -0.88999 | -0.88999 | -0.88999 | -0.88999 | -0.88999 | -0.88999 | -0.88999 | -0.88999 | -0.88999 | -0.88999 | -0.88999 | -0.88999 | -0.88999 | -0.88999 | -0.88999 | -0.88999 | -0.88999 | -0.88999 | -0.88999 | -0.88999 | -0.88999 | -5.4763 | -5.4763 | -5.4763 | -5.4763 | -5.4763 | -5.4763 | 0 | 0 | 0 | 0 | 0 |  |  | 35 |  |  | 8.9667
Upgrade Wildwood - Riverhead to 138 kV | 2022 |  |  | 0 | 0.93922 | 0.93922 | 0.93922 | 0.93922 | 0.93922 | -0.14959 | -0.14959 | -0.14959 | -0.14959 | -0.14959 | -0.14959 | -0.14959 | -0.14959 | -0.14959 | -0.14959 | -0.14959 | -0.14959 | -0.14959 | -0.14959 | -0.14959 | -0.14959 | -0.14959 | -0.14959 | -0.14959 | -0.14959 | -0.14959 | -0.14959 | -0.14959 | -0.14959 | -0.14959 | -0.14959 | -0.14959 | -0.14959 | -0.14959 | -0.14959 | -1.0888 | -1.0888 | -1.0888 | -1.0888 | -1.0888 | 0 | 0 | 0 | 0 | 0 | 0 |  |  | 35 |  |  | 1.5483
Bridgehampton - Buell New 69 kV UG Cable | 2023 |  |  | 0 | 4.0496 | 4.0496 | 4.0496 | 4.0496 | 4.0496 | 4.0496 | -0.78584 | -0.78584 | -0.78584 | -0.78584 | -0.78584 | -0.78584 | -0.78584 | -0.78584 | -0.78584 | -0.78584 | -0.78584 | -0.78584 | -0.78584 | -0.78584 | -0.78584 | -0.78584 | -0.78584 | -0.78584 | -0.78584 | -0.78584 | -0.78584 | -0.78584 | -0.78584 | -0.78584 | -0.78584 | -0.78584 | -0.78584 | -0.78584 | -0.78584 | -4.8355 | -4.8355 | -4.8355 | -4.8355 | -4.8355 | -4.8355 | 0 | 0 | 0 | 0 | 0 |  |  | 35 |  |  | 7.9174
Canal - Wainscott New 138 kV UG Cable | 2028 |  |  | 0 | 0 | 0 | 0 | 0 | 0 | 38.957 | 38.957 | 38.957 | 38.957 | 38.957 | 38.957 | -7.5597 | -7.5597 | -7.5597 | -7.5597 | -7.5597 | -7.5597 | -7.5597 | -7.5597 | -7.5597 | -7.5597 | -7.5597 | -7.5597 | -7.5597 | -7.5597 | -7.5597 | -7.5597 | -7.5597 | -7.5597 | -7.5597 | -7.5597 | -7.5597 | -7.5597 | -7.5597 | -7.5597 | -7.5597 | -7.5597 | -7.5597 | -7.5597 | -7.5597 | -46.5167 | -46.5167 | -46.5167 | -46.5167 | -46.5167 | -46.5167 | [5 empty] | 58.276
Total - All Areas (No Deferrals,$Millions) |  |  | 513.3 |  | 11.3926 | 11.9957 | 12.358 | 30.5918 | 30.5918 | 69.5487 | 69.5487 | 69.5487 | 69.5487 | 69.5487 | 69.5487 | 69.5487 | 69.5487 | 69.5487 | 69.5487 | 69.5487 | 69.5487 | 69.5487 | 69.5487 | 69.5487 | 69.5487 | 69.5487 | 69.5487 | 69.5487 | 69.5487 | 69.5487 | 69.5487 | 69.5487 | 69.5487 | 69.5487 | 69.5487 | 69.5487 | 69.5487 | 69.5487 | 69.5487 | 58.1561 | 57.553 | 57.1907 | 38.957 | 38.957 | 0 | 0 | 0 | 0 | 0 | 0 | 0 | 0 |  | 63 | 840.6482 | 117.3552 | = max. total avoided cost in portfolio
Annual Avoided Costs for Deferrals - Area 1 Proposal: (see note*) | Deferral Year |  |  | 2016 | 2017 | 2018 | 2019 | 2020 | 2021 | 2022 | 2023 | 2024 | 2025 | 2026 | 2027 | 2028 | 2029 | 2030 | 2031 | 2032 | 2033 | 2034 | 2035 | 2036 | 2037 | 2038 | 2039 | 2040 | 2041 | 2042 | 2043 | 2044 | 2045 | 2046 | 2047 | 2048 | 2049 | 2050 | 2051 | 2052 | 2053 | 2054 | 2055 | 2056 | 2057 | 2058 | 2059 | 2060 | 2061 | 2062 | 2063 | 2064 |  |  | Differential NPV $M |  | Differential NPV $M (adjusted for COD of Selected Project) | Differntial NPV $/MW | NPV of Transmission Avoided Costs for Selected Project
Area I Projects:
Amagansett Conversion 33 kV | 2030 |  |  | 0 | 0.97582 | 0.97582 | 0.97582 | 0.97582 | 0.97582 | 0.97582 | 0.97582 | 0.97582 | 0.97582 | 0.97582 | 0.97582 | 0.97582 | 0.97582 | -0.4572 | -0.4572 | -0.4572 | -0.4572 | -0.4572 | -0.4572 | -0.4572 | -0.4572 | -0.4572 | -0.4572 | -0.4572 | -0.4572 | -0.4572 | -0.4572 | -0.4572 | -0.4572 | -0.4572 | -0.4572 | -0.4572 | -0.4572 | -0.4572 | -0.4572 | -1.433 | -1.433 | -1.433 | -1.433 | -1.433 | -1.433 | -1.433 | -1.433 | -1.433 | -1.433 | -1.433 | -1.433 | -1.433 |  |  | 3.8129 |  | 0 | 0 | 0
East Hampton Conversion 33 kV | 2030 |  |  | 0 | 0.39033 | 0.39033 | 0.39033 | 0.39033 | 0.39033 | 0.39033 | 0.39033 | 0.39033 | 0.39033 | 0.39033 | 0.39033 | 0.39033 | 0.39033 | -0.18288 | -0.18288 | -0.18288 | -0.18288 | -0.18288 | -0.18288 | -0.18288 | -0.18288 | -0.18288 | -0.18288 | -0.18288 | -0.18288 | -0.18288 | -0.18288 | -0.18288 | -0.18288 | -0.18288 | -0.18288 | -0.18288 | -0.18288 | -0.18288 | -0.18288 | -0.57321 | -0.57321 | -0.57321 | -0.57321 | -0.57321 | -0.57321 | -0.57321 | -0.57321 | -0.57321 | -0.57321 | -0.57321 | -0.57321 | -0.57321 |  |  | 1.5252 |  | 0 | 0 | 0
Buell Conversion 33 kV | 2030 |  |  | 0 | 0.45131 | 0.45131 | 0.45131 | 0.45131 | 0.45131 | 0.45131 | 0.45131 | 0.45131 | 0.45131 | 0.45131 | 0.45131 | 0.45131 | 0.45131 | -0.21146 | -0.21146 | -0.21146 | -0.21146 | -0.21146 | -0.21146 | -0.21146 | -0.21146 | -0.21146 | -0.21146 | -0.21146 | -0.21146 | -0.21146 | -0.21146 | -0.21146 | -0.21146 | -0.21146 | -0.21146 | -0.21146 | -0.21146 | -0.21146 | -0.21146 | -0.66277 | -0.66277 | -0.66277 | -0.66277 | -0.66277 | -0.66277 | -0.66277 | -0.66277 | -0.66277 | -0.66277 | -0.66277 | -0.66277 | -0.66277 |  |  | 1.7635 |  | 0 | 0 | 0
Hither Hills Conversion to 33 kV | 2030 |  |  | 0 | 0 | 0.60305 | 0.60305 | 0.60305 | 0.60305 | 0.60305 | 0.60305 | 0.60305 | 0.60305 | 0.60305 | 0.60305 | 0.60305 | 0.60305 | -0.25676 | -0.25676 | -0.25676 | -0.25676 | -0.25676 | -0.25676 | -0.25676 | -0.25676 | -0.25676 | -0.25676 | -0.25676 | -0.25676 | -0.25676 | -0.25676 | -0.25676 | -0.25676 | -0.25676 | -0.25676 | -0.25676 | -0.25676 | -0.25676 | -0.25676 | -0.25676 | -0.85981 | -0.85981 | -0.85981 | -0.85981 | -0.85981 | -0.85981 | -0.85981 | -0.85981 | -0.85981 | -0.85981 | -0.85981 | -0.85981 |  |  | 2.0853 |  | 2.0853 | 139022.8879 | 0
Culloden Pt Conversion to 33 kV | 2030 |  |  | 0 | 0 | 0 | 0.36233 | 0.36233 | 0.36233 | 0.36233 | 0.36233 | 0.36233 | 0.36233 | 0.36233 | 0.36233 | 0.36233 | 0.36233 | -0.13922 | -0.13922 | -0.13922 | -0.13922 | -0.13922 | -0.13922 | -0.13922 | -0.13922 | -0.13922 | -0.13922 | -0.13922 | -0.13922 | -0.13922 | -0.13922 | -0.13922 | -0.13922 | -0.13922 | -0.13922 | -0.13922 | -0.13922 | -0.13922 | -0.13922 | -0.13922 | -0.13922 | -0.50156 | -0.50156 | -0.50156 | -0.50156 | -0.50156 | -0.50156 | -0.50156 | -0.50156 | -0.50156 | -0.50156 | -0.50156 |  |  | 1.1012 |  | 1.1012 | 73412.135 | 0
[59 empty] | 0 | =Area I Portion
Area II Projects: | [58 empty] | 0 | =Area I+II+III Portions
Riverhead Canal 2nd Line and Bank | 2026 |  |  | 0 | 0 | 0 | 0 | 18.2337 | 18.2337 | 18.2337 | 18.2337 | 18.2337 | 18.2337 | -3.5383 | -3.5383 | -3.5383 | -3.5383 | -3.5383 | -3.5383 | -3.5383 | -3.5383 | -3.5383 | -3.5383 | -3.5383 | -3.5383 | -3.5383 | -3.5383 | -3.5383 | -3.5383 | -3.5383 | -3.5383 | -3.5383 | -3.5383 | -3.5383 | -3.5383 | -3.5383 | -3.5383 | -3.5383 | -3.5383 | -3.5383 | -3.5383 | -3.5383 | -21.772 | -21.772 | -21.772 | -21.772 | -21.772 | -21.772 | 0 | 0 | 0 | 0 |  |  | 30.3588 |  | 30.3588 | 632475.0457 | 0
[59 empty] | 0 | =Area II Portion
Area III Projects: | [58 empty] | 0 | =Area II+III Portions
New Canal - Southampton Cable | 2023 |  |  | 0 | 4.5863 | 4.5863 | 4.5863 | 4.5863 | 4.5863 | 4.5863 | -0.88999 | -0.88999 | -0.88999 | -0.88999 | -0.88999 | -0.88999 | -0.88999 | -0.88999 | -0.88999 | -0.88999 | -0.88999 | -0.88999 | -0.88999 | -0.88999 | -0.88999 | -0.88999 | -0.88999 | -0.88999 | -0.88999 | -0.88999 | -0.88999 | -0.88999 | -0.88999 | -0.88999 | -0.88999 | -0.88999 | -0.88999 | -0.88999 | -0.88999 | -5.4763 | -5.4763 | -5.4763 | -5.4763 | -5.4763 | -5.4763 | 0 | 0 | 0 | 0 | 0 | 0 | 0 |  |  | 8.9667 |  | 0 | 0 | 0
Upgrade Wildwood - Riverhead to 138 kV | 2022 |  |  | 0 | 0.93922 | 0.93922 | 0.93922 | 0.93922 | 0.93922 | -0.14959 | -0.14959 | -0.14959 | -0.14959 | -0.14959 | -0.14959 | -0.14959 | -0.14959 | -0.14959 | -0.14959 | -0.14959 | -0.14959 | -0.14959 | -0.14959 | -0.14959 | -0.14959 | -0.14959 | -0.14959 | -0.14959 | -0.14959 | -0.14959 | -0.14959 | -0.14959 | -0.14959 | -0.14959 | -0.14959 | -0.14959 | -0.14959 | -0.14959 | -0.14959 | -1.0888 | -1.0888 | -1.0888 | -1.0888 | -1.0888 | 0 | 0 | 0 | 0 | 0 | 0 | 0 | 0 |  |  | 1.5483 |  | 0 | 0 | 0
Bridgehampton - Buell New 69 kV UG Cable | 2023 |  |  | 0 | 4.0496 | 4.0496 | 4.0496 | 4.0496 | 4.0496 | 4.0496 | -0.78584 | -0.78584 | -0.78584 | -0.78584 | -0.78584 | -0.78584 | -0.78584 | -0.78584 | -0.78584 | -0.78584 | -0.78584 | -0.78584 | -0.78584 | -0.78584 | -0.78584 | -0.78584 | -0.78584 | -0.78584 | -0.78584 | -0.78584 | -0.78584 | -0.78584 | -0.78584 | -0.78584 | -0.78584 | -0.78584 | -0.78584 | -0.78584 | -0.78584 | -4.8355 | -4.8355 | -4.8355 | -4.8355 | -4.8355 | -4.8355 | 0 | 0 | 0 | 0 | 0 | 0 | 0 |  |  | 7.9174 |  | 0 | 0 | 0
Canal - Wainscott New 138 kV UG Cable | 2028 |  |  | 0 | 0 | 0 | 0 | 0 | 0 | 38.957 | 38.957 | 38.957 | 38.957 | 38.957 | 38.957 | -7.5597 | -7.5597 | -7.5597 | -7.5597 | -7.5597 | -7.5597 | -7.5597 | -7.5597 | -7.5597 | -7.5597 | -7.5597 | -7.5597 | -7.5597 | -7.5597 | -7.5597 | -7.5597 | -7.5597 | -7.5597 | -7.5597 | -7.5597 | -7.5597 | -7.5597 | -7.5597 | -7.5597 | -7.5597 | -7.5597 | -7.5597 | -7.5597 | -7.5597 | -46.5167 | -46.5167 | -46.5167 | -46.5167 | -46.5167 | -46.5167 | 0 | 0 |  |  | 58.276 |  | 58.276 | 925015.732 | 0
[59 empty] | 0 | =Area III Portion
Total - Area 1 Proposal, $Millions (unadjusted) |  |  |  | 0 | 0 | 0.60305 | 0.96539 | 19.1991 | 19.1991 | 58.1561 | 58.1561 | 58.1561 | 58.1561 | 36.3841 | 36.3841 | -10.1326 | -10.1326 | -11.494 | -11.494 | -11.494 | -11.494 | -11.494 | -11.494 | -11.494 | -11.494 | -11.494 | -11.494 | -11.494 | -11.494 | -11.494 | -11.494 | -11.494 | -11.494 | -11.494 | -11.494 | -11.494 | -11.494 | -11.494 | -11.494 | -11.494 | -12.097 | -12.4594 | -30.6931 | -30.6931 | -69.6501 | -69.6501 | -69.6501 | -69.6501 | -47.878 | -47.878 | -1.3614 | -1.3614 |  |  | 91.8213 |  |  | 1769925.8006 | 0
$/MW-yr |  |  |  | 0 | 0 | 40203.5861 | 64359.2408 | 444228.478 | 444228.478 | 1062593.2896 | 1062593.2896 | 1062593.2896 | 1062593.2896 | 609009.5545 | 609009.5545 | -129350.3688 | -129350.3688 | -220108.1448 | -220108.1448 | -220108.1448 | -220108.1448 | -220108.1448 | -220108.1448 | -220108.1448 | -220108.1448 | -220108.1448 | -220108.1448 | -220108.1448 | -220108.1448 | -220108.1448 | -220108.1448 | -220108.1448 | -220108.1448 | -220108.1448 | -220108.1448 | -220108.1448 | -220108.1448 | -220108.1448 | -220108.1448 | -220108.1448 | -260311.731 | -284467.3856 | -664336.6229 | -664336.6229 | -1282701.4345 | -1282701.4345 | -1282701.4345 | -1282701.4345 | -829117.6994 | -829117.6994 | -90757.776 | -90757.776
$Millions (adjusted) |  |  |  | 0 | 0 | 0 | 0 | 0 | 0 | 0 | 0 | 0 | 0 | 0 | 0 | 0 | 0 | 0 | 0 | 0 | 0 | 0 | 0 | 0 | 0 | 0 | 0 | 0 | 0 | 0 | 0 | 0 | 0 | 0 | 0 | 0 | 0 | 0 | 0 | 0 | 0 | 0 | 0 | 0 | 0 | 0 | 0 | 0 | 0 | 0 | 0 | 0 |  |  | 0
Annual Avoided Costs for Deferrals - Area 2 Proposal: (see note*) | Deferral Year |  |  | 2016 | 2017 | 2018 | 2019 | 2020 | 2021 | 2022 | 2023 | 2024 | 2025 | 2026 | 2027 | 2028 | 2029 | 2030 | 2031 | 2032 | 2033 | 2034 | 2035 | 2036 | 2037 | 2038 | 2039 | 2040 | 2041 | 2042 | 2043 | 2044 | 2045 | 2046 | 2047 | 2048 | 2049 | 2050 | 2051 | 2052 | 2053 | 2054 | 2055 | 2056 | 2057 | 2058 | 2059 | 2060 | 2061 | 2062 | 2063 | 2064 |  |  | Differential NPV $M |  | Differential NPV $M (adjusted for COD of Selected Project) | Differntial NPV $/MW | NPV of Transmission Avoided Costs for Selected Project
Area I Projects:
Amagansett Conversion 33 kV | 2030 |  |  | 0 | 0 | 0 | 0 | 0 | 0 | 0 | 0 | 0 | 0 | 0 | 0 | 0 | 0 | 0 | 0 | 0 | 0 | 0 | 0 | 0 | 0 | 0 | 0 | 0 | 0 | 0 | 0 | 0 | 0 | 0 | 0 | 0 | 0 | 0 | 0 | 0 | 0 | 0 | 0 | 0 | 0 | 0 | 0 | 0 | 0 | 0 | 0 | 0 |  |  | 0 |  | 0 | 0 | 0
East Hampton Conversion 33 kV | 2030 |  |  | 0 | 0 | 0 | 0 | 0 | 0 | 0 | 0 | 0 | 0 | 0 | 0 | 0 | 0 | 0 | 0 | 0 | 0 | 0 | 0 | 0 | 0 | 0 | 0 | 0 | 0 | 0 | 0 | 0 | 0 | 0 | 0 | 0 | 0 | 0 | 0 | 0 | 0 | 0 | 0 | 0 | 0 | 0 | 0 | 0 | 0 | 0 | 0 | 0 |  |  | 0 |  | 0 | 0 | 0
Buell Conversion 33 kV | 2030 |  |  | 0 | 0 | 0 | 0 | 0 | 0 | 0 | 0 | 0 | 0 | 0 | 0 | 0 | 0 | 0 | 0 | 0 | 0 | 0 | 0 | 0 | 0 | 0 | 0 | 0 | 0 | 0 | 0 | 0 | 0 | 0 | 0 | 0 | 0 | 0 | 0 | 0 | 0 | 0 | 0 | 0 | 0 | 0 | 0 | 0 | 0 | 0 | 0 | 0 |  |  | 0 |  | 0 | 0 | 0
Hither Hills Conversion to 33 kV | 2030 |  |  | 0 | 0 | 0 | 0 | 0 | 0 | 0 | 0 | 0 | 0 | 0 | 0 | 0 | 0 | 0 | 0 | 0 | 0 | 0 | 0 | 0 | 0 | 0 | 0 | 0 | 0 | 0 | 0 | 0 | 0 | 0 | 0 | 0 | 0 | 0 | 0 | 0 | 0 | 0 | 0 | 0 | 0 | 0 | 0 | 0 | 0 | 0 | 0 | 0 |  |  | 0 |  | 0 | 0 | 0
Culloden Pt Conversion to 33 kV | 2030 |  |  | 0 | 0 | 0 | 0 | 0 | 0 | 0 | 0 | 0 | 0 | 0 | 0 | 0 | 0 | 0 | 0 | 0 | 0 | 0 | 0 | 0 | 0 | 0 | 0 | 0 | 0 | 0 | 0 | 0 | 0 | 0 | 0 | 0 | 0 | 0 | 0 | 0 | 0 | 0 | 0 | 0 | 0 | 0 | 0 | 0 | 0 | 0 | 0 | 0 |  |  | 0 |  | 0 | 0 | 0
[59 empty] | 0 | =Area I Portion
Area II Projects: | [58 empty] | 0 | =Area I+II+III Portions
Riverhead Canal 2nd Line and Bank | 2026 |  |  | 0 | 0 | 0 | 0 | 18.2337 | 18.2337 | 18.2337 | 18.2337 | 18.2337 | 18.2337 | -3.5383 | -3.5383 | -3.5383 | -3.5383 | -3.5383 | -3.5383 | -3.5383 | -3.5383 | -3.5383 | -3.5383 | -3.5383 | -3.5383 | -3.5383 | -3.5383 | -3.5383 | -3.5383 | -3.5383 | -3.5383 | -3.5383 | -3.5383 | -3.5383 | -3.5383 | -3.5383 | -3.5383 | -3.5383 | -3.5383 | -3.5383 | -3.5383 | -3.5383 | -21.772 | -21.772 | -21.772 | -21.772 | -21.772 | -21.772 | 0 | 0 | 0 | 0 |  |  | 30.3588 |  | 30.3588 | 632475.0457 | 0
[59 empty] | 0 | =Area II Portion
Area III Projects: | [58 empty] | 0 | =Area II+III Portions
New Canal - Southampton Cable | 2023 |  |  | 0 | 4.5863 | 4.5863 | 4.5863 | 4.5863 | 4.5863 | 4.5863 | -0.88999 | -0.88999 | -0.88999 | -0.88999 | -0.88999 | -0.88999 | -0.88999 | -0.88999 | -0.88999 | -0.88999 | -0.88999 | -0.88999 | -0.88999 | -0.88999 | -0.88999 | -0.88999 | -0.88999 | -0.88999 | -0.88999 | -0.88999 | -0.88999 | -0.88999 | -0.88999 | -0.88999 | -0.88999 | -0.88999 | -0.88999 | -0.88999 | -0.88999 | -5.4763 | -5.4763 | -5.4763 | -5.4763 | -5.4763 | -5.4763 | 0 | 0 | 0 | 0 | 0 | 0 | 0 |  |  | 8.9667 |  | 0 | 0 | 0
Upgrade Wildwood - Riverhead to 138 kV | 2022 |  |  | 0 | 0.93922 | 0.93922 | 0.93922 | 0.93922 | 0.93922 | -0.14959 | -0.14959 | -0.14959 | -0.14959 | -0.14959 | -0.14959 | -0.14959 | -0.14959 | -0.14959 | -0.14959 | -0.14959 | -0.14959 | -0.14959 | -0.14959 | -0.14959 | -0.14959 | -0.14959 | -0.14959 | -0.14959 | -0.14959 | -0.14959 | -0.14959 | -0.14959 | -0.14959 | -0.14959 | -0.14959 | -0.14959 | -0.14959 | -0.14959 | -0.14959 | -1.0888 | -1.0888 | -1.0888 | -1.0888 | -1.0888 | 0 | 0 | 0 | 0 | 0 | 0 | 0 | 0 |  |  | 1.5483 |  | 0 | 0 | 0
Bridgehampton - Buell New 69 kV UG Cable | 2023 |  |  | 0 | 4.0496 | 4.0496 | 4.0496 | 4.0496 | 4.0496 | 4.0496 | -0.78584 | -0.78584 | -0.78584 | -0.78584 | -0.78584 | -0.78584 | -0.78584 | -0.78584 | -0.78584 | -0.78584 | -0.78584 | -0.78584 | -0.78584 | -0.78584 | -0.78584 | -0.78584 | -0.78584 | -0.78584 | -0.78584 | -0.78584 | -0.78584 | -0.78584 | -0.78584 | -0.78584 | -0.78584 | -0.78584 | -0.78584 | -0.78584 | -0.78584 | -4.8355 | -4.8355 | -4.8355 | -4.8355 | -4.8355 | -4.8355 | 0 | 0 | 0 | 0 | 0 | 0 | 0 |  |  | 7.9174 |  | 0 | 0 | 0
Canal - Wainscott New 138 kV UG Cable | 2028 |  |  | 0 | 0 | 0 | 0 | 0 | 0 | 38.957 | 38.957 | 38.957 | 38.957 | 38.957 | 38.957 | -7.5597 | -7.5597 | -7.5597 | -7.5597 | -7.5597 | -7.5597 | -7.5597 | -7.5597 | -7.5597 | -7.5597 | -7.5597 | -7.5597 | -7.5597 | -7.5597 | -7.5597 | -7.5597 | -7.5597 | -7.5597 | -7.5597 | -7.5597 | -7.5597 | -7.5597 | -7.5597 | -7.5597 | -7.5597 | -7.5597 | -7.5597 | -7.5597 | -7.5597 | -46.5167 | -46.5167 | -46.5167 | -46.5167 | -46.5167 | -46.5167 | 0 | 0 |  |  | 58.276 |  | 58.276 | 925015.732 | 0
[59 empty] | 0 | =Area III Portion
Total - Area 2 Proposal, $Millions (unadjusted) |  |  |  | 0 | 0 | 0 | 0 | 18.2337 | 18.2337 | 57.1907 | 57.1907 | 57.1907 | 57.1907 | 35.4187 | 35.4187 | -11.098 | -11.098 | -11.098 | -11.098 | -11.098 | -11.098 | -11.098 | -11.098 | -11.098 | -11.098 | -11.098 | -11.098 | -11.098 | -11.098 | -11.098 | -11.098 | -11.098 | -11.098 | -11.098 | -11.098 | -11.098 | -11.098 | -11.098 | -11.098 | -11.098 | -11.098 | -11.098 | -29.3317 | -29.3317 | -68.2887 | -68.2887 | -68.2887 | -68.2887 | -46.5167 | -46.5167 | 0 | 0 |  |  | 88.6348 |  |  | 1557490.7777 | 0
$/MW-yr |  |  |  | 0 | 0 | 0 | 0 | 379869.2372 | 379869.2372 | 998234.0488 | 998234.0488 | 998234.0488 | 998234.0488 | 544650.3137 | 544650.3137 | -193709.6096 | -193709.6096 | -193709.6096 | -193709.6096 | -193709.6096 | -193709.6096 | -193709.6096 | -193709.6096 | -193709.6096 | -193709.6096 | -193709.6096 | -193709.6096 | -193709.6096 | -193709.6096 | -193709.6096 | -193709.6096 | -193709.6096 | -193709.6096 | -193709.6096 | -193709.6096 | -193709.6096 | -193709.6096 | -193709.6096 | -193709.6096 | -193709.6096 | -193709.6096 | -193709.6096 | -573578.8469 | -573578.8469 | -1191943.6585 | -1191943.6585 | -1191943.6585 | -1191943.6585 | -738359.9234 | -738359.9234 | 0 | 0
$Millions (adjusted) |  |  |  | 0 | 0 | 0 | 0 | 0 | 0 | 0 | 0 | 0 | 0 | 0 | 0 | 0 | 0 | 0 | 0 | 0 | 0 | 0 | 0 | 0 | 0 | 0 | 0 | 0 | 0 | 0 | 0 | 0 | 0 | 0 | 0 | 0 | 0 | 0 | 0 | 0 | 0 | 0 | 0 | 0 | 0 | 0 | 0 | 0 | 0 | 0 | 0 | 0 |  |  | 0
Annual Avoided Costs for Deferrals - Area 3 Proposal: (see note*) | Deferral Year |  |  | 2016 | 2017 | 2018 | 2019 | 2020 | 2021 | 2022 | 2023 | 2024 | 2025 | 2026 | 2027 | 2028 | 2029 | 2030 | 2031 | 2032 | 2033 | 2034 | 2035 | 2036 | 2037 | 2038 | 2039 | 2040 | 2041 | 2042 | 2043 | 2044 | 2045 | 2046 | 2047 | 2048 | 2049 | 2050 | 2051 | 2052 | 2053 | 2054 | 2055 | 2056 | 2057 | 2058 | 2059 | 2060 | 2061 | 2062 | 2063 | 2064 |  |  | Differential NPV $M |  | Differential NPV $M (adjusted for COD of Selected Project) | Differntial NPV $/MW | NPV of Transmission Avoided Costs for Selected Project
Area I Projects:
Amagansett Conversion 33 kV | 2030 |  |  | 0 | 0 | 0 | 0 | 0 | 0 | 0 | 0 | 0 | 0 | 0 | 0 | 0 | 0 | 0 | 0 | 0 | 0 | 0 | 0 | 0 | 0 | 0 | 0 | 0 | 0 | 0 | 0 | 0 | 0 | 0 | 0 | 0 | 0 | 0 | 0 | 0 | 0 | 0 | 0 | 0 | 0 | 0 | 0 | 0 | 0 | 0 | 0 | 0 |  |  | 0 |  | 0 | 0 | 0
East Hampton Conversion 33 kV | 2030 |  |  | 0 | 0 | 0 | 0 | 0 | 0 | 0 | 0 | 0 | 0 | 0 | 0 | 0 | 0 | 0 | 0 | 0 | 0 | 0 | 0 | 0 | 0 | 0 | 0 | 0 | 0 | 0 | 0 | 0 | 0 | 0 | 0 | 0 | 0 | 0 | 0 | 0 | 0 | 0 | 0 | 0 | 0 | 0 | 0 | 0 | 0 | 0 | 0 | 0 |  |  | 0 |  | 0 | 0 | 0
Buell Conversion 33 kV | 2030 |  |  | 0 | 0 | 0 | 0 | 0 | 0 | 0 | 0 | 0 | 0 | 0 | 0 | 0 | 0 | 0 | 0 | 0 | 0 | 0 | 0 | 0 | 0 | 0 | 0 | 0 | 0 | 0 | 0 | 0 | 0 | 0 | 0 | 0 | 0 | 0 | 0 | 0 | 0 | 0 | 0 | 0 | 0 | 0 | 0 | 0 | 0 | 0 | 0 | 0 |  |  | 0 |  | 0 | 0 | 0
Hither Hills Conversion to 33 kV | 2030 |  |  | 0 | 0 | 0 | 0 | 0 | 0 | 0 | 0 | 0 | 0 | 0 | 0 | 0 | 0 | 0 | 0 | 0 | 0 | 0 | 0 | 0 | 0 | 0 | 0 | 0 | 0 | 0 | 0 | 0 | 0 | 0 | 0 | 0 | 0 | 0 | 0 | 0 | 0 | 0 | 0 | 0 | 0 | 0 | 0 | 0 | 0 | 0 | 0 | 0 |  |  | 0 |  | 0 | 0 | 0
Culloden Pt Conversion to 33 kV | 2030 |  |  | 0 | 0 | 0 | 0 | 0 | 0 | 0 | 0 | 0 | 0 | 0 | 0 | 0 | 0 | 0 | 0 | 0 | 0 | 0 | 0 | 0 | 0 | 0 | 0 | 0 | 0 | 0 | 0 | 0 | 0 | 0 | 0 | 0 | 0 | 0 | 0 | 0 | 0 | 0 | 0 | 0 | 0 | 0 | 0 | 0 | 0 | 0 | 0 | 0 |  |  | 0 |  | 0 | 0 | 0
[59 empty] | 0 | =Area I Portion
Area II Projects: | [58 empty] | 4745330.7052 | =Area I+II+III Portions
Riverhead Canal 2nd Line and Bank | 2026 |  |  | 0 | 0 | 0 | 0 | 0 | 0 | 0 | 0 | 0 | 0 | 0 | 0 | 0 | 0 | 0 | 0 | 0 | 0 | 0 | 0 | 0 | 0 | 0 | 0 | 0 | 0 | 0 | 0 | 0 | 0 | 0 | 0 | 0 | 0 | 0 | 0 | 0 | 0 | 0 | 0 | 0 | 0 | 0 | 0 | 0 | 0 | 0 | 0 | 0 |  |  | 0 |  | 0 | 0 | 0
[59 empty] | 0 | =Area II Portion
Area III Projects: | [58 empty] | 4745330.7052 | =Area II+III Portions
New Canal - Southampton Cable | 2023 |  |  | 0 | 4.5863 | 4.5863 | 4.5863 | 4.5863 | 4.5863 | 4.5863 | -0.88999 | -0.88999 | -0.88999 | -0.88999 | -0.88999 | -0.88999 | -0.88999 | -0.88999 | -0.88999 | -0.88999 | -0.88999 | -0.88999 | -0.88999 | -0.88999 | -0.88999 | -0.88999 | -0.88999 | -0.88999 | -0.88999 | -0.88999 | -0.88999 | -0.88999 | -0.88999 | -0.88999 | -0.88999 | -0.88999 | -0.88999 | -0.88999 | -0.88999 | -5.4763 | -5.4763 | -5.4763 | -5.4763 | -5.4763 | -5.4763 | 0 | 0 | 0 | 0 | 0 | 0 | 0 |  |  | 8.9667 |  | 0 | 0 | 0
Upgrade Wildwood - Riverhead to 138 kV | 2022 |  |  | 0 | 0.93922 | 0.93922 | 0.93922 | 0.93922 | 0.93922 | -0.14959 | -0.14959 | -0.14959 | -0.14959 | -0.14959 | -0.14959 | -0.14959 | -0.14959 | -0.14959 | -0.14959 | -0.14959 | -0.14959 | -0.14959 | -0.14959 | -0.14959 | -0.14959 | -0.14959 | -0.14959 | -0.14959 | -0.14959 | -0.14959 | -0.14959 | -0.14959 | -0.14959 | -0.14959 | -0.14959 | -0.14959 | -0.14959 | -0.14959 | -0.14959 | -1.0888 | -1.0888 | -1.0888 | -1.0888 | -1.0888 | 0 | 0 | 0 | 0 | 0 | 0 | 0 | 0 |  |  | 1.5483 |  | 0 | 0 | 0
Bridgehampton - Buell New 69 kV UG Cable | 2023 |  |  | 0 | 4.0496 | 4.0496 | 4.0496 | 4.0496 | 4.0496 | 4.0496 | -0.78584 | -0.78584 | -0.78584 | -0.78584 | -0.78584 | -0.78584 | -0.78584 | -0.78584 | -0.78584 | -0.78584 | -0.78584 | -0.78584 | -0.78584 | -0.78584 | -0.78584 | -0.78584 | -0.78584 | -0.78584 | -0.78584 | -0.78584 | -0.78584 | -0.78584 | -0.78584 | -0.78584 | -0.78584 | -0.78584 | -0.78584 | -0.78584 | -0.78584 | -4.8355 | -4.8355 | -4.8355 | -4.8355 | -4.8355 | -4.8355 | 0 | 0 | 0 | 0 | 0 | 0 | 0 |  |  | 7.9174 |  | 0 | 0 | 0
Canal - Wainscott New 138 kV UG Cable | 2028 |  |  | 0 | 0 | 0 | 0 | 0 | 0 | 38.957 | 38.957 | 38.957 | 38.957 | 38.957 | 38.957 | -7.5597 | -7.5597 | -7.5597 | -7.5597 | -7.5597 | -7.5597 | -7.5597 | -7.5597 | -7.5597 | -7.5597 | -7.5597 | -7.5597 | -7.5597 | -7.5597 | -7.5597 | -7.5597 | -7.5597 | -7.5597 | -7.5597 | -7.5597 | -7.5597 | -7.5597 | -7.5597 | -7.5597 | -7.5597 | -7.5597 | -7.5597 | -7.5597 | -7.5597 | -46.5167 | -46.5167 | -46.5167 | -46.5167 | -46.5167 | -46.5167 | 0 | 0 |  |  | 58.276 |  | 58.276 | 925015.732 | 4745330.7052
[59 empty] | 4745330.7052 | =Area III Portion
Total - Area 3 Proposal, $Millions (unadjusted) |  |  |  | 0 | 9.5752 | 9.5752 | 9.5752 | 9.5752 | 9.5752 | 47.4434 | 37.1316 | 37.1316 | 37.1316 | 37.1316 | 37.1316 | -9.3851 | -9.3851 | -9.3851 | -9.3851 | -9.3851 | -9.3851 | -9.3851 | -9.3851 | -9.3851 | -9.3851 | -9.3851 | -9.3851 | -9.3851 | -9.3851 | -9.3851 | -9.3851 | -9.3851 | -9.3851 | -9.3851 | -9.3851 | -9.3851 | -9.3851 | -9.3851 | -9.3851 | -18.9603 | -18.9603 | -18.9603 | -18.9603 | -18.9603 | -56.8285 | -46.5167 | -46.5167 | -46.5167 | -46.5167 | -46.5167 | 0 | 0 |  |  | 76.7083 |  |  | 925015.732 | 4745330.7052
$/MW-yr |  |  |  | 0 | 0 | 0 | 0 | 0 | 0 | 618364.8116 | 618364.8116 | 618364.8116 | 618364.8116 | 618364.8116 | 618364.8116 | -119995.1118 | -119995.1118 | -119995.1118 | -119995.1118 | -119995.1118 | -119995.1118 | -119995.1118 | -119995.1118 | -119995.1118 | -119995.1118 | -119995.1118 | -119995.1118 | -119995.1118 | -119995.1118 | -119995.1118 | -119995.1118 | -119995.1118 | -119995.1118 | -119995.1118 | -119995.1118 | -119995.1118 | -119995.1118 | -119995.1118 | -119995.1118 | -119995.1118 | -119995.1118 | -119995.1118 | -119995.1118 | -119995.1118 | -738359.9234 | -738359.9234 | -738359.9234 | -738359.9234 | -738359.9234 | -738359.9234 | 0 | 0
$Millions (adjusted) |  |  |  | 0 | 0 | 0 | 0 | 0 | 0 | 3.1722 | 3.1722 | 3.1722 | 3.1722 | 3.1722 | 3.1722 | -0.61557 | -0.61557 | -0.61557 | -0.61557 | -0.61557 | -0.61557 | -0.61557 | -0.61557 | -0.61557 | -0.61557 | -0.61557 | -0.61557 | -0.61557 | -0.61557 | -0.61557 | -0.61557 | -0.61557 | -0.61557 | -0.61557 | -0.61557 | -0.61557 | -0.61557 | -0.61557 | -0.61557 | -0.61557 | -0.61557 | -0.61557 | -0.61557 | -0.61557 | -3.7878 | -3.7878 | -3.7878 | -3.7878 | -3.7878 | -3.7878 | 0 | 0 |  |  | 4745.3307
Discount Factor (Relative to 1/1/2016) = |  |  |  | 0.94787 | 0.89845 | 0.85161 | 0.80722 | 0.76513 | 0.72525 | 0.68744 | 0.6516 | 0.61763 | 0.58543 | 0.55491 | 0.52598 | 0.49856 | 0.47257 | 0.44793 | 0.42458 | 0.40245 | 0.38147 | 0.36158 | 0.34273 | 0.32486 | 0.30793 | 0.29187 | 0.27666 | 0.26223 | 0.24856 | 0.2356 | 0.22332 | 0.21168 | 0.20064 | 0.19018 | 0.18027 | 0.17087 | 0.16196 | 0.15352 | 0.14552 | 0.13793 | 0.13074 | 0.12392 | 0.11746 | 0.11134 | 0.10554 | 0.10003 | 0.094818 | 0.089875 | 0.08519 | 0.080748 | 0.076539 | 0.072549
* Note: A positive (+) avoided cost in a given year represents a cost savings relative to not having a transmission project deferral.
Note on BH17: Todd Kantarek: Interconnection at Deerfield Sub - dist'n side. Added 2.6% transmission loss factor.

## PhII (LIE200-9MW)
Version |  | Based on PSEGLI file: "East End Utility 2_0_Economics_2014_10_13_r28_Sargent_Lundy.xlsx"
Annual Revenue Requirements (Millions of $s)
1) Reference (Transmission only) Case
Project | I/S Year | Investor | Capital (2015$s) | 2016 | 2017 | 2018 | 2019 | 2020 | 2021 | 2022 | 2023 | 2024 | 2025 | 2026 | 2027 | 2028 | 2029 | 2030 | 2031 | 2032 | 2033 | 2034 | 2035 | 2036 | 2037 | 2038 | 2039 | 2040 | 2041 | 2042 | 2043 | 2044 | 2045 | 2046 | 2047 | 2048 | 2049 | 2050 | 2051 | 2052 | 2053 | 2054 | 2055 | 2056 | 2057 | 2058 | 2059 | 2060 | 2061 | 2062 | 2063 | 2064 |  | NPV |  | Proposal Number = | LIE200
Transmission Reinforcement I | 2017 | PSEGLI | 93.4 | 0 | 11.3926 | 11.3926 | 11.3926 | 11.3926 | 11.3926 | 11.3926 | 11.3926 | 11.3926 | 11.3926 | 11.3926 | 11.3926 | 11.3926 | 11.3926 | 11.3926 | 11.3926 | 11.3926 | 11.3926 | 11.3926 | 11.3926 | 11.3926 | 11.3926 | 11.3926 | 11.3926 | 11.3926 | 11.3926 | 11.3926 | 11.3926 | 11.3926 | 11.3926 | 11.3926 | 11.3926 | 11.3926 | 11.3926 | 11.3926 | 11.3926 | [13 empty] | 35 | 166.1982 |  | Proposer Name = | LI Energy Storage System LLC
Transmission Reinforcement II | 2018 | PSEGLI | 4.8 | 0 | 0 | 0.60305 | 0.60305 | 0.60305 | 0.60305 | 0.60305 | 0.60305 | 0.60305 | 0.60305 | 0.60305 | 0.60305 | 0.60305 | 0.60305 | 0.60305 | 0.60305 | 0.60305 | 0.60305 | 0.60305 | 0.60305 | 0.60305 | 0.60305 | 0.60305 | 0.60305 | 0.60305 | 0.60305 | 0.60305 | 0.60305 | 0.60305 | 0.60305 | 0.60305 | 0.60305 | 0.60305 | 0.60305 | 0.60305 | 0.60305 | 0.60305 | [12 empty] | 35 | 8.3388 |  | Proposal/Project = | Deerfield Energy Storage System
Transmission Reinforcement III | 2019 | PSEGLI | 2.8 | 0 | 0 | 0 | 0.36233 | 0.36233 | 0.36233 | 0.36233 | 0.36233 | 0.36233 | 0.36233 | 0.36233 | 0.36233 | 0.36233 | 0.36233 | 0.36233 | 0.36233 | 0.36233 | 0.36233 | 0.36233 | 0.36233 | 0.36233 | 0.36233 | 0.36233 | 0.36233 | 0.36233 | 0.36233 | 0.36233 | 0.36233 | 0.36233 | 0.36233 | 0.36233 | 0.36233 | 0.36233 | 0.36233 | 0.36233 | 0.36233 | 0.36233 | 0.36233 | [11 empty] | 35 | 4.7491 |  | Option Number = | 2
Transmission Reinforcement IV | 2020 | PSEGLI | 136.8 | 0 | 0 | 0 | 0 | 18.2337 | 18.2337 | 18.2337 | 18.2337 | 18.2337 | 18.2337 | 18.2337 | 18.2337 | 18.2337 | 18.2337 | 18.2337 | 18.2337 | 18.2337 | 18.2337 | 18.2337 | 18.2337 | 18.2337 | 18.2337 | 18.2337 | 18.2337 | 18.2337 | 18.2337 | 18.2337 | 18.2337 | 18.2337 | 18.2337 | 18.2337 | 18.2337 | 18.2337 | 18.2337 | 18.2337 | 18.2337 | 18.2337 | 18.2337 | 18.2337 | [10 empty] | 35 | 226.5269 |  | Location = | 3
Transmission Reinforcement V | 2022 | PSEGLI | 275.5 | 0 | 0 | 0 | 0 | 0 | 0 | 38.957 | 38.957 | 38.957 | 38.957 | 38.957 | 38.957 | 38.957 | 38.957 | 38.957 | 38.957 | 38.957 | 38.957 | 38.957 | 38.957 | 38.957 | 38.957 | 38.957 | 38.957 | 38.957 | 38.957 | 38.957 | 38.957 | 38.957 | 38.957 | 38.957 | 38.957 | 38.957 | 38.957 | 38.957 | 38.957 | 38.957 | 38.957 | 38.957 | 38.957 | 38.957 | [8 empty] | 35 | 434.8353 |  | Technology = | Battery Storage
[56 empty] | Interconnection Points = | Deerfield - 13kV
Total |  |  | 513.3 | 0 | 11.3926 | 11.9957 | 12.358 | 30.5918 | 30.5918 | 69.5487 | 69.5487 | 69.5487 | 69.5487 | 69.5487 | 69.5487 | 69.5487 | 69.5487 | 69.5487 | 69.5487 | 69.5487 | 69.5487 | 69.5487 | 69.5487 | 69.5487 | 69.5487 | 69.5487 | 69.5487 | 69.5487 | 69.5487 | 69.5487 | 69.5487 | 69.5487 | 69.5487 | 69.5487 | 69.5487 | 69.5487 | 69.5487 | 69.5487 | 69.5487 | 58.1561 | 57.553 | 57.1907 | 38.957 | 38.957 | 0 | 0 | 0 | 0 | 0 | 0 | 0 | 0 |  | 840.6482 |  | Loss Factor = | 1.026
2016 NPV @ 5.5%, thru 2035 |  |  |  | 2016: 559.7216
2016 NPV @ 5.5%, thru 2056 |  |  |  | 2016: 840.6482 |  |  |  | MW Required by 2022 (cap) = | 15 | 33 | 15 | Output: NPV of Transmission Avoided Costs for Selected Project (see note*)
[57 empty] | Selected Project Inputs - Area 1 Portion | Selected Project Inputs - Area 2 Portion | Selected Project Inputs - Area 3 Portion | Area 1 | Area 2 | Area 3 | Total | check
[56 empty] | Project kW = | 0 | 0 | 9234
[55 empty] | Capped kW = | 9234 | 0 | 0 | 9234
[56 empty] | Project Area (1, 2, or 3) = | 1 | 2 | 3
[56 empty] | Proportion of Peak Hours Covered = | 100% | 100% | 100%
[55 empty] | Project COD = | 2018
[55 empty] | Effective kW = | 9234 |  |  |  | 0 | 0 | 8541595.2693 | 8541595.2693
[60 empty] | check | check | check
| I/S Year |  | Capital (2015$s) | 2016 | 2017 | 2018 | 2019 | 2020 | 2021 | 2022 | 2023 | 2024 | 2025 | 2026 | 2027 | 2028 | 2029 | 2030 | 2031 | 2032 | 2033 | 2034 | 2035 | 2036 | 2037 | 2038 | 2039 | 2040 | 2041 | 2042 | 2043 | 2044 | 2045 | 2046 | 2047 | 2048 | 2049 | 2050 | 2051 | 2052 | 2053 | 2054 | 2055 | 2056 | 2057 | 2058 | 2059 | 2060 | 2061 | 2062 | 2063 | 2064 |  | MW Required by 2022 | NPV Base $M | Differential NPV $M | Differential NPV $M (adjusted for COD of Selected Project) | Differntial NPV $/MW | NPV of Transmission Avoided Costs for Selected Project
Area I Projects: | [53 empty] | 15
Amagansett Conversion 33 kV | 2017 |  | 8 | 0 | 0.97582 | 0.97582 | 0.97582 | 0.97582 | 0.97582 | 0.97582 | 0.97582 | 0.97582 | 0.97582 | 0.97582 | 0.97582 | 0.97582 | 0.97582 | 0.97582 | 0.97582 | 0.97582 | 0.97582 | 0.97582 | 0.97582 | 0.97582 | 0.97582 | 0.97582 | 0.97582 | 0.97582 | 0.97582 | 0.97582 | 0.97582 | 0.97582 | 0.97582 | 0.97582 | 0.97582 | 0.97582 | 0.97582 | 0.97582 | 0.97582 | [13 empty] | 35 |  | 14.2354
East Hampton Conversion 33 kV | 2017 |  | 3.2 | 0 | 0.39033 | 0.39033 | 0.39033 | 0.39033 | 0.39033 | 0.39033 | 0.39033 | 0.39033 | 0.39033 | 0.39033 | 0.39033 | 0.39033 | 0.39033 | 0.39033 | 0.39033 | 0.39033 | 0.39033 | 0.39033 | 0.39033 | 0.39033 | 0.39033 | 0.39033 | 0.39033 | 0.39033 | 0.39033 | 0.39033 | 0.39033 | 0.39033 | 0.39033 | 0.39033 | 0.39033 | 0.39033 | 0.39033 | 0.39033 | 0.39033 | [13 empty] | 35 |  | 5.6942
Buell Conversion 33 kV | 2017 |  | 3.7 | 0 | 0.45131 | 0.45131 | 0.45131 | 0.45131 | 0.45131 | 0.45131 | 0.45131 | 0.45131 | 0.45131 | 0.45131 | 0.45131 | 0.45131 | 0.45131 | 0.45131 | 0.45131 | 0.45131 | 0.45131 | 0.45131 | 0.45131 | 0.45131 | 0.45131 | 0.45131 | 0.45131 | 0.45131 | 0.45131 | 0.45131 | 0.45131 | 0.45131 | 0.45131 | 0.45131 | 0.45131 | 0.45131 | 0.45131 | 0.45131 | 0.45131 | [13 empty] | 35 |  | 6.5839
Hither Hills Conversion to 33 kV | 2018 |  | 4.8 | 0 | 0 | 0.60305 | 0.60305 | 0.60305 | 0.60305 | 0.60305 | 0.60305 | 0.60305 | 0.60305 | 0.60305 | 0.60305 | 0.60305 | 0.60305 | 0.60305 | 0.60305 | 0.60305 | 0.60305 | 0.60305 | 0.60305 | 0.60305 | 0.60305 | 0.60305 | 0.60305 | 0.60305 | 0.60305 | 0.60305 | 0.60305 | 0.60305 | 0.60305 | 0.60305 | 0.60305 | 0.60305 | 0.60305 | 0.60305 | 0.60305 | 0.60305 | [12 empty] | 35 |  | 8.3388
Culloden Pt Conversion to 33 kV | 2019 |  | 2.8 | 0 | 0 | 0 | 0.36233 | 0.36233 | 0.36233 | 0.36233 | 0.36233 | 0.36233 | 0.36233 | 0.36233 | 0.36233 | 0.36233 | 0.36233 | 0.36233 | 0.36233 | 0.36233 | 0.36233 | 0.36233 | 0.36233 | 0.36233 | 0.36233 | 0.36233 | 0.36233 | 0.36233 | 0.36233 | 0.36233 | 0.36233 | 0.36233 | 0.36233 | 0.36233 | 0.36233 | 0.36233 | 0.36233 | 0.36233 | 0.36233 | 0.36233 | 0.36233 | [11 empty] | 35 |  | 4.7491
No Deferral |  |  | 22.5 |  | 1.8175 | 2.4205 | 2.7828 | 2.7828 | 2.7828 | 2.7828 | 2.7828 | 2.7828 | 2.7828 | 2.7828 | 2.7828 | 2.7828 | 2.7828 | 2.7828 | 2.7828 | 2.7828 | 2.7828 | 2.7828 | 2.7828 | 2.7828 | 2.7828 | 2.7828 | 2.7828 | 2.7828 | 2.7828 | 2.7828 | 2.7828 | 2.7828 | 2.7828 | 2.7828 | 2.7828 | 2.7828 | 2.7828 | 2.7828 | 2.7828 | 0.96539 | 0.36233 | 0 | 0 | 0 | [10 empty] | 39.6013
Amagansett Conversion 33 kV | 2030 |  | 8 | [14 empty] | 1.433 | 1.433 | 1.433 | 1.433 | 1.433 | 1.433 | 1.433 | 1.433 | 1.433 | 1.433 | 1.433 | 1.433 | 1.433 | 1.433 | 1.433 | 1.433 | 1.433 | 1.433 | 1.433 | 1.433 | 1.433 | 1.433 | 1.433 | 1.433 | 1.433 | 1.433 | 1.433 | 1.433 | 1.433 | 1.433 | 1.433 | 1.433 | 1.433 | 1.433 | 1.433 | 35 |  | 10.4225 | 3.8129 | 0 | 0 | 0
East Hampton Conversion 33 kV | 2030 |  | 3.2 | [14 empty] | 0.57321 | 0.57321 | 0.57321 | 0.57321 | 0.57321 | 0.57321 | 0.57321 | 0.57321 | 0.57321 | 0.57321 | 0.57321 | 0.57321 | 0.57321 | 0.57321 | 0.57321 | 0.57321 | 0.57321 | 0.57321 | 0.57321 | 0.57321 | 0.57321 | 0.57321 | 0.57321 | 0.57321 | 0.57321 | 0.57321 | 0.57321 | 0.57321 | 0.57321 | 0.57321 | 0.57321 | 0.57321 | 0.57321 | 0.57321 | 0.57321 | 35 |  | 4.169 | 1.5252 | 0 | 0 | 0
Buell Conversion 33 kV | 2030 |  | 3.7 | [14 empty] | 0.66277 | 0.66277 | 0.66277 | 0.66277 | 0.66277 | 0.66277 | 0.66277 | 0.66277 | 0.66277 | 0.66277 | 0.66277 | 0.66277 | 0.66277 | 0.66277 | 0.66277 | 0.66277 | 0.66277 | 0.66277 | 0.66277 | 0.66277 | 0.66277 | 0.66277 | 0.66277 | 0.66277 | 0.66277 | 0.66277 | 0.66277 | 0.66277 | 0.66277 | 0.66277 | 0.66277 | 0.66277 | 0.66277 | 0.66277 | 0.66277 | 35 |  | 4.8204 | 1.7635 | 0 | 0 | 0
Hither Hills Conversion to 33 kV | 2030 |  | 4.8 | [14 empty] | 0.85981 | 0.85981 | 0.85981 | 0.85981 | 0.85981 | 0.85981 | 0.85981 | 0.85981 | 0.85981 | 0.85981 | 0.85981 | 0.85981 | 0.85981 | 0.85981 | 0.85981 | 0.85981 | 0.85981 | 0.85981 | 0.85981 | 0.85981 | 0.85981 | 0.85981 | 0.85981 | 0.85981 | 0.85981 | 0.85981 | 0.85981 | 0.85981 | 0.85981 | 0.85981 | 0.85981 | 0.85981 | 0.85981 | 0.85981 | 0.85981 | 35 |  | 6.2535 | 2.0853 | 2.0853 | 139022.8879 | 1283737.3471
Culloden Pt Conversion to 33 kV | 2030 |  | 2.8 | [14 empty] | 0.50156 | 0.50156 | 0.50156 | 0.50156 | 0.50156 | 0.50156 | 0.50156 | 0.50156 | 0.50156 | 0.50156 | 0.50156 | 0.50156 | 0.50156 | 0.50156 | 0.50156 | 0.50156 | 0.50156 | 0.50156 | 0.50156 | 0.50156 | 0.50156 | 0.50156 | 0.50156 | 0.50156 | 0.50156 | 0.50156 | 0.50156 | 0.50156 | 0.50156 | 0.50156 | 0.50156 | 0.50156 | 0.50156 | 0.50156 | 0.50156 | 35 |  | 3.6479 | 1.1012 | 1.1012 | 73412.135 | 677887.6546
Deferral to Indicated Year |  |  | 22.5 | [6 empty] | 0 | 0 | 0 | 0 | 0 | 0 | 0 | 0 | 4.0304 | 4.0304 | 4.0304 | 4.0304 | 4.0304 | 4.0304 | 4.0304 | 4.0304 | 4.0304 | 4.0304 | 4.0304 | 4.0304 | 4.0304 | 4.0304 | 4.0304 | 4.0304 | 4.0304 | 4.0304 | 4.0304 | 4.0304 | 4.0304 | 4.0304 | 4.0304 | 4.0304 | 4.0304 | 4.0304 | 4.0304 | 4.0304 | 4.0304 | 4.0304 | 4.0304 | 4.0304 | 4.0304 | 4.0304 | 4.0304 | 35 |  | 29.3132 | 10.2881 | 3.1865 | 212435.0229 | 1961625.0018 | =Area I Portion
[59 empty] | 16343494.8431 | =Area I+II+III Portions
Annual Avoided Costs for Deferral to Indicated Year:
Amagansett Conversion 33 kV | 2030 |  |  | 0 | 0.97582 | 0.97582 | 0.97582 | 0.97582 | 0.97582 | 0.97582 | 0.97582 | 0.97582 | 0.97582 | 0.97582 | 0.97582 | 0.97582 | 0.97582 | -0.4572 | -0.4572 | -0.4572 | -0.4572 | -0.4572 | -0.4572 | -0.4572 | -0.4572 | -0.4572 | -0.4572 | -0.4572 | -0.4572 | -0.4572 | -0.4572 | -0.4572 | -0.4572 | -0.4572 | -0.4572 | -0.4572 | -0.4572 | -0.4572 | -0.4572 | -1.433 | -1.433 | -1.433 | -1.433 | -1.433 | -1.433 | -1.433 | -1.433 | -1.433 | -1.433 | -1.433 | -1.433 | -1.433 | 35 |  |  | 3.8129
East Hampton Conversion 33 kV | 2030 |  |  | 0 | 0.39033 | 0.39033 | 0.39033 | 0.39033 | 0.39033 | 0.39033 | 0.39033 | 0.39033 | 0.39033 | 0.39033 | 0.39033 | 0.39033 | 0.39033 | -0.18288 | -0.18288 | -0.18288 | -0.18288 | -0.18288 | -0.18288 | -0.18288 | -0.18288 | -0.18288 | -0.18288 | -0.18288 | -0.18288 | -0.18288 | -0.18288 | -0.18288 | -0.18288 | -0.18288 | -0.18288 | -0.18288 | -0.18288 | -0.18288 | -0.18288 | -0.57321 | -0.57321 | -0.57321 | -0.57321 | -0.57321 | -0.57321 | -0.57321 | -0.57321 | -0.57321 | -0.57321 | -0.57321 | -0.57321 | -0.57321 | 35 |  |  | 1.5252
Buell Conversion 33 kV | 2030 |  |  | 0 | 0.45131 | 0.45131 | 0.45131 | 0.45131 | 0.45131 | 0.45131 | 0.45131 | 0.45131 | 0.45131 | 0.45131 | 0.45131 | 0.45131 | 0.45131 | -0.21146 | -0.21146 | -0.21146 | -0.21146 | -0.21146 | -0.21146 | -0.21146 | -0.21146 | -0.21146 | -0.21146 | -0.21146 | -0.21146 | -0.21146 | -0.21146 | -0.21146 | -0.21146 | -0.21146 | -0.21146 | -0.21146 | -0.21146 | -0.21146 | -0.21146 | -0.66277 | -0.66277 | -0.66277 | -0.66277 | -0.66277 | -0.66277 | -0.66277 | -0.66277 | -0.66277 | -0.66277 | -0.66277 | -0.66277 | -0.66277 | 35 |  |  | 1.7635
Hither Hills Conversion to 33 kV | 2030 |  |  | 0 | 0 | 0.60305 | 0.60305 | 0.60305 | 0.60305 | 0.60305 | 0.60305 | 0.60305 | 0.60305 | 0.60305 | 0.60305 | 0.60305 | 0.60305 | -0.25676 | -0.25676 | -0.25676 | -0.25676 | -0.25676 | -0.25676 | -0.25676 | -0.25676 | -0.25676 | -0.25676 | -0.25676 | -0.25676 | -0.25676 | -0.25676 | -0.25676 | -0.25676 | -0.25676 | -0.25676 | -0.25676 | -0.25676 | -0.25676 | -0.25676 | -0.25676 | -0.85981 | -0.85981 | -0.85981 | -0.85981 | -0.85981 | -0.85981 | -0.85981 | -0.85981 | -0.85981 | -0.85981 | -0.85981 | -0.85981 | 35 |  |  | 2.0853
Culloden Pt Conversion to 33 kV | 2030 |  |  | 0 | 0 | 0 | 0.36233 | 0.36233 | 0.36233 | 0.36233 | 0.36233 | 0.36233 | 0.36233 | 0.36233 | 0.36233 | 0.36233 | 0.36233 | -0.13922 | -0.13922 | -0.13922 | -0.13922 | -0.13922 | -0.13922 | -0.13922 | -0.13922 | -0.13922 | -0.13922 | -0.13922 | -0.13922 | -0.13922 | -0.13922 | -0.13922 | -0.13922 | -0.13922 | -0.13922 | -0.13922 | -0.13922 | -0.13922 | -0.13922 | -0.13922 | -0.13922 | -0.50156 | -0.50156 | -0.50156 | -0.50156 | -0.50156 | -0.50156 | -0.50156 | -0.50156 | -0.50156 | -0.50156 | -0.50156 | 35 |  |  | 1.1012
Area II Projects: | [53 empty] | 33
Riverhead Canal 2nd Line and Bank | 2020 |  | 136.8 | 0 | 0 | 0 | 0 | 18.2337 | 18.2337 | 18.2337 | 18.2337 | 18.2337 | 18.2337 | 18.2337 | 18.2337 | 18.2337 | 18.2337 | 18.2337 | 18.2337 | 18.2337 | 18.2337 | 18.2337 | 18.2337 | 18.2337 | 18.2337 | 18.2337 | 18.2337 | 18.2337 | 18.2337 | 18.2337 | 18.2337 | 18.2337 | 18.2337 | 18.2337 | 18.2337 | 18.2337 | 18.2337 | 18.2337 | 18.2337 | 18.2337 | 18.2337 | 18.2337 | [10 empty] | 35 |  | 226.5269
No Deferral |  |  | 136.8 |  | 0 | 0 | 0 | 18.2337 | 18.2337 | 18.2337 | 18.2337 | 18.2337 | 18.2337 | 18.2337 | 18.2337 | 18.2337 | 18.2337 | 18.2337 | 18.2337 | 18.2337 | 18.2337 | 18.2337 | 18.2337 | 18.2337 | 18.2337 | 18.2337 | 18.2337 | 18.2337 | 18.2337 | 18.2337 | 18.2337 | 18.2337 | 18.2337 | 18.2337 | 18.2337 | 18.2337 | 18.2337 | 18.2337 | 18.2337 | 18.2337 | 18.2337 | 18.2337 | [10 empty] | 35 |  | 226.5269
Riverhead Canal 2nd Line and Bank | 2026 |  | 136.8 | [10 empty] | 21.772 | 21.772 | 21.772 | 21.772 | 21.772 | 21.772 | 21.772 | 21.772 | 21.772 | 21.772 | 21.772 | 21.772 | 21.772 | 21.772 | 21.772 | 21.772 | 21.772 | 21.772 | 21.772 | 21.772 | 21.772 | 21.772 | 21.772 | 21.772 | 21.772 | 21.772 | 21.772 | 21.772 | 21.772 | 21.772 | 21.772 | 21.772 | 21.772 | 21.772 | 21.772 |  |  |  |  | 35 |  | 196.1681 | 30.3588 | 30.3588 | 632475.0457 | 5840274.572
Deferral to Indicated Year |  |  | 136.8 | [6 empty] | 0 | 0 | 0 | 0 | 21.772 | 21.772 | 21.772 | 21.772 | 21.772 | 21.772 | 21.772 | 21.772 | 21.772 | 21.772 | 21.772 | 21.772 | 21.772 | 21.772 | 21.772 | 21.772 | 21.772 | 21.772 | 21.772 | 21.772 | 21.772 | 21.772 | 21.772 | 21.772 | 21.772 | 21.772 | 21.772 | 21.772 | 21.772 | 21.772 | 21.772 | 21.772 | 21.772 | 21.772 | 21.772 |  |  |  |  | 35 |  | 196.1681 | 30.3588 | 30.3588 | 632475.0457 | 5840274.572 | =Area II Portion
[59 empty] | 14381869.8413 | =Area II+III Portions
Annual Avoided Costs for Deferral to Indicated Year:
Riverhead Canal 2nd Line and Bank | 2026 |  |  | 0 | 0 | 0 | 0 | 18.2337 | 18.2337 | 18.2337 | 18.2337 | 18.2337 | 18.2337 | -3.5383 | -3.5383 | -3.5383 | -3.5383 | -3.5383 | -3.5383 | -3.5383 | -3.5383 | -3.5383 | -3.5383 | -3.5383 | -3.5383 | -3.5383 | -3.5383 | -3.5383 | -3.5383 | -3.5383 | -3.5383 | -3.5383 | -3.5383 | -3.5383 | -3.5383 | -3.5383 | -3.5383 | -3.5383 | -3.5383 | -3.5383 | -3.5383 | -3.5383 | -21.772 | -21.772 | -21.772 | -21.772 | -21.772 | -21.772 |  |  |  |  | 35 |  |  | 30.3588
0
Area III Projects: | [52 empty] | 0 | 15
New Canal - Southampton Cable | 2017 |  | 37.6 | 0 | 4.5863 | 4.5863 | 4.5863 | 4.5863 | 4.5863 | 4.5863 | 4.5863 | 4.5863 | 4.5863 | 4.5863 | 4.5863 | 4.5863 | 4.5863 | 4.5863 | 4.5863 | 4.5863 | 4.5863 | 4.5863 | 4.5863 | 4.5863 | 4.5863 | 4.5863 | 4.5863 | 4.5863 | 4.5863 | 4.5863 | 4.5863 | 4.5863 | 4.5863 | 4.5863 | 4.5863 | 4.5863 | 4.5863 | 4.5863 | 4.5863 | [13 empty] | 35 |  | 66.9063
Upgrade Wildwood - Riverhead to 138 kV | 2017 |  | 7.7 | 0 | 0.93922 | 0.93922 | 0.93922 | 0.93922 | 0.93922 | 0.93922 | 0.93922 | 0.93922 | 0.93922 | 0.93922 | 0.93922 | 0.93922 | 0.93922 | 0.93922 | 0.93922 | 0.93922 | 0.93922 | 0.93922 | 0.93922 | 0.93922 | 0.93922 | 0.93922 | 0.93922 | 0.93922 | 0.93922 | 0.93922 | 0.93922 | 0.93922 | 0.93922 | 0.93922 | 0.93922 | 0.93922 | 0.93922 | 0.93922 | 0.93922 | [13 empty] | 35 |  | 13.7016
Bridgehampton - Buell New 69 kV UG Cable | 2017 |  | 33.2 | 0 | 4.0496 | 4.0496 | 4.0496 | 4.0496 | 4.0496 | 4.0496 | 4.0496 | 4.0496 | 4.0496 | 4.0496 | 4.0496 | 4.0496 | 4.0496 | 4.0496 | 4.0496 | 4.0496 | 4.0496 | 4.0496 | 4.0496 | 4.0496 | 4.0496 | 4.0496 | 4.0496 | 4.0496 | 4.0496 | 4.0496 | 4.0496 | 4.0496 | 4.0496 | 4.0496 | 4.0496 | 4.0496 | 4.0496 | 4.0496 | 4.0496 | [13 empty] | 35 |  | 59.0769
Canal - Wainscott New 138 kV UG Cable | 2022 |  | 275.5 | 0 | 0 | 0 | 0 | 0 | 0 | 38.957 | 38.957 | 38.957 | 38.957 | 38.957 | 38.957 | 38.957 | 38.957 | 38.957 | 38.957 | 38.957 | 38.957 | 38.957 | 38.957 | 38.957 | 38.957 | 38.957 | 38.957 | 38.957 | 38.957 | 38.957 | 38.957 | 38.957 | 38.957 | 38.957 | 38.957 | 38.957 | 38.957 | 38.957 | 38.957 | 38.957 | 38.957 | 38.957 | 38.957 | 38.957 | [8 empty] | 35 |  | 434.8353
No Deferral |  |  | 354 |  | 9.5752 | 9.5752 | 9.5752 | 9.5752 | 9.5752 | 48.5322 | 48.5322 | 48.5322 | 48.5322 | 48.5322 | 48.5322 | 48.5322 | 48.5322 | 48.5322 | 48.5322 | 48.5322 | 48.5322 | 48.5322 | 48.5322 | 48.5322 | 48.5322 | 48.5322 | 48.5322 | 48.5322 | 48.5322 | 48.5322 | 48.5322 | 48.5322 | 48.5322 | 48.5322 | 48.5322 | 48.5322 | 48.5322 | 48.5322 | 48.5322 | 38.957 | 38.957 | 38.957 | 38.957 | 38.957 | [10 empty] | 574.52
New Canal - Southampton Cable | 2023 |  | 37.6 | [7 empty] | 5.4763 | 5.4763 | 5.4763 | 5.4763 | 5.4763 | 5.4763 | 5.4763 | 5.4763 | 5.4763 | 5.4763 | 5.4763 | 5.4763 | 5.4763 | 5.4763 | 5.4763 | 5.4763 | 5.4763 | 5.4763 | 5.4763 | 5.4763 | 5.4763 | 5.4763 | 5.4763 | 5.4763 | 5.4763 | 5.4763 | 5.4763 | 5.4763 | 5.4763 | 5.4763 | 5.4763 | 5.4763 | 5.4763 | 5.4763 | 5.4763 | [7 empty] | 35 |  | 57.9396 | 8.9667 | 0 | 0 | 0
Upgrade Wildwood - Riverhead to 138 kV | 2022 |  | 7.7 | [6 empty] | 1.0888 | 1.0888 | 1.0888 | 1.0888 | 1.0888 | 1.0888 | 1.0888 | 1.0888 | 1.0888 | 1.0888 | 1.0888 | 1.0888 | 1.0888 | 1.0888 | 1.0888 | 1.0888 | 1.0888 | 1.0888 | 1.0888 | 1.0888 | 1.0888 | 1.0888 | 1.0888 | 1.0888 | 1.0888 | 1.0888 | 1.0888 | 1.0888 | 1.0888 | 1.0888 | 1.0888 | 1.0888 | 1.0888 | 1.0888 | 1.0888 | [8 empty] | 35 |  | 12.1533 | 1.5483 | 0 | 0 | 0
Bridgehampton - Buell New 69 kV UG Cable | 2023 |  | 33.2 | [7 empty] | 4.8355 | 4.8355 | 4.8355 | 4.8355 | 4.8355 | 4.8355 | 4.8355 | 4.8355 | 4.8355 | 4.8355 | 4.8355 | 4.8355 | 4.8355 | 4.8355 | 4.8355 | 4.8355 | 4.8355 | 4.8355 | 4.8355 | 4.8355 | 4.8355 | 4.8355 | 4.8355 | 4.8355 | 4.8355 | 4.8355 | 4.8355 | 4.8355 | 4.8355 | 4.8355 | 4.8355 | 4.8355 | 4.8355 | 4.8355 | 4.8355 | [7 empty] | 35 |  | 51.1595 | 7.9174 | 0 | 0 | 0
Canal - Wainscott New 138 kV UG Cable | 2028 |  | 275.5 | [12 empty] | 46.5167 | 46.5167 | 46.5167 | 46.5167 | 46.5167 | 46.5167 | 46.5167 | 46.5167 | 46.5167 | 46.5167 | 46.5167 | 46.5167 | 46.5167 | 46.5167 | 46.5167 | 46.5167 | 46.5167 | 46.5167 | 46.5167 | 46.5167 | 46.5167 | 46.5167 | 46.5167 | 46.5167 | 46.5167 | 46.5167 | 46.5167 | 46.5167 | 46.5167 | 46.5167 | 46.5167 | 46.5167 | 46.5167 | 46.5167 | 46.5167 |  |  | 35 |  | 376.5593 | 58.276 | 58.276 | 925015.732 | 8541595.2693
Deferral to Indicated Year |  |  | 354 | [6 empty] | 1.0888 | 11.4006 | 11.4006 | 11.4006 | 11.4006 | 11.4006 | 57.9173 | 57.9173 | 57.9173 | 57.9173 | 57.9173 | 57.9173 | 57.9173 | 57.9173 | 57.9173 | 57.9173 | 57.9173 | 57.9173 | 57.9173 | 57.9173 | 57.9173 | 57.9173 | 57.9173 | 57.9173 | 57.9173 | 57.9173 | 57.9173 | 57.9173 | 57.9173 | 57.9173 | 57.9173 | 57.9173 | 57.9173 | 57.9173 | 57.9173 | 56.8285 | 46.5167 | 46.5167 | 46.5167 | 46.5167 | 46.5167 |  |  | 41 |  | 497.8117 | 76.7083 | 58.276 | 925015.732 | 8541595.2693 | =Area III Portion
[59 empty] | 8541595.2693 | =Area III Portion
Annual Avoided Costs for Deferral to Indicated Year:
New Canal - Southampton Cable | 2023 |  |  | 0 | 4.5863 | 4.5863 | 4.5863 | 4.5863 | 4.5863 | 4.5863 | -0.88999 | -0.88999 | -0.88999 | -0.88999 | -0.88999 | -0.88999 | -0.88999 | -0.88999 | -0.88999 | -0.88999 | -0.88999 | -0.88999 | -0.88999 | -0.88999 | -0.88999 | -0.88999 | -0.88999 | -0.88999 | -0.88999 | -0.88999 | -0.88999 | -0.88999 | -0.88999 | -0.88999 | -0.88999 | -0.88999 | -0.88999 | -0.88999 | -0.88999 | -5.4763 | -5.4763 | -5.4763 | -5.4763 | -5.4763 | -5.4763 | 0 | 0 | 0 | 0 | 0 |  |  | 35 |  |  | 8.9667
Upgrade Wildwood - Riverhead to 138 kV | 2022 |  |  | 0 | 0.93922 | 0.93922 | 0.93922 | 0.93922 | 0.93922 | -0.14959 | -0.14959 | -0.14959 | -0.14959 | -0.14959 | -0.14959 | -0.14959 | -0.14959 | -0.14959 | -0.14959 | -0.14959 | -0.14959 | -0.14959 | -0.14959 | -0.14959 | -0.14959 | -0.14959 | -0.14959 | -0.14959 | -0.14959 | -0.14959 | -0.14959 | -0.14959 | -0.14959 | -0.14959 | -0.14959 | -0.14959 | -0.14959 | -0.14959 | -0.14959 | -1.0888 | -1.0888 | -1.0888 | -1.0888 | -1.0888 | 0 | 0 | 0 | 0 | 0 | 0 |  |  | 35 |  |  | 1.5483
Bridgehampton - Buell New 69 kV UG Cable | 2023 |  |  | 0 | 4.0496 | 4.0496 | 4.0496 | 4.0496 | 4.0496 | 4.0496 | -0.78584 | -0.78584 | -0.78584 | -0.78584 | -0.78584 | -0.78584 | -0.78584 | -0.78584 | -0.78584 | -0.78584 | -0.78584 | -0.78584 | -0.78584 | -0.78584 | -0.78584 | -0.78584 | -0.78584 | -0.78584 | -0.78584 | -0.78584 | -0.78584 | -0.78584 | -0.78584 | -0.78584 | -0.78584 | -0.78584 | -0.78584 | -0.78584 | -0.78584 | -4.8355 | -4.8355 | -4.8355 | -4.8355 | -4.8355 | -4.8355 | 0 | 0 | 0 | 0 | 0 |  |  | 35 |  |  | 7.9174
Canal - Wainscott New 138 kV UG Cable | 2028 |  |  | 0 | 0 | 0 | 0 | 0 | 0 | 38.957 | 38.957 | 38.957 | 38.957 | 38.957 | 38.957 | -7.5597 | -7.5597 | -7.5597 | -7.5597 | -7.5597 | -7.5597 | -7.5597 | -7.5597 | -7.5597 | -7.5597 | -7.5597 | -7.5597 | -7.5597 | -7.5597 | -7.5597 | -7.5597 | -7.5597 | -7.5597 | -7.5597 | -7.5597 | -7.5597 | -7.5597 | -7.5597 | -7.5597 | -7.5597 | -7.5597 | -7.5597 | -7.5597 | -7.5597 | -46.5167 | -46.5167 | -46.5167 | -46.5167 | -46.5167 | -46.5167 | [5 empty] | 58.276
Total - All Areas (No Deferrals,$Millions) |  |  | 513.3 |  | 11.3926 | 11.9957 | 12.358 | 30.5918 | 30.5918 | 69.5487 | 69.5487 | 69.5487 | 69.5487 | 69.5487 | 69.5487 | 69.5487 | 69.5487 | 69.5487 | 69.5487 | 69.5487 | 69.5487 | 69.5487 | 69.5487 | 69.5487 | 69.5487 | 69.5487 | 69.5487 | 69.5487 | 69.5487 | 69.5487 | 69.5487 | 69.5487 | 69.5487 | 69.5487 | 69.5487 | 69.5487 | 69.5487 | 69.5487 | 69.5487 | 58.1561 | 57.553 | 57.1907 | 38.957 | 38.957 | 0 | 0 | 0 | 0 | 0 | 0 | 0 | 0 |  | 63 | 840.6482 | 117.3552 | = max. total avoided cost in portfolio
Annual Avoided Costs for Deferrals - Area 1 Proposal: (see note*) | Deferral Year |  |  | 2016 | 2017 | 2018 | 2019 | 2020 | 2021 | 2022 | 2023 | 2024 | 2025 | 2026 | 2027 | 2028 | 2029 | 2030 | 2031 | 2032 | 2033 | 2034 | 2035 | 2036 | 2037 | 2038 | 2039 | 2040 | 2041 | 2042 | 2043 | 2044 | 2045 | 2046 | 2047 | 2048 | 2049 | 2050 | 2051 | 2052 | 2053 | 2054 | 2055 | 2056 | 2057 | 2058 | 2059 | 2060 | 2061 | 2062 | 2063 | 2064 |  |  | Differential NPV $M |  | Differential NPV $M (adjusted for COD of Selected Project) | Differntial NPV $/MW | NPV of Transmission Avoided Costs for Selected Project
Area I Projects:
Amagansett Conversion 33 kV | 2030 |  |  | 0 | 0.97582 | 0.97582 | 0.97582 | 0.97582 | 0.97582 | 0.97582 | 0.97582 | 0.97582 | 0.97582 | 0.97582 | 0.97582 | 0.97582 | 0.97582 | -0.4572 | -0.4572 | -0.4572 | -0.4572 | -0.4572 | -0.4572 | -0.4572 | -0.4572 | -0.4572 | -0.4572 | -0.4572 | -0.4572 | -0.4572 | -0.4572 | -0.4572 | -0.4572 | -0.4572 | -0.4572 | -0.4572 | -0.4572 | -0.4572 | -0.4572 | -1.433 | -1.433 | -1.433 | -1.433 | -1.433 | -1.433 | -1.433 | -1.433 | -1.433 | -1.433 | -1.433 | -1.433 | -1.433 |  |  | 3.8129 |  | 0 | 0 | 0
East Hampton Conversion 33 kV | 2030 |  |  | 0 | 0.39033 | 0.39033 | 0.39033 | 0.39033 | 0.39033 | 0.39033 | 0.39033 | 0.39033 | 0.39033 | 0.39033 | 0.39033 | 0.39033 | 0.39033 | -0.18288 | -0.18288 | -0.18288 | -0.18288 | -0.18288 | -0.18288 | -0.18288 | -0.18288 | -0.18288 | -0.18288 | -0.18288 | -0.18288 | -0.18288 | -0.18288 | -0.18288 | -0.18288 | -0.18288 | -0.18288 | -0.18288 | -0.18288 | -0.18288 | -0.18288 | -0.57321 | -0.57321 | -0.57321 | -0.57321 | -0.57321 | -0.57321 | -0.57321 | -0.57321 | -0.57321 | -0.57321 | -0.57321 | -0.57321 | -0.57321 |  |  | 1.5252 |  | 0 | 0 | 0
Buell Conversion 33 kV | 2030 |  |  | 0 | 0.45131 | 0.45131 | 0.45131 | 0.45131 | 0.45131 | 0.45131 | 0.45131 | 0.45131 | 0.45131 | 0.45131 | 0.45131 | 0.45131 | 0.45131 | -0.21146 | -0.21146 | -0.21146 | -0.21146 | -0.21146 | -0.21146 | -0.21146 | -0.21146 | -0.21146 | -0.21146 | -0.21146 | -0.21146 | -0.21146 | -0.21146 | -0.21146 | -0.21146 | -0.21146 | -0.21146 | -0.21146 | -0.21146 | -0.21146 | -0.21146 | -0.66277 | -0.66277 | -0.66277 | -0.66277 | -0.66277 | -0.66277 | -0.66277 | -0.66277 | -0.66277 | -0.66277 | -0.66277 | -0.66277 | -0.66277 |  |  | 1.7635 |  | 0 | 0 | 0
Hither Hills Conversion to 33 kV | 2030 |  |  | 0 | 0 | 0.60305 | 0.60305 | 0.60305 | 0.60305 | 0.60305 | 0.60305 | 0.60305 | 0.60305 | 0.60305 | 0.60305 | 0.60305 | 0.60305 | -0.25676 | -0.25676 | -0.25676 | -0.25676 | -0.25676 | -0.25676 | -0.25676 | -0.25676 | -0.25676 | -0.25676 | -0.25676 | -0.25676 | -0.25676 | -0.25676 | -0.25676 | -0.25676 | -0.25676 | -0.25676 | -0.25676 | -0.25676 | -0.25676 | -0.25676 | -0.25676 | -0.85981 | -0.85981 | -0.85981 | -0.85981 | -0.85981 | -0.85981 | -0.85981 | -0.85981 | -0.85981 | -0.85981 | -0.85981 | -0.85981 |  |  | 2.0853 |  | 2.0853 | 139022.8879 | 0
Culloden Pt Conversion to 33 kV | 2030 |  |  | 0 | 0 | 0 | 0.36233 | 0.36233 | 0.36233 | 0.36233 | 0.36233 | 0.36233 | 0.36233 | 0.36233 | 0.36233 | 0.36233 | 0.36233 | -0.13922 | -0.13922 | -0.13922 | -0.13922 | -0.13922 | -0.13922 | -0.13922 | -0.13922 | -0.13922 | -0.13922 | -0.13922 | -0.13922 | -0.13922 | -0.13922 | -0.13922 | -0.13922 | -0.13922 | -0.13922 | -0.13922 | -0.13922 | -0.13922 | -0.13922 | -0.13922 | -0.13922 | -0.50156 | -0.50156 | -0.50156 | -0.50156 | -0.50156 | -0.50156 | -0.50156 | -0.50156 | -0.50156 | -0.50156 | -0.50156 |  |  | 1.1012 |  | 1.1012 | 73412.135 | 0
[59 empty] | 0 | =Area I Portion
Area II Projects: | [58 empty] | 0 | =Area I+II+III Portions
Riverhead Canal 2nd Line and Bank | 2026 |  |  | 0 | 0 | 0 | 0 | 18.2337 | 18.2337 | 18.2337 | 18.2337 | 18.2337 | 18.2337 | -3.5383 | -3.5383 | -3.5383 | -3.5383 | -3.5383 | -3.5383 | -3.5383 | -3.5383 | -3.5383 | -3.5383 | -3.5383 | -3.5383 | -3.5383 | -3.5383 | -3.5383 | -3.5383 | -3.5383 | -3.5383 | -3.5383 | -3.5383 | -3.5383 | -3.5383 | -3.5383 | -3.5383 | -3.5383 | -3.5383 | -3.5383 | -3.5383 | -3.5383 | -21.772 | -21.772 | -21.772 | -21.772 | -21.772 | -21.772 | 0 | 0 | 0 | 0 |  |  | 30.3588 |  | 30.3588 | 632475.0457 | 0
[59 empty] | 0 | =Area II Portion
Area III Projects: | [58 empty] | 0 | =Area II+III Portions
New Canal - Southampton Cable | 2023 |  |  | 0 | 4.5863 | 4.5863 | 4.5863 | 4.5863 | 4.5863 | 4.5863 | -0.88999 | -0.88999 | -0.88999 | -0.88999 | -0.88999 | -0.88999 | -0.88999 | -0.88999 | -0.88999 | -0.88999 | -0.88999 | -0.88999 | -0.88999 | -0.88999 | -0.88999 | -0.88999 | -0.88999 | -0.88999 | -0.88999 | -0.88999 | -0.88999 | -0.88999 | -0.88999 | -0.88999 | -0.88999 | -0.88999 | -0.88999 | -0.88999 | -0.88999 | -5.4763 | -5.4763 | -5.4763 | -5.4763 | -5.4763 | -5.4763 | 0 | 0 | 0 | 0 | 0 | 0 | 0 |  |  | 8.9667 |  | 0 | 0 | 0
Upgrade Wildwood - Riverhead to 138 kV | 2022 |  |  | 0 | 0.93922 | 0.93922 | 0.93922 | 0.93922 | 0.93922 | -0.14959 | -0.14959 | -0.14959 | -0.14959 | -0.14959 | -0.14959 | -0.14959 | -0.14959 | -0.14959 | -0.14959 | -0.14959 | -0.14959 | -0.14959 | -0.14959 | -0.14959 | -0.14959 | -0.14959 | -0.14959 | -0.14959 | -0.14959 | -0.14959 | -0.14959 | -0.14959 | -0.14959 | -0.14959 | -0.14959 | -0.14959 | -0.14959 | -0.14959 | -0.14959 | -1.0888 | -1.0888 | -1.0888 | -1.0888 | -1.0888 | 0 | 0 | 0 | 0 | 0 | 0 | 0 | 0 |  |  | 1.5483 |  | 0 | 0 | 0
Bridgehampton - Buell New 69 kV UG Cable | 2023 |  |  | 0 | 4.0496 | 4.0496 | 4.0496 | 4.0496 | 4.0496 | 4.0496 | -0.78584 | -0.78584 | -0.78584 | -0.78584 | -0.78584 | -0.78584 | -0.78584 | -0.78584 | -0.78584 | -0.78584 | -0.78584 | -0.78584 | -0.78584 | -0.78584 | -0.78584 | -0.78584 | -0.78584 | -0.78584 | -0.78584 | -0.78584 | -0.78584 | -0.78584 | -0.78584 | -0.78584 | -0.78584 | -0.78584 | -0.78584 | -0.78584 | -0.78584 | -4.8355 | -4.8355 | -4.8355 | -4.8355 | -4.8355 | -4.8355 | 0 | 0 | 0 | 0 | 0 | 0 | 0 |  |  | 7.9174 |  | 0 | 0 | 0
Canal - Wainscott New 138 kV UG Cable | 2028 |  |  | 0 | 0 | 0 | 0 | 0 | 0 | 38.957 | 38.957 | 38.957 | 38.957 | 38.957 | 38.957 | -7.5597 | -7.5597 | -7.5597 | -7.5597 | -7.5597 | -7.5597 | -7.5597 | -7.5597 | -7.5597 | -7.5597 | -7.5597 | -7.5597 | -7.5597 | -7.5597 | -7.5597 | -7.5597 | -7.5597 | -7.5597 | -7.5597 | -7.5597 | -7.5597 | -7.5597 | -7.5597 | -7.5597 | -7.5597 | -7.5597 | -7.5597 | -7.5597 | -7.5597 | -46.5167 | -46.5167 | -46.5167 | -46.5167 | -46.5167 | -46.5167 | 0 | 0 |  |  | 58.276 |  | 58.276 | 925015.732 | 0
[59 empty] | 0 | =Area III Portion
Total - Area 1 Proposal, $Millions (unadjusted) |  |  |  | 0 | 0 | 0.60305 | 0.96539 | 19.1991 | 19.1991 | 58.1561 | 58.1561 | 58.1561 | 58.1561 | 36.3841 | 36.3841 | -10.1326 | -10.1326 | -11.494 | -11.494 | -11.494 | -11.494 | -11.494 | -11.494 | -11.494 | -11.494 | -11.494 | -11.494 | -11.494 | -11.494 | -11.494 | -11.494 | -11.494 | -11.494 | -11.494 | -11.494 | -11.494 | -11.494 | -11.494 | -11.494 | -11.494 | -12.097 | -12.4594 | -30.6931 | -30.6931 | -69.6501 | -69.6501 | -69.6501 | -69.6501 | -47.878 | -47.878 | -1.3614 | -1.3614 |  |  | 91.8213 |  |  | 1769925.8006 | 0
$/MW-yr |  |  |  | 0 | 0 | 40203.5861 | 64359.2408 | 444228.478 | 444228.478 | 1062593.2896 | 1062593.2896 | 1062593.2896 | 1062593.2896 | 609009.5545 | 609009.5545 | -129350.3688 | -129350.3688 | -220108.1448 | -220108.1448 | -220108.1448 | -220108.1448 | -220108.1448 | -220108.1448 | -220108.1448 | -220108.1448 | -220108.1448 | -220108.1448 | -220108.1448 | -220108.1448 | -220108.1448 | -220108.1448 | -220108.1448 | -220108.1448 | -220108.1448 | -220108.1448 | -220108.1448 | -220108.1448 | -220108.1448 | -220108.1448 | -220108.1448 | -260311.731 | -284467.3856 | -664336.6229 | -664336.6229 | -1282701.4345 | -1282701.4345 | -1282701.4345 | -1282701.4345 | -829117.6994 | -829117.6994 | -90757.776 | -90757.776
$Millions (adjusted) |  |  |  | 0 | 0 | 0 | 0 | 0 | 0 | 0 | 0 | 0 | 0 | 0 | 0 | 0 | 0 | 0 | 0 | 0 | 0 | 0 | 0 | 0 | 0 | 0 | 0 | 0 | 0 | 0 | 0 | 0 | 0 | 0 | 0 | 0 | 0 | 0 | 0 | 0 | 0 | 0 | 0 | 0 | 0 | 0 | 0 | 0 | 0 | 0 | 0 | 0 |  |  | 0
Annual Avoided Costs for Deferrals - Area 2 Proposal: (see note*) | Deferral Year |  |  | 2016 | 2017 | 2018 | 2019 | 2020 | 2021 | 2022 | 2023 | 2024 | 2025 | 2026 | 2027 | 2028 | 2029 | 2030 | 2031 | 2032 | 2033 | 2034 | 2035 | 2036 | 2037 | 2038 | 2039 | 2040 | 2041 | 2042 | 2043 | 2044 | 2045 | 2046 | 2047 | 2048 | 2049 | 2050 | 2051 | 2052 | 2053 | 2054 | 2055 | 2056 | 2057 | 2058 | 2059 | 2060 | 2061 | 2062 | 2063 | 2064 |  |  | Differential NPV $M |  | Differential NPV $M (adjusted for COD of Selected Project) | Differntial NPV $/MW | NPV of Transmission Avoided Costs for Selected Project
Area I Projects:
Amagansett Conversion 33 kV | 2030 |  |  | 0 | 0 | 0 | 0 | 0 | 0 | 0 | 0 | 0 | 0 | 0 | 0 | 0 | 0 | 0 | 0 | 0 | 0 | 0 | 0 | 0 | 0 | 0 | 0 | 0 | 0 | 0 | 0 | 0 | 0 | 0 | 0 | 0 | 0 | 0 | 0 | 0 | 0 | 0 | 0 | 0 | 0 | 0 | 0 | 0 | 0 | 0 | 0 | 0 |  |  | 0 |  | 0 | 0 | 0
East Hampton Conversion 33 kV | 2030 |  |  | 0 | 0 | 0 | 0 | 0 | 0 | 0 | 0 | 0 | 0 | 0 | 0 | 0 | 0 | 0 | 0 | 0 | 0 | 0 | 0 | 0 | 0 | 0 | 0 | 0 | 0 | 0 | 0 | 0 | 0 | 0 | 0 | 0 | 0 | 0 | 0 | 0 | 0 | 0 | 0 | 0 | 0 | 0 | 0 | 0 | 0 | 0 | 0 | 0 |  |  | 0 |  | 0 | 0 | 0
Buell Conversion 33 kV | 2030 |  |  | 0 | 0 | 0 | 0 | 0 | 0 | 0 | 0 | 0 | 0 | 0 | 0 | 0 | 0 | 0 | 0 | 0 | 0 | 0 | 0 | 0 | 0 | 0 | 0 | 0 | 0 | 0 | 0 | 0 | 0 | 0 | 0 | 0 | 0 | 0 | 0 | 0 | 0 | 0 | 0 | 0 | 0 | 0 | 0 | 0 | 0 | 0 | 0 | 0 |  |  | 0 |  | 0 | 0 | 0
Hither Hills Conversion to 33 kV | 2030 |  |  | 0 | 0 | 0 | 0 | 0 | 0 | 0 | 0 | 0 | 0 | 0 | 0 | 0 | 0 | 0 | 0 | 0 | 0 | 0 | 0 | 0 | 0 | 0 | 0 | 0 | 0 | 0 | 0 | 0 | 0 | 0 | 0 | 0 | 0 | 0 | 0 | 0 | 0 | 0 | 0 | 0 | 0 | 0 | 0 | 0 | 0 | 0 | 0 | 0 |  |  | 0 |  | 0 | 0 | 0
Culloden Pt Conversion to 33 kV | 2030 |  |  | 0 | 0 | 0 | 0 | 0 | 0 | 0 | 0 | 0 | 0 | 0 | 0 | 0 | 0 | 0 | 0 | 0 | 0 | 0 | 0 | 0 | 0 | 0 | 0 | 0 | 0 | 0 | 0 | 0 | 0 | 0 | 0 | 0 | 0 | 0 | 0 | 0 | 0 | 0 | 0 | 0 | 0 | 0 | 0 | 0 | 0 | 0 | 0 | 0 |  |  | 0 |  | 0 | 0 | 0
[59 empty] | 0 | =Area I Portion
Area II Projects: | [58 empty] | 0 | =Area I+II+III Portions
Riverhead Canal 2nd Line and Bank | 2026 |  |  | 0 | 0 | 0 | 0 | 18.2337 | 18.2337 | 18.2337 | 18.2337 | 18.2337 | 18.2337 | -3.5383 | -3.5383 | -3.5383 | -3.5383 | -3.5383 | -3.5383 | -3.5383 | -3.5383 | -3.5383 | -3.5383 | -3.5383 | -3.5383 | -3.5383 | -3.5383 | -3.5383 | -3.5383 | -3.5383 | -3.5383 | -3.5383 | -3.5383 | -3.5383 | -3.5383 | -3.5383 | -3.5383 | -3.5383 | -3.5383 | -3.5383 | -3.5383 | -3.5383 | -21.772 | -21.772 | -21.772 | -21.772 | -21.772 | -21.772 | 0 | 0 | 0 | 0 |  |  | 30.3588 |  | 30.3588 | 632475.0457 | 0
[59 empty] | 0 | =Area II Portion
Area III Projects: | [58 empty] | 0 | =Area II+III Portions
New Canal - Southampton Cable | 2023 |  |  | 0 | 4.5863 | 4.5863 | 4.5863 | 4.5863 | 4.5863 | 4.5863 | -0.88999 | -0.88999 | -0.88999 | -0.88999 | -0.88999 | -0.88999 | -0.88999 | -0.88999 | -0.88999 | -0.88999 | -0.88999 | -0.88999 | -0.88999 | -0.88999 | -0.88999 | -0.88999 | -0.88999 | -0.88999 | -0.88999 | -0.88999 | -0.88999 | -0.88999 | -0.88999 | -0.88999 | -0.88999 | -0.88999 | -0.88999 | -0.88999 | -0.88999 | -5.4763 | -5.4763 | -5.4763 | -5.4763 | -5.4763 | -5.4763 | 0 | 0 | 0 | 0 | 0 | 0 | 0 |  |  | 8.9667 |  | 0 | 0 | 0
Upgrade Wildwood - Riverhead to 138 kV | 2022 |  |  | 0 | 0.93922 | 0.93922 | 0.93922 | 0.93922 | 0.93922 | -0.14959 | -0.14959 | -0.14959 | -0.14959 | -0.14959 | -0.14959 | -0.14959 | -0.14959 | -0.14959 | -0.14959 | -0.14959 | -0.14959 | -0.14959 | -0.14959 | -0.14959 | -0.14959 | -0.14959 | -0.14959 | -0.14959 | -0.14959 | -0.14959 | -0.14959 | -0.14959 | -0.14959 | -0.14959 | -0.14959 | -0.14959 | -0.14959 | -0.14959 | -0.14959 | -1.0888 | -1.0888 | -1.0888 | -1.0888 | -1.0888 | 0 | 0 | 0 | 0 | 0 | 0 | 0 | 0 |  |  | 1.5483 |  | 0 | 0 | 0
Bridgehampton - Buell New 69 kV UG Cable | 2023 |  |  | 0 | 4.0496 | 4.0496 | 4.0496 | 4.0496 | 4.0496 | 4.0496 | -0.78584 | -0.78584 | -0.78584 | -0.78584 | -0.78584 | -0.78584 | -0.78584 | -0.78584 | -0.78584 | -0.78584 | -0.78584 | -0.78584 | -0.78584 | -0.78584 | -0.78584 | -0.78584 | -0.78584 | -0.78584 | -0.78584 | -0.78584 | -0.78584 | -0.78584 | -0.78584 | -0.78584 | -0.78584 | -0.78584 | -0.78584 | -0.78584 | -0.78584 | -4.8355 | -4.8355 | -4.8355 | -4.8355 | -4.8355 | -4.8355 | 0 | 0 | 0 | 0 | 0 | 0 | 0 |  |  | 7.9174 |  | 0 | 0 | 0
Canal - Wainscott New 138 kV UG Cable | 2028 |  |  | 0 | 0 | 0 | 0 | 0 | 0 | 38.957 | 38.957 | 38.957 | 38.957 | 38.957 | 38.957 | -7.5597 | -7.5597 | -7.5597 | -7.5597 | -7.5597 | -7.5597 | -7.5597 | -7.5597 | -7.5597 | -7.5597 | -7.5597 | -7.5597 | -7.5597 | -7.5597 | -7.5597 | -7.5597 | -7.5597 | -7.5597 | -7.5597 | -7.5597 | -7.5597 | -7.5597 | -7.5597 | -7.5597 | -7.5597 | -7.5597 | -7.5597 | -7.5597 | -7.5597 | -46.5167 | -46.5167 | -46.5167 | -46.5167 | -46.5167 | -46.5167 | 0 | 0 |  |  | 58.276 |  | 58.276 | 925015.732 | 0
[59 empty] | 0 | =Area III Portion
Total - Area 2 Proposal, $Millions (unadjusted) |  |  |  | 0 | 0 | 0 | 0 | 18.2337 | 18.2337 | 57.1907 | 57.1907 | 57.1907 | 57.1907 | 35.4187 | 35.4187 | -11.098 | -11.098 | -11.098 | -11.098 | -11.098 | -11.098 | -11.098 | -11.098 | -11.098 | -11.098 | -11.098 | -11.098 | -11.098 | -11.098 | -11.098 | -11.098 | -11.098 | -11.098 | -11.098 | -11.098 | -11.098 | -11.098 | -11.098 | -11.098 | -11.098 | -11.098 | -11.098 | -29.3317 | -29.3317 | -68.2887 | -68.2887 | -68.2887 | -68.2887 | -46.5167 | -46.5167 | 0 | 0 |  |  | 88.6348 |  |  | 1557490.7777 | 0
$/MW-yr |  |  |  | 0 | 0 | 0 | 0 | 379869.2372 | 379869.2372 | 998234.0488 | 998234.0488 | 998234.0488 | 998234.0488 | 544650.3137 | 544650.3137 | -193709.6096 | -193709.6096 | -193709.6096 | -193709.6096 | -193709.6096 | -193709.6096 | -193709.6096 | -193709.6096 | -193709.6096 | -193709.6096 | -193709.6096 | -193709.6096 | -193709.6096 | -193709.6096 | -193709.6096 | -193709.6096 | -193709.6096 | -193709.6096 | -193709.6096 | -193709.6096 | -193709.6096 | -193709.6096 | -193709.6096 | -193709.6096 | -193709.6096 | -193709.6096 | -193709.6096 | -573578.8469 | -573578.8469 | -1191943.6585 | -1191943.6585 | -1191943.6585 | -1191943.6585 | -738359.9234 | -738359.9234 | 0 | 0
$Millions (adjusted) |  |  |  | 0 | 0 | 0 | 0 | 0 | 0 | 0 | 0 | 0 | 0 | 0 | 0 | 0 | 0 | 0 | 0 | 0 | 0 | 0 | 0 | 0 | 0 | 0 | 0 | 0 | 0 | 0 | 0 | 0 | 0 | 0 | 0 | 0 | 0 | 0 | 0 | 0 | 0 | 0 | 0 | 0 | 0 | 0 | 0 | 0 | 0 | 0 | 0 | 0 |  |  | 0
Annual Avoided Costs for Deferrals - Area 3 Proposal: (see note*) | Deferral Year |  |  | 2016 | 2017 | 2018 | 2019 | 2020 | 2021 | 2022 | 2023 | 2024 | 2025 | 2026 | 2027 | 2028 | 2029 | 2030 | 2031 | 2032 | 2033 | 2034 | 2035 | 2036 | 2037 | 2038 | 2039 | 2040 | 2041 | 2042 | 2043 | 2044 | 2045 | 2046 | 2047 | 2048 | 2049 | 2050 | 2051 | 2052 | 2053 | 2054 | 2055 | 2056 | 2057 | 2058 | 2059 | 2060 | 2061 | 2062 | 2063 | 2064 |  |  | Differential NPV $M |  | Differential NPV $M (adjusted for COD of Selected Project) | Differntial NPV $/MW | NPV of Transmission Avoided Costs for Selected Project
Area I Projects:
Amagansett Conversion 33 kV | 2030 |  |  | 0 | 0 | 0 | 0 | 0 | 0 | 0 | 0 | 0 | 0 | 0 | 0 | 0 | 0 | 0 | 0 | 0 | 0 | 0 | 0 | 0 | 0 | 0 | 0 | 0 | 0 | 0 | 0 | 0 | 0 | 0 | 0 | 0 | 0 | 0 | 0 | 0 | 0 | 0 | 0 | 0 | 0 | 0 | 0 | 0 | 0 | 0 | 0 | 0 |  |  | 0 |  | 0 | 0 | 0
East Hampton Conversion 33 kV | 2030 |  |  | 0 | 0 | 0 | 0 | 0 | 0 | 0 | 0 | 0 | 0 | 0 | 0 | 0 | 0 | 0 | 0 | 0 | 0 | 0 | 0 | 0 | 0 | 0 | 0 | 0 | 0 | 0 | 0 | 0 | 0 | 0 | 0 | 0 | 0 | 0 | 0 | 0 | 0 | 0 | 0 | 0 | 0 | 0 | 0 | 0 | 0 | 0 | 0 | 0 |  |  | 0 |  | 0 | 0 | 0
Buell Conversion 33 kV | 2030 |  |  | 0 | 0 | 0 | 0 | 0 | 0 | 0 | 0 | 0 | 0 | 0 | 0 | 0 | 0 | 0 | 0 | 0 | 0 | 0 | 0 | 0 | 0 | 0 | 0 | 0 | 0 | 0 | 0 | 0 | 0 | 0 | 0 | 0 | 0 | 0 | 0 | 0 | 0 | 0 | 0 | 0 | 0 | 0 | 0 | 0 | 0 | 0 | 0 | 0 |  |  | 0 |  | 0 | 0 | 0
Hither Hills Conversion to 33 kV | 2030 |  |  | 0 | 0 | 0 | 0 | 0 | 0 | 0 | 0 | 0 | 0 | 0 | 0 | 0 | 0 | 0 | 0 | 0 | 0 | 0 | 0 | 0 | 0 | 0 | 0 | 0 | 0 | 0 | 0 | 0 | 0 | 0 | 0 | 0 | 0 | 0 | 0 | 0 | 0 | 0 | 0 | 0 | 0 | 0 | 0 | 0 | 0 | 0 | 0 | 0 |  |  | 0 |  | 0 | 0 | 0
Culloden Pt Conversion to 33 kV | 2030 |  |  | 0 | 0 | 0 | 0 | 0 | 0 | 0 | 0 | 0 | 0 | 0 | 0 | 0 | 0 | 0 | 0 | 0 | 0 | 0 | 0 | 0 | 0 | 0 | 0 | 0 | 0 | 0 | 0 | 0 | 0 | 0 | 0 | 0 | 0 | 0 | 0 | 0 | 0 | 0 | 0 | 0 | 0 | 0 | 0 | 0 | 0 | 0 | 0 | 0 |  |  | 0 |  | 0 | 0 | 0
[59 empty] | 0 | =Area I Portion
Area II Projects: | [58 empty] | 8541595.2693 | =Area I+II+III Portions
Riverhead Canal 2nd Line and Bank | 2026 |  |  | 0 | 0 | 0 | 0 | 0 | 0 | 0 | 0 | 0 | 0 | 0 | 0 | 0 | 0 | 0 | 0 | 0 | 0 | 0 | 0 | 0 | 0 | 0 | 0 | 0 | 0 | 0 | 0 | 0 | 0 | 0 | 0 | 0 | 0 | 0 | 0 | 0 | 0 | 0 | 0 | 0 | 0 | 0 | 0 | 0 | 0 | 0 | 0 | 0 |  |  | 0 |  | 0 | 0 | 0
[59 empty] | 0 | =Area II Portion
Area III Projects: | [58 empty] | 8541595.2693 | =Area II+III Portions
New Canal - Southampton Cable | 2023 |  |  | 0 | 4.5863 | 4.5863 | 4.5863 | 4.5863 | 4.5863 | 4.5863 | -0.88999 | -0.88999 | -0.88999 | -0.88999 | -0.88999 | -0.88999 | -0.88999 | -0.88999 | -0.88999 | -0.88999 | -0.88999 | -0.88999 | -0.88999 | -0.88999 | -0.88999 | -0.88999 | -0.88999 | -0.88999 | -0.88999 | -0.88999 | -0.88999 | -0.88999 | -0.88999 | -0.88999 | -0.88999 | -0.88999 | -0.88999 | -0.88999 | -0.88999 | -5.4763 | -5.4763 | -5.4763 | -5.4763 | -5.4763 | -5.4763 | 0 | 0 | 0 | 0 | 0 | 0 | 0 |  |  | 8.9667 |  | 0 | 0 | 0
Upgrade Wildwood - Riverhead to 138 kV | 2022 |  |  | 0 | 0.93922 | 0.93922 | 0.93922 | 0.93922 | 0.93922 | -0.14959 | -0.14959 | -0.14959 | -0.14959 | -0.14959 | -0.14959 | -0.14959 | -0.14959 | -0.14959 | -0.14959 | -0.14959 | -0.14959 | -0.14959 | -0.14959 | -0.14959 | -0.14959 | -0.14959 | -0.14959 | -0.14959 | -0.14959 | -0.14959 | -0.14959 | -0.14959 | -0.14959 | -0.14959 | -0.14959 | -0.14959 | -0.14959 | -0.14959 | -0.14959 | -1.0888 | -1.0888 | -1.0888 | -1.0888 | -1.0888 | 0 | 0 | 0 | 0 | 0 | 0 | 0 | 0 |  |  | 1.5483 |  | 0 | 0 | 0
Bridgehampton - Buell New 69 kV UG Cable | 2023 |  |  | 0 | 4.0496 | 4.0496 | 4.0496 | 4.0496 | 4.0496 | 4.0496 | -0.78584 | -0.78584 | -0.78584 | -0.78584 | -0.78584 | -0.78584 | -0.78584 | -0.78584 | -0.78584 | -0.78584 | -0.78584 | -0.78584 | -0.78584 | -0.78584 | -0.78584 | -0.78584 | -0.78584 | -0.78584 | -0.78584 | -0.78584 | -0.78584 | -0.78584 | -0.78584 | -0.78584 | -0.78584 | -0.78584 | -0.78584 | -0.78584 | -0.78584 | -4.8355 | -4.8355 | -4.8355 | -4.8355 | -4.8355 | -4.8355 | 0 | 0 | 0 | 0 | 0 | 0 | 0 |  |  | 7.9174 |  | 0 | 0 | 0
Canal - Wainscott New 138 kV UG Cable | 2028 |  |  | 0 | 0 | 0 | 0 | 0 | 0 | 38.957 | 38.957 | 38.957 | 38.957 | 38.957 | 38.957 | -7.5597 | -7.5597 | -7.5597 | -7.5597 | -7.5597 | -7.5597 | -7.5597 | -7.5597 | -7.5597 | -7.5597 | -7.5597 | -7.5597 | -7.5597 | -7.5597 | -7.5597 | -7.5597 | -7.5597 | -7.5597 | -7.5597 | -7.5597 | -7.5597 | -7.5597 | -7.5597 | -7.5597 | -7.5597 | -7.5597 | -7.5597 | -7.5597 | -7.5597 | -46.5167 | -46.5167 | -46.5167 | -46.5167 | -46.5167 | -46.5167 | 0 | 0 |  |  | 58.276 |  | 58.276 | 925015.732 | 8541595.2693
[59 empty] | 8541595.2693 | =Area III Portion
Total - Area 3 Proposal, $Millions (unadjusted) |  |  |  | 0 | 9.5752 | 9.5752 | 9.5752 | 9.5752 | 9.5752 | 47.4434 | 37.1316 | 37.1316 | 37.1316 | 37.1316 | 37.1316 | -9.3851 | -9.3851 | -9.3851 | -9.3851 | -9.3851 | -9.3851 | -9.3851 | -9.3851 | -9.3851 | -9.3851 | -9.3851 | -9.3851 | -9.3851 | -9.3851 | -9.3851 | -9.3851 | -9.3851 | -9.3851 | -9.3851 | -9.3851 | -9.3851 | -9.3851 | -9.3851 | -9.3851 | -18.9603 | -18.9603 | -18.9603 | -18.9603 | -18.9603 | -56.8285 | -46.5167 | -46.5167 | -46.5167 | -46.5167 | -46.5167 | 0 | 0 |  |  | 76.7083 |  |  | 925015.732 | 8541595.2693
$/MW-yr |  |  |  | 0 | 0 | 0 | 0 | 0 | 0 | 618364.8116 | 618364.8116 | 618364.8116 | 618364.8116 | 618364.8116 | 618364.8116 | -119995.1118 | -119995.1118 | -119995.1118 | -119995.1118 | -119995.1118 | -119995.1118 | -119995.1118 | -119995.1118 | -119995.1118 | -119995.1118 | -119995.1118 | -119995.1118 | -119995.1118 | -119995.1118 | -119995.1118 | -119995.1118 | -119995.1118 | -119995.1118 | -119995.1118 | -119995.1118 | -119995.1118 | -119995.1118 | -119995.1118 | -119995.1118 | -119995.1118 | -119995.1118 | -119995.1118 | -119995.1118 | -119995.1118 | -738359.9234 | -738359.9234 | -738359.9234 | -738359.9234 | -738359.9234 | -738359.9234 | 0 | 0
$Millions (adjusted) |  |  |  | 0 | 0 | 0 | 0 | 0 | 0 | 5.71 | 5.71 | 5.71 | 5.71 | 5.71 | 5.71 | -1.108 | -1.108 | -1.108 | -1.108 | -1.108 | -1.108 | -1.108 | -1.108 | -1.108 | -1.108 | -1.108 | -1.108 | -1.108 | -1.108 | -1.108 | -1.108 | -1.108 | -1.108 | -1.108 | -1.108 | -1.108 | -1.108 | -1.108 | -1.108 | -1.108 | -1.108 | -1.108 | -1.108 | -1.108 | -6.818 | -6.818 | -6.818 | -6.818 | -6.818 | -6.818 | 0 | 0 |  |  | 8541.5953
Discount Factor (Relative to 1/1/2016) = |  |  |  | 0.94787 | 0.89845 | 0.85161 | 0.80722 | 0.76513 | 0.72525 | 0.68744 | 0.6516 | 0.61763 | 0.58543 | 0.55491 | 0.52598 | 0.49856 | 0.47257 | 0.44793 | 0.42458 | 0.40245 | 0.38147 | 0.36158 | 0.34273 | 0.32486 | 0.30793 | 0.29187 | 0.27666 | 0.26223 | 0.24856 | 0.2356 | 0.22332 | 0.21168 | 0.20064 | 0.19018 | 0.18027 | 0.17087 | 0.16196 | 0.15352 | 0.14552 | 0.13793 | 0.13074 | 0.12392 | 0.11746 | 0.11134 | 0.10554 | 0.10003 | 0.094818 | 0.089875 | 0.08519 | 0.080748 | 0.076539 | 0.072549
* Note: A positive (+) avoided cost in a given year represents a cost savings relative to not having a transmission project deferral.
Note on BH17: Todd Kantarek: Interconnection at Deerfield Sub - dist'n side. Added 2.6% transmission loss factor.

## PhII (LIE300-2MW)
Version |  | Based on PSEGLI file: "East End Utility 2_0_Economics_2014_10_13_r28_Sargent_Lundy.xlsx"
Annual Revenue Requirements (Millions of $s)
1) Reference (Transmission only) Case
Project | I/S Year | Investor | Capital (2015$s) | 2016 | 2017 | 2018 | 2019 | 2020 | 2021 | 2022 | 2023 | 2024 | 2025 | 2026 | 2027 | 2028 | 2029 | 2030 | 2031 | 2032 | 2033 | 2034 | 2035 | 2036 | 2037 | 2038 | 2039 | 2040 | 2041 | 2042 | 2043 | 2044 | 2045 | 2046 | 2047 | 2048 | 2049 | 2050 | 2051 | 2052 | 2053 | 2054 | 2055 | 2056 | 2057 | 2058 | 2059 | 2060 | 2061 | 2062 | 2063 | 2064 |  | NPV |  | Proposal Number = | LIE300
Transmission Reinforcement I | 2017 | PSEGLI | 93.4 | 0 | 11.3926 | 11.3926 | 11.3926 | 11.3926 | 11.3926 | 11.3926 | 11.3926 | 11.3926 | 11.3926 | 11.3926 | 11.3926 | 11.3926 | 11.3926 | 11.3926 | 11.3926 | 11.3926 | 11.3926 | 11.3926 | 11.3926 | 11.3926 | 11.3926 | 11.3926 | 11.3926 | 11.3926 | 11.3926 | 11.3926 | 11.3926 | 11.3926 | 11.3926 | 11.3926 | 11.3926 | 11.3926 | 11.3926 | 11.3926 | 11.3926 | [13 empty] | 35 | 166.1982 |  | Proposer Name = | LI Energy Storage System LLC
Transmission Reinforcement II | 2018 | PSEGLI | 4.8 | 0 | 0 | 0.60305 | 0.60305 | 0.60305 | 0.60305 | 0.60305 | 0.60305 | 0.60305 | 0.60305 | 0.60305 | 0.60305 | 0.60305 | 0.60305 | 0.60305 | 0.60305 | 0.60305 | 0.60305 | 0.60305 | 0.60305 | 0.60305 | 0.60305 | 0.60305 | 0.60305 | 0.60305 | 0.60305 | 0.60305 | 0.60305 | 0.60305 | 0.60305 | 0.60305 | 0.60305 | 0.60305 | 0.60305 | 0.60305 | 0.60305 | 0.60305 | [12 empty] | 35 | 8.3388 |  | Proposal/Project = | Southampton Energy Storage System
Transmission Reinforcement III | 2019 | PSEGLI | 2.8 | 0 | 0 | 0 | 0.36233 | 0.36233 | 0.36233 | 0.36233 | 0.36233 | 0.36233 | 0.36233 | 0.36233 | 0.36233 | 0.36233 | 0.36233 | 0.36233 | 0.36233 | 0.36233 | 0.36233 | 0.36233 | 0.36233 | 0.36233 | 0.36233 | 0.36233 | 0.36233 | 0.36233 | 0.36233 | 0.36233 | 0.36233 | 0.36233 | 0.36233 | 0.36233 | 0.36233 | 0.36233 | 0.36233 | 0.36233 | 0.36233 | 0.36233 | 0.36233 | [11 empty] | 35 | 4.7491 |  | Option Number = | 1
Transmission Reinforcement IV | 2020 | PSEGLI | 136.8 | 0 | 0 | 0 | 0 | 18.2337 | 18.2337 | 18.2337 | 18.2337 | 18.2337 | 18.2337 | 18.2337 | 18.2337 | 18.2337 | 18.2337 | 18.2337 | 18.2337 | 18.2337 | 18.2337 | 18.2337 | 18.2337 | 18.2337 | 18.2337 | 18.2337 | 18.2337 | 18.2337 | 18.2337 | 18.2337 | 18.2337 | 18.2337 | 18.2337 | 18.2337 | 18.2337 | 18.2337 | 18.2337 | 18.2337 | 18.2337 | 18.2337 | 18.2337 | 18.2337 | [10 empty] | 35 | 226.5269 |  | Location = | 3
Transmission Reinforcement V | 2022 | PSEGLI | 275.5 | 0 | 0 | 0 | 0 | 0 | 0 | 38.957 | 38.957 | 38.957 | 38.957 | 38.957 | 38.957 | 38.957 | 38.957 | 38.957 | 38.957 | 38.957 | 38.957 | 38.957 | 38.957 | 38.957 | 38.957 | 38.957 | 38.957 | 38.957 | 38.957 | 38.957 | 38.957 | 38.957 | 38.957 | 38.957 | 38.957 | 38.957 | 38.957 | 38.957 | 38.957 | 38.957 | 38.957 | 38.957 | 38.957 | 38.957 | [8 empty] | 35 | 434.8353 |  | Technology = | Battery Storage
[56 empty] | Interconnection Points = | Southampton - 13kV
Total |  |  | 513.3 | 0 | 11.3926 | 11.9957 | 12.358 | 30.5918 | 30.5918 | 69.5487 | 69.5487 | 69.5487 | 69.5487 | 69.5487 | 69.5487 | 69.5487 | 69.5487 | 69.5487 | 69.5487 | 69.5487 | 69.5487 | 69.5487 | 69.5487 | 69.5487 | 69.5487 | 69.5487 | 69.5487 | 69.5487 | 69.5487 | 69.5487 | 69.5487 | 69.5487 | 69.5487 | 69.5487 | 69.5487 | 69.5487 | 69.5487 | 69.5487 | 69.5487 | 58.1561 | 57.553 | 57.1907 | 38.957 | 38.957 | 0 | 0 | 0 | 0 | 0 | 0 | 0 | 0 |  | 840.6482 |  | Loss Factor = | 1.026
2016 NPV @ 5.5%, thru 2035 |  |  |  | 2016: 559.7216
2016 NPV @ 5.5%, thru 2056 |  |  |  | 2016: 840.6482 |  |  |  | MW Required by 2022 (cap) = | 15 | 33 | 15 | Output: NPV of Transmission Avoided Costs for Selected Project (see note*)
[57 empty] | Selected Project Inputs - Area 1 Portion | Selected Project Inputs - Area 2 Portion | Selected Project Inputs - Area 3 Portion | Area 1 | Area 2 | Area 3 | Total | check
[56 empty] | Project kW = | 0 | 0 | 2052
[55 empty] | Capped kW = | 2052 | 0 | 0 | 2052
[56 empty] | Project Area (1, 2, or 3) = | 1 | 2 | 3
[56 empty] | Proportion of Peak Hours Covered = | 100% | 100% | 100%
[55 empty] | Project COD = | 2018
[55 empty] | Effective kW = | 2052 |  |  |  | 0 | 0 | 1898132.2821 | 1898132.2821
[60 empty] | check | check | check
| I/S Year |  | Capital (2015$s) | 2016 | 2017 | 2018 | 2019 | 2020 | 2021 | 2022 | 2023 | 2024 | 2025 | 2026 | 2027 | 2028 | 2029 | 2030 | 2031 | 2032 | 2033 | 2034 | 2035 | 2036 | 2037 | 2038 | 2039 | 2040 | 2041 | 2042 | 2043 | 2044 | 2045 | 2046 | 2047 | 2048 | 2049 | 2050 | 2051 | 2052 | 2053 | 2054 | 2055 | 2056 | 2057 | 2058 | 2059 | 2060 | 2061 | 2062 | 2063 | 2064 |  | MW Required by 2022 | NPV Base $M | Differential NPV $M | Differential NPV $M (adjusted for COD of Selected Project) | Differntial NPV $/MW | NPV of Transmission Avoided Costs for Selected Project
Area I Projects: | [53 empty] | 15
Amagansett Conversion 33 kV | 2017 |  | 8 | 0 | 0.97582 | 0.97582 | 0.97582 | 0.97582 | 0.97582 | 0.97582 | 0.97582 | 0.97582 | 0.97582 | 0.97582 | 0.97582 | 0.97582 | 0.97582 | 0.97582 | 0.97582 | 0.97582 | 0.97582 | 0.97582 | 0.97582 | 0.97582 | 0.97582 | 0.97582 | 0.97582 | 0.97582 | 0.97582 | 0.97582 | 0.97582 | 0.97582 | 0.97582 | 0.97582 | 0.97582 | 0.97582 | 0.97582 | 0.97582 | 0.97582 | [13 empty] | 35 |  | 14.2354
East Hampton Conversion 33 kV | 2017 |  | 3.2 | 0 | 0.39033 | 0.39033 | 0.39033 | 0.39033 | 0.39033 | 0.39033 | 0.39033 | 0.39033 | 0.39033 | 0.39033 | 0.39033 | 0.39033 | 0.39033 | 0.39033 | 0.39033 | 0.39033 | 0.39033 | 0.39033 | 0.39033 | 0.39033 | 0.39033 | 0.39033 | 0.39033 | 0.39033 | 0.39033 | 0.39033 | 0.39033 | 0.39033 | 0.39033 | 0.39033 | 0.39033 | 0.39033 | 0.39033 | 0.39033 | 0.39033 | [13 empty] | 35 |  | 5.6942
Buell Conversion 33 kV | 2017 |  | 3.7 | 0 | 0.45131 | 0.45131 | 0.45131 | 0.45131 | 0.45131 | 0.45131 | 0.45131 | 0.45131 | 0.45131 | 0.45131 | 0.45131 | 0.45131 | 0.45131 | 0.45131 | 0.45131 | 0.45131 | 0.45131 | 0.45131 | 0.45131 | 0.45131 | 0.45131 | 0.45131 | 0.45131 | 0.45131 | 0.45131 | 0.45131 | 0.45131 | 0.45131 | 0.45131 | 0.45131 | 0.45131 | 0.45131 | 0.45131 | 0.45131 | 0.45131 | [13 empty] | 35 |  | 6.5839
Hither Hills Conversion to 33 kV | 2018 |  | 4.8 | 0 | 0 | 0.60305 | 0.60305 | 0.60305 | 0.60305 | 0.60305 | 0.60305 | 0.60305 | 0.60305 | 0.60305 | 0.60305 | 0.60305 | 0.60305 | 0.60305 | 0.60305 | 0.60305 | 0.60305 | 0.60305 | 0.60305 | 0.60305 | 0.60305 | 0.60305 | 0.60305 | 0.60305 | 0.60305 | 0.60305 | 0.60305 | 0.60305 | 0.60305 | 0.60305 | 0.60305 | 0.60305 | 0.60305 | 0.60305 | 0.60305 | 0.60305 | [12 empty] | 35 |  | 8.3388
Culloden Pt Conversion to 33 kV | 2019 |  | 2.8 | 0 | 0 | 0 | 0.36233 | 0.36233 | 0.36233 | 0.36233 | 0.36233 | 0.36233 | 0.36233 | 0.36233 | 0.36233 | 0.36233 | 0.36233 | 0.36233 | 0.36233 | 0.36233 | 0.36233 | 0.36233 | 0.36233 | 0.36233 | 0.36233 | 0.36233 | 0.36233 | 0.36233 | 0.36233 | 0.36233 | 0.36233 | 0.36233 | 0.36233 | 0.36233 | 0.36233 | 0.36233 | 0.36233 | 0.36233 | 0.36233 | 0.36233 | 0.36233 | [11 empty] | 35 |  | 4.7491
No Deferral |  |  | 22.5 |  | 1.8175 | 2.4205 | 2.7828 | 2.7828 | 2.7828 | 2.7828 | 2.7828 | 2.7828 | 2.7828 | 2.7828 | 2.7828 | 2.7828 | 2.7828 | 2.7828 | 2.7828 | 2.7828 | 2.7828 | 2.7828 | 2.7828 | 2.7828 | 2.7828 | 2.7828 | 2.7828 | 2.7828 | 2.7828 | 2.7828 | 2.7828 | 2.7828 | 2.7828 | 2.7828 | 2.7828 | 2.7828 | 2.7828 | 2.7828 | 2.7828 | 0.96539 | 0.36233 | 0 | 0 | 0 | [10 empty] | 39.6013
Amagansett Conversion 33 kV | 2030 |  | 8 | [14 empty] | 1.433 | 1.433 | 1.433 | 1.433 | 1.433 | 1.433 | 1.433 | 1.433 | 1.433 | 1.433 | 1.433 | 1.433 | 1.433 | 1.433 | 1.433 | 1.433 | 1.433 | 1.433 | 1.433 | 1.433 | 1.433 | 1.433 | 1.433 | 1.433 | 1.433 | 1.433 | 1.433 | 1.433 | 1.433 | 1.433 | 1.433 | 1.433 | 1.433 | 1.433 | 1.433 | 35 |  | 10.4225 | 3.8129 | 0 | 0 | 0
East Hampton Conversion 33 kV | 2030 |  | 3.2 | [14 empty] | 0.57321 | 0.57321 | 0.57321 | 0.57321 | 0.57321 | 0.57321 | 0.57321 | 0.57321 | 0.57321 | 0.57321 | 0.57321 | 0.57321 | 0.57321 | 0.57321 | 0.57321 | 0.57321 | 0.57321 | 0.57321 | 0.57321 | 0.57321 | 0.57321 | 0.57321 | 0.57321 | 0.57321 | 0.57321 | 0.57321 | 0.57321 | 0.57321 | 0.57321 | 0.57321 | 0.57321 | 0.57321 | 0.57321 | 0.57321 | 0.57321 | 35 |  | 4.169 | 1.5252 | 0 | 0 | 0
Buell Conversion 33 kV | 2030 |  | 3.7 | [14 empty] | 0.66277 | 0.66277 | 0.66277 | 0.66277 | 0.66277 | 0.66277 | 0.66277 | 0.66277 | 0.66277 | 0.66277 | 0.66277 | 0.66277 | 0.66277 | 0.66277 | 0.66277 | 0.66277 | 0.66277 | 0.66277 | 0.66277 | 0.66277 | 0.66277 | 0.66277 | 0.66277 | 0.66277 | 0.66277 | 0.66277 | 0.66277 | 0.66277 | 0.66277 | 0.66277 | 0.66277 | 0.66277 | 0.66277 | 0.66277 | 0.66277 | 35 |  | 4.8204 | 1.7635 | 0 | 0 | 0
Hither Hills Conversion to 33 kV | 2030 |  | 4.8 | [14 empty] | 0.85981 | 0.85981 | 0.85981 | 0.85981 | 0.85981 | 0.85981 | 0.85981 | 0.85981 | 0.85981 | 0.85981 | 0.85981 | 0.85981 | 0.85981 | 0.85981 | 0.85981 | 0.85981 | 0.85981 | 0.85981 | 0.85981 | 0.85981 | 0.85981 | 0.85981 | 0.85981 | 0.85981 | 0.85981 | 0.85981 | 0.85981 | 0.85981 | 0.85981 | 0.85981 | 0.85981 | 0.85981 | 0.85981 | 0.85981 | 0.85981 | 35 |  | 6.2535 | 2.0853 | 2.0853 | 139022.8879 | 285274.966
Culloden Pt Conversion to 33 kV | 2030 |  | 2.8 | [14 empty] | 0.50156 | 0.50156 | 0.50156 | 0.50156 | 0.50156 | 0.50156 | 0.50156 | 0.50156 | 0.50156 | 0.50156 | 0.50156 | 0.50156 | 0.50156 | 0.50156 | 0.50156 | 0.50156 | 0.50156 | 0.50156 | 0.50156 | 0.50156 | 0.50156 | 0.50156 | 0.50156 | 0.50156 | 0.50156 | 0.50156 | 0.50156 | 0.50156 | 0.50156 | 0.50156 | 0.50156 | 0.50156 | 0.50156 | 0.50156 | 0.50156 | 35 |  | 3.6479 | 1.1012 | 1.1012 | 73412.135 | 150641.701
Deferral to Indicated Year |  |  | 22.5 | [6 empty] | 0 | 0 | 0 | 0 | 0 | 0 | 0 | 0 | 4.0304 | 4.0304 | 4.0304 | 4.0304 | 4.0304 | 4.0304 | 4.0304 | 4.0304 | 4.0304 | 4.0304 | 4.0304 | 4.0304 | 4.0304 | 4.0304 | 4.0304 | 4.0304 | 4.0304 | 4.0304 | 4.0304 | 4.0304 | 4.0304 | 4.0304 | 4.0304 | 4.0304 | 4.0304 | 4.0304 | 4.0304 | 4.0304 | 4.0304 | 4.0304 | 4.0304 | 4.0304 | 4.0304 | 4.0304 | 4.0304 | 35 |  | 29.3132 | 10.2881 | 3.1865 | 212435.0229 | 435916.6671 | =Area I Portion
[59 empty] | 3631887.7429 | =Area I+II+III Portions
Annual Avoided Costs for Deferral to Indicated Year:
Amagansett Conversion 33 kV | 2030 |  |  | 0 | 0.97582 | 0.97582 | 0.97582 | 0.97582 | 0.97582 | 0.97582 | 0.97582 | 0.97582 | 0.97582 | 0.97582 | 0.97582 | 0.97582 | 0.97582 | -0.4572 | -0.4572 | -0.4572 | -0.4572 | -0.4572 | -0.4572 | -0.4572 | -0.4572 | -0.4572 | -0.4572 | -0.4572 | -0.4572 | -0.4572 | -0.4572 | -0.4572 | -0.4572 | -0.4572 | -0.4572 | -0.4572 | -0.4572 | -0.4572 | -0.4572 | -1.433 | -1.433 | -1.433 | -1.433 | -1.433 | -1.433 | -1.433 | -1.433 | -1.433 | -1.433 | -1.433 | -1.433 | -1.433 | 35 |  |  | 3.8129
East Hampton Conversion 33 kV | 2030 |  |  | 0 | 0.39033 | 0.39033 | 0.39033 | 0.39033 | 0.39033 | 0.39033 | 0.39033 | 0.39033 | 0.39033 | 0.39033 | 0.39033 | 0.39033 | 0.39033 | -0.18288 | -0.18288 | -0.18288 | -0.18288 | -0.18288 | -0.18288 | -0.18288 | -0.18288 | -0.18288 | -0.18288 | -0.18288 | -0.18288 | -0.18288 | -0.18288 | -0.18288 | -0.18288 | -0.18288 | -0.18288 | -0.18288 | -0.18288 | -0.18288 | -0.18288 | -0.57321 | -0.57321 | -0.57321 | -0.57321 | -0.57321 | -0.57321 | -0.57321 | -0.57321 | -0.57321 | -0.57321 | -0.57321 | -0.57321 | -0.57321 | 35 |  |  | 1.5252
Buell Conversion 33 kV | 2030 |  |  | 0 | 0.45131 | 0.45131 | 0.45131 | 0.45131 | 0.45131 | 0.45131 | 0.45131 | 0.45131 | 0.45131 | 0.45131 | 0.45131 | 0.45131 | 0.45131 | -0.21146 | -0.21146 | -0.21146 | -0.21146 | -0.21146 | -0.21146 | -0.21146 | -0.21146 | -0.21146 | -0.21146 | -0.21146 | -0.21146 | -0.21146 | -0.21146 | -0.21146 | -0.21146 | -0.21146 | -0.21146 | -0.21146 | -0.21146 | -0.21146 | -0.21146 | -0.66277 | -0.66277 | -0.66277 | -0.66277 | -0.66277 | -0.66277 | -0.66277 | -0.66277 | -0.66277 | -0.66277 | -0.66277 | -0.66277 | -0.66277 | 35 |  |  | 1.7635
Hither Hills Conversion to 33 kV | 2030 |  |  | 0 | 0 | 0.60305 | 0.60305 | 0.60305 | 0.60305 | 0.60305 | 0.60305 | 0.60305 | 0.60305 | 0.60305 | 0.60305 | 0.60305 | 0.60305 | -0.25676 | -0.25676 | -0.25676 | -0.25676 | -0.25676 | -0.25676 | -0.25676 | -0.25676 | -0.25676 | -0.25676 | -0.25676 | -0.25676 | -0.25676 | -0.25676 | -0.25676 | -0.25676 | -0.25676 | -0.25676 | -0.25676 | -0.25676 | -0.25676 | -0.25676 | -0.25676 | -0.85981 | -0.85981 | -0.85981 | -0.85981 | -0.85981 | -0.85981 | -0.85981 | -0.85981 | -0.85981 | -0.85981 | -0.85981 | -0.85981 | 35 |  |  | 2.0853
Culloden Pt Conversion to 33 kV | 2030 |  |  | 0 | 0 | 0 | 0.36233 | 0.36233 | 0.36233 | 0.36233 | 0.36233 | 0.36233 | 0.36233 | 0.36233 | 0.36233 | 0.36233 | 0.36233 | -0.13922 | -0.13922 | -0.13922 | -0.13922 | -0.13922 | -0.13922 | -0.13922 | -0.13922 | -0.13922 | -0.13922 | -0.13922 | -0.13922 | -0.13922 | -0.13922 | -0.13922 | -0.13922 | -0.13922 | -0.13922 | -0.13922 | -0.13922 | -0.13922 | -0.13922 | -0.13922 | -0.13922 | -0.50156 | -0.50156 | -0.50156 | -0.50156 | -0.50156 | -0.50156 | -0.50156 | -0.50156 | -0.50156 | -0.50156 | -0.50156 | 35 |  |  | 1.1012
Area II Projects: | [53 empty] | 33
Riverhead Canal 2nd Line and Bank | 2020 |  | 136.8 | 0 | 0 | 0 | 0 | 18.2337 | 18.2337 | 18.2337 | 18.2337 | 18.2337 | 18.2337 | 18.2337 | 18.2337 | 18.2337 | 18.2337 | 18.2337 | 18.2337 | 18.2337 | 18.2337 | 18.2337 | 18.2337 | 18.2337 | 18.2337 | 18.2337 | 18.2337 | 18.2337 | 18.2337 | 18.2337 | 18.2337 | 18.2337 | 18.2337 | 18.2337 | 18.2337 | 18.2337 | 18.2337 | 18.2337 | 18.2337 | 18.2337 | 18.2337 | 18.2337 | [10 empty] | 35 |  | 226.5269
No Deferral |  |  | 136.8 |  | 0 | 0 | 0 | 18.2337 | 18.2337 | 18.2337 | 18.2337 | 18.2337 | 18.2337 | 18.2337 | 18.2337 | 18.2337 | 18.2337 | 18.2337 | 18.2337 | 18.2337 | 18.2337 | 18.2337 | 18.2337 | 18.2337 | 18.2337 | 18.2337 | 18.2337 | 18.2337 | 18.2337 | 18.2337 | 18.2337 | 18.2337 | 18.2337 | 18.2337 | 18.2337 | 18.2337 | 18.2337 | 18.2337 | 18.2337 | 18.2337 | 18.2337 | 18.2337 | [10 empty] | 35 |  | 226.5269
Riverhead Canal 2nd Line and Bank | 2026 |  | 136.8 | [10 empty] | 21.772 | 21.772 | 21.772 | 21.772 | 21.772 | 21.772 | 21.772 | 21.772 | 21.772 | 21.772 | 21.772 | 21.772 | 21.772 | 21.772 | 21.772 | 21.772 | 21.772 | 21.772 | 21.772 | 21.772 | 21.772 | 21.772 | 21.772 | 21.772 | 21.772 | 21.772 | 21.772 | 21.772 | 21.772 | 21.772 | 21.772 | 21.772 | 21.772 | 21.772 | 21.772 |  |  |  |  | 35 |  | 196.1681 | 30.3588 | 30.3588 | 632475.0457 | 1297838.7938
Deferral to Indicated Year |  |  | 136.8 | [6 empty] | 0 | 0 | 0 | 0 | 21.772 | 21.772 | 21.772 | 21.772 | 21.772 | 21.772 | 21.772 | 21.772 | 21.772 | 21.772 | 21.772 | 21.772 | 21.772 | 21.772 | 21.772 | 21.772 | 21.772 | 21.772 | 21.772 | 21.772 | 21.772 | 21.772 | 21.772 | 21.772 | 21.772 | 21.772 | 21.772 | 21.772 | 21.772 | 21.772 | 21.772 | 21.772 | 21.772 | 21.772 | 21.772 |  |  |  |  | 35 |  | 196.1681 | 30.3588 | 30.3588 | 632475.0457 | 1297838.7938 | =Area II Portion
[59 empty] | 3195971.0759 | =Area II+III Portions
Annual Avoided Costs for Deferral to Indicated Year:
Riverhead Canal 2nd Line and Bank | 2026 |  |  | 0 | 0 | 0 | 0 | 18.2337 | 18.2337 | 18.2337 | 18.2337 | 18.2337 | 18.2337 | -3.5383 | -3.5383 | -3.5383 | -3.5383 | -3.5383 | -3.5383 | -3.5383 | -3.5383 | -3.5383 | -3.5383 | -3.5383 | -3.5383 | -3.5383 | -3.5383 | -3.5383 | -3.5383 | -3.5383 | -3.5383 | -3.5383 | -3.5383 | -3.5383 | -3.5383 | -3.5383 | -3.5383 | -3.5383 | -3.5383 | -3.5383 | -3.5383 | -3.5383 | -21.772 | -21.772 | -21.772 | -21.772 | -21.772 | -21.772 |  |  |  |  | 35 |  |  | 30.3588
0
Area III Projects: | [52 empty] | 0 | 15
New Canal - Southampton Cable | 2017 |  | 37.6 | 0 | 4.5863 | 4.5863 | 4.5863 | 4.5863 | 4.5863 | 4.5863 | 4.5863 | 4.5863 | 4.5863 | 4.5863 | 4.5863 | 4.5863 | 4.5863 | 4.5863 | 4.5863 | 4.5863 | 4.5863 | 4.5863 | 4.5863 | 4.5863 | 4.5863 | 4.5863 | 4.5863 | 4.5863 | 4.5863 | 4.5863 | 4.5863 | 4.5863 | 4.5863 | 4.5863 | 4.5863 | 4.5863 | 4.5863 | 4.5863 | 4.5863 | [13 empty] | 35 |  | 66.9063
Upgrade Wildwood - Riverhead to 138 kV | 2017 |  | 7.7 | 0 | 0.93922 | 0.93922 | 0.93922 | 0.93922 | 0.93922 | 0.93922 | 0.93922 | 0.93922 | 0.93922 | 0.93922 | 0.93922 | 0.93922 | 0.93922 | 0.93922 | 0.93922 | 0.93922 | 0.93922 | 0.93922 | 0.93922 | 0.93922 | 0.93922 | 0.93922 | 0.93922 | 0.93922 | 0.93922 | 0.93922 | 0.93922 | 0.93922 | 0.93922 | 0.93922 | 0.93922 | 0.93922 | 0.93922 | 0.93922 | 0.93922 | [13 empty] | 35 |  | 13.7016
Bridgehampton - Buell New 69 kV UG Cable | 2017 |  | 33.2 | 0 | 4.0496 | 4.0496 | 4.0496 | 4.0496 | 4.0496 | 4.0496 | 4.0496 | 4.0496 | 4.0496 | 4.0496 | 4.0496 | 4.0496 | 4.0496 | 4.0496 | 4.0496 | 4.0496 | 4.0496 | 4.0496 | 4.0496 | 4.0496 | 4.0496 | 4.0496 | 4.0496 | 4.0496 | 4.0496 | 4.0496 | 4.0496 | 4.0496 | 4.0496 | 4.0496 | 4.0496 | 4.0496 | 4.0496 | 4.0496 | 4.0496 | [13 empty] | 35 |  | 59.0769
Canal - Wainscott New 138 kV UG Cable | 2022 |  | 275.5 | 0 | 0 | 0 | 0 | 0 | 0 | 38.957 | 38.957 | 38.957 | 38.957 | 38.957 | 38.957 | 38.957 | 38.957 | 38.957 | 38.957 | 38.957 | 38.957 | 38.957 | 38.957 | 38.957 | 38.957 | 38.957 | 38.957 | 38.957 | 38.957 | 38.957 | 38.957 | 38.957 | 38.957 | 38.957 | 38.957 | 38.957 | 38.957 | 38.957 | 38.957 | 38.957 | 38.957 | 38.957 | 38.957 | 38.957 | [8 empty] | 35 |  | 434.8353
No Deferral |  |  | 354 |  | 9.5752 | 9.5752 | 9.5752 | 9.5752 | 9.5752 | 48.5322 | 48.5322 | 48.5322 | 48.5322 | 48.5322 | 48.5322 | 48.5322 | 48.5322 | 48.5322 | 48.5322 | 48.5322 | 48.5322 | 48.5322 | 48.5322 | 48.5322 | 48.5322 | 48.5322 | 48.5322 | 48.5322 | 48.5322 | 48.5322 | 48.5322 | 48.5322 | 48.5322 | 48.5322 | 48.5322 | 48.5322 | 48.5322 | 48.5322 | 48.5322 | 38.957 | 38.957 | 38.957 | 38.957 | 38.957 | [10 empty] | 574.52
New Canal - Southampton Cable | 2023 |  | 37.6 | [7 empty] | 5.4763 | 5.4763 | 5.4763 | 5.4763 | 5.4763 | 5.4763 | 5.4763 | 5.4763 | 5.4763 | 5.4763 | 5.4763 | 5.4763 | 5.4763 | 5.4763 | 5.4763 | 5.4763 | 5.4763 | 5.4763 | 5.4763 | 5.4763 | 5.4763 | 5.4763 | 5.4763 | 5.4763 | 5.4763 | 5.4763 | 5.4763 | 5.4763 | 5.4763 | 5.4763 | 5.4763 | 5.4763 | 5.4763 | 5.4763 | 5.4763 | [7 empty] | 35 |  | 57.9396 | 8.9667 | 0 | 0 | 0
Upgrade Wildwood - Riverhead to 138 kV | 2022 |  | 7.7 | [6 empty] | 1.0888 | 1.0888 | 1.0888 | 1.0888 | 1.0888 | 1.0888 | 1.0888 | 1.0888 | 1.0888 | 1.0888 | 1.0888 | 1.0888 | 1.0888 | 1.0888 | 1.0888 | 1.0888 | 1.0888 | 1.0888 | 1.0888 | 1.0888 | 1.0888 | 1.0888 | 1.0888 | 1.0888 | 1.0888 | 1.0888 | 1.0888 | 1.0888 | 1.0888 | 1.0888 | 1.0888 | 1.0888 | 1.0888 | 1.0888 | 1.0888 | [8 empty] | 35 |  | 12.1533 | 1.5483 | 0 | 0 | 0
Bridgehampton - Buell New 69 kV UG Cable | 2023 |  | 33.2 | [7 empty] | 4.8355 | 4.8355 | 4.8355 | 4.8355 | 4.8355 | 4.8355 | 4.8355 | 4.8355 | 4.8355 | 4.8355 | 4.8355 | 4.8355 | 4.8355 | 4.8355 | 4.8355 | 4.8355 | 4.8355 | 4.8355 | 4.8355 | 4.8355 | 4.8355 | 4.8355 | 4.8355 | 4.8355 | 4.8355 | 4.8355 | 4.8355 | 4.8355 | 4.8355 | 4.8355 | 4.8355 | 4.8355 | 4.8355 | 4.8355 | 4.8355 | [7 empty] | 35 |  | 51.1595 | 7.9174 | 0 | 0 | 0
Canal - Wainscott New 138 kV UG Cable | 2028 |  | 275.5 | [12 empty] | 46.5167 | 46.5167 | 46.5167 | 46.5167 | 46.5167 | 46.5167 | 46.5167 | 46.5167 | 46.5167 | 46.5167 | 46.5167 | 46.5167 | 46.5167 | 46.5167 | 46.5167 | 46.5167 | 46.5167 | 46.5167 | 46.5167 | 46.5167 | 46.5167 | 46.5167 | 46.5167 | 46.5167 | 46.5167 | 46.5167 | 46.5167 | 46.5167 | 46.5167 | 46.5167 | 46.5167 | 46.5167 | 46.5167 | 46.5167 | 46.5167 |  |  | 35 |  | 376.5593 | 58.276 | 58.276 | 925015.732 | 1898132.2821
Deferral to Indicated Year |  |  | 354 | [6 empty] | 1.0888 | 11.4006 | 11.4006 | 11.4006 | 11.4006 | 11.4006 | 57.9173 | 57.9173 | 57.9173 | 57.9173 | 57.9173 | 57.9173 | 57.9173 | 57.9173 | 57.9173 | 57.9173 | 57.9173 | 57.9173 | 57.9173 | 57.9173 | 57.9173 | 57.9173 | 57.9173 | 57.9173 | 57.9173 | 57.9173 | 57.9173 | 57.9173 | 57.9173 | 57.9173 | 57.9173 | 57.9173 | 57.9173 | 57.9173 | 57.9173 | 56.8285 | 46.5167 | 46.5167 | 46.5167 | 46.5167 | 46.5167 |  |  | 41 |  | 497.8117 | 76.7083 | 58.276 | 925015.732 | 1898132.2821 | =Area III Portion
[59 empty] | 1898132.2821 | =Area III Portion
Annual Avoided Costs for Deferral to Indicated Year:
New Canal - Southampton Cable | 2023 |  |  | 0 | 4.5863 | 4.5863 | 4.5863 | 4.5863 | 4.5863 | 4.5863 | -0.88999 | -0.88999 | -0.88999 | -0.88999 | -0.88999 | -0.88999 | -0.88999 | -0.88999 | -0.88999 | -0.88999 | -0.88999 | -0.88999 | -0.88999 | -0.88999 | -0.88999 | -0.88999 | -0.88999 | -0.88999 | -0.88999 | -0.88999 | -0.88999 | -0.88999 | -0.88999 | -0.88999 | -0.88999 | -0.88999 | -0.88999 | -0.88999 | -0.88999 | -5.4763 | -5.4763 | -5.4763 | -5.4763 | -5.4763 | -5.4763 | 0 | 0 | 0 | 0 | 0 |  |  | 35 |  |  | 8.9667
Upgrade Wildwood - Riverhead to 138 kV | 2022 |  |  | 0 | 0.93922 | 0.93922 | 0.93922 | 0.93922 | 0.93922 | -0.14959 | -0.14959 | -0.14959 | -0.14959 | -0.14959 | -0.14959 | -0.14959 | -0.14959 | -0.14959 | -0.14959 | -0.14959 | -0.14959 | -0.14959 | -0.14959 | -0.14959 | -0.14959 | -0.14959 | -0.14959 | -0.14959 | -0.14959 | -0.14959 | -0.14959 | -0.14959 | -0.14959 | -0.14959 | -0.14959 | -0.14959 | -0.14959 | -0.14959 | -0.14959 | -1.0888 | -1.0888 | -1.0888 | -1.0888 | -1.0888 | 0 | 0 | 0 | 0 | 0 | 0 |  |  | 35 |  |  | 1.5483
Bridgehampton - Buell New 69 kV UG Cable | 2023 |  |  | 0 | 4.0496 | 4.0496 | 4.0496 | 4.0496 | 4.0496 | 4.0496 | -0.78584 | -0.78584 | -0.78584 | -0.78584 | -0.78584 | -0.78584 | -0.78584 | -0.78584 | -0.78584 | -0.78584 | -0.78584 | -0.78584 | -0.78584 | -0.78584 | -0.78584 | -0.78584 | -0.78584 | -0.78584 | -0.78584 | -0.78584 | -0.78584 | -0.78584 | -0.78584 | -0.78584 | -0.78584 | -0.78584 | -0.78584 | -0.78584 | -0.78584 | -4.8355 | -4.8355 | -4.8355 | -4.8355 | -4.8355 | -4.8355 | 0 | 0 | 0 | 0 | 0 |  |  | 35 |  |  | 7.9174
Canal - Wainscott New 138 kV UG Cable | 2028 |  |  | 0 | 0 | 0 | 0 | 0 | 0 | 38.957 | 38.957 | 38.957 | 38.957 | 38.957 | 38.957 | -7.5597 | -7.5597 | -7.5597 | -7.5597 | -7.5597 | -7.5597 | -7.5597 | -7.5597 | -7.5597 | -7.5597 | -7.5597 | -7.5597 | -7.5597 | -7.5597 | -7.5597 | -7.5597 | -7.5597 | -7.5597 | -7.5597 | -7.5597 | -7.5597 | -7.5597 | -7.5597 | -7.5597 | -7.5597 | -7.5597 | -7.5597 | -7.5597 | -7.5597 | -46.5167 | -46.5167 | -46.5167 | -46.5167 | -46.5167 | -46.5167 | [5 empty] | 58.276
Total - All Areas (No Deferrals,$Millions) |  |  | 513.3 |  | 11.3926 | 11.9957 | 12.358 | 30.5918 | 30.5918 | 69.5487 | 69.5487 | 69.5487 | 69.5487 | 69.5487 | 69.5487 | 69.5487 | 69.5487 | 69.5487 | 69.5487 | 69.5487 | 69.5487 | 69.5487 | 69.5487 | 69.5487 | 69.5487 | 69.5487 | 69.5487 | 69.5487 | 69.5487 | 69.5487 | 69.5487 | 69.5487 | 69.5487 | 69.5487 | 69.5487 | 69.5487 | 69.5487 | 69.5487 | 69.5487 | 58.1561 | 57.553 | 57.1907 | 38.957 | 38.957 | 0 | 0 | 0 | 0 | 0 | 0 | 0 | 0 |  | 63 | 840.6482 | 117.3552 | = max. total avoided cost in portfolio
Annual Avoided Costs for Deferrals - Area 1 Proposal: (see note*) | Deferral Year |  |  | 2016 | 2017 | 2018 | 2019 | 2020 | 2021 | 2022 | 2023 | 2024 | 2025 | 2026 | 2027 | 2028 | 2029 | 2030 | 2031 | 2032 | 2033 | 2034 | 2035 | 2036 | 2037 | 2038 | 2039 | 2040 | 2041 | 2042 | 2043 | 2044 | 2045 | 2046 | 2047 | 2048 | 2049 | 2050 | 2051 | 2052 | 2053 | 2054 | 2055 | 2056 | 2057 | 2058 | 2059 | 2060 | 2061 | 2062 | 2063 | 2064 |  |  | Differential NPV $M |  | Differential NPV $M (adjusted for COD of Selected Project) | Differntial NPV $/MW | NPV of Transmission Avoided Costs for Selected Project
Area I Projects:
Amagansett Conversion 33 kV | 2030 |  |  | 0 | 0.97582 | 0.97582 | 0.97582 | 0.97582 | 0.97582 | 0.97582 | 0.97582 | 0.97582 | 0.97582 | 0.97582 | 0.97582 | 0.97582 | 0.97582 | -0.4572 | -0.4572 | -0.4572 | -0.4572 | -0.4572 | -0.4572 | -0.4572 | -0.4572 | -0.4572 | -0.4572 | -0.4572 | -0.4572 | -0.4572 | -0.4572 | -0.4572 | -0.4572 | -0.4572 | -0.4572 | -0.4572 | -0.4572 | -0.4572 | -0.4572 | -1.433 | -1.433 | -1.433 | -1.433 | -1.433 | -1.433 | -1.433 | -1.433 | -1.433 | -1.433 | -1.433 | -1.433 | -1.433 |  |  | 3.8129 |  | 0 | 0 | 0
East Hampton Conversion 33 kV | 2030 |  |  | 0 | 0.39033 | 0.39033 | 0.39033 | 0.39033 | 0.39033 | 0.39033 | 0.39033 | 0.39033 | 0.39033 | 0.39033 | 0.39033 | 0.39033 | 0.39033 | -0.18288 | -0.18288 | -0.18288 | -0.18288 | -0.18288 | -0.18288 | -0.18288 | -0.18288 | -0.18288 | -0.18288 | -0.18288 | -0.18288 | -0.18288 | -0.18288 | -0.18288 | -0.18288 | -0.18288 | -0.18288 | -0.18288 | -0.18288 | -0.18288 | -0.18288 | -0.57321 | -0.57321 | -0.57321 | -0.57321 | -0.57321 | -0.57321 | -0.57321 | -0.57321 | -0.57321 | -0.57321 | -0.57321 | -0.57321 | -0.57321 |  |  | 1.5252 |  | 0 | 0 | 0
Buell Conversion 33 kV | 2030 |  |  | 0 | 0.45131 | 0.45131 | 0.45131 | 0.45131 | 0.45131 | 0.45131 | 0.45131 | 0.45131 | 0.45131 | 0.45131 | 0.45131 | 0.45131 | 0.45131 | -0.21146 | -0.21146 | -0.21146 | -0.21146 | -0.21146 | -0.21146 | -0.21146 | -0.21146 | -0.21146 | -0.21146 | -0.21146 | -0.21146 | -0.21146 | -0.21146 | -0.21146 | -0.21146 | -0.21146 | -0.21146 | -0.21146 | -0.21146 | -0.21146 | -0.21146 | -0.66277 | -0.66277 | -0.66277 | -0.66277 | -0.66277 | -0.66277 | -0.66277 | -0.66277 | -0.66277 | -0.66277 | -0.66277 | -0.66277 | -0.66277 |  |  | 1.7635 |  | 0 | 0 | 0
Hither Hills Conversion to 33 kV | 2030 |  |  | 0 | 0 | 0.60305 | 0.60305 | 0.60305 | 0.60305 | 0.60305 | 0.60305 | 0.60305 | 0.60305 | 0.60305 | 0.60305 | 0.60305 | 0.60305 | -0.25676 | -0.25676 | -0.25676 | -0.25676 | -0.25676 | -0.25676 | -0.25676 | -0.25676 | -0.25676 | -0.25676 | -0.25676 | -0.25676 | -0.25676 | -0.25676 | -0.25676 | -0.25676 | -0.25676 | -0.25676 | -0.25676 | -0.25676 | -0.25676 | -0.25676 | -0.25676 | -0.85981 | -0.85981 | -0.85981 | -0.85981 | -0.85981 | -0.85981 | -0.85981 | -0.85981 | -0.85981 | -0.85981 | -0.85981 | -0.85981 |  |  | 2.0853 |  | 2.0853 | 139022.8879 | 0
Culloden Pt Conversion to 33 kV | 2030 |  |  | 0 | 0 | 0 | 0.36233 | 0.36233 | 0.36233 | 0.36233 | 0.36233 | 0.36233 | 0.36233 | 0.36233 | 0.36233 | 0.36233 | 0.36233 | -0.13922 | -0.13922 | -0.13922 | -0.13922 | -0.13922 | -0.13922 | -0.13922 | -0.13922 | -0.13922 | -0.13922 | -0.13922 | -0.13922 | -0.13922 | -0.13922 | -0.13922 | -0.13922 | -0.13922 | -0.13922 | -0.13922 | -0.13922 | -0.13922 | -0.13922 | -0.13922 | -0.13922 | -0.50156 | -0.50156 | -0.50156 | -0.50156 | -0.50156 | -0.50156 | -0.50156 | -0.50156 | -0.50156 | -0.50156 | -0.50156 |  |  | 1.1012 |  | 1.1012 | 73412.135 | 0
[59 empty] | 0 | =Area I Portion
Area II Projects: | [58 empty] | 0 | =Area I+II+III Portions
Riverhead Canal 2nd Line and Bank | 2026 |  |  | 0 | 0 | 0 | 0 | 18.2337 | 18.2337 | 18.2337 | 18.2337 | 18.2337 | 18.2337 | -3.5383 | -3.5383 | -3.5383 | -3.5383 | -3.5383 | -3.5383 | -3.5383 | -3.5383 | -3.5383 | -3.5383 | -3.5383 | -3.5383 | -3.5383 | -3.5383 | -3.5383 | -3.5383 | -3.5383 | -3.5383 | -3.5383 | -3.5383 | -3.5383 | -3.5383 | -3.5383 | -3.5383 | -3.5383 | -3.5383 | -3.5383 | -3.5383 | -3.5383 | -21.772 | -21.772 | -21.772 | -21.772 | -21.772 | -21.772 | 0 | 0 | 0 | 0 |  |  | 30.3588 |  | 30.3588 | 632475.0457 | 0
[59 empty] | 0 | =Area II Portion
Area III Projects: | [58 empty] | 0 | =Area II+III Portions
New Canal - Southampton Cable | 2023 |  |  | 0 | 4.5863 | 4.5863 | 4.5863 | 4.5863 | 4.5863 | 4.5863 | -0.88999 | -0.88999 | -0.88999 | -0.88999 | -0.88999 | -0.88999 | -0.88999 | -0.88999 | -0.88999 | -0.88999 | -0.88999 | -0.88999 | -0.88999 | -0.88999 | -0.88999 | -0.88999 | -0.88999 | -0.88999 | -0.88999 | -0.88999 | -0.88999 | -0.88999 | -0.88999 | -0.88999 | -0.88999 | -0.88999 | -0.88999 | -0.88999 | -0.88999 | -5.4763 | -5.4763 | -5.4763 | -5.4763 | -5.4763 | -5.4763 | 0 | 0 | 0 | 0 | 0 | 0 | 0 |  |  | 8.9667 |  | 0 | 0 | 0
Upgrade Wildwood - Riverhead to 138 kV | 2022 |  |  | 0 | 0.93922 | 0.93922 | 0.93922 | 0.93922 | 0.93922 | -0.14959 | -0.14959 | -0.14959 | -0.14959 | -0.14959 | -0.14959 | -0.14959 | -0.14959 | -0.14959 | -0.14959 | -0.14959 | -0.14959 | -0.14959 | -0.14959 | -0.14959 | -0.14959 | -0.14959 | -0.14959 | -0.14959 | -0.14959 | -0.14959 | -0.14959 | -0.14959 | -0.14959 | -0.14959 | -0.14959 | -0.14959 | -0.14959 | -0.14959 | -0.14959 | -1.0888 | -1.0888 | -1.0888 | -1.0888 | -1.0888 | 0 | 0 | 0 | 0 | 0 | 0 | 0 | 0 |  |  | 1.5483 |  | 0 | 0 | 0
Bridgehampton - Buell New 69 kV UG Cable | 2023 |  |  | 0 | 4.0496 | 4.0496 | 4.0496 | 4.0496 | 4.0496 | 4.0496 | -0.78584 | -0.78584 | -0.78584 | -0.78584 | -0.78584 | -0.78584 | -0.78584 | -0.78584 | -0.78584 | -0.78584 | -0.78584 | -0.78584 | -0.78584 | -0.78584 | -0.78584 | -0.78584 | -0.78584 | -0.78584 | -0.78584 | -0.78584 | -0.78584 | -0.78584 | -0.78584 | -0.78584 | -0.78584 | -0.78584 | -0.78584 | -0.78584 | -0.78584 | -4.8355 | -4.8355 | -4.8355 | -4.8355 | -4.8355 | -4.8355 | 0 | 0 | 0 | 0 | 0 | 0 | 0 |  |  | 7.9174 |  | 0 | 0 | 0
Canal - Wainscott New 138 kV UG Cable | 2028 |  |  | 0 | 0 | 0 | 0 | 0 | 0 | 38.957 | 38.957 | 38.957 | 38.957 | 38.957 | 38.957 | -7.5597 | -7.5597 | -7.5597 | -7.5597 | -7.5597 | -7.5597 | -7.5597 | -7.5597 | -7.5597 | -7.5597 | -7.5597 | -7.5597 | -7.5597 | -7.5597 | -7.5597 | -7.5597 | -7.5597 | -7.5597 | -7.5597 | -7.5597 | -7.5597 | -7.5597 | -7.5597 | -7.5597 | -7.5597 | -7.5597 | -7.5597 | -7.5597 | -7.5597 | -46.5167 | -46.5167 | -46.5167 | -46.5167 | -46.5167 | -46.5167 | 0 | 0 |  |  | 58.276 |  | 58.276 | 925015.732 | 0
[59 empty] | 0 | =Area III Portion
Total - Area 1 Proposal, $Millions (unadjusted) |  |  |  | 0 | 0 | 0.60305 | 0.96539 | 19.1991 | 19.1991 | 58.1561 | 58.1561 | 58.1561 | 58.1561 | 36.3841 | 36.3841 | -10.1326 | -10.1326 | -11.494 | -11.494 | -11.494 | -11.494 | -11.494 | -11.494 | -11.494 | -11.494 | -11.494 | -11.494 | -11.494 | -11.494 | -11.494 | -11.494 | -11.494 | -11.494 | -11.494 | -11.494 | -11.494 | -11.494 | -11.494 | -11.494 | -11.494 | -12.097 | -12.4594 | -30.6931 | -30.6931 | -69.6501 | -69.6501 | -69.6501 | -69.6501 | -47.878 | -47.878 | -1.3614 | -1.3614 |  |  | 91.8213 |  |  | 1769925.8006 | 0
$/MW-yr |  |  |  | 0 | 0 | 40203.5861 | 64359.2408 | 444228.478 | 444228.478 | 1062593.2896 | 1062593.2896 | 1062593.2896 | 1062593.2896 | 609009.5545 | 609009.5545 | -129350.3688 | -129350.3688 | -220108.1448 | -220108.1448 | -220108.1448 | -220108.1448 | -220108.1448 | -220108.1448 | -220108.1448 | -220108.1448 | -220108.1448 | -220108.1448 | -220108.1448 | -220108.1448 | -220108.1448 | -220108.1448 | -220108.1448 | -220108.1448 | -220108.1448 | -220108.1448 | -220108.1448 | -220108.1448 | -220108.1448 | -220108.1448 | -220108.1448 | -260311.731 | -284467.3856 | -664336.6229 | -664336.6229 | -1282701.4345 | -1282701.4345 | -1282701.4345 | -1282701.4345 | -829117.6994 | -829117.6994 | -90757.776 | -90757.776
$Millions (adjusted) |  |  |  | 0 | 0 | 0 | 0 | 0 | 0 | 0 | 0 | 0 | 0 | 0 | 0 | 0 | 0 | 0 | 0 | 0 | 0 | 0 | 0 | 0 | 0 | 0 | 0 | 0 | 0 | 0 | 0 | 0 | 0 | 0 | 0 | 0 | 0 | 0 | 0 | 0 | 0 | 0 | 0 | 0 | 0 | 0 | 0 | 0 | 0 | 0 | 0 | 0 |  |  | 0
Annual Avoided Costs for Deferrals - Area 2 Proposal: (see note*) | Deferral Year |  |  | 2016 | 2017 | 2018 | 2019 | 2020 | 2021 | 2022 | 2023 | 2024 | 2025 | 2026 | 2027 | 2028 | 2029 | 2030 | 2031 | 2032 | 2033 | 2034 | 2035 | 2036 | 2037 | 2038 | 2039 | 2040 | 2041 | 2042 | 2043 | 2044 | 2045 | 2046 | 2047 | 2048 | 2049 | 2050 | 2051 | 2052 | 2053 | 2054 | 2055 | 2056 | 2057 | 2058 | 2059 | 2060 | 2061 | 2062 | 2063 | 2064 |  |  | Differential NPV $M |  | Differential NPV $M (adjusted for COD of Selected Project) | Differntial NPV $/MW | NPV of Transmission Avoided Costs for Selected Project
Area I Projects:
Amagansett Conversion 33 kV | 2030 |  |  | 0 | 0 | 0 | 0 | 0 | 0 | 0 | 0 | 0 | 0 | 0 | 0 | 0 | 0 | 0 | 0 | 0 | 0 | 0 | 0 | 0 | 0 | 0 | 0 | 0 | 0 | 0 | 0 | 0 | 0 | 0 | 0 | 0 | 0 | 0 | 0 | 0 | 0 | 0 | 0 | 0 | 0 | 0 | 0 | 0 | 0 | 0 | 0 | 0 |  |  | 0 |  | 0 | 0 | 0
East Hampton Conversion 33 kV | 2030 |  |  | 0 | 0 | 0 | 0 | 0 | 0 | 0 | 0 | 0 | 0 | 0 | 0 | 0 | 0 | 0 | 0 | 0 | 0 | 0 | 0 | 0 | 0 | 0 | 0 | 0 | 0 | 0 | 0 | 0 | 0 | 0 | 0 | 0 | 0 | 0 | 0 | 0 | 0 | 0 | 0 | 0 | 0 | 0 | 0 | 0 | 0 | 0 | 0 | 0 |  |  | 0 |  | 0 | 0 | 0
Buell Conversion 33 kV | 2030 |  |  | 0 | 0 | 0 | 0 | 0 | 0 | 0 | 0 | 0 | 0 | 0 | 0 | 0 | 0 | 0 | 0 | 0 | 0 | 0 | 0 | 0 | 0 | 0 | 0 | 0 | 0 | 0 | 0 | 0 | 0 | 0 | 0 | 0 | 0 | 0 | 0 | 0 | 0 | 0 | 0 | 0 | 0 | 0 | 0 | 0 | 0 | 0 | 0 | 0 |  |  | 0 |  | 0 | 0 | 0
Hither Hills Conversion to 33 kV | 2030 |  |  | 0 | 0 | 0 | 0 | 0 | 0 | 0 | 0 | 0 | 0 | 0 | 0 | 0 | 0 | 0 | 0 | 0 | 0 | 0 | 0 | 0 | 0 | 0 | 0 | 0 | 0 | 0 | 0 | 0 | 0 | 0 | 0 | 0 | 0 | 0 | 0 | 0 | 0 | 0 | 0 | 0 | 0 | 0 | 0 | 0 | 0 | 0 | 0 | 0 |  |  | 0 |  | 0 | 0 | 0
Culloden Pt Conversion to 33 kV | 2030 |  |  | 0 | 0 | 0 | 0 | 0 | 0 | 0 | 0 | 0 | 0 | 0 | 0 | 0 | 0 | 0 | 0 | 0 | 0 | 0 | 0 | 0 | 0 | 0 | 0 | 0 | 0 | 0 | 0 | 0 | 0 | 0 | 0 | 0 | 0 | 0 | 0 | 0 | 0 | 0 | 0 | 0 | 0 | 0 | 0 | 0 | 0 | 0 | 0 | 0 |  |  | 0 |  | 0 | 0 | 0
[59 empty] | 0 | =Area I Portion
Area II Projects: | [58 empty] | 0 | =Area I+II+III Portions
Riverhead Canal 2nd Line and Bank | 2026 |  |  | 0 | 0 | 0 | 0 | 18.2337 | 18.2337 | 18.2337 | 18.2337 | 18.2337 | 18.2337 | -3.5383 | -3.5383 | -3.5383 | -3.5383 | -3.5383 | -3.5383 | -3.5383 | -3.5383 | -3.5383 | -3.5383 | -3.5383 | -3.5383 | -3.5383 | -3.5383 | -3.5383 | -3.5383 | -3.5383 | -3.5383 | -3.5383 | -3.5383 | -3.5383 | -3.5383 | -3.5383 | -3.5383 | -3.5383 | -3.5383 | -3.5383 | -3.5383 | -3.5383 | -21.772 | -21.772 | -21.772 | -21.772 | -21.772 | -21.772 | 0 | 0 | 0 | 0 |  |  | 30.3588 |  | 30.3588 | 632475.0457 | 0
[59 empty] | 0 | =Area II Portion
Area III Projects: | [58 empty] | 0 | =Area II+III Portions
New Canal - Southampton Cable | 2023 |  |  | 0 | 4.5863 | 4.5863 | 4.5863 | 4.5863 | 4.5863 | 4.5863 | -0.88999 | -0.88999 | -0.88999 | -0.88999 | -0.88999 | -0.88999 | -0.88999 | -0.88999 | -0.88999 | -0.88999 | -0.88999 | -0.88999 | -0.88999 | -0.88999 | -0.88999 | -0.88999 | -0.88999 | -0.88999 | -0.88999 | -0.88999 | -0.88999 | -0.88999 | -0.88999 | -0.88999 | -0.88999 | -0.88999 | -0.88999 | -0.88999 | -0.88999 | -5.4763 | -5.4763 | -5.4763 | -5.4763 | -5.4763 | -5.4763 | 0 | 0 | 0 | 0 | 0 | 0 | 0 |  |  | 8.9667 |  | 0 | 0 | 0
Upgrade Wildwood - Riverhead to 138 kV | 2022 |  |  | 0 | 0.93922 | 0.93922 | 0.93922 | 0.93922 | 0.93922 | -0.14959 | -0.14959 | -0.14959 | -0.14959 | -0.14959 | -0.14959 | -0.14959 | -0.14959 | -0.14959 | -0.14959 | -0.14959 | -0.14959 | -0.14959 | -0.14959 | -0.14959 | -0.14959 | -0.14959 | -0.14959 | -0.14959 | -0.14959 | -0.14959 | -0.14959 | -0.14959 | -0.14959 | -0.14959 | -0.14959 | -0.14959 | -0.14959 | -0.14959 | -0.14959 | -1.0888 | -1.0888 | -1.0888 | -1.0888 | -1.0888 | 0 | 0 | 0 | 0 | 0 | 0 | 0 | 0 |  |  | 1.5483 |  | 0 | 0 | 0
Bridgehampton - Buell New 69 kV UG Cable | 2023 |  |  | 0 | 4.0496 | 4.0496 | 4.0496 | 4.0496 | 4.0496 | 4.0496 | -0.78584 | -0.78584 | -0.78584 | -0.78584 | -0.78584 | -0.78584 | -0.78584 | -0.78584 | -0.78584 | -0.78584 | -0.78584 | -0.78584 | -0.78584 | -0.78584 | -0.78584 | -0.78584 | -0.78584 | -0.78584 | -0.78584 | -0.78584 | -0.78584 | -0.78584 | -0.78584 | -0.78584 | -0.78584 | -0.78584 | -0.78584 | -0.78584 | -0.78584 | -4.8355 | -4.8355 | -4.8355 | -4.8355 | -4.8355 | -4.8355 | 0 | 0 | 0 | 0 | 0 | 0 | 0 |  |  | 7.9174 |  | 0 | 0 | 0
Canal - Wainscott New 138 kV UG Cable | 2028 |  |  | 0 | 0 | 0 | 0 | 0 | 0 | 38.957 | 38.957 | 38.957 | 38.957 | 38.957 | 38.957 | -7.5597 | -7.5597 | -7.5597 | -7.5597 | -7.5597 | -7.5597 | -7.5597 | -7.5597 | -7.5597 | -7.5597 | -7.5597 | -7.5597 | -7.5597 | -7.5597 | -7.5597 | -7.5597 | -7.5597 | -7.5597 | -7.5597 | -7.5597 | -7.5597 | -7.5597 | -7.5597 | -7.5597 | -7.5597 | -7.5597 | -7.5597 | -7.5597 | -7.5597 | -46.5167 | -46.5167 | -46.5167 | -46.5167 | -46.5167 | -46.5167 | 0 | 0 |  |  | 58.276 |  | 58.276 | 925015.732 | 0
[59 empty] | 0 | =Area III Portion
Total - Area 2 Proposal, $Millions (unadjusted) |  |  |  | 0 | 0 | 0 | 0 | 18.2337 | 18.2337 | 57.1907 | 57.1907 | 57.1907 | 57.1907 | 35.4187 | 35.4187 | -11.098 | -11.098 | -11.098 | -11.098 | -11.098 | -11.098 | -11.098 | -11.098 | -11.098 | -11.098 | -11.098 | -11.098 | -11.098 | -11.098 | -11.098 | -11.098 | -11.098 | -11.098 | -11.098 | -11.098 | -11.098 | -11.098 | -11.098 | -11.098 | -11.098 | -11.098 | -11.098 | -29.3317 | -29.3317 | -68.2887 | -68.2887 | -68.2887 | -68.2887 | -46.5167 | -46.5167 | 0 | 0 |  |  | 88.6348 |  |  | 1557490.7777 | 0
$/MW-yr |  |  |  | 0 | 0 | 0 | 0 | 379869.2372 | 379869.2372 | 998234.0488 | 998234.0488 | 998234.0488 | 998234.0488 | 544650.3137 | 544650.3137 | -193709.6096 | -193709.6096 | -193709.6096 | -193709.6096 | -193709.6096 | -193709.6096 | -193709.6096 | -193709.6096 | -193709.6096 | -193709.6096 | -193709.6096 | -193709.6096 | -193709.6096 | -193709.6096 | -193709.6096 | -193709.6096 | -193709.6096 | -193709.6096 | -193709.6096 | -193709.6096 | -193709.6096 | -193709.6096 | -193709.6096 | -193709.6096 | -193709.6096 | -193709.6096 | -193709.6096 | -573578.8469 | -573578.8469 | -1191943.6585 | -1191943.6585 | -1191943.6585 | -1191943.6585 | -738359.9234 | -738359.9234 | 0 | 0
$Millions (adjusted) |  |  |  | 0 | 0 | 0 | 0 | 0 | 0 | 0 | 0 | 0 | 0 | 0 | 0 | 0 | 0 | 0 | 0 | 0 | 0 | 0 | 0 | 0 | 0 | 0 | 0 | 0 | 0 | 0 | 0 | 0 | 0 | 0 | 0 | 0 | 0 | 0 | 0 | 0 | 0 | 0 | 0 | 0 | 0 | 0 | 0 | 0 | 0 | 0 | 0 | 0 |  |  | 0
Annual Avoided Costs for Deferrals - Area 3 Proposal: (see note*) | Deferral Year |  |  | 2016 | 2017 | 2018 | 2019 | 2020 | 2021 | 2022 | 2023 | 2024 | 2025 | 2026 | 2027 | 2028 | 2029 | 2030 | 2031 | 2032 | 2033 | 2034 | 2035 | 2036 | 2037 | 2038 | 2039 | 2040 | 2041 | 2042 | 2043 | 2044 | 2045 | 2046 | 2047 | 2048 | 2049 | 2050 | 2051 | 2052 | 2053 | 2054 | 2055 | 2056 | 2057 | 2058 | 2059 | 2060 | 2061 | 2062 | 2063 | 2064 |  |  | Differential NPV $M |  | Differential NPV $M (adjusted for COD of Selected Project) | Differntial NPV $/MW | NPV of Transmission Avoided Costs for Selected Project
Area I Projects:
Amagansett Conversion 33 kV | 2030 |  |  | 0 | 0 | 0 | 0 | 0 | 0 | 0 | 0 | 0 | 0 | 0 | 0 | 0 | 0 | 0 | 0 | 0 | 0 | 0 | 0 | 0 | 0 | 0 | 0 | 0 | 0 | 0 | 0 | 0 | 0 | 0 | 0 | 0 | 0 | 0 | 0 | 0 | 0 | 0 | 0 | 0 | 0 | 0 | 0 | 0 | 0 | 0 | 0 | 0 |  |  | 0 |  | 0 | 0 | 0
East Hampton Conversion 33 kV | 2030 |  |  | 0 | 0 | 0 | 0 | 0 | 0 | 0 | 0 | 0 | 0 | 0 | 0 | 0 | 0 | 0 | 0 | 0 | 0 | 0 | 0 | 0 | 0 | 0 | 0 | 0 | 0 | 0 | 0 | 0 | 0 | 0 | 0 | 0 | 0 | 0 | 0 | 0 | 0 | 0 | 0 | 0 | 0 | 0 | 0 | 0 | 0 | 0 | 0 | 0 |  |  | 0 |  | 0 | 0 | 0
Buell Conversion 33 kV | 2030 |  |  | 0 | 0 | 0 | 0 | 0 | 0 | 0 | 0 | 0 | 0 | 0 | 0 | 0 | 0 | 0 | 0 | 0 | 0 | 0 | 0 | 0 | 0 | 0 | 0 | 0 | 0 | 0 | 0 | 0 | 0 | 0 | 0 | 0 | 0 | 0 | 0 | 0 | 0 | 0 | 0 | 0 | 0 | 0 | 0 | 0 | 0 | 0 | 0 | 0 |  |  | 0 |  | 0 | 0 | 0
Hither Hills Conversion to 33 kV | 2030 |  |  | 0 | 0 | 0 | 0 | 0 | 0 | 0 | 0 | 0 | 0 | 0 | 0 | 0 | 0 | 0 | 0 | 0 | 0 | 0 | 0 | 0 | 0 | 0 | 0 | 0 | 0 | 0 | 0 | 0 | 0 | 0 | 0 | 0 | 0 | 0 | 0 | 0 | 0 | 0 | 0 | 0 | 0 | 0 | 0 | 0 | 0 | 0 | 0 | 0 |  |  | 0 |  | 0 | 0 | 0
Culloden Pt Conversion to 33 kV | 2030 |  |  | 0 | 0 | 0 | 0 | 0 | 0 | 0 | 0 | 0 | 0 | 0 | 0 | 0 | 0 | 0 | 0 | 0 | 0 | 0 | 0 | 0 | 0 | 0 | 0 | 0 | 0 | 0 | 0 | 0 | 0 | 0 | 0 | 0 | 0 | 0 | 0 | 0 | 0 | 0 | 0 | 0 | 0 | 0 | 0 | 0 | 0 | 0 | 0 | 0 |  |  | 0 |  | 0 | 0 | 0
[59 empty] | 0 | =Area I Portion
Area II Projects: | [58 empty] | 1898132.2821 | =Area I+II+III Portions
Riverhead Canal 2nd Line and Bank | 2026 |  |  | 0 | 0 | 0 | 0 | 0 | 0 | 0 | 0 | 0 | 0 | 0 | 0 | 0 | 0 | 0 | 0 | 0 | 0 | 0 | 0 | 0 | 0 | 0 | 0 | 0 | 0 | 0 | 0 | 0 | 0 | 0 | 0 | 0 | 0 | 0 | 0 | 0 | 0 | 0 | 0 | 0 | 0 | 0 | 0 | 0 | 0 | 0 | 0 | 0 |  |  | 0 |  | 0 | 0 | 0
[59 empty] | 0 | =Area II Portion
Area III Projects: | [58 empty] | 1898132.2821 | =Area II+III Portions
New Canal - Southampton Cable | 2023 |  |  | 0 | 4.5863 | 4.5863 | 4.5863 | 4.5863 | 4.5863 | 4.5863 | -0.88999 | -0.88999 | -0.88999 | -0.88999 | -0.88999 | -0.88999 | -0.88999 | -0.88999 | -0.88999 | -0.88999 | -0.88999 | -0.88999 | -0.88999 | -0.88999 | -0.88999 | -0.88999 | -0.88999 | -0.88999 | -0.88999 | -0.88999 | -0.88999 | -0.88999 | -0.88999 | -0.88999 | -0.88999 | -0.88999 | -0.88999 | -0.88999 | -0.88999 | -5.4763 | -5.4763 | -5.4763 | -5.4763 | -5.4763 | -5.4763 | 0 | 0 | 0 | 0 | 0 | 0 | 0 |  |  | 8.9667 |  | 0 | 0 | 0
Upgrade Wildwood - Riverhead to 138 kV | 2022 |  |  | 0 | 0.93922 | 0.93922 | 0.93922 | 0.93922 | 0.93922 | -0.14959 | -0.14959 | -0.14959 | -0.14959 | -0.14959 | -0.14959 | -0.14959 | -0.14959 | -0.14959 | -0.14959 | -0.14959 | -0.14959 | -0.14959 | -0.14959 | -0.14959 | -0.14959 | -0.14959 | -0.14959 | -0.14959 | -0.14959 | -0.14959 | -0.14959 | -0.14959 | -0.14959 | -0.14959 | -0.14959 | -0.14959 | -0.14959 | -0.14959 | -0.14959 | -1.0888 | -1.0888 | -1.0888 | -1.0888 | -1.0888 | 0 | 0 | 0 | 0 | 0 | 0 | 0 | 0 |  |  | 1.5483 |  | 0 | 0 | 0
Bridgehampton - Buell New 69 kV UG Cable | 2023 |  |  | 0 | 4.0496 | 4.0496 | 4.0496 | 4.0496 | 4.0496 | 4.0496 | -0.78584 | -0.78584 | -0.78584 | -0.78584 | -0.78584 | -0.78584 | -0.78584 | -0.78584 | -0.78584 | -0.78584 | -0.78584 | -0.78584 | -0.78584 | -0.78584 | -0.78584 | -0.78584 | -0.78584 | -0.78584 | -0.78584 | -0.78584 | -0.78584 | -0.78584 | -0.78584 | -0.78584 | -0.78584 | -0.78584 | -0.78584 | -0.78584 | -0.78584 | -4.8355 | -4.8355 | -4.8355 | -4.8355 | -4.8355 | -4.8355 | 0 | 0 | 0 | 0 | 0 | 0 | 0 |  |  | 7.9174 |  | 0 | 0 | 0
Canal - Wainscott New 138 kV UG Cable | 2028 |  |  | 0 | 0 | 0 | 0 | 0 | 0 | 38.957 | 38.957 | 38.957 | 38.957 | 38.957 | 38.957 | -7.5597 | -7.5597 | -7.5597 | -7.5597 | -7.5597 | -7.5597 | -7.5597 | -7.5597 | -7.5597 | -7.5597 | -7.5597 | -7.5597 | -7.5597 | -7.5597 | -7.5597 | -7.5597 | -7.5597 | -7.5597 | -7.5597 | -7.5597 | -7.5597 | -7.5597 | -7.5597 | -7.5597 | -7.5597 | -7.5597 | -7.5597 | -7.5597 | -7.5597 | -46.5167 | -46.5167 | -46.5167 | -46.5167 | -46.5167 | -46.5167 | 0 | 0 |  |  | 58.276 |  | 58.276 | 925015.732 | 1898132.2821
[59 empty] | 1898132.2821 | =Area III Portion
Total - Area 3 Proposal, $Millions (unadjusted) |  |  |  | 0 | 9.5752 | 9.5752 | 9.5752 | 9.5752 | 9.5752 | 47.4434 | 37.1316 | 37.1316 | 37.1316 | 37.1316 | 37.1316 | -9.3851 | -9.3851 | -9.3851 | -9.3851 | -9.3851 | -9.3851 | -9.3851 | -9.3851 | -9.3851 | -9.3851 | -9.3851 | -9.3851 | -9.3851 | -9.3851 | -9.3851 | -9.3851 | -9.3851 | -9.3851 | -9.3851 | -9.3851 | -9.3851 | -9.3851 | -9.3851 | -9.3851 | -18.9603 | -18.9603 | -18.9603 | -18.9603 | -18.9603 | -56.8285 | -46.5167 | -46.5167 | -46.5167 | -46.5167 | -46.5167 | 0 | 0 |  |  | 76.7083 |  |  | 925015.732 | 1898132.2821
$/MW-yr |  |  |  | 0 | 0 | 0 | 0 | 0 | 0 | 618364.8116 | 618364.8116 | 618364.8116 | 618364.8116 | 618364.8116 | 618364.8116 | -119995.1118 | -119995.1118 | -119995.1118 | -119995.1118 | -119995.1118 | -119995.1118 | -119995.1118 | -119995.1118 | -119995.1118 | -119995.1118 | -119995.1118 | -119995.1118 | -119995.1118 | -119995.1118 | -119995.1118 | -119995.1118 | -119995.1118 | -119995.1118 | -119995.1118 | -119995.1118 | -119995.1118 | -119995.1118 | -119995.1118 | -119995.1118 | -119995.1118 | -119995.1118 | -119995.1118 | -119995.1118 | -119995.1118 | -738359.9234 | -738359.9234 | -738359.9234 | -738359.9234 | -738359.9234 | -738359.9234 | 0 | 0
$Millions (adjusted) |  |  |  | 0 | 0 | 0 | 0 | 0 | 0 | 1.2689 | 1.2689 | 1.2689 | 1.2689 | 1.2689 | 1.2689 | -0.24623 | -0.24623 | -0.24623 | -0.24623 | -0.24623 | -0.24623 | -0.24623 | -0.24623 | -0.24623 | -0.24623 | -0.24623 | -0.24623 | -0.24623 | -0.24623 | -0.24623 | -0.24623 | -0.24623 | -0.24623 | -0.24623 | -0.24623 | -0.24623 | -0.24623 | -0.24623 | -0.24623 | -0.24623 | -0.24623 | -0.24623 | -0.24623 | -0.24623 | -1.5151 | -1.5151 | -1.5151 | -1.5151 | -1.5151 | -1.5151 | 0 | 0 |  |  | 1898.1323
Discount Factor (Relative to 1/1/2016) = |  |  |  | 0.94787 | 0.89845 | 0.85161 | 0.80722 | 0.76513 | 0.72525 | 0.68744 | 0.6516 | 0.61763 | 0.58543 | 0.55491 | 0.52598 | 0.49856 | 0.47257 | 0.44793 | 0.42458 | 0.40245 | 0.38147 | 0.36158 | 0.34273 | 0.32486 | 0.30793 | 0.29187 | 0.27666 | 0.26223 | 0.24856 | 0.2356 | 0.22332 | 0.21168 | 0.20064 | 0.19018 | 0.18027 | 0.17087 | 0.16196 | 0.15352 | 0.14552 | 0.13793 | 0.13074 | 0.12392 | 0.11746 | 0.11134 | 0.10554 | 0.10003 | 0.094818 | 0.089875 | 0.08519 | 0.080748 | 0.076539 | 0.072549
* Note: A positive (+) avoided cost in a given year represents a cost savings relative to not having a transmission project deferral.
Note on BH17: Todd Kantarek: Interconnection at Southampton Sub dist'n side. Added 2.6% transmission loss factor.

## PhII (LIE300-5MW)
Version |  | Based on PSEGLI file: "East End Utility 2_0_Economics_2014_10_13_r28_Sargent_Lundy.xlsx"
Annual Revenue Requirements (Millions of $s)
1) Reference (Transmission only) Case
Project | I/S Year | Investor | Capital (2015$s) | 2016 | 2017 | 2018 | 2019 | 2020 | 2021 | 2022 | 2023 | 2024 | 2025 | 2026 | 2027 | 2028 | 2029 | 2030 | 2031 | 2032 | 2033 | 2034 | 2035 | 2036 | 2037 | 2038 | 2039 | 2040 | 2041 | 2042 | 2043 | 2044 | 2045 | 2046 | 2047 | 2048 | 2049 | 2050 | 2051 | 2052 | 2053 | 2054 | 2055 | 2056 | 2057 | 2058 | 2059 | 2060 | 2061 | 2062 | 2063 | 2064 |  | NPV |  | Proposal Number = | LIE300
Transmission Reinforcement I | 2017 | PSEGLI | 93.4 | 0 | 11.3926 | 11.3926 | 11.3926 | 11.3926 | 11.3926 | 11.3926 | 11.3926 | 11.3926 | 11.3926 | 11.3926 | 11.3926 | 11.3926 | 11.3926 | 11.3926 | 11.3926 | 11.3926 | 11.3926 | 11.3926 | 11.3926 | 11.3926 | 11.3926 | 11.3926 | 11.3926 | 11.3926 | 11.3926 | 11.3926 | 11.3926 | 11.3926 | 11.3926 | 11.3926 | 11.3926 | 11.3926 | 11.3926 | 11.3926 | 11.3926 | [13 empty] | 35 | 166.1982 |  | Proposer Name = | LI Energy Storage System LLC
Transmission Reinforcement II | 2018 | PSEGLI | 4.8 | 0 | 0 | 0.60305 | 0.60305 | 0.60305 | 0.60305 | 0.60305 | 0.60305 | 0.60305 | 0.60305 | 0.60305 | 0.60305 | 0.60305 | 0.60305 | 0.60305 | 0.60305 | 0.60305 | 0.60305 | 0.60305 | 0.60305 | 0.60305 | 0.60305 | 0.60305 | 0.60305 | 0.60305 | 0.60305 | 0.60305 | 0.60305 | 0.60305 | 0.60305 | 0.60305 | 0.60305 | 0.60305 | 0.60305 | 0.60305 | 0.60305 | 0.60305 | [12 empty] | 35 | 8.3388 |  | Proposal/Project = | Southampton Energy Storage System
Transmission Reinforcement III | 2019 | PSEGLI | 2.8 | 0 | 0 | 0 | 0.36233 | 0.36233 | 0.36233 | 0.36233 | 0.36233 | 0.36233 | 0.36233 | 0.36233 | 0.36233 | 0.36233 | 0.36233 | 0.36233 | 0.36233 | 0.36233 | 0.36233 | 0.36233 | 0.36233 | 0.36233 | 0.36233 | 0.36233 | 0.36233 | 0.36233 | 0.36233 | 0.36233 | 0.36233 | 0.36233 | 0.36233 | 0.36233 | 0.36233 | 0.36233 | 0.36233 | 0.36233 | 0.36233 | 0.36233 | 0.36233 | [11 empty] | 35 | 4.7491 |  | Option Number = | 2
Transmission Reinforcement IV | 2020 | PSEGLI | 136.8 | 0 | 0 | 0 | 0 | 18.2337 | 18.2337 | 18.2337 | 18.2337 | 18.2337 | 18.2337 | 18.2337 | 18.2337 | 18.2337 | 18.2337 | 18.2337 | 18.2337 | 18.2337 | 18.2337 | 18.2337 | 18.2337 | 18.2337 | 18.2337 | 18.2337 | 18.2337 | 18.2337 | 18.2337 | 18.2337 | 18.2337 | 18.2337 | 18.2337 | 18.2337 | 18.2337 | 18.2337 | 18.2337 | 18.2337 | 18.2337 | 18.2337 | 18.2337 | 18.2337 | [10 empty] | 35 | 226.5269 |  | Location = | 3
Transmission Reinforcement V | 2022 | PSEGLI | 275.5 | 0 | 0 | 0 | 0 | 0 | 0 | 38.957 | 38.957 | 38.957 | 38.957 | 38.957 | 38.957 | 38.957 | 38.957 | 38.957 | 38.957 | 38.957 | 38.957 | 38.957 | 38.957 | 38.957 | 38.957 | 38.957 | 38.957 | 38.957 | 38.957 | 38.957 | 38.957 | 38.957 | 38.957 | 38.957 | 38.957 | 38.957 | 38.957 | 38.957 | 38.957 | 38.957 | 38.957 | 38.957 | 38.957 | 38.957 | [8 empty] | 35 | 434.8353 |  | Technology = | Battery Storage
[56 empty] | Interconnection Points = | Southampton - 13kV
Total |  |  | 513.3 | 0 | 11.3926 | 11.9957 | 12.358 | 30.5918 | 30.5918 | 69.5487 | 69.5487 | 69.5487 | 69.5487 | 69.5487 | 69.5487 | 69.5487 | 69.5487 | 69.5487 | 69.5487 | 69.5487 | 69.5487 | 69.5487 | 69.5487 | 69.5487 | 69.5487 | 69.5487 | 69.5487 | 69.5487 | 69.5487 | 69.5487 | 69.5487 | 69.5487 | 69.5487 | 69.5487 | 69.5487 | 69.5487 | 69.5487 | 69.5487 | 69.5487 | 58.1561 | 57.553 | 57.1907 | 38.957 | 38.957 | 0 | 0 | 0 | 0 | 0 | 0 | 0 | 0 |  | 840.6482 |  | Loss Factor = | 1.026
2016 NPV @ 5.5%, thru 2035 |  |  |  | 2016: 559.7216
2016 NPV @ 5.5%, thru 2056 |  |  |  | 2016: 840.6482 |  |  |  | MW Required by 2022 (cap) = | 15 | 33 | 15 | Output: NPV of Transmission Avoided Costs for Selected Project (see note*)
[57 empty] | Selected Project Inputs - Area 1 Portion | Selected Project Inputs - Area 2 Portion | Selected Project Inputs - Area 3 Portion | Area 1 | Area 2 | Area 3 | Total | check
[56 empty] | Project kW = | 0 | 0 | 5130
[55 empty] | Capped kW = | 5130 | 0 | 0 | 5130
[56 empty] | Project Area (1, 2, or 3) = | 1 | 2 | 3
[56 empty] | Proportion of Peak Hours Covered = | 100% | 100% | 100%
[55 empty] | Project COD = | 2018
[55 empty] | Effective kW = | 5130 |  |  |  | 0 | 0 | 4745330.7052 | 4745330.7052
[60 empty] | check | check | check
| I/S Year |  | Capital (2015$s) | 2016 | 2017 | 2018 | 2019 | 2020 | 2021 | 2022 | 2023 | 2024 | 2025 | 2026 | 2027 | 2028 | 2029 | 2030 | 2031 | 2032 | 2033 | 2034 | 2035 | 2036 | 2037 | 2038 | 2039 | 2040 | 2041 | 2042 | 2043 | 2044 | 2045 | 2046 | 2047 | 2048 | 2049 | 2050 | 2051 | 2052 | 2053 | 2054 | 2055 | 2056 | 2057 | 2058 | 2059 | 2060 | 2061 | 2062 | 2063 | 2064 |  | MW Required by 2022 | NPV Base $M | Differential NPV $M | Differential NPV $M (adjusted for COD of Selected Project) | Differntial NPV $/MW | NPV of Transmission Avoided Costs for Selected Project
Area I Projects: | [53 empty] | 15
Amagansett Conversion 33 kV | 2017 |  | 8 | 0 | 0.97582 | 0.97582 | 0.97582 | 0.97582 | 0.97582 | 0.97582 | 0.97582 | 0.97582 | 0.97582 | 0.97582 | 0.97582 | 0.97582 | 0.97582 | 0.97582 | 0.97582 | 0.97582 | 0.97582 | 0.97582 | 0.97582 | 0.97582 | 0.97582 | 0.97582 | 0.97582 | 0.97582 | 0.97582 | 0.97582 | 0.97582 | 0.97582 | 0.97582 | 0.97582 | 0.97582 | 0.97582 | 0.97582 | 0.97582 | 0.97582 | [13 empty] | 35 |  | 14.2354
East Hampton Conversion 33 kV | 2017 |  | 3.2 | 0 | 0.39033 | 0.39033 | 0.39033 | 0.39033 | 0.39033 | 0.39033 | 0.39033 | 0.39033 | 0.39033 | 0.39033 | 0.39033 | 0.39033 | 0.39033 | 0.39033 | 0.39033 | 0.39033 | 0.39033 | 0.39033 | 0.39033 | 0.39033 | 0.39033 | 0.39033 | 0.39033 | 0.39033 | 0.39033 | 0.39033 | 0.39033 | 0.39033 | 0.39033 | 0.39033 | 0.39033 | 0.39033 | 0.39033 | 0.39033 | 0.39033 | [13 empty] | 35 |  | 5.6942
Buell Conversion 33 kV | 2017 |  | 3.7 | 0 | 0.45131 | 0.45131 | 0.45131 | 0.45131 | 0.45131 | 0.45131 | 0.45131 | 0.45131 | 0.45131 | 0.45131 | 0.45131 | 0.45131 | 0.45131 | 0.45131 | 0.45131 | 0.45131 | 0.45131 | 0.45131 | 0.45131 | 0.45131 | 0.45131 | 0.45131 | 0.45131 | 0.45131 | 0.45131 | 0.45131 | 0.45131 | 0.45131 | 0.45131 | 0.45131 | 0.45131 | 0.45131 | 0.45131 | 0.45131 | 0.45131 | [13 empty] | 35 |  | 6.5839
Hither Hills Conversion to 33 kV | 2018 |  | 4.8 | 0 | 0 | 0.60305 | 0.60305 | 0.60305 | 0.60305 | 0.60305 | 0.60305 | 0.60305 | 0.60305 | 0.60305 | 0.60305 | 0.60305 | 0.60305 | 0.60305 | 0.60305 | 0.60305 | 0.60305 | 0.60305 | 0.60305 | 0.60305 | 0.60305 | 0.60305 | 0.60305 | 0.60305 | 0.60305 | 0.60305 | 0.60305 | 0.60305 | 0.60305 | 0.60305 | 0.60305 | 0.60305 | 0.60305 | 0.60305 | 0.60305 | 0.60305 | [12 empty] | 35 |  | 8.3388
Culloden Pt Conversion to 33 kV | 2019 |  | 2.8 | 0 | 0 | 0 | 0.36233 | 0.36233 | 0.36233 | 0.36233 | 0.36233 | 0.36233 | 0.36233 | 0.36233 | 0.36233 | 0.36233 | 0.36233 | 0.36233 | 0.36233 | 0.36233 | 0.36233 | 0.36233 | 0.36233 | 0.36233 | 0.36233 | 0.36233 | 0.36233 | 0.36233 | 0.36233 | 0.36233 | 0.36233 | 0.36233 | 0.36233 | 0.36233 | 0.36233 | 0.36233 | 0.36233 | 0.36233 | 0.36233 | 0.36233 | 0.36233 | [11 empty] | 35 |  | 4.7491
No Deferral |  |  | 22.5 |  | 1.8175 | 2.4205 | 2.7828 | 2.7828 | 2.7828 | 2.7828 | 2.7828 | 2.7828 | 2.7828 | 2.7828 | 2.7828 | 2.7828 | 2.7828 | 2.7828 | 2.7828 | 2.7828 | 2.7828 | 2.7828 | 2.7828 | 2.7828 | 2.7828 | 2.7828 | 2.7828 | 2.7828 | 2.7828 | 2.7828 | 2.7828 | 2.7828 | 2.7828 | 2.7828 | 2.7828 | 2.7828 | 2.7828 | 2.7828 | 2.7828 | 0.96539 | 0.36233 | 0 | 0 | 0 | [10 empty] | 39.6013
Amagansett Conversion 33 kV | 2030 |  | 8 | [14 empty] | 1.433 | 1.433 | 1.433 | 1.433 | 1.433 | 1.433 | 1.433 | 1.433 | 1.433 | 1.433 | 1.433 | 1.433 | 1.433 | 1.433 | 1.433 | 1.433 | 1.433 | 1.433 | 1.433 | 1.433 | 1.433 | 1.433 | 1.433 | 1.433 | 1.433 | 1.433 | 1.433 | 1.433 | 1.433 | 1.433 | 1.433 | 1.433 | 1.433 | 1.433 | 1.433 | 35 |  | 10.4225 | 3.8129 | 0 | 0 | 0
East Hampton Conversion 33 kV | 2030 |  | 3.2 | [14 empty] | 0.57321 | 0.57321 | 0.57321 | 0.57321 | 0.57321 | 0.57321 | 0.57321 | 0.57321 | 0.57321 | 0.57321 | 0.57321 | 0.57321 | 0.57321 | 0.57321 | 0.57321 | 0.57321 | 0.57321 | 0.57321 | 0.57321 | 0.57321 | 0.57321 | 0.57321 | 0.57321 | 0.57321 | 0.57321 | 0.57321 | 0.57321 | 0.57321 | 0.57321 | 0.57321 | 0.57321 | 0.57321 | 0.57321 | 0.57321 | 0.57321 | 35 |  | 4.169 | 1.5252 | 0 | 0 | 0
Buell Conversion 33 kV | 2030 |  | 3.7 | [14 empty] | 0.66277 | 0.66277 | 0.66277 | 0.66277 | 0.66277 | 0.66277 | 0.66277 | 0.66277 | 0.66277 | 0.66277 | 0.66277 | 0.66277 | 0.66277 | 0.66277 | 0.66277 | 0.66277 | 0.66277 | 0.66277 | 0.66277 | 0.66277 | 0.66277 | 0.66277 | 0.66277 | 0.66277 | 0.66277 | 0.66277 | 0.66277 | 0.66277 | 0.66277 | 0.66277 | 0.66277 | 0.66277 | 0.66277 | 0.66277 | 0.66277 | 35 |  | 4.8204 | 1.7635 | 0 | 0 | 0
Hither Hills Conversion to 33 kV | 2030 |  | 4.8 | [14 empty] | 0.85981 | 0.85981 | 0.85981 | 0.85981 | 0.85981 | 0.85981 | 0.85981 | 0.85981 | 0.85981 | 0.85981 | 0.85981 | 0.85981 | 0.85981 | 0.85981 | 0.85981 | 0.85981 | 0.85981 | 0.85981 | 0.85981 | 0.85981 | 0.85981 | 0.85981 | 0.85981 | 0.85981 | 0.85981 | 0.85981 | 0.85981 | 0.85981 | 0.85981 | 0.85981 | 0.85981 | 0.85981 | 0.85981 | 0.85981 | 0.85981 | 35 |  | 6.2535 | 2.0853 | 2.0853 | 139022.8879 | 713187.4151
Culloden Pt Conversion to 33 kV | 2030 |  | 2.8 | [14 empty] | 0.50156 | 0.50156 | 0.50156 | 0.50156 | 0.50156 | 0.50156 | 0.50156 | 0.50156 | 0.50156 | 0.50156 | 0.50156 | 0.50156 | 0.50156 | 0.50156 | 0.50156 | 0.50156 | 0.50156 | 0.50156 | 0.50156 | 0.50156 | 0.50156 | 0.50156 | 0.50156 | 0.50156 | 0.50156 | 0.50156 | 0.50156 | 0.50156 | 0.50156 | 0.50156 | 0.50156 | 0.50156 | 0.50156 | 0.50156 | 0.50156 | 35 |  | 3.6479 | 1.1012 | 1.1012 | 73412.135 | 376604.2526
Deferral to Indicated Year |  |  | 22.5 | [6 empty] | 0 | 0 | 0 | 0 | 0 | 0 | 0 | 0 | 4.0304 | 4.0304 | 4.0304 | 4.0304 | 4.0304 | 4.0304 | 4.0304 | 4.0304 | 4.0304 | 4.0304 | 4.0304 | 4.0304 | 4.0304 | 4.0304 | 4.0304 | 4.0304 | 4.0304 | 4.0304 | 4.0304 | 4.0304 | 4.0304 | 4.0304 | 4.0304 | 4.0304 | 4.0304 | 4.0304 | 4.0304 | 4.0304 | 4.0304 | 4.0304 | 4.0304 | 4.0304 | 4.0304 | 4.0304 | 4.0304 | 35 |  | 29.3132 | 10.2881 | 3.1865 | 212435.0229 | 1089791.6676 | =Area I Portion
[59 empty] | 9079719.3573 | =Area I+II+III Portions
Annual Avoided Costs for Deferral to Indicated Year:
Amagansett Conversion 33 kV | 2030 |  |  | 0 | 0.97582 | 0.97582 | 0.97582 | 0.97582 | 0.97582 | 0.97582 | 0.97582 | 0.97582 | 0.97582 | 0.97582 | 0.97582 | 0.97582 | 0.97582 | -0.4572 | -0.4572 | -0.4572 | -0.4572 | -0.4572 | -0.4572 | -0.4572 | -0.4572 | -0.4572 | -0.4572 | -0.4572 | -0.4572 | -0.4572 | -0.4572 | -0.4572 | -0.4572 | -0.4572 | -0.4572 | -0.4572 | -0.4572 | -0.4572 | -0.4572 | -1.433 | -1.433 | -1.433 | -1.433 | -1.433 | -1.433 | -1.433 | -1.433 | -1.433 | -1.433 | -1.433 | -1.433 | -1.433 | 35 |  |  | 3.8129
East Hampton Conversion 33 kV | 2030 |  |  | 0 | 0.39033 | 0.39033 | 0.39033 | 0.39033 | 0.39033 | 0.39033 | 0.39033 | 0.39033 | 0.39033 | 0.39033 | 0.39033 | 0.39033 | 0.39033 | -0.18288 | -0.18288 | -0.18288 | -0.18288 | -0.18288 | -0.18288 | -0.18288 | -0.18288 | -0.18288 | -0.18288 | -0.18288 | -0.18288 | -0.18288 | -0.18288 | -0.18288 | -0.18288 | -0.18288 | -0.18288 | -0.18288 | -0.18288 | -0.18288 | -0.18288 | -0.57321 | -0.57321 | -0.57321 | -0.57321 | -0.57321 | -0.57321 | -0.57321 | -0.57321 | -0.57321 | -0.57321 | -0.57321 | -0.57321 | -0.57321 | 35 |  |  | 1.5252
Buell Conversion 33 kV | 2030 |  |  | 0 | 0.45131 | 0.45131 | 0.45131 | 0.45131 | 0.45131 | 0.45131 | 0.45131 | 0.45131 | 0.45131 | 0.45131 | 0.45131 | 0.45131 | 0.45131 | -0.21146 | -0.21146 | -0.21146 | -0.21146 | -0.21146 | -0.21146 | -0.21146 | -0.21146 | -0.21146 | -0.21146 | -0.21146 | -0.21146 | -0.21146 | -0.21146 | -0.21146 | -0.21146 | -0.21146 | -0.21146 | -0.21146 | -0.21146 | -0.21146 | -0.21146 | -0.66277 | -0.66277 | -0.66277 | -0.66277 | -0.66277 | -0.66277 | -0.66277 | -0.66277 | -0.66277 | -0.66277 | -0.66277 | -0.66277 | -0.66277 | 35 |  |  | 1.7635
Hither Hills Conversion to 33 kV | 2030 |  |  | 0 | 0 | 0.60305 | 0.60305 | 0.60305 | 0.60305 | 0.60305 | 0.60305 | 0.60305 | 0.60305 | 0.60305 | 0.60305 | 0.60305 | 0.60305 | -0.25676 | -0.25676 | -0.25676 | -0.25676 | -0.25676 | -0.25676 | -0.25676 | -0.25676 | -0.25676 | -0.25676 | -0.25676 | -0.25676 | -0.25676 | -0.25676 | -0.25676 | -0.25676 | -0.25676 | -0.25676 | -0.25676 | -0.25676 | -0.25676 | -0.25676 | -0.25676 | -0.85981 | -0.85981 | -0.85981 | -0.85981 | -0.85981 | -0.85981 | -0.85981 | -0.85981 | -0.85981 | -0.85981 | -0.85981 | -0.85981 | 35 |  |  | 2.0853
Culloden Pt Conversion to 33 kV | 2030 |  |  | 0 | 0 | 0 | 0.36233 | 0.36233 | 0.36233 | 0.36233 | 0.36233 | 0.36233 | 0.36233 | 0.36233 | 0.36233 | 0.36233 | 0.36233 | -0.13922 | -0.13922 | -0.13922 | -0.13922 | -0.13922 | -0.13922 | -0.13922 | -0.13922 | -0.13922 | -0.13922 | -0.13922 | -0.13922 | -0.13922 | -0.13922 | -0.13922 | -0.13922 | -0.13922 | -0.13922 | -0.13922 | -0.13922 | -0.13922 | -0.13922 | -0.13922 | -0.13922 | -0.50156 | -0.50156 | -0.50156 | -0.50156 | -0.50156 | -0.50156 | -0.50156 | -0.50156 | -0.50156 | -0.50156 | -0.50156 | 35 |  |  | 1.1012
Area II Projects: | [53 empty] | 33
Riverhead Canal 2nd Line and Bank | 2020 |  | 136.8 | 0 | 0 | 0 | 0 | 18.2337 | 18.2337 | 18.2337 | 18.2337 | 18.2337 | 18.2337 | 18.2337 | 18.2337 | 18.2337 | 18.2337 | 18.2337 | 18.2337 | 18.2337 | 18.2337 | 18.2337 | 18.2337 | 18.2337 | 18.2337 | 18.2337 | 18.2337 | 18.2337 | 18.2337 | 18.2337 | 18.2337 | 18.2337 | 18.2337 | 18.2337 | 18.2337 | 18.2337 | 18.2337 | 18.2337 | 18.2337 | 18.2337 | 18.2337 | 18.2337 | [10 empty] | 35 |  | 226.5269
No Deferral |  |  | 136.8 |  | 0 | 0 | 0 | 18.2337 | 18.2337 | 18.2337 | 18.2337 | 18.2337 | 18.2337 | 18.2337 | 18.2337 | 18.2337 | 18.2337 | 18.2337 | 18.2337 | 18.2337 | 18.2337 | 18.2337 | 18.2337 | 18.2337 | 18.2337 | 18.2337 | 18.2337 | 18.2337 | 18.2337 | 18.2337 | 18.2337 | 18.2337 | 18.2337 | 18.2337 | 18.2337 | 18.2337 | 18.2337 | 18.2337 | 18.2337 | 18.2337 | 18.2337 | 18.2337 | [10 empty] | 35 |  | 226.5269
Riverhead Canal 2nd Line and Bank | 2026 |  | 136.8 | [10 empty] | 21.772 | 21.772 | 21.772 | 21.772 | 21.772 | 21.772 | 21.772 | 21.772 | 21.772 | 21.772 | 21.772 | 21.772 | 21.772 | 21.772 | 21.772 | 21.772 | 21.772 | 21.772 | 21.772 | 21.772 | 21.772 | 21.772 | 21.772 | 21.772 | 21.772 | 21.772 | 21.772 | 21.772 | 21.772 | 21.772 | 21.772 | 21.772 | 21.772 | 21.772 | 21.772 |  |  |  |  | 35 |  | 196.1681 | 30.3588 | 30.3588 | 632475.0457 | 3244596.9845
Deferral to Indicated Year |  |  | 136.8 | [6 empty] | 0 | 0 | 0 | 0 | 21.772 | 21.772 | 21.772 | 21.772 | 21.772 | 21.772 | 21.772 | 21.772 | 21.772 | 21.772 | 21.772 | 21.772 | 21.772 | 21.772 | 21.772 | 21.772 | 21.772 | 21.772 | 21.772 | 21.772 | 21.772 | 21.772 | 21.772 | 21.772 | 21.772 | 21.772 | 21.772 | 21.772 | 21.772 | 21.772 | 21.772 | 21.772 | 21.772 | 21.772 | 21.772 |  |  |  |  | 35 |  | 196.1681 | 30.3588 | 30.3588 | 632475.0457 | 3244596.9845 | =Area II Portion
[59 empty] | 7989927.6896 | =Area II+III Portions
Annual Avoided Costs for Deferral to Indicated Year:
Riverhead Canal 2nd Line and Bank | 2026 |  |  | 0 | 0 | 0 | 0 | 18.2337 | 18.2337 | 18.2337 | 18.2337 | 18.2337 | 18.2337 | -3.5383 | -3.5383 | -3.5383 | -3.5383 | -3.5383 | -3.5383 | -3.5383 | -3.5383 | -3.5383 | -3.5383 | -3.5383 | -3.5383 | -3.5383 | -3.5383 | -3.5383 | -3.5383 | -3.5383 | -3.5383 | -3.5383 | -3.5383 | -3.5383 | -3.5383 | -3.5383 | -3.5383 | -3.5383 | -3.5383 | -3.5383 | -3.5383 | -3.5383 | -21.772 | -21.772 | -21.772 | -21.772 | -21.772 | -21.772 |  |  |  |  | 35 |  |  | 30.3588
0
Area III Projects: | [52 empty] | 0 | 15
New Canal - Southampton Cable | 2017 |  | 37.6 | 0 | 4.5863 | 4.5863 | 4.5863 | 4.5863 | 4.5863 | 4.5863 | 4.5863 | 4.5863 | 4.5863 | 4.5863 | 4.5863 | 4.5863 | 4.5863 | 4.5863 | 4.5863 | 4.5863 | 4.5863 | 4.5863 | 4.5863 | 4.5863 | 4.5863 | 4.5863 | 4.5863 | 4.5863 | 4.5863 | 4.5863 | 4.5863 | 4.5863 | 4.5863 | 4.5863 | 4.5863 | 4.5863 | 4.5863 | 4.5863 | 4.5863 | [13 empty] | 35 |  | 66.9063
Upgrade Wildwood - Riverhead to 138 kV | 2017 |  | 7.7 | 0 | 0.93922 | 0.93922 | 0.93922 | 0.93922 | 0.93922 | 0.93922 | 0.93922 | 0.93922 | 0.93922 | 0.93922 | 0.93922 | 0.93922 | 0.93922 | 0.93922 | 0.93922 | 0.93922 | 0.93922 | 0.93922 | 0.93922 | 0.93922 | 0.93922 | 0.93922 | 0.93922 | 0.93922 | 0.93922 | 0.93922 | 0.93922 | 0.93922 | 0.93922 | 0.93922 | 0.93922 | 0.93922 | 0.93922 | 0.93922 | 0.93922 | [13 empty] | 35 |  | 13.7016
Bridgehampton - Buell New 69 kV UG Cable | 2017 |  | 33.2 | 0 | 4.0496 | 4.0496 | 4.0496 | 4.0496 | 4.0496 | 4.0496 | 4.0496 | 4.0496 | 4.0496 | 4.0496 | 4.0496 | 4.0496 | 4.0496 | 4.0496 | 4.0496 | 4.0496 | 4.0496 | 4.0496 | 4.0496 | 4.0496 | 4.0496 | 4.0496 | 4.0496 | 4.0496 | 4.0496 | 4.0496 | 4.0496 | 4.0496 | 4.0496 | 4.0496 | 4.0496 | 4.0496 | 4.0496 | 4.0496 | 4.0496 | [13 empty] | 35 |  | 59.0769
Canal - Wainscott New 138 kV UG Cable | 2022 |  | 275.5 | 0 | 0 | 0 | 0 | 0 | 0 | 38.957 | 38.957 | 38.957 | 38.957 | 38.957 | 38.957 | 38.957 | 38.957 | 38.957 | 38.957 | 38.957 | 38.957 | 38.957 | 38.957 | 38.957 | 38.957 | 38.957 | 38.957 | 38.957 | 38.957 | 38.957 | 38.957 | 38.957 | 38.957 | 38.957 | 38.957 | 38.957 | 38.957 | 38.957 | 38.957 | 38.957 | 38.957 | 38.957 | 38.957 | 38.957 | [8 empty] | 35 |  | 434.8353
No Deferral |  |  | 354 |  | 9.5752 | 9.5752 | 9.5752 | 9.5752 | 9.5752 | 48.5322 | 48.5322 | 48.5322 | 48.5322 | 48.5322 | 48.5322 | 48.5322 | 48.5322 | 48.5322 | 48.5322 | 48.5322 | 48.5322 | 48.5322 | 48.5322 | 48.5322 | 48.5322 | 48.5322 | 48.5322 | 48.5322 | 48.5322 | 48.5322 | 48.5322 | 48.5322 | 48.5322 | 48.5322 | 48.5322 | 48.5322 | 48.5322 | 48.5322 | 48.5322 | 38.957 | 38.957 | 38.957 | 38.957 | 38.957 | [10 empty] | 574.52
New Canal - Southampton Cable | 2023 |  | 37.6 | [7 empty] | 5.4763 | 5.4763 | 5.4763 | 5.4763 | 5.4763 | 5.4763 | 5.4763 | 5.4763 | 5.4763 | 5.4763 | 5.4763 | 5.4763 | 5.4763 | 5.4763 | 5.4763 | 5.4763 | 5.4763 | 5.4763 | 5.4763 | 5.4763 | 5.4763 | 5.4763 | 5.4763 | 5.4763 | 5.4763 | 5.4763 | 5.4763 | 5.4763 | 5.4763 | 5.4763 | 5.4763 | 5.4763 | 5.4763 | 5.4763 | 5.4763 | [7 empty] | 35 |  | 57.9396 | 8.9667 | 0 | 0 | 0
Upgrade Wildwood - Riverhead to 138 kV | 2022 |  | 7.7 | [6 empty] | 1.0888 | 1.0888 | 1.0888 | 1.0888 | 1.0888 | 1.0888 | 1.0888 | 1.0888 | 1.0888 | 1.0888 | 1.0888 | 1.0888 | 1.0888 | 1.0888 | 1.0888 | 1.0888 | 1.0888 | 1.0888 | 1.0888 | 1.0888 | 1.0888 | 1.0888 | 1.0888 | 1.0888 | 1.0888 | 1.0888 | 1.0888 | 1.0888 | 1.0888 | 1.0888 | 1.0888 | 1.0888 | 1.0888 | 1.0888 | 1.0888 | [8 empty] | 35 |  | 12.1533 | 1.5483 | 0 | 0 | 0
Bridgehampton - Buell New 69 kV UG Cable | 2023 |  | 33.2 | [7 empty] | 4.8355 | 4.8355 | 4.8355 | 4.8355 | 4.8355 | 4.8355 | 4.8355 | 4.8355 | 4.8355 | 4.8355 | 4.8355 | 4.8355 | 4.8355 | 4.8355 | 4.8355 | 4.8355 | 4.8355 | 4.8355 | 4.8355 | 4.8355 | 4.8355 | 4.8355 | 4.8355 | 4.8355 | 4.8355 | 4.8355 | 4.8355 | 4.8355 | 4.8355 | 4.8355 | 4.8355 | 4.8355 | 4.8355 | 4.8355 | 4.8355 | [7 empty] | 35 |  | 51.1595 | 7.9174 | 0 | 0 | 0
Canal - Wainscott New 138 kV UG Cable | 2028 |  | 275.5 | [12 empty] | 46.5167 | 46.5167 | 46.5167 | 46.5167 | 46.5167 | 46.5167 | 46.5167 | 46.5167 | 46.5167 | 46.5167 | 46.5167 | 46.5167 | 46.5167 | 46.5167 | 46.5167 | 46.5167 | 46.5167 | 46.5167 | 46.5167 | 46.5167 | 46.5167 | 46.5167 | 46.5167 | 46.5167 | 46.5167 | 46.5167 | 46.5167 | 46.5167 | 46.5167 | 46.5167 | 46.5167 | 46.5167 | 46.5167 | 46.5167 | 46.5167 |  |  | 35 |  | 376.5593 | 58.276 | 58.276 | 925015.732 | 4745330.7052
Deferral to Indicated Year |  |  | 354 | [6 empty] | 1.0888 | 11.4006 | 11.4006 | 11.4006 | 11.4006 | 11.4006 | 57.9173 | 57.9173 | 57.9173 | 57.9173 | 57.9173 | 57.9173 | 57.9173 | 57.9173 | 57.9173 | 57.9173 | 57.9173 | 57.9173 | 57.9173 | 57.9173 | 57.9173 | 57.9173 | 57.9173 | 57.9173 | 57.9173 | 57.9173 | 57.9173 | 57.9173 | 57.9173 | 57.9173 | 57.9173 | 57.9173 | 57.9173 | 57.9173 | 57.9173 | 56.8285 | 46.5167 | 46.5167 | 46.5167 | 46.5167 | 46.5167 |  |  | 41 |  | 497.8117 | 76.7083 | 58.276 | 925015.732 | 4745330.7052 | =Area III Portion
[59 empty] | 4745330.7052 | =Area III Portion
Annual Avoided Costs for Deferral to Indicated Year:
New Canal - Southampton Cable | 2023 |  |  | 0 | 4.5863 | 4.5863 | 4.5863 | 4.5863 | 4.5863 | 4.5863 | -0.88999 | -0.88999 | -0.88999 | -0.88999 | -0.88999 | -0.88999 | -0.88999 | -0.88999 | -0.88999 | -0.88999 | -0.88999 | -0.88999 | -0.88999 | -0.88999 | -0.88999 | -0.88999 | -0.88999 | -0.88999 | -0.88999 | -0.88999 | -0.88999 | -0.88999 | -0.88999 | -0.88999 | -0.88999 | -0.88999 | -0.88999 | -0.88999 | -0.88999 | -5.4763 | -5.4763 | -5.4763 | -5.4763 | -5.4763 | -5.4763 | 0 | 0 | 0 | 0 | 0 |  |  | 35 |  |  | 8.9667
Upgrade Wildwood - Riverhead to 138 kV | 2022 |  |  | 0 | 0.93922 | 0.93922 | 0.93922 | 0.93922 | 0.93922 | -0.14959 | -0.14959 | -0.14959 | -0.14959 | -0.14959 | -0.14959 | -0.14959 | -0.14959 | -0.14959 | -0.14959 | -0.14959 | -0.14959 | -0.14959 | -0.14959 | -0.14959 | -0.14959 | -0.14959 | -0.14959 | -0.14959 | -0.14959 | -0.14959 | -0.14959 | -0.14959 | -0.14959 | -0.14959 | -0.14959 | -0.14959 | -0.14959 | -0.14959 | -0.14959 | -1.0888 | -1.0888 | -1.0888 | -1.0888 | -1.0888 | 0 | 0 | 0 | 0 | 0 | 0 |  |  | 35 |  |  | 1.5483
Bridgehampton - Buell New 69 kV UG Cable | 2023 |  |  | 0 | 4.0496 | 4.0496 | 4.0496 | 4.0496 | 4.0496 | 4.0496 | -0.78584 | -0.78584 | -0.78584 | -0.78584 | -0.78584 | -0.78584 | -0.78584 | -0.78584 | -0.78584 | -0.78584 | -0.78584 | -0.78584 | -0.78584 | -0.78584 | -0.78584 | -0.78584 | -0.78584 | -0.78584 | -0.78584 | -0.78584 | -0.78584 | -0.78584 | -0.78584 | -0.78584 | -0.78584 | -0.78584 | -0.78584 | -0.78584 | -0.78584 | -4.8355 | -4.8355 | -4.8355 | -4.8355 | -4.8355 | -4.8355 | 0 | 0 | 0 | 0 | 0 |  |  | 35 |  |  | 7.9174
Canal - Wainscott New 138 kV UG Cable | 2028 |  |  | 0 | 0 | 0 | 0 | 0 | 0 | 38.957 | 38.957 | 38.957 | 38.957 | 38.957 | 38.957 | -7.5597 | -7.5597 | -7.5597 | -7.5597 | -7.5597 | -7.5597 | -7.5597 | -7.5597 | -7.5597 | -7.5597 | -7.5597 | -7.5597 | -7.5597 | -7.5597 | -7.5597 | -7.5597 | -7.5597 | -7.5597 | -7.5597 | -7.5597 | -7.5597 | -7.5597 | -7.5597 | -7.5597 | -7.5597 | -7.5597 | -7.5597 | -7.5597 | -7.5597 | -46.5167 | -46.5167 | -46.5167 | -46.5167 | -46.5167 | -46.5167 | [5 empty] | 58.276
Total - All Areas (No Deferrals,$Millions) |  |  | 513.3 |  | 11.3926 | 11.9957 | 12.358 | 30.5918 | 30.5918 | 69.5487 | 69.5487 | 69.5487 | 69.5487 | 69.5487 | 69.5487 | 69.5487 | 69.5487 | 69.5487 | 69.5487 | 69.5487 | 69.5487 | 69.5487 | 69.5487 | 69.5487 | 69.5487 | 69.5487 | 69.5487 | 69.5487 | 69.5487 | 69.5487 | 69.5487 | 69.5487 | 69.5487 | 69.5487 | 69.5487 | 69.5487 | 69.5487 | 69.5487 | 69.5487 | 58.1561 | 57.553 | 57.1907 | 38.957 | 38.957 | 0 | 0 | 0 | 0 | 0 | 0 | 0 | 0 |  | 63 | 840.6482 | 117.3552 | = max. total avoided cost in portfolio
Annual Avoided Costs for Deferrals - Area 1 Proposal: (see note*) | Deferral Year |  |  | 2016 | 2017 | 2018 | 2019 | 2020 | 2021 | 2022 | 2023 | 2024 | 2025 | 2026 | 2027 | 2028 | 2029 | 2030 | 2031 | 2032 | 2033 | 2034 | 2035 | 2036 | 2037 | 2038 | 2039 | 2040 | 2041 | 2042 | 2043 | 2044 | 2045 | 2046 | 2047 | 2048 | 2049 | 2050 | 2051 | 2052 | 2053 | 2054 | 2055 | 2056 | 2057 | 2058 | 2059 | 2060 | 2061 | 2062 | 2063 | 2064 |  |  | Differential NPV $M |  | Differential NPV $M (adjusted for COD of Selected Project) | Differntial NPV $/MW | NPV of Transmission Avoided Costs for Selected Project
Area I Projects:
Amagansett Conversion 33 kV | 2030 |  |  | 0 | 0.97582 | 0.97582 | 0.97582 | 0.97582 | 0.97582 | 0.97582 | 0.97582 | 0.97582 | 0.97582 | 0.97582 | 0.97582 | 0.97582 | 0.97582 | -0.4572 | -0.4572 | -0.4572 | -0.4572 | -0.4572 | -0.4572 | -0.4572 | -0.4572 | -0.4572 | -0.4572 | -0.4572 | -0.4572 | -0.4572 | -0.4572 | -0.4572 | -0.4572 | -0.4572 | -0.4572 | -0.4572 | -0.4572 | -0.4572 | -0.4572 | -1.433 | -1.433 | -1.433 | -1.433 | -1.433 | -1.433 | -1.433 | -1.433 | -1.433 | -1.433 | -1.433 | -1.433 | -1.433 |  |  | 3.8129 |  | 0 | 0 | 0
East Hampton Conversion 33 kV | 2030 |  |  | 0 | 0.39033 | 0.39033 | 0.39033 | 0.39033 | 0.39033 | 0.39033 | 0.39033 | 0.39033 | 0.39033 | 0.39033 | 0.39033 | 0.39033 | 0.39033 | -0.18288 | -0.18288 | -0.18288 | -0.18288 | -0.18288 | -0.18288 | -0.18288 | -0.18288 | -0.18288 | -0.18288 | -0.18288 | -0.18288 | -0.18288 | -0.18288 | -0.18288 | -0.18288 | -0.18288 | -0.18288 | -0.18288 | -0.18288 | -0.18288 | -0.18288 | -0.57321 | -0.57321 | -0.57321 | -0.57321 | -0.57321 | -0.57321 | -0.57321 | -0.57321 | -0.57321 | -0.57321 | -0.57321 | -0.57321 | -0.57321 |  |  | 1.5252 |  | 0 | 0 | 0
Buell Conversion 33 kV | 2030 |  |  | 0 | 0.45131 | 0.45131 | 0.45131 | 0.45131 | 0.45131 | 0.45131 | 0.45131 | 0.45131 | 0.45131 | 0.45131 | 0.45131 | 0.45131 | 0.45131 | -0.21146 | -0.21146 | -0.21146 | -0.21146 | -0.21146 | -0.21146 | -0.21146 | -0.21146 | -0.21146 | -0.21146 | -0.21146 | -0.21146 | -0.21146 | -0.21146 | -0.21146 | -0.21146 | -0.21146 | -0.21146 | -0.21146 | -0.21146 | -0.21146 | -0.21146 | -0.66277 | -0.66277 | -0.66277 | -0.66277 | -0.66277 | -0.66277 | -0.66277 | -0.66277 | -0.66277 | -0.66277 | -0.66277 | -0.66277 | -0.66277 |  |  | 1.7635 |  | 0 | 0 | 0
Hither Hills Conversion to 33 kV | 2030 |  |  | 0 | 0 | 0.60305 | 0.60305 | 0.60305 | 0.60305 | 0.60305 | 0.60305 | 0.60305 | 0.60305 | 0.60305 | 0.60305 | 0.60305 | 0.60305 | -0.25676 | -0.25676 | -0.25676 | -0.25676 | -0.25676 | -0.25676 | -0.25676 | -0.25676 | -0.25676 | -0.25676 | -0.25676 | -0.25676 | -0.25676 | -0.25676 | -0.25676 | -0.25676 | -0.25676 | -0.25676 | -0.25676 | -0.25676 | -0.25676 | -0.25676 | -0.25676 | -0.85981 | -0.85981 | -0.85981 | -0.85981 | -0.85981 | -0.85981 | -0.85981 | -0.85981 | -0.85981 | -0.85981 | -0.85981 | -0.85981 |  |  | 2.0853 |  | 2.0853 | 139022.8879 | 0
Culloden Pt Conversion to 33 kV | 2030 |  |  | 0 | 0 | 0 | 0.36233 | 0.36233 | 0.36233 | 0.36233 | 0.36233 | 0.36233 | 0.36233 | 0.36233 | 0.36233 | 0.36233 | 0.36233 | -0.13922 | -0.13922 | -0.13922 | -0.13922 | -0.13922 | -0.13922 | -0.13922 | -0.13922 | -0.13922 | -0.13922 | -0.13922 | -0.13922 | -0.13922 | -0.13922 | -0.13922 | -0.13922 | -0.13922 | -0.13922 | -0.13922 | -0.13922 | -0.13922 | -0.13922 | -0.13922 | -0.13922 | -0.50156 | -0.50156 | -0.50156 | -0.50156 | -0.50156 | -0.50156 | -0.50156 | -0.50156 | -0.50156 | -0.50156 | -0.50156 |  |  | 1.1012 |  | 1.1012 | 73412.135 | 0
[59 empty] | 0 | =Area I Portion
Area II Projects: | [58 empty] | 0 | =Area I+II+III Portions
Riverhead Canal 2nd Line and Bank | 2026 |  |  | 0 | 0 | 0 | 0 | 18.2337 | 18.2337 | 18.2337 | 18.2337 | 18.2337 | 18.2337 | -3.5383 | -3.5383 | -3.5383 | -3.5383 | -3.5383 | -3.5383 | -3.5383 | -3.5383 | -3.5383 | -3.5383 | -3.5383 | -3.5383 | -3.5383 | -3.5383 | -3.5383 | -3.5383 | -3.5383 | -3.5383 | -3.5383 | -3.5383 | -3.5383 | -3.5383 | -3.5383 | -3.5383 | -3.5383 | -3.5383 | -3.5383 | -3.5383 | -3.5383 | -21.772 | -21.772 | -21.772 | -21.772 | -21.772 | -21.772 | 0 | 0 | 0 | 0 |  |  | 30.3588 |  | 30.3588 | 632475.0457 | 0
[59 empty] | 0 | =Area II Portion
Area III Projects: | [58 empty] | 0 | =Area II+III Portions
New Canal - Southampton Cable | 2023 |  |  | 0 | 4.5863 | 4.5863 | 4.5863 | 4.5863 | 4.5863 | 4.5863 | -0.88999 | -0.88999 | -0.88999 | -0.88999 | -0.88999 | -0.88999 | -0.88999 | -0.88999 | -0.88999 | -0.88999 | -0.88999 | -0.88999 | -0.88999 | -0.88999 | -0.88999 | -0.88999 | -0.88999 | -0.88999 | -0.88999 | -0.88999 | -0.88999 | -0.88999 | -0.88999 | -0.88999 | -0.88999 | -0.88999 | -0.88999 | -0.88999 | -0.88999 | -5.4763 | -5.4763 | -5.4763 | -5.4763 | -5.4763 | -5.4763 | 0 | 0 | 0 | 0 | 0 | 0 | 0 |  |  | 8.9667 |  | 0 | 0 | 0
Upgrade Wildwood - Riverhead to 138 kV | 2022 |  |  | 0 | 0.93922 | 0.93922 | 0.93922 | 0.93922 | 0.93922 | -0.14959 | -0.14959 | -0.14959 | -0.14959 | -0.14959 | -0.14959 | -0.14959 | -0.14959 | -0.14959 | -0.14959 | -0.14959 | -0.14959 | -0.14959 | -0.14959 | -0.14959 | -0.14959 | -0.14959 | -0.14959 | -0.14959 | -0.14959 | -0.14959 | -0.14959 | -0.14959 | -0.14959 | -0.14959 | -0.14959 | -0.14959 | -0.14959 | -0.14959 | -0.14959 | -1.0888 | -1.0888 | -1.0888 | -1.0888 | -1.0888 | 0 | 0 | 0 | 0 | 0 | 0 | 0 | 0 |  |  | 1.5483 |  | 0 | 0 | 0
Bridgehampton - Buell New 69 kV UG Cable | 2023 |  |  | 0 | 4.0496 | 4.0496 | 4.0496 | 4.0496 | 4.0496 | 4.0496 | -0.78584 | -0.78584 | -0.78584 | -0.78584 | -0.78584 | -0.78584 | -0.78584 | -0.78584 | -0.78584 | -0.78584 | -0.78584 | -0.78584 | -0.78584 | -0.78584 | -0.78584 | -0.78584 | -0.78584 | -0.78584 | -0.78584 | -0.78584 | -0.78584 | -0.78584 | -0.78584 | -0.78584 | -0.78584 | -0.78584 | -0.78584 | -0.78584 | -0.78584 | -4.8355 | -4.8355 | -4.8355 | -4.8355 | -4.8355 | -4.8355 | 0 | 0 | 0 | 0 | 0 | 0 | 0 |  |  | 7.9174 |  | 0 | 0 | 0
Canal - Wainscott New 138 kV UG Cable | 2028 |  |  | 0 | 0 | 0 | 0 | 0 | 0 | 38.957 | 38.957 | 38.957 | 38.957 | 38.957 | 38.957 | -7.5597 | -7.5597 | -7.5597 | -7.5597 | -7.5597 | -7.5597 | -7.5597 | -7.5597 | -7.5597 | -7.5597 | -7.5597 | -7.5597 | -7.5597 | -7.5597 | -7.5597 | -7.5597 | -7.5597 | -7.5597 | -7.5597 | -7.5597 | -7.5597 | -7.5597 | -7.5597 | -7.5597 | -7.5597 | -7.5597 | -7.5597 | -7.5597 | -7.5597 | -46.5167 | -46.5167 | -46.5167 | -46.5167 | -46.5167 | -46.5167 | 0 | 0 |  |  | 58.276 |  | 58.276 | 925015.732 | 0
[59 empty] | 0 | =Area III Portion
Total - Area 1 Proposal, $Millions (unadjusted) |  |  |  | 0 | 0 | 0.60305 | 0.96539 | 19.1991 | 19.1991 | 58.1561 | 58.1561 | 58.1561 | 58.1561 | 36.3841 | 36.3841 | -10.1326 | -10.1326 | -11.494 | -11.494 | -11.494 | -11.494 | -11.494 | -11.494 | -11.494 | -11.494 | -11.494 | -11.494 | -11.494 | -11.494 | -11.494 | -11.494 | -11.494 | -11.494 | -11.494 | -11.494 | -11.494 | -11.494 | -11.494 | -11.494 | -11.494 | -12.097 | -12.4594 | -30.6931 | -30.6931 | -69.6501 | -69.6501 | -69.6501 | -69.6501 | -47.878 | -47.878 | -1.3614 | -1.3614 |  |  | 91.8213 |  |  | 1769925.8006 | 0
$/MW-yr |  |  |  | 0 | 0 | 40203.5861 | 64359.2408 | 444228.478 | 444228.478 | 1062593.2896 | 1062593.2896 | 1062593.2896 | 1062593.2896 | 609009.5545 | 609009.5545 | -129350.3688 | -129350.3688 | -220108.1448 | -220108.1448 | -220108.1448 | -220108.1448 | -220108.1448 | -220108.1448 | -220108.1448 | -220108.1448 | -220108.1448 | -220108.1448 | -220108.1448 | -220108.1448 | -220108.1448 | -220108.1448 | -220108.1448 | -220108.1448 | -220108.1448 | -220108.1448 | -220108.1448 | -220108.1448 | -220108.1448 | -220108.1448 | -220108.1448 | -260311.731 | -284467.3856 | -664336.6229 | -664336.6229 | -1282701.4345 | -1282701.4345 | -1282701.4345 | -1282701.4345 | -829117.6994 | -829117.6994 | -90757.776 | -90757.776
$Millions (adjusted) |  |  |  | 0 | 0 | 0 | 0 | 0 | 0 | 0 | 0 | 0 | 0 | 0 | 0 | 0 | 0 | 0 | 0 | 0 | 0 | 0 | 0 | 0 | 0 | 0 | 0 | 0 | 0 | 0 | 0 | 0 | 0 | 0 | 0 | 0 | 0 | 0 | 0 | 0 | 0 | 0 | 0 | 0 | 0 | 0 | 0 | 0 | 0 | 0 | 0 | 0 |  |  | 0
Annual Avoided Costs for Deferrals - Area 2 Proposal: (see note*) | Deferral Year |  |  | 2016 | 2017 | 2018 | 2019 | 2020 | 2021 | 2022 | 2023 | 2024 | 2025 | 2026 | 2027 | 2028 | 2029 | 2030 | 2031 | 2032 | 2033 | 2034 | 2035 | 2036 | 2037 | 2038 | 2039 | 2040 | 2041 | 2042 | 2043 | 2044 | 2045 | 2046 | 2047 | 2048 | 2049 | 2050 | 2051 | 2052 | 2053 | 2054 | 2055 | 2056 | 2057 | 2058 | 2059 | 2060 | 2061 | 2062 | 2063 | 2064 |  |  | Differential NPV $M |  | Differential NPV $M (adjusted for COD of Selected Project) | Differntial NPV $/MW | NPV of Transmission Avoided Costs for Selected Project
Area I Projects:
Amagansett Conversion 33 kV | 2030 |  |  | 0 | 0 | 0 | 0 | 0 | 0 | 0 | 0 | 0 | 0 | 0 | 0 | 0 | 0 | 0 | 0 | 0 | 0 | 0 | 0 | 0 | 0 | 0 | 0 | 0 | 0 | 0 | 0 | 0 | 0 | 0 | 0 | 0 | 0 | 0 | 0 | 0 | 0 | 0 | 0 | 0 | 0 | 0 | 0 | 0 | 0 | 0 | 0 | 0 |  |  | 0 |  | 0 | 0 | 0
East Hampton Conversion 33 kV | 2030 |  |  | 0 | 0 | 0 | 0 | 0 | 0 | 0 | 0 | 0 | 0 | 0 | 0 | 0 | 0 | 0 | 0 | 0 | 0 | 0 | 0 | 0 | 0 | 0 | 0 | 0 | 0 | 0 | 0 | 0 | 0 | 0 | 0 | 0 | 0 | 0 | 0 | 0 | 0 | 0 | 0 | 0 | 0 | 0 | 0 | 0 | 0 | 0 | 0 | 0 |  |  | 0 |  | 0 | 0 | 0
Buell Conversion 33 kV | 2030 |  |  | 0 | 0 | 0 | 0 | 0 | 0 | 0 | 0 | 0 | 0 | 0 | 0 | 0 | 0 | 0 | 0 | 0 | 0 | 0 | 0 | 0 | 0 | 0 | 0 | 0 | 0 | 0 | 0 | 0 | 0 | 0 | 0 | 0 | 0 | 0 | 0 | 0 | 0 | 0 | 0 | 0 | 0 | 0 | 0 | 0 | 0 | 0 | 0 | 0 |  |  | 0 |  | 0 | 0 | 0
Hither Hills Conversion to 33 kV | 2030 |  |  | 0 | 0 | 0 | 0 | 0 | 0 | 0 | 0 | 0 | 0 | 0 | 0 | 0 | 0 | 0 | 0 | 0 | 0 | 0 | 0 | 0 | 0 | 0 | 0 | 0 | 0 | 0 | 0 | 0 | 0 | 0 | 0 | 0 | 0 | 0 | 0 | 0 | 0 | 0 | 0 | 0 | 0 | 0 | 0 | 0 | 0 | 0 | 0 | 0 |  |  | 0 |  | 0 | 0 | 0
Culloden Pt Conversion to 33 kV | 2030 |  |  | 0 | 0 | 0 | 0 | 0 | 0 | 0 | 0 | 0 | 0 | 0 | 0 | 0 | 0 | 0 | 0 | 0 | 0 | 0 | 0 | 0 | 0 | 0 | 0 | 0 | 0 | 0 | 0 | 0 | 0 | 0 | 0 | 0 | 0 | 0 | 0 | 0 | 0 | 0 | 0 | 0 | 0 | 0 | 0 | 0 | 0 | 0 | 0 | 0 |  |  | 0 |  | 0 | 0 | 0
[59 empty] | 0 | =Area I Portion
Area II Projects: | [58 empty] | 0 | =Area I+II+III Portions
Riverhead Canal 2nd Line and Bank | 2026 |  |  | 0 | 0 | 0 | 0 | 18.2337 | 18.2337 | 18.2337 | 18.2337 | 18.2337 | 18.2337 | -3.5383 | -3.5383 | -3.5383 | -3.5383 | -3.5383 | -3.5383 | -3.5383 | -3.5383 | -3.5383 | -3.5383 | -3.5383 | -3.5383 | -3.5383 | -3.5383 | -3.5383 | -3.5383 | -3.5383 | -3.5383 | -3.5383 | -3.5383 | -3.5383 | -3.5383 | -3.5383 | -3.5383 | -3.5383 | -3.5383 | -3.5383 | -3.5383 | -3.5383 | -21.772 | -21.772 | -21.772 | -21.772 | -21.772 | -21.772 | 0 | 0 | 0 | 0 |  |  | 30.3588 |  | 30.3588 | 632475.0457 | 0
[59 empty] | 0 | =Area II Portion
Area III Projects: | [58 empty] | 0 | =Area II+III Portions
New Canal - Southampton Cable | 2023 |  |  | 0 | 4.5863 | 4.5863 | 4.5863 | 4.5863 | 4.5863 | 4.5863 | -0.88999 | -0.88999 | -0.88999 | -0.88999 | -0.88999 | -0.88999 | -0.88999 | -0.88999 | -0.88999 | -0.88999 | -0.88999 | -0.88999 | -0.88999 | -0.88999 | -0.88999 | -0.88999 | -0.88999 | -0.88999 | -0.88999 | -0.88999 | -0.88999 | -0.88999 | -0.88999 | -0.88999 | -0.88999 | -0.88999 | -0.88999 | -0.88999 | -0.88999 | -5.4763 | -5.4763 | -5.4763 | -5.4763 | -5.4763 | -5.4763 | 0 | 0 | 0 | 0 | 0 | 0 | 0 |  |  | 8.9667 |  | 0 | 0 | 0
Upgrade Wildwood - Riverhead to 138 kV | 2022 |  |  | 0 | 0.93922 | 0.93922 | 0.93922 | 0.93922 | 0.93922 | -0.14959 | -0.14959 | -0.14959 | -0.14959 | -0.14959 | -0.14959 | -0.14959 | -0.14959 | -0.14959 | -0.14959 | -0.14959 | -0.14959 | -0.14959 | -0.14959 | -0.14959 | -0.14959 | -0.14959 | -0.14959 | -0.14959 | -0.14959 | -0.14959 | -0.14959 | -0.14959 | -0.14959 | -0.14959 | -0.14959 | -0.14959 | -0.14959 | -0.14959 | -0.14959 | -1.0888 | -1.0888 | -1.0888 | -1.0888 | -1.0888 | 0 | 0 | 0 | 0 | 0 | 0 | 0 | 0 |  |  | 1.5483 |  | 0 | 0 | 0
Bridgehampton - Buell New 69 kV UG Cable | 2023 |  |  | 0 | 4.0496 | 4.0496 | 4.0496 | 4.0496 | 4.0496 | 4.0496 | -0.78584 | -0.78584 | -0.78584 | -0.78584 | -0.78584 | -0.78584 | -0.78584 | -0.78584 | -0.78584 | -0.78584 | -0.78584 | -0.78584 | -0.78584 | -0.78584 | -0.78584 | -0.78584 | -0.78584 | -0.78584 | -0.78584 | -0.78584 | -0.78584 | -0.78584 | -0.78584 | -0.78584 | -0.78584 | -0.78584 | -0.78584 | -0.78584 | -0.78584 | -4.8355 | -4.8355 | -4.8355 | -4.8355 | -4.8355 | -4.8355 | 0 | 0 | 0 | 0 | 0 | 0 | 0 |  |  | 7.9174 |  | 0 | 0 | 0
Canal - Wainscott New 138 kV UG Cable | 2028 |  |  | 0 | 0 | 0 | 0 | 0 | 0 | 38.957 | 38.957 | 38.957 | 38.957 | 38.957 | 38.957 | -7.5597 | -7.5597 | -7.5597 | -7.5597 | -7.5597 | -7.5597 | -7.5597 | -7.5597 | -7.5597 | -7.5597 | -7.5597 | -7.5597 | -7.5597 | -7.5597 | -7.5597 | -7.5597 | -7.5597 | -7.5597 | -7.5597 | -7.5597 | -7.5597 | -7.5597 | -7.5597 | -7.5597 | -7.5597 | -7.5597 | -7.5597 | -7.5597 | -7.5597 | -46.5167 | -46.5167 | -46.5167 | -46.5167 | -46.5167 | -46.5167 | 0 | 0 |  |  | 58.276 |  | 58.276 | 925015.732 | 0
[59 empty] | 0 | =Area III Portion
Total - Area 2 Proposal, $Millions (unadjusted) |  |  |  | 0 | 0 | 0 | 0 | 18.2337 | 18.2337 | 57.1907 | 57.1907 | 57.1907 | 57.1907 | 35.4187 | 35.4187 | -11.098 | -11.098 | -11.098 | -11.098 | -11.098 | -11.098 | -11.098 | -11.098 | -11.098 | -11.098 | -11.098 | -11.098 | -11.098 | -11.098 | -11.098 | -11.098 | -11.098 | -11.098 | -11.098 | -11.098 | -11.098 | -11.098 | -11.098 | -11.098 | -11.098 | -11.098 | -11.098 | -29.3317 | -29.3317 | -68.2887 | -68.2887 | -68.2887 | -68.2887 | -46.5167 | -46.5167 | 0 | 0 |  |  | 88.6348 |  |  | 1557490.7777 | 0
$/MW-yr |  |  |  | 0 | 0 | 0 | 0 | 379869.2372 | 379869.2372 | 998234.0488 | 998234.0488 | 998234.0488 | 998234.0488 | 544650.3137 | 544650.3137 | -193709.6096 | -193709.6096 | -193709.6096 | -193709.6096 | -193709.6096 | -193709.6096 | -193709.6096 | -193709.6096 | -193709.6096 | -193709.6096 | -193709.6096 | -193709.6096 | -193709.6096 | -193709.6096 | -193709.6096 | -193709.6096 | -193709.6096 | -193709.6096 | -193709.6096 | -193709.6096 | -193709.6096 | -193709.6096 | -193709.6096 | -193709.6096 | -193709.6096 | -193709.6096 | -193709.6096 | -573578.8469 | -573578.8469 | -1191943.6585 | -1191943.6585 | -1191943.6585 | -1191943.6585 | -738359.9234 | -738359.9234 | 0 | 0
$Millions (adjusted) |  |  |  | 0 | 0 | 0 | 0 | 0 | 0 | 0 | 0 | 0 | 0 | 0 | 0 | 0 | 0 | 0 | 0 | 0 | 0 | 0 | 0 | 0 | 0 | 0 | 0 | 0 | 0 | 0 | 0 | 0 | 0 | 0 | 0 | 0 | 0 | 0 | 0 | 0 | 0 | 0 | 0 | 0 | 0 | 0 | 0 | 0 | 0 | 0 | 0 | 0 |  |  | 0
Annual Avoided Costs for Deferrals - Area 3 Proposal: (see note*) | Deferral Year |  |  | 2016 | 2017 | 2018 | 2019 | 2020 | 2021 | 2022 | 2023 | 2024 | 2025 | 2026 | 2027 | 2028 | 2029 | 2030 | 2031 | 2032 | 2033 | 2034 | 2035 | 2036 | 2037 | 2038 | 2039 | 2040 | 2041 | 2042 | 2043 | 2044 | 2045 | 2046 | 2047 | 2048 | 2049 | 2050 | 2051 | 2052 | 2053 | 2054 | 2055 | 2056 | 2057 | 2058 | 2059 | 2060 | 2061 | 2062 | 2063 | 2064 |  |  | Differential NPV $M |  | Differential NPV $M (adjusted for COD of Selected Project) | Differntial NPV $/MW | NPV of Transmission Avoided Costs for Selected Project
Area I Projects:
Amagansett Conversion 33 kV | 2030 |  |  | 0 | 0 | 0 | 0 | 0 | 0 | 0 | 0 | 0 | 0 | 0 | 0 | 0 | 0 | 0 | 0 | 0 | 0 | 0 | 0 | 0 | 0 | 0 | 0 | 0 | 0 | 0 | 0 | 0 | 0 | 0 | 0 | 0 | 0 | 0 | 0 | 0 | 0 | 0 | 0 | 0 | 0 | 0 | 0 | 0 | 0 | 0 | 0 | 0 |  |  | 0 |  | 0 | 0 | 0
East Hampton Conversion 33 kV | 2030 |  |  | 0 | 0 | 0 | 0 | 0 | 0 | 0 | 0 | 0 | 0 | 0 | 0 | 0 | 0 | 0 | 0 | 0 | 0 | 0 | 0 | 0 | 0 | 0 | 0 | 0 | 0 | 0 | 0 | 0 | 0 | 0 | 0 | 0 | 0 | 0 | 0 | 0 | 0 | 0 | 0 | 0 | 0 | 0 | 0 | 0 | 0 | 0 | 0 | 0 |  |  | 0 |  | 0 | 0 | 0
Buell Conversion 33 kV | 2030 |  |  | 0 | 0 | 0 | 0 | 0 | 0 | 0 | 0 | 0 | 0 | 0 | 0 | 0 | 0 | 0 | 0 | 0 | 0 | 0 | 0 | 0 | 0 | 0 | 0 | 0 | 0 | 0 | 0 | 0 | 0 | 0 | 0 | 0 | 0 | 0 | 0 | 0 | 0 | 0 | 0 | 0 | 0 | 0 | 0 | 0 | 0 | 0 | 0 | 0 |  |  | 0 |  | 0 | 0 | 0
Hither Hills Conversion to 33 kV | 2030 |  |  | 0 | 0 | 0 | 0 | 0 | 0 | 0 | 0 | 0 | 0 | 0 | 0 | 0 | 0 | 0 | 0 | 0 | 0 | 0 | 0 | 0 | 0 | 0 | 0 | 0 | 0 | 0 | 0 | 0 | 0 | 0 | 0 | 0 | 0 | 0 | 0 | 0 | 0 | 0 | 0 | 0 | 0 | 0 | 0 | 0 | 0 | 0 | 0 | 0 |  |  | 0 |  | 0 | 0 | 0
Culloden Pt Conversion to 33 kV | 2030 |  |  | 0 | 0 | 0 | 0 | 0 | 0 | 0 | 0 | 0 | 0 | 0 | 0 | 0 | 0 | 0 | 0 | 0 | 0 | 0 | 0 | 0 | 0 | 0 | 0 | 0 | 0 | 0 | 0 | 0 | 0 | 0 | 0 | 0 | 0 | 0 | 0 | 0 | 0 | 0 | 0 | 0 | 0 | 0 | 0 | 0 | 0 | 0 | 0 | 0 |  |  | 0 |  | 0 | 0 | 0
[59 empty] | 0 | =Area I Portion
Area II Projects: | [58 empty] | 4745330.7052 | =Area I+II+III Portions
Riverhead Canal 2nd Line and Bank | 2026 |  |  | 0 | 0 | 0 | 0 | 0 | 0 | 0 | 0 | 0 | 0 | 0 | 0 | 0 | 0 | 0 | 0 | 0 | 0 | 0 | 0 | 0 | 0 | 0 | 0 | 0 | 0 | 0 | 0 | 0 | 0 | 0 | 0 | 0 | 0 | 0 | 0 | 0 | 0 | 0 | 0 | 0 | 0 | 0 | 0 | 0 | 0 | 0 | 0 | 0 |  |  | 0 |  | 0 | 0 | 0
[59 empty] | 0 | =Area II Portion
Area III Projects: | [58 empty] | 4745330.7052 | =Area II+III Portions
New Canal - Southampton Cable | 2023 |  |  | 0 | 4.5863 | 4.5863 | 4.5863 | 4.5863 | 4.5863 | 4.5863 | -0.88999 | -0.88999 | -0.88999 | -0.88999 | -0.88999 | -0.88999 | -0.88999 | -0.88999 | -0.88999 | -0.88999 | -0.88999 | -0.88999 | -0.88999 | -0.88999 | -0.88999 | -0.88999 | -0.88999 | -0.88999 | -0.88999 | -0.88999 | -0.88999 | -0.88999 | -0.88999 | -0.88999 | -0.88999 | -0.88999 | -0.88999 | -0.88999 | -0.88999 | -5.4763 | -5.4763 | -5.4763 | -5.4763 | -5.4763 | -5.4763 | 0 | 0 | 0 | 0 | 0 | 0 | 0 |  |  | 8.9667 |  | 0 | 0 | 0
Upgrade Wildwood - Riverhead to 138 kV | 2022 |  |  | 0 | 0.93922 | 0.93922 | 0.93922 | 0.93922 | 0.93922 | -0.14959 | -0.14959 | -0.14959 | -0.14959 | -0.14959 | -0.14959 | -0.14959 | -0.14959 | -0.14959 | -0.14959 | -0.14959 | -0.14959 | -0.14959 | -0.14959 | -0.14959 | -0.14959 | -0.14959 | -0.14959 | -0.14959 | -0.14959 | -0.14959 | -0.14959 | -0.14959 | -0.14959 | -0.14959 | -0.14959 | -0.14959 | -0.14959 | -0.14959 | -0.14959 | -1.0888 | -1.0888 | -1.0888 | -1.0888 | -1.0888 | 0 | 0 | 0 | 0 | 0 | 0 | 0 | 0 |  |  | 1.5483 |  | 0 | 0 | 0
Bridgehampton - Buell New 69 kV UG Cable | 2023 |  |  | 0 | 4.0496 | 4.0496 | 4.0496 | 4.0496 | 4.0496 | 4.0496 | -0.78584 | -0.78584 | -0.78584 | -0.78584 | -0.78584 | -0.78584 | -0.78584 | -0.78584 | -0.78584 | -0.78584 | -0.78584 | -0.78584 | -0.78584 | -0.78584 | -0.78584 | -0.78584 | -0.78584 | -0.78584 | -0.78584 | -0.78584 | -0.78584 | -0.78584 | -0.78584 | -0.78584 | -0.78584 | -0.78584 | -0.78584 | -0.78584 | -0.78584 | -4.8355 | -4.8355 | -4.8355 | -4.8355 | -4.8355 | -4.8355 | 0 | 0 | 0 | 0 | 0 | 0 | 0 |  |  | 7.9174 |  | 0 | 0 | 0
Canal - Wainscott New 138 kV UG Cable | 2028 |  |  | 0 | 0 | 0 | 0 | 0 | 0 | 38.957 | 38.957 | 38.957 | 38.957 | 38.957 | 38.957 | -7.5597 | -7.5597 | -7.5597 | -7.5597 | -7.5597 | -7.5597 | -7.5597 | -7.5597 | -7.5597 | -7.5597 | -7.5597 | -7.5597 | -7.5597 | -7.5597 | -7.5597 | -7.5597 | -7.5597 | -7.5597 | -7.5597 | -7.5597 | -7.5597 | -7.5597 | -7.5597 | -7.5597 | -7.5597 | -7.5597 | -7.5597 | -7.5597 | -7.5597 | -46.5167 | -46.5167 | -46.5167 | -46.5167 | -46.5167 | -46.5167 | 0 | 0 |  |  | 58.276 |  | 58.276 | 925015.732 | 4745330.7052
[59 empty] | 4745330.7052 | =Area III Portion
Total - Area 3 Proposal, $Millions (unadjusted) |  |  |  | 0 | 9.5752 | 9.5752 | 9.5752 | 9.5752 | 9.5752 | 47.4434 | 37.1316 | 37.1316 | 37.1316 | 37.1316 | 37.1316 | -9.3851 | -9.3851 | -9.3851 | -9.3851 | -9.3851 | -9.3851 | -9.3851 | -9.3851 | -9.3851 | -9.3851 | -9.3851 | -9.3851 | -9.3851 | -9.3851 | -9.3851 | -9.3851 | -9.3851 | -9.3851 | -9.3851 | -9.3851 | -9.3851 | -9.3851 | -9.3851 | -9.3851 | -18.9603 | -18.9603 | -18.9603 | -18.9603 | -18.9603 | -56.8285 | -46.5167 | -46.5167 | -46.5167 | -46.5167 | -46.5167 | 0 | 0 |  |  | 76.7083 |  |  | 925015.732 | 4745330.7052
$/MW-yr |  |  |  | 0 | 0 | 0 | 0 | 0 | 0 | 618364.8116 | 618364.8116 | 618364.8116 | 618364.8116 | 618364.8116 | 618364.8116 | -119995.1118 | -119995.1118 | -119995.1118 | -119995.1118 | -119995.1118 | -119995.1118 | -119995.1118 | -119995.1118 | -119995.1118 | -119995.1118 | -119995.1118 | -119995.1118 | -119995.1118 | -119995.1118 | -119995.1118 | -119995.1118 | -119995.1118 | -119995.1118 | -119995.1118 | -119995.1118 | -119995.1118 | -119995.1118 | -119995.1118 | -119995.1118 | -119995.1118 | -119995.1118 | -119995.1118 | -119995.1118 | -119995.1118 | -738359.9234 | -738359.9234 | -738359.9234 | -738359.9234 | -738359.9234 | -738359.9234 | 0 | 0
$Millions (adjusted) |  |  |  | 0 | 0 | 0 | 0 | 0 | 0 | 3.1722 | 3.1722 | 3.1722 | 3.1722 | 3.1722 | 3.1722 | -0.61557 | -0.61557 | -0.61557 | -0.61557 | -0.61557 | -0.61557 | -0.61557 | -0.61557 | -0.61557 | -0.61557 | -0.61557 | -0.61557 | -0.61557 | -0.61557 | -0.61557 | -0.61557 | -0.61557 | -0.61557 | -0.61557 | -0.61557 | -0.61557 | -0.61557 | -0.61557 | -0.61557 | -0.61557 | -0.61557 | -0.61557 | -0.61557 | -0.61557 | -3.7878 | -3.7878 | -3.7878 | -3.7878 | -3.7878 | -3.7878 | 0 | 0 |  |  | 4745.3307
Discount Factor (Relative to 1/1/2016) = |  |  |  | 0.94787 | 0.89845 | 0.85161 | 0.80722 | 0.76513 | 0.72525 | 0.68744 | 0.6516 | 0.61763 | 0.58543 | 0.55491 | 0.52598 | 0.49856 | 0.47257 | 0.44793 | 0.42458 | 0.40245 | 0.38147 | 0.36158 | 0.34273 | 0.32486 | 0.30793 | 0.29187 | 0.27666 | 0.26223 | 0.24856 | 0.2356 | 0.22332 | 0.21168 | 0.20064 | 0.19018 | 0.18027 | 0.17087 | 0.16196 | 0.15352 | 0.14552 | 0.13793 | 0.13074 | 0.12392 | 0.11746 | 0.11134 | 0.10554 | 0.10003 | 0.094818 | 0.089875 | 0.08519 | 0.080748 | 0.076539 | 0.072549
* Note: A positive (+) avoided cost in a given year represents a cost savings relative to not having a transmission project deferral.
Note on BH17: Todd Kantarek: Interconnection at Southampton Sub dist'n side. Added 2.6% transmission loss factor.

## PhII (LIE300-9MW)
Version |  | Based on PSEGLI file: "East End Utility 2_0_Economics_2014_10_13_r28_Sargent_Lundy.xlsx"
Annual Revenue Requirements (Millions of $s)
1) Reference (Transmission only) Case
Project | I/S Year | Investor | Capital (2015$s) | 2016 | 2017 | 2018 | 2019 | 2020 | 2021 | 2022 | 2023 | 2024 | 2025 | 2026 | 2027 | 2028 | 2029 | 2030 | 2031 | 2032 | 2033 | 2034 | 2035 | 2036 | 2037 | 2038 | 2039 | 2040 | 2041 | 2042 | 2043 | 2044 | 2045 | 2046 | 2047 | 2048 | 2049 | 2050 | 2051 | 2052 | 2053 | 2054 | 2055 | 2056 | 2057 | 2058 | 2059 | 2060 | 2061 | 2062 | 2063 | 2064 |  | NPV |  | Proposal Number = | LIE300
Transmission Reinforcement I | 2017 | PSEGLI | 93.4 | 0 | 11.3926 | 11.3926 | 11.3926 | 11.3926 | 11.3926 | 11.3926 | 11.3926 | 11.3926 | 11.3926 | 11.3926 | 11.3926 | 11.3926 | 11.3926 | 11.3926 | 11.3926 | 11.3926 | 11.3926 | 11.3926 | 11.3926 | 11.3926 | 11.3926 | 11.3926 | 11.3926 | 11.3926 | 11.3926 | 11.3926 | 11.3926 | 11.3926 | 11.3926 | 11.3926 | 11.3926 | 11.3926 | 11.3926 | 11.3926 | 11.3926 | [13 empty] | 35 | 166.1982 |  | Proposer Name = | LI Energy Storage System LLC
Transmission Reinforcement II | 2018 | PSEGLI | 4.8 | 0 | 0 | 0.60305 | 0.60305 | 0.60305 | 0.60305 | 0.60305 | 0.60305 | 0.60305 | 0.60305 | 0.60305 | 0.60305 | 0.60305 | 0.60305 | 0.60305 | 0.60305 | 0.60305 | 0.60305 | 0.60305 | 0.60305 | 0.60305 | 0.60305 | 0.60305 | 0.60305 | 0.60305 | 0.60305 | 0.60305 | 0.60305 | 0.60305 | 0.60305 | 0.60305 | 0.60305 | 0.60305 | 0.60305 | 0.60305 | 0.60305 | 0.60305 | [12 empty] | 35 | 8.3388 |  | Proposal/Project = | Southampton Energy Storage System
Transmission Reinforcement III | 2019 | PSEGLI | 2.8 | 0 | 0 | 0 | 0.36233 | 0.36233 | 0.36233 | 0.36233 | 0.36233 | 0.36233 | 0.36233 | 0.36233 | 0.36233 | 0.36233 | 0.36233 | 0.36233 | 0.36233 | 0.36233 | 0.36233 | 0.36233 | 0.36233 | 0.36233 | 0.36233 | 0.36233 | 0.36233 | 0.36233 | 0.36233 | 0.36233 | 0.36233 | 0.36233 | 0.36233 | 0.36233 | 0.36233 | 0.36233 | 0.36233 | 0.36233 | 0.36233 | 0.36233 | 0.36233 | [11 empty] | 35 | 4.7491 |  | Option Number = | 3
Transmission Reinforcement IV | 2020 | PSEGLI | 136.8 | 0 | 0 | 0 | 0 | 18.2337 | 18.2337 | 18.2337 | 18.2337 | 18.2337 | 18.2337 | 18.2337 | 18.2337 | 18.2337 | 18.2337 | 18.2337 | 18.2337 | 18.2337 | 18.2337 | 18.2337 | 18.2337 | 18.2337 | 18.2337 | 18.2337 | 18.2337 | 18.2337 | 18.2337 | 18.2337 | 18.2337 | 18.2337 | 18.2337 | 18.2337 | 18.2337 | 18.2337 | 18.2337 | 18.2337 | 18.2337 | 18.2337 | 18.2337 | 18.2337 | [10 empty] | 35 | 226.5269 |  | Location = | 3
Transmission Reinforcement V | 2022 | PSEGLI | 275.5 | 0 | 0 | 0 | 0 | 0 | 0 | 38.957 | 38.957 | 38.957 | 38.957 | 38.957 | 38.957 | 38.957 | 38.957 | 38.957 | 38.957 | 38.957 | 38.957 | 38.957 | 38.957 | 38.957 | 38.957 | 38.957 | 38.957 | 38.957 | 38.957 | 38.957 | 38.957 | 38.957 | 38.957 | 38.957 | 38.957 | 38.957 | 38.957 | 38.957 | 38.957 | 38.957 | 38.957 | 38.957 | 38.957 | 38.957 | [8 empty] | 35 | 434.8353 |  | Technology = | Battery Storage
[56 empty] | Interconnection Points = | Southampton - 13kV
Total |  |  | 513.3 | 0 | 11.3926 | 11.9957 | 12.358 | 30.5918 | 30.5918 | 69.5487 | 69.5487 | 69.5487 | 69.5487 | 69.5487 | 69.5487 | 69.5487 | 69.5487 | 69.5487 | 69.5487 | 69.5487 | 69.5487 | 69.5487 | 69.5487 | 69.5487 | 69.5487 | 69.5487 | 69.5487 | 69.5487 | 69.5487 | 69.5487 | 69.5487 | 69.5487 | 69.5487 | 69.5487 | 69.5487 | 69.5487 | 69.5487 | 69.5487 | 69.5487 | 58.1561 | 57.553 | 57.1907 | 38.957 | 38.957 | 0 | 0 | 0 | 0 | 0 | 0 | 0 | 0 |  | 840.6482 |  | Other = | 1.026
2016 NPV @ 5.5%, thru 2035 |  |  |  | 2016: 559.7216
2016 NPV @ 5.5%, thru 2056 |  |  |  | 2016: 840.6482 |  |  |  | MW Required by 2022 (cap) = | 15 | 33 | 15 | Output: NPV of Transmission Avoided Costs for Selected Project (see note*)
[57 empty] | Selected Project Inputs - Area 1 Portion | Selected Project Inputs - Area 2 Portion | Selected Project Inputs - Area 3 Portion | Area 1 | Area 2 | Area 3 | Total | check
[56 empty] | Project kW = | 0 | 0 | 9234
[55 empty] | Capped kW = | 9234 | 0 | 0 | 9234
[56 empty] | Project Area (1, 2, or 3) = | 1 | 2 | 3
[56 empty] | Proportion of Peak Hours Covered = | 100% | 100% | 100%
[55 empty] | Project COD = | 2018
[55 empty] | Effective kW = | 9234 |  |  |  | 0 | 0 | 8541595.2693 | 8541595.2693
[60 empty] | check | check | check
| I/S Year |  | Capital (2015$s) | 2016 | 2017 | 2018 | 2019 | 2020 | 2021 | 2022 | 2023 | 2024 | 2025 | 2026 | 2027 | 2028 | 2029 | 2030 | 2031 | 2032 | 2033 | 2034 | 2035 | 2036 | 2037 | 2038 | 2039 | 2040 | 2041 | 2042 | 2043 | 2044 | 2045 | 2046 | 2047 | 2048 | 2049 | 2050 | 2051 | 2052 | 2053 | 2054 | 2055 | 2056 | 2057 | 2058 | 2059 | 2060 | 2061 | 2062 | 2063 | 2064 |  | MW Required by 2022 | NPV Base $M | Differential NPV $M | Differential NPV $M (adjusted for COD of Selected Project) | Differntial NPV $/MW | NPV of Transmission Avoided Costs for Selected Project
Area I Projects: | [53 empty] | 15
Amagansett Conversion 33 kV | 2017 |  | 8 | 0 | 0.97582 | 0.97582 | 0.97582 | 0.97582 | 0.97582 | 0.97582 | 0.97582 | 0.97582 | 0.97582 | 0.97582 | 0.97582 | 0.97582 | 0.97582 | 0.97582 | 0.97582 | 0.97582 | 0.97582 | 0.97582 | 0.97582 | 0.97582 | 0.97582 | 0.97582 | 0.97582 | 0.97582 | 0.97582 | 0.97582 | 0.97582 | 0.97582 | 0.97582 | 0.97582 | 0.97582 | 0.97582 | 0.97582 | 0.97582 | 0.97582 | [13 empty] | 35 |  | 14.2354
East Hampton Conversion 33 kV | 2017 |  | 3.2 | 0 | 0.39033 | 0.39033 | 0.39033 | 0.39033 | 0.39033 | 0.39033 | 0.39033 | 0.39033 | 0.39033 | 0.39033 | 0.39033 | 0.39033 | 0.39033 | 0.39033 | 0.39033 | 0.39033 | 0.39033 | 0.39033 | 0.39033 | 0.39033 | 0.39033 | 0.39033 | 0.39033 | 0.39033 | 0.39033 | 0.39033 | 0.39033 | 0.39033 | 0.39033 | 0.39033 | 0.39033 | 0.39033 | 0.39033 | 0.39033 | 0.39033 | [13 empty] | 35 |  | 5.6942
Buell Conversion 33 kV | 2017 |  | 3.7 | 0 | 0.45131 | 0.45131 | 0.45131 | 0.45131 | 0.45131 | 0.45131 | 0.45131 | 0.45131 | 0.45131 | 0.45131 | 0.45131 | 0.45131 | 0.45131 | 0.45131 | 0.45131 | 0.45131 | 0.45131 | 0.45131 | 0.45131 | 0.45131 | 0.45131 | 0.45131 | 0.45131 | 0.45131 | 0.45131 | 0.45131 | 0.45131 | 0.45131 | 0.45131 | 0.45131 | 0.45131 | 0.45131 | 0.45131 | 0.45131 | 0.45131 | [13 empty] | 35 |  | 6.5839
Hither Hills Conversion to 33 kV | 2018 |  | 4.8 | 0 | 0 | 0.60305 | 0.60305 | 0.60305 | 0.60305 | 0.60305 | 0.60305 | 0.60305 | 0.60305 | 0.60305 | 0.60305 | 0.60305 | 0.60305 | 0.60305 | 0.60305 | 0.60305 | 0.60305 | 0.60305 | 0.60305 | 0.60305 | 0.60305 | 0.60305 | 0.60305 | 0.60305 | 0.60305 | 0.60305 | 0.60305 | 0.60305 | 0.60305 | 0.60305 | 0.60305 | 0.60305 | 0.60305 | 0.60305 | 0.60305 | 0.60305 | [12 empty] | 35 |  | 8.3388
Culloden Pt Conversion to 33 kV | 2019 |  | 2.8 | 0 | 0 | 0 | 0.36233 | 0.36233 | 0.36233 | 0.36233 | 0.36233 | 0.36233 | 0.36233 | 0.36233 | 0.36233 | 0.36233 | 0.36233 | 0.36233 | 0.36233 | 0.36233 | 0.36233 | 0.36233 | 0.36233 | 0.36233 | 0.36233 | 0.36233 | 0.36233 | 0.36233 | 0.36233 | 0.36233 | 0.36233 | 0.36233 | 0.36233 | 0.36233 | 0.36233 | 0.36233 | 0.36233 | 0.36233 | 0.36233 | 0.36233 | 0.36233 | [11 empty] | 35 |  | 4.7491
No Deferral |  |  | 22.5 |  | 1.8175 | 2.4205 | 2.7828 | 2.7828 | 2.7828 | 2.7828 | 2.7828 | 2.7828 | 2.7828 | 2.7828 | 2.7828 | 2.7828 | 2.7828 | 2.7828 | 2.7828 | 2.7828 | 2.7828 | 2.7828 | 2.7828 | 2.7828 | 2.7828 | 2.7828 | 2.7828 | 2.7828 | 2.7828 | 2.7828 | 2.7828 | 2.7828 | 2.7828 | 2.7828 | 2.7828 | 2.7828 | 2.7828 | 2.7828 | 2.7828 | 0.96539 | 0.36233 | 0 | 0 | 0 | [10 empty] | 39.6013
Amagansett Conversion 33 kV | 2030 |  | 8 | [14 empty] | 1.433 | 1.433 | 1.433 | 1.433 | 1.433 | 1.433 | 1.433 | 1.433 | 1.433 | 1.433 | 1.433 | 1.433 | 1.433 | 1.433 | 1.433 | 1.433 | 1.433 | 1.433 | 1.433 | 1.433 | 1.433 | 1.433 | 1.433 | 1.433 | 1.433 | 1.433 | 1.433 | 1.433 | 1.433 | 1.433 | 1.433 | 1.433 | 1.433 | 1.433 | 1.433 | 35 |  | 10.4225 | 3.8129 | 0 | 0 | 0
East Hampton Conversion 33 kV | 2030 |  | 3.2 | [14 empty] | 0.57321 | 0.57321 | 0.57321 | 0.57321 | 0.57321 | 0.57321 | 0.57321 | 0.57321 | 0.57321 | 0.57321 | 0.57321 | 0.57321 | 0.57321 | 0.57321 | 0.57321 | 0.57321 | 0.57321 | 0.57321 | 0.57321 | 0.57321 | 0.57321 | 0.57321 | 0.57321 | 0.57321 | 0.57321 | 0.57321 | 0.57321 | 0.57321 | 0.57321 | 0.57321 | 0.57321 | 0.57321 | 0.57321 | 0.57321 | 0.57321 | 35 |  | 4.169 | 1.5252 | 0 | 0 | 0
Buell Conversion 33 kV | 2030 |  | 3.7 | [14 empty] | 0.66277 | 0.66277 | 0.66277 | 0.66277 | 0.66277 | 0.66277 | 0.66277 | 0.66277 | 0.66277 | 0.66277 | 0.66277 | 0.66277 | 0.66277 | 0.66277 | 0.66277 | 0.66277 | 0.66277 | 0.66277 | 0.66277 | 0.66277 | 0.66277 | 0.66277 | 0.66277 | 0.66277 | 0.66277 | 0.66277 | 0.66277 | 0.66277 | 0.66277 | 0.66277 | 0.66277 | 0.66277 | 0.66277 | 0.66277 | 0.66277 | 35 |  | 4.8204 | 1.7635 | 0 | 0 | 0
Hither Hills Conversion to 33 kV | 2030 |  | 4.8 | [14 empty] | 0.85981 | 0.85981 | 0.85981 | 0.85981 | 0.85981 | 0.85981 | 0.85981 | 0.85981 | 0.85981 | 0.85981 | 0.85981 | 0.85981 | 0.85981 | 0.85981 | 0.85981 | 0.85981 | 0.85981 | 0.85981 | 0.85981 | 0.85981 | 0.85981 | 0.85981 | 0.85981 | 0.85981 | 0.85981 | 0.85981 | 0.85981 | 0.85981 | 0.85981 | 0.85981 | 0.85981 | 0.85981 | 0.85981 | 0.85981 | 0.85981 | 35 |  | 6.2535 | 2.0853 | 2.0853 | 139022.8879 | 1283737.3471
Culloden Pt Conversion to 33 kV | 2030 |  | 2.8 | [14 empty] | 0.50156 | 0.50156 | 0.50156 | 0.50156 | 0.50156 | 0.50156 | 0.50156 | 0.50156 | 0.50156 | 0.50156 | 0.50156 | 0.50156 | 0.50156 | 0.50156 | 0.50156 | 0.50156 | 0.50156 | 0.50156 | 0.50156 | 0.50156 | 0.50156 | 0.50156 | 0.50156 | 0.50156 | 0.50156 | 0.50156 | 0.50156 | 0.50156 | 0.50156 | 0.50156 | 0.50156 | 0.50156 | 0.50156 | 0.50156 | 0.50156 | 35 |  | 3.6479 | 1.1012 | 1.1012 | 73412.135 | 677887.6546
Deferral to Indicated Year |  |  | 22.5 | [6 empty] | 0 | 0 | 0 | 0 | 0 | 0 | 0 | 0 | 4.0304 | 4.0304 | 4.0304 | 4.0304 | 4.0304 | 4.0304 | 4.0304 | 4.0304 | 4.0304 | 4.0304 | 4.0304 | 4.0304 | 4.0304 | 4.0304 | 4.0304 | 4.0304 | 4.0304 | 4.0304 | 4.0304 | 4.0304 | 4.0304 | 4.0304 | 4.0304 | 4.0304 | 4.0304 | 4.0304 | 4.0304 | 4.0304 | 4.0304 | 4.0304 | 4.0304 | 4.0304 | 4.0304 | 4.0304 | 4.0304 | 35 |  | 29.3132 | 10.2881 | 3.1865 | 212435.0229 | 1961625.0018 | =Area I Portion
[59 empty] | 16343494.8431 | =Area I+II+III Portions
Annual Avoided Costs for Deferral to Indicated Year:
Amagansett Conversion 33 kV | 2030 |  |  | 0 | 0.97582 | 0.97582 | 0.97582 | 0.97582 | 0.97582 | 0.97582 | 0.97582 | 0.97582 | 0.97582 | 0.97582 | 0.97582 | 0.97582 | 0.97582 | -0.4572 | -0.4572 | -0.4572 | -0.4572 | -0.4572 | -0.4572 | -0.4572 | -0.4572 | -0.4572 | -0.4572 | -0.4572 | -0.4572 | -0.4572 | -0.4572 | -0.4572 | -0.4572 | -0.4572 | -0.4572 | -0.4572 | -0.4572 | -0.4572 | -0.4572 | -1.433 | -1.433 | -1.433 | -1.433 | -1.433 | -1.433 | -1.433 | -1.433 | -1.433 | -1.433 | -1.433 | -1.433 | -1.433 | 35 |  |  | 3.8129
East Hampton Conversion 33 kV | 2030 |  |  | 0 | 0.39033 | 0.39033 | 0.39033 | 0.39033 | 0.39033 | 0.39033 | 0.39033 | 0.39033 | 0.39033 | 0.39033 | 0.39033 | 0.39033 | 0.39033 | -0.18288 | -0.18288 | -0.18288 | -0.18288 | -0.18288 | -0.18288 | -0.18288 | -0.18288 | -0.18288 | -0.18288 | -0.18288 | -0.18288 | -0.18288 | -0.18288 | -0.18288 | -0.18288 | -0.18288 | -0.18288 | -0.18288 | -0.18288 | -0.18288 | -0.18288 | -0.57321 | -0.57321 | -0.57321 | -0.57321 | -0.57321 | -0.57321 | -0.57321 | -0.57321 | -0.57321 | -0.57321 | -0.57321 | -0.57321 | -0.57321 | 35 |  |  | 1.5252
Buell Conversion 33 kV | 2030 |  |  | 0 | 0.45131 | 0.45131 | 0.45131 | 0.45131 | 0.45131 | 0.45131 | 0.45131 | 0.45131 | 0.45131 | 0.45131 | 0.45131 | 0.45131 | 0.45131 | -0.21146 | -0.21146 | -0.21146 | -0.21146 | -0.21146 | -0.21146 | -0.21146 | -0.21146 | -0.21146 | -0.21146 | -0.21146 | -0.21146 | -0.21146 | -0.21146 | -0.21146 | -0.21146 | -0.21146 | -0.21146 | -0.21146 | -0.21146 | -0.21146 | -0.21146 | -0.66277 | -0.66277 | -0.66277 | -0.66277 | -0.66277 | -0.66277 | -0.66277 | -0.66277 | -0.66277 | -0.66277 | -0.66277 | -0.66277 | -0.66277 | 35 |  |  | 1.7635
Hither Hills Conversion to 33 kV | 2030 |  |  | 0 | 0 | 0.60305 | 0.60305 | 0.60305 | 0.60305 | 0.60305 | 0.60305 | 0.60305 | 0.60305 | 0.60305 | 0.60305 | 0.60305 | 0.60305 | -0.25676 | -0.25676 | -0.25676 | -0.25676 | -0.25676 | -0.25676 | -0.25676 | -0.25676 | -0.25676 | -0.25676 | -0.25676 | -0.25676 | -0.25676 | -0.25676 | -0.25676 | -0.25676 | -0.25676 | -0.25676 | -0.25676 | -0.25676 | -0.25676 | -0.25676 | -0.25676 | -0.85981 | -0.85981 | -0.85981 | -0.85981 | -0.85981 | -0.85981 | -0.85981 | -0.85981 | -0.85981 | -0.85981 | -0.85981 | -0.85981 | 35 |  |  | 2.0853
Culloden Pt Conversion to 33 kV | 2030 |  |  | 0 | 0 | 0 | 0.36233 | 0.36233 | 0.36233 | 0.36233 | 0.36233 | 0.36233 | 0.36233 | 0.36233 | 0.36233 | 0.36233 | 0.36233 | -0.13922 | -0.13922 | -0.13922 | -0.13922 | -0.13922 | -0.13922 | -0.13922 | -0.13922 | -0.13922 | -0.13922 | -0.13922 | -0.13922 | -0.13922 | -0.13922 | -0.13922 | -0.13922 | -0.13922 | -0.13922 | -0.13922 | -0.13922 | -0.13922 | -0.13922 | -0.13922 | -0.13922 | -0.50156 | -0.50156 | -0.50156 | -0.50156 | -0.50156 | -0.50156 | -0.50156 | -0.50156 | -0.50156 | -0.50156 | -0.50156 | 35 |  |  | 1.1012
Area II Projects: | [53 empty] | 33
Riverhead Canal 2nd Line and Bank | 2020 |  | 136.8 | 0 | 0 | 0 | 0 | 18.2337 | 18.2337 | 18.2337 | 18.2337 | 18.2337 | 18.2337 | 18.2337 | 18.2337 | 18.2337 | 18.2337 | 18.2337 | 18.2337 | 18.2337 | 18.2337 | 18.2337 | 18.2337 | 18.2337 | 18.2337 | 18.2337 | 18.2337 | 18.2337 | 18.2337 | 18.2337 | 18.2337 | 18.2337 | 18.2337 | 18.2337 | 18.2337 | 18.2337 | 18.2337 | 18.2337 | 18.2337 | 18.2337 | 18.2337 | 18.2337 | [10 empty] | 35 |  | 226.5269
No Deferral |  |  | 136.8 |  | 0 | 0 | 0 | 18.2337 | 18.2337 | 18.2337 | 18.2337 | 18.2337 | 18.2337 | 18.2337 | 18.2337 | 18.2337 | 18.2337 | 18.2337 | 18.2337 | 18.2337 | 18.2337 | 18.2337 | 18.2337 | 18.2337 | 18.2337 | 18.2337 | 18.2337 | 18.2337 | 18.2337 | 18.2337 | 18.2337 | 18.2337 | 18.2337 | 18.2337 | 18.2337 | 18.2337 | 18.2337 | 18.2337 | 18.2337 | 18.2337 | 18.2337 | 18.2337 | [10 empty] | 35 |  | 226.5269
Riverhead Canal 2nd Line and Bank | 2026 |  | 136.8 | [10 empty] | 21.772 | 21.772 | 21.772 | 21.772 | 21.772 | 21.772 | 21.772 | 21.772 | 21.772 | 21.772 | 21.772 | 21.772 | 21.772 | 21.772 | 21.772 | 21.772 | 21.772 | 21.772 | 21.772 | 21.772 | 21.772 | 21.772 | 21.772 | 21.772 | 21.772 | 21.772 | 21.772 | 21.772 | 21.772 | 21.772 | 21.772 | 21.772 | 21.772 | 21.772 | 21.772 |  |  |  |  | 35 |  | 196.1681 | 30.3588 | 30.3588 | 632475.0457 | 5840274.572
Deferral to Indicated Year |  |  | 136.8 | [6 empty] | 0 | 0 | 0 | 0 | 21.772 | 21.772 | 21.772 | 21.772 | 21.772 | 21.772 | 21.772 | 21.772 | 21.772 | 21.772 | 21.772 | 21.772 | 21.772 | 21.772 | 21.772 | 21.772 | 21.772 | 21.772 | 21.772 | 21.772 | 21.772 | 21.772 | 21.772 | 21.772 | 21.772 | 21.772 | 21.772 | 21.772 | 21.772 | 21.772 | 21.772 | 21.772 | 21.772 | 21.772 | 21.772 |  |  |  |  | 35 |  | 196.1681 | 30.3588 | 30.3588 | 632475.0457 | 5840274.572 | =Area II Portion
[59 empty] | 14381869.8413 | =Area II+III Portions
Annual Avoided Costs for Deferral to Indicated Year:
Riverhead Canal 2nd Line and Bank | 2026 |  |  | 0 | 0 | 0 | 0 | 18.2337 | 18.2337 | 18.2337 | 18.2337 | 18.2337 | 18.2337 | -3.5383 | -3.5383 | -3.5383 | -3.5383 | -3.5383 | -3.5383 | -3.5383 | -3.5383 | -3.5383 | -3.5383 | -3.5383 | -3.5383 | -3.5383 | -3.5383 | -3.5383 | -3.5383 | -3.5383 | -3.5383 | -3.5383 | -3.5383 | -3.5383 | -3.5383 | -3.5383 | -3.5383 | -3.5383 | -3.5383 | -3.5383 | -3.5383 | -3.5383 | -21.772 | -21.772 | -21.772 | -21.772 | -21.772 | -21.772 |  |  |  |  | 35 |  |  | 30.3588
0
Area III Projects: | [52 empty] | 0 | 15
New Canal - Southampton Cable | 2017 |  | 37.6 | 0 | 4.5863 | 4.5863 | 4.5863 | 4.5863 | 4.5863 | 4.5863 | 4.5863 | 4.5863 | 4.5863 | 4.5863 | 4.5863 | 4.5863 | 4.5863 | 4.5863 | 4.5863 | 4.5863 | 4.5863 | 4.5863 | 4.5863 | 4.5863 | 4.5863 | 4.5863 | 4.5863 | 4.5863 | 4.5863 | 4.5863 | 4.5863 | 4.5863 | 4.5863 | 4.5863 | 4.5863 | 4.5863 | 4.5863 | 4.5863 | 4.5863 | [13 empty] | 35 |  | 66.9063
Upgrade Wildwood - Riverhead to 138 kV | 2017 |  | 7.7 | 0 | 0.93922 | 0.93922 | 0.93922 | 0.93922 | 0.93922 | 0.93922 | 0.93922 | 0.93922 | 0.93922 | 0.93922 | 0.93922 | 0.93922 | 0.93922 | 0.93922 | 0.93922 | 0.93922 | 0.93922 | 0.93922 | 0.93922 | 0.93922 | 0.93922 | 0.93922 | 0.93922 | 0.93922 | 0.93922 | 0.93922 | 0.93922 | 0.93922 | 0.93922 | 0.93922 | 0.93922 | 0.93922 | 0.93922 | 0.93922 | 0.93922 | [13 empty] | 35 |  | 13.7016
Bridgehampton - Buell New 69 kV UG Cable | 2017 |  | 33.2 | 0 | 4.0496 | 4.0496 | 4.0496 | 4.0496 | 4.0496 | 4.0496 | 4.0496 | 4.0496 | 4.0496 | 4.0496 | 4.0496 | 4.0496 | 4.0496 | 4.0496 | 4.0496 | 4.0496 | 4.0496 | 4.0496 | 4.0496 | 4.0496 | 4.0496 | 4.0496 | 4.0496 | 4.0496 | 4.0496 | 4.0496 | 4.0496 | 4.0496 | 4.0496 | 4.0496 | 4.0496 | 4.0496 | 4.0496 | 4.0496 | 4.0496 | [13 empty] | 35 |  | 59.0769
Canal - Wainscott New 138 kV UG Cable | 2022 |  | 275.5 | 0 | 0 | 0 | 0 | 0 | 0 | 38.957 | 38.957 | 38.957 | 38.957 | 38.957 | 38.957 | 38.957 | 38.957 | 38.957 | 38.957 | 38.957 | 38.957 | 38.957 | 38.957 | 38.957 | 38.957 | 38.957 | 38.957 | 38.957 | 38.957 | 38.957 | 38.957 | 38.957 | 38.957 | 38.957 | 38.957 | 38.957 | 38.957 | 38.957 | 38.957 | 38.957 | 38.957 | 38.957 | 38.957 | 38.957 | [8 empty] | 35 |  | 434.8353
No Deferral |  |  | 354 |  | 9.5752 | 9.5752 | 9.5752 | 9.5752 | 9.5752 | 48.5322 | 48.5322 | 48.5322 | 48.5322 | 48.5322 | 48.5322 | 48.5322 | 48.5322 | 48.5322 | 48.5322 | 48.5322 | 48.5322 | 48.5322 | 48.5322 | 48.5322 | 48.5322 | 48.5322 | 48.5322 | 48.5322 | 48.5322 | 48.5322 | 48.5322 | 48.5322 | 48.5322 | 48.5322 | 48.5322 | 48.5322 | 48.5322 | 48.5322 | 48.5322 | 38.957 | 38.957 | 38.957 | 38.957 | 38.957 | [10 empty] | 574.52
New Canal - Southampton Cable | 2023 |  | 37.6 | [7 empty] | 5.4763 | 5.4763 | 5.4763 | 5.4763 | 5.4763 | 5.4763 | 5.4763 | 5.4763 | 5.4763 | 5.4763 | 5.4763 | 5.4763 | 5.4763 | 5.4763 | 5.4763 | 5.4763 | 5.4763 | 5.4763 | 5.4763 | 5.4763 | 5.4763 | 5.4763 | 5.4763 | 5.4763 | 5.4763 | 5.4763 | 5.4763 | 5.4763 | 5.4763 | 5.4763 | 5.4763 | 5.4763 | 5.4763 | 5.4763 | 5.4763 | [7 empty] | 35 |  | 57.9396 | 8.9667 | 0 | 0 | 0
Upgrade Wildwood - Riverhead to 138 kV | 2022 |  | 7.7 | [6 empty] | 1.0888 | 1.0888 | 1.0888 | 1.0888 | 1.0888 | 1.0888 | 1.0888 | 1.0888 | 1.0888 | 1.0888 | 1.0888 | 1.0888 | 1.0888 | 1.0888 | 1.0888 | 1.0888 | 1.0888 | 1.0888 | 1.0888 | 1.0888 | 1.0888 | 1.0888 | 1.0888 | 1.0888 | 1.0888 | 1.0888 | 1.0888 | 1.0888 | 1.0888 | 1.0888 | 1.0888 | 1.0888 | 1.0888 | 1.0888 | 1.0888 | [8 empty] | 35 |  | 12.1533 | 1.5483 | 0 | 0 | 0
Bridgehampton - Buell New 69 kV UG Cable | 2023 |  | 33.2 | [7 empty] | 4.8355 | 4.8355 | 4.8355 | 4.8355 | 4.8355 | 4.8355 | 4.8355 | 4.8355 | 4.8355 | 4.8355 | 4.8355 | 4.8355 | 4.8355 | 4.8355 | 4.8355 | 4.8355 | 4.8355 | 4.8355 | 4.8355 | 4.8355 | 4.8355 | 4.8355 | 4.8355 | 4.8355 | 4.8355 | 4.8355 | 4.8355 | 4.8355 | 4.8355 | 4.8355 | 4.8355 | 4.8355 | 4.8355 | 4.8355 | 4.8355 | [7 empty] | 35 |  | 51.1595 | 7.9174 | 0 | 0 | 0
Canal - Wainscott New 138 kV UG Cable | 2028 |  | 275.5 | [12 empty] | 46.5167 | 46.5167 | 46.5167 | 46.5167 | 46.5167 | 46.5167 | 46.5167 | 46.5167 | 46.5167 | 46.5167 | 46.5167 | 46.5167 | 46.5167 | 46.5167 | 46.5167 | 46.5167 | 46.5167 | 46.5167 | 46.5167 | 46.5167 | 46.5167 | 46.5167 | 46.5167 | 46.5167 | 46.5167 | 46.5167 | 46.5167 | 46.5167 | 46.5167 | 46.5167 | 46.5167 | 46.5167 | 46.5167 | 46.5167 | 46.5167 |  |  | 35 |  | 376.5593 | 58.276 | 58.276 | 925015.732 | 8541595.2693
Deferral to Indicated Year |  |  | 354 | [6 empty] | 1.0888 | 11.4006 | 11.4006 | 11.4006 | 11.4006 | 11.4006 | 57.9173 | 57.9173 | 57.9173 | 57.9173 | 57.9173 | 57.9173 | 57.9173 | 57.9173 | 57.9173 | 57.9173 | 57.9173 | 57.9173 | 57.9173 | 57.9173 | 57.9173 | 57.9173 | 57.9173 | 57.9173 | 57.9173 | 57.9173 | 57.9173 | 57.9173 | 57.9173 | 57.9173 | 57.9173 | 57.9173 | 57.9173 | 57.9173 | 57.9173 | 56.8285 | 46.5167 | 46.5167 | 46.5167 | 46.5167 | 46.5167 |  |  | 41 |  | 497.8117 | 76.7083 | 58.276 | 925015.732 | 8541595.2693 | =Area III Portion
[59 empty] | 8541595.2693 | =Area III Portion
Annual Avoided Costs for Deferral to Indicated Year:
New Canal - Southampton Cable | 2023 |  |  | 0 | 4.5863 | 4.5863 | 4.5863 | 4.5863 | 4.5863 | 4.5863 | -0.88999 | -0.88999 | -0.88999 | -0.88999 | -0.88999 | -0.88999 | -0.88999 | -0.88999 | -0.88999 | -0.88999 | -0.88999 | -0.88999 | -0.88999 | -0.88999 | -0.88999 | -0.88999 | -0.88999 | -0.88999 | -0.88999 | -0.88999 | -0.88999 | -0.88999 | -0.88999 | -0.88999 | -0.88999 | -0.88999 | -0.88999 | -0.88999 | -0.88999 | -5.4763 | -5.4763 | -5.4763 | -5.4763 | -5.4763 | -5.4763 | 0 | 0 | 0 | 0 | 0 |  |  | 35 |  |  | 8.9667
Upgrade Wildwood - Riverhead to 138 kV | 2022 |  |  | 0 | 0.93922 | 0.93922 | 0.93922 | 0.93922 | 0.93922 | -0.14959 | -0.14959 | -0.14959 | -0.14959 | -0.14959 | -0.14959 | -0.14959 | -0.14959 | -0.14959 | -0.14959 | -0.14959 | -0.14959 | -0.14959 | -0.14959 | -0.14959 | -0.14959 | -0.14959 | -0.14959 | -0.14959 | -0.14959 | -0.14959 | -0.14959 | -0.14959 | -0.14959 | -0.14959 | -0.14959 | -0.14959 | -0.14959 | -0.14959 | -0.14959 | -1.0888 | -1.0888 | -1.0888 | -1.0888 | -1.0888 | 0 | 0 | 0 | 0 | 0 | 0 |  |  | 35 |  |  | 1.5483
Bridgehampton - Buell New 69 kV UG Cable | 2023 |  |  | 0 | 4.0496 | 4.0496 | 4.0496 | 4.0496 | 4.0496 | 4.0496 | -0.78584 | -0.78584 | -0.78584 | -0.78584 | -0.78584 | -0.78584 | -0.78584 | -0.78584 | -0.78584 | -0.78584 | -0.78584 | -0.78584 | -0.78584 | -0.78584 | -0.78584 | -0.78584 | -0.78584 | -0.78584 | -0.78584 | -0.78584 | -0.78584 | -0.78584 | -0.78584 | -0.78584 | -0.78584 | -0.78584 | -0.78584 | -0.78584 | -0.78584 | -4.8355 | -4.8355 | -4.8355 | -4.8355 | -4.8355 | -4.8355 | 0 | 0 | 0 | 0 | 0 |  |  | 35 |  |  | 7.9174
Canal - Wainscott New 138 kV UG Cable | 2028 |  |  | 0 | 0 | 0 | 0 | 0 | 0 | 38.957 | 38.957 | 38.957 | 38.957 | 38.957 | 38.957 | -7.5597 | -7.5597 | -7.5597 | -7.5597 | -7.5597 | -7.5597 | -7.5597 | -7.5597 | -7.5597 | -7.5597 | -7.5597 | -7.5597 | -7.5597 | -7.5597 | -7.5597 | -7.5597 | -7.5597 | -7.5597 | -7.5597 | -7.5597 | -7.5597 | -7.5597 | -7.5597 | -7.5597 | -7.5597 | -7.5597 | -7.5597 | -7.5597 | -7.5597 | -46.5167 | -46.5167 | -46.5167 | -46.5167 | -46.5167 | -46.5167 | [5 empty] | 58.276
Total - All Areas (No Deferrals,$Millions) |  |  | 513.3 |  | 11.3926 | 11.9957 | 12.358 | 30.5918 | 30.5918 | 69.5487 | 69.5487 | 69.5487 | 69.5487 | 69.5487 | 69.5487 | 69.5487 | 69.5487 | 69.5487 | 69.5487 | 69.5487 | 69.5487 | 69.5487 | 69.5487 | 69.5487 | 69.5487 | 69.5487 | 69.5487 | 69.5487 | 69.5487 | 69.5487 | 69.5487 | 69.5487 | 69.5487 | 69.5487 | 69.5487 | 69.5487 | 69.5487 | 69.5487 | 69.5487 | 58.1561 | 57.553 | 57.1907 | 38.957 | 38.957 | 0 | 0 | 0 | 0 | 0 | 0 | 0 | 0 |  | 63 | 840.6482 | 117.3552 | = max. total avoided cost in portfolio
Annual Avoided Costs for Deferrals - Area 1 Proposal: (see note*) | Deferral Year |  |  | 2016 | 2017 | 2018 | 2019 | 2020 | 2021 | 2022 | 2023 | 2024 | 2025 | 2026 | 2027 | 2028 | 2029 | 2030 | 2031 | 2032 | 2033 | 2034 | 2035 | 2036 | 2037 | 2038 | 2039 | 2040 | 2041 | 2042 | 2043 | 2044 | 2045 | 2046 | 2047 | 2048 | 2049 | 2050 | 2051 | 2052 | 2053 | 2054 | 2055 | 2056 | 2057 | 2058 | 2059 | 2060 | 2061 | 2062 | 2063 | 2064 |  |  | Differential NPV $M |  | Differential NPV $M (adjusted for COD of Selected Project) | Differntial NPV $/MW | NPV of Transmission Avoided Costs for Selected Project
Area I Projects:
Amagansett Conversion 33 kV | 2030 |  |  | 0 | 0.97582 | 0.97582 | 0.97582 | 0.97582 | 0.97582 | 0.97582 | 0.97582 | 0.97582 | 0.97582 | 0.97582 | 0.97582 | 0.97582 | 0.97582 | -0.4572 | -0.4572 | -0.4572 | -0.4572 | -0.4572 | -0.4572 | -0.4572 | -0.4572 | -0.4572 | -0.4572 | -0.4572 | -0.4572 | -0.4572 | -0.4572 | -0.4572 | -0.4572 | -0.4572 | -0.4572 | -0.4572 | -0.4572 | -0.4572 | -0.4572 | -1.433 | -1.433 | -1.433 | -1.433 | -1.433 | -1.433 | -1.433 | -1.433 | -1.433 | -1.433 | -1.433 | -1.433 | -1.433 |  |  | 3.8129 |  | 0 | 0 | 0
East Hampton Conversion 33 kV | 2030 |  |  | 0 | 0.39033 | 0.39033 | 0.39033 | 0.39033 | 0.39033 | 0.39033 | 0.39033 | 0.39033 | 0.39033 | 0.39033 | 0.39033 | 0.39033 | 0.39033 | -0.18288 | -0.18288 | -0.18288 | -0.18288 | -0.18288 | -0.18288 | -0.18288 | -0.18288 | -0.18288 | -0.18288 | -0.18288 | -0.18288 | -0.18288 | -0.18288 | -0.18288 | -0.18288 | -0.18288 | -0.18288 | -0.18288 | -0.18288 | -0.18288 | -0.18288 | -0.57321 | -0.57321 | -0.57321 | -0.57321 | -0.57321 | -0.57321 | -0.57321 | -0.57321 | -0.57321 | -0.57321 | -0.57321 | -0.57321 | -0.57321 |  |  | 1.5252 |  | 0 | 0 | 0
Buell Conversion 33 kV | 2030 |  |  | 0 | 0.45131 | 0.45131 | 0.45131 | 0.45131 | 0.45131 | 0.45131 | 0.45131 | 0.45131 | 0.45131 | 0.45131 | 0.45131 | 0.45131 | 0.45131 | -0.21146 | -0.21146 | -0.21146 | -0.21146 | -0.21146 | -0.21146 | -0.21146 | -0.21146 | -0.21146 | -0.21146 | -0.21146 | -0.21146 | -0.21146 | -0.21146 | -0.21146 | -0.21146 | -0.21146 | -0.21146 | -0.21146 | -0.21146 | -0.21146 | -0.21146 | -0.66277 | -0.66277 | -0.66277 | -0.66277 | -0.66277 | -0.66277 | -0.66277 | -0.66277 | -0.66277 | -0.66277 | -0.66277 | -0.66277 | -0.66277 |  |  | 1.7635 |  | 0 | 0 | 0
Hither Hills Conversion to 33 kV | 2030 |  |  | 0 | 0 | 0.60305 | 0.60305 | 0.60305 | 0.60305 | 0.60305 | 0.60305 | 0.60305 | 0.60305 | 0.60305 | 0.60305 | 0.60305 | 0.60305 | -0.25676 | -0.25676 | -0.25676 | -0.25676 | -0.25676 | -0.25676 | -0.25676 | -0.25676 | -0.25676 | -0.25676 | -0.25676 | -0.25676 | -0.25676 | -0.25676 | -0.25676 | -0.25676 | -0.25676 | -0.25676 | -0.25676 | -0.25676 | -0.25676 | -0.25676 | -0.25676 | -0.85981 | -0.85981 | -0.85981 | -0.85981 | -0.85981 | -0.85981 | -0.85981 | -0.85981 | -0.85981 | -0.85981 | -0.85981 | -0.85981 |  |  | 2.0853 |  | 2.0853 | 139022.8879 | 0
Culloden Pt Conversion to 33 kV | 2030 |  |  | 0 | 0 | 0 | 0.36233 | 0.36233 | 0.36233 | 0.36233 | 0.36233 | 0.36233 | 0.36233 | 0.36233 | 0.36233 | 0.36233 | 0.36233 | -0.13922 | -0.13922 | -0.13922 | -0.13922 | -0.13922 | -0.13922 | -0.13922 | -0.13922 | -0.13922 | -0.13922 | -0.13922 | -0.13922 | -0.13922 | -0.13922 | -0.13922 | -0.13922 | -0.13922 | -0.13922 | -0.13922 | -0.13922 | -0.13922 | -0.13922 | -0.13922 | -0.13922 | -0.50156 | -0.50156 | -0.50156 | -0.50156 | -0.50156 | -0.50156 | -0.50156 | -0.50156 | -0.50156 | -0.50156 | -0.50156 |  |  | 1.1012 |  | 1.1012 | 73412.135 | 0
[59 empty] | 0 | =Area I Portion
Area II Projects: | [58 empty] | 0 | =Area I+II+III Portions
Riverhead Canal 2nd Line and Bank | 2026 |  |  | 0 | 0 | 0 | 0 | 18.2337 | 18.2337 | 18.2337 | 18.2337 | 18.2337 | 18.2337 | -3.5383 | -3.5383 | -3.5383 | -3.5383 | -3.5383 | -3.5383 | -3.5383 | -3.5383 | -3.5383 | -3.5383 | -3.5383 | -3.5383 | -3.5383 | -3.5383 | -3.5383 | -3.5383 | -3.5383 | -3.5383 | -3.5383 | -3.5383 | -3.5383 | -3.5383 | -3.5383 | -3.5383 | -3.5383 | -3.5383 | -3.5383 | -3.5383 | -3.5383 | -21.772 | -21.772 | -21.772 | -21.772 | -21.772 | -21.772 | 0 | 0 | 0 | 0 |  |  | 30.3588 |  | 30.3588 | 632475.0457 | 0
[59 empty] | 0 | =Area II Portion
Area III Projects: | [58 empty] | 0 | =Area II+III Portions
New Canal - Southampton Cable | 2023 |  |  | 0 | 4.5863 | 4.5863 | 4.5863 | 4.5863 | 4.5863 | 4.5863 | -0.88999 | -0.88999 | -0.88999 | -0.88999 | -0.88999 | -0.88999 | -0.88999 | -0.88999 | -0.88999 | -0.88999 | -0.88999 | -0.88999 | -0.88999 | -0.88999 | -0.88999 | -0.88999 | -0.88999 | -0.88999 | -0.88999 | -0.88999 | -0.88999 | -0.88999 | -0.88999 | -0.88999 | -0.88999 | -0.88999 | -0.88999 | -0.88999 | -0.88999 | -5.4763 | -5.4763 | -5.4763 | -5.4763 | -5.4763 | -5.4763 | 0 | 0 | 0 | 0 | 0 | 0 | 0 |  |  | 8.9667 |  | 0 | 0 | 0
Upgrade Wildwood - Riverhead to 138 kV | 2022 |  |  | 0 | 0.93922 | 0.93922 | 0.93922 | 0.93922 | 0.93922 | -0.14959 | -0.14959 | -0.14959 | -0.14959 | -0.14959 | -0.14959 | -0.14959 | -0.14959 | -0.14959 | -0.14959 | -0.14959 | -0.14959 | -0.14959 | -0.14959 | -0.14959 | -0.14959 | -0.14959 | -0.14959 | -0.14959 | -0.14959 | -0.14959 | -0.14959 | -0.14959 | -0.14959 | -0.14959 | -0.14959 | -0.14959 | -0.14959 | -0.14959 | -0.14959 | -1.0888 | -1.0888 | -1.0888 | -1.0888 | -1.0888 | 0 | 0 | 0 | 0 | 0 | 0 | 0 | 0 |  |  | 1.5483 |  | 0 | 0 | 0
Bridgehampton - Buell New 69 kV UG Cable | 2023 |  |  | 0 | 4.0496 | 4.0496 | 4.0496 | 4.0496 | 4.0496 | 4.0496 | -0.78584 | -0.78584 | -0.78584 | -0.78584 | -0.78584 | -0.78584 | -0.78584 | -0.78584 | -0.78584 | -0.78584 | -0.78584 | -0.78584 | -0.78584 | -0.78584 | -0.78584 | -0.78584 | -0.78584 | -0.78584 | -0.78584 | -0.78584 | -0.78584 | -0.78584 | -0.78584 | -0.78584 | -0.78584 | -0.78584 | -0.78584 | -0.78584 | -0.78584 | -4.8355 | -4.8355 | -4.8355 | -4.8355 | -4.8355 | -4.8355 | 0 | 0 | 0 | 0 | 0 | 0 | 0 |  |  | 7.9174 |  | 0 | 0 | 0
Canal - Wainscott New 138 kV UG Cable | 2028 |  |  | 0 | 0 | 0 | 0 | 0 | 0 | 38.957 | 38.957 | 38.957 | 38.957 | 38.957 | 38.957 | -7.5597 | -7.5597 | -7.5597 | -7.5597 | -7.5597 | -7.5597 | -7.5597 | -7.5597 | -7.5597 | -7.5597 | -7.5597 | -7.5597 | -7.5597 | -7.5597 | -7.5597 | -7.5597 | -7.5597 | -7.5597 | -7.5597 | -7.5597 | -7.5597 | -7.5597 | -7.5597 | -7.5597 | -7.5597 | -7.5597 | -7.5597 | -7.5597 | -7.5597 | -46.5167 | -46.5167 | -46.5167 | -46.5167 | -46.5167 | -46.5167 | 0 | 0 |  |  | 58.276 |  | 58.276 | 925015.732 | 0
[59 empty] | 0 | =Area III Portion
Total - Area 1 Proposal, $Millions (unadjusted) |  |  |  | 0 | 0 | 0.60305 | 0.96539 | 19.1991 | 19.1991 | 58.1561 | 58.1561 | 58.1561 | 58.1561 | 36.3841 | 36.3841 | -10.1326 | -10.1326 | -11.494 | -11.494 | -11.494 | -11.494 | -11.494 | -11.494 | -11.494 | -11.494 | -11.494 | -11.494 | -11.494 | -11.494 | -11.494 | -11.494 | -11.494 | -11.494 | -11.494 | -11.494 | -11.494 | -11.494 | -11.494 | -11.494 | -11.494 | -12.097 | -12.4594 | -30.6931 | -30.6931 | -69.6501 | -69.6501 | -69.6501 | -69.6501 | -47.878 | -47.878 | -1.3614 | -1.3614 |  |  | 91.8213 |  |  | 1769925.8006 | 0
$/MW-yr |  |  |  | 0 | 0 | 40203.5861 | 64359.2408 | 444228.478 | 444228.478 | 1062593.2896 | 1062593.2896 | 1062593.2896 | 1062593.2896 | 609009.5545 | 609009.5545 | -129350.3688 | -129350.3688 | -220108.1448 | -220108.1448 | -220108.1448 | -220108.1448 | -220108.1448 | -220108.1448 | -220108.1448 | -220108.1448 | -220108.1448 | -220108.1448 | -220108.1448 | -220108.1448 | -220108.1448 | -220108.1448 | -220108.1448 | -220108.1448 | -220108.1448 | -220108.1448 | -220108.1448 | -220108.1448 | -220108.1448 | -220108.1448 | -220108.1448 | -260311.731 | -284467.3856 | -664336.6229 | -664336.6229 | -1282701.4345 | -1282701.4345 | -1282701.4345 | -1282701.4345 | -829117.6994 | -829117.6994 | -90757.776 | -90757.776
$Millions (adjusted) |  |  |  | 0 | 0 | 0 | 0 | 0 | 0 | 0 | 0 | 0 | 0 | 0 | 0 | 0 | 0 | 0 | 0 | 0 | 0 | 0 | 0 | 0 | 0 | 0 | 0 | 0 | 0 | 0 | 0 | 0 | 0 | 0 | 0 | 0 | 0 | 0 | 0 | 0 | 0 | 0 | 0 | 0 | 0 | 0 | 0 | 0 | 0 | 0 | 0 | 0 |  |  | 0
Annual Avoided Costs for Deferrals - Area 2 Proposal: (see note*) | Deferral Year |  |  | 2016 | 2017 | 2018 | 2019 | 2020 | 2021 | 2022 | 2023 | 2024 | 2025 | 2026 | 2027 | 2028 | 2029 | 2030 | 2031 | 2032 | 2033 | 2034 | 2035 | 2036 | 2037 | 2038 | 2039 | 2040 | 2041 | 2042 | 2043 | 2044 | 2045 | 2046 | 2047 | 2048 | 2049 | 2050 | 2051 | 2052 | 2053 | 2054 | 2055 | 2056 | 2057 | 2058 | 2059 | 2060 | 2061 | 2062 | 2063 | 2064 |  |  | Differential NPV $M |  | Differential NPV $M (adjusted for COD of Selected Project) | Differntial NPV $/MW | NPV of Transmission Avoided Costs for Selected Project
Area I Projects:
Amagansett Conversion 33 kV | 2030 |  |  | 0 | 0 | 0 | 0 | 0 | 0 | 0 | 0 | 0 | 0 | 0 | 0 | 0 | 0 | 0 | 0 | 0 | 0 | 0 | 0 | 0 | 0 | 0 | 0 | 0 | 0 | 0 | 0 | 0 | 0 | 0 | 0 | 0 | 0 | 0 | 0 | 0 | 0 | 0 | 0 | 0 | 0 | 0 | 0 | 0 | 0 | 0 | 0 | 0 |  |  | 0 |  | 0 | 0 | 0
East Hampton Conversion 33 kV | 2030 |  |  | 0 | 0 | 0 | 0 | 0 | 0 | 0 | 0 | 0 | 0 | 0 | 0 | 0 | 0 | 0 | 0 | 0 | 0 | 0 | 0 | 0 | 0 | 0 | 0 | 0 | 0 | 0 | 0 | 0 | 0 | 0 | 0 | 0 | 0 | 0 | 0 | 0 | 0 | 0 | 0 | 0 | 0 | 0 | 0 | 0 | 0 | 0 | 0 | 0 |  |  | 0 |  | 0 | 0 | 0
Buell Conversion 33 kV | 2030 |  |  | 0 | 0 | 0 | 0 | 0 | 0 | 0 | 0 | 0 | 0 | 0 | 0 | 0 | 0 | 0 | 0 | 0 | 0 | 0 | 0 | 0 | 0 | 0 | 0 | 0 | 0 | 0 | 0 | 0 | 0 | 0 | 0 | 0 | 0 | 0 | 0 | 0 | 0 | 0 | 0 | 0 | 0 | 0 | 0 | 0 | 0 | 0 | 0 | 0 |  |  | 0 |  | 0 | 0 | 0
Hither Hills Conversion to 33 kV | 2030 |  |  | 0 | 0 | 0 | 0 | 0 | 0 | 0 | 0 | 0 | 0 | 0 | 0 | 0 | 0 | 0 | 0 | 0 | 0 | 0 | 0 | 0 | 0 | 0 | 0 | 0 | 0 | 0 | 0 | 0 | 0 | 0 | 0 | 0 | 0 | 0 | 0 | 0 | 0 | 0 | 0 | 0 | 0 | 0 | 0 | 0 | 0 | 0 | 0 | 0 |  |  | 0 |  | 0 | 0 | 0
Culloden Pt Conversion to 33 kV | 2030 |  |  | 0 | 0 | 0 | 0 | 0 | 0 | 0 | 0 | 0 | 0 | 0 | 0 | 0 | 0 | 0 | 0 | 0 | 0 | 0 | 0 | 0 | 0 | 0 | 0 | 0 | 0 | 0 | 0 | 0 | 0 | 0 | 0 | 0 | 0 | 0 | 0 | 0 | 0 | 0 | 0 | 0 | 0 | 0 | 0 | 0 | 0 | 0 | 0 | 0 |  |  | 0 |  | 0 | 0 | 0
[59 empty] | 0 | =Area I Portion
Area II Projects: | [58 empty] | 0 | =Area I+II+III Portions
Riverhead Canal 2nd Line and Bank | 2026 |  |  | 0 | 0 | 0 | 0 | 18.2337 | 18.2337 | 18.2337 | 18.2337 | 18.2337 | 18.2337 | -3.5383 | -3.5383 | -3.5383 | -3.5383 | -3.5383 | -3.5383 | -3.5383 | -3.5383 | -3.5383 | -3.5383 | -3.5383 | -3.5383 | -3.5383 | -3.5383 | -3.5383 | -3.5383 | -3.5383 | -3.5383 | -3.5383 | -3.5383 | -3.5383 | -3.5383 | -3.5383 | -3.5383 | -3.5383 | -3.5383 | -3.5383 | -3.5383 | -3.5383 | -21.772 | -21.772 | -21.772 | -21.772 | -21.772 | -21.772 | 0 | 0 | 0 | 0 |  |  | 30.3588 |  | 30.3588 | 632475.0457 | 0
[59 empty] | 0 | =Area II Portion
Area III Projects: | [58 empty] | 0 | =Area II+III Portions
New Canal - Southampton Cable | 2023 |  |  | 0 | 4.5863 | 4.5863 | 4.5863 | 4.5863 | 4.5863 | 4.5863 | -0.88999 | -0.88999 | -0.88999 | -0.88999 | -0.88999 | -0.88999 | -0.88999 | -0.88999 | -0.88999 | -0.88999 | -0.88999 | -0.88999 | -0.88999 | -0.88999 | -0.88999 | -0.88999 | -0.88999 | -0.88999 | -0.88999 | -0.88999 | -0.88999 | -0.88999 | -0.88999 | -0.88999 | -0.88999 | -0.88999 | -0.88999 | -0.88999 | -0.88999 | -5.4763 | -5.4763 | -5.4763 | -5.4763 | -5.4763 | -5.4763 | 0 | 0 | 0 | 0 | 0 | 0 | 0 |  |  | 8.9667 |  | 0 | 0 | 0
Upgrade Wildwood - Riverhead to 138 kV | 2022 |  |  | 0 | 0.93922 | 0.93922 | 0.93922 | 0.93922 | 0.93922 | -0.14959 | -0.14959 | -0.14959 | -0.14959 | -0.14959 | -0.14959 | -0.14959 | -0.14959 | -0.14959 | -0.14959 | -0.14959 | -0.14959 | -0.14959 | -0.14959 | -0.14959 | -0.14959 | -0.14959 | -0.14959 | -0.14959 | -0.14959 | -0.14959 | -0.14959 | -0.14959 | -0.14959 | -0.14959 | -0.14959 | -0.14959 | -0.14959 | -0.14959 | -0.14959 | -1.0888 | -1.0888 | -1.0888 | -1.0888 | -1.0888 | 0 | 0 | 0 | 0 | 0 | 0 | 0 | 0 |  |  | 1.5483 |  | 0 | 0 | 0
Bridgehampton - Buell New 69 kV UG Cable | 2023 |  |  | 0 | 4.0496 | 4.0496 | 4.0496 | 4.0496 | 4.0496 | 4.0496 | -0.78584 | -0.78584 | -0.78584 | -0.78584 | -0.78584 | -0.78584 | -0.78584 | -0.78584 | -0.78584 | -0.78584 | -0.78584 | -0.78584 | -0.78584 | -0.78584 | -0.78584 | -0.78584 | -0.78584 | -0.78584 | -0.78584 | -0.78584 | -0.78584 | -0.78584 | -0.78584 | -0.78584 | -0.78584 | -0.78584 | -0.78584 | -0.78584 | -0.78584 | -4.8355 | -4.8355 | -4.8355 | -4.8355 | -4.8355 | -4.8355 | 0 | 0 | 0 | 0 | 0 | 0 | 0 |  |  | 7.9174 |  | 0 | 0 | 0
Canal - Wainscott New 138 kV UG Cable | 2028 |  |  | 0 | 0 | 0 | 0 | 0 | 0 | 38.957 | 38.957 | 38.957 | 38.957 | 38.957 | 38.957 | -7.5597 | -7.5597 | -7.5597 | -7.5597 | -7.5597 | -7.5597 | -7.5597 | -7.5597 | -7.5597 | -7.5597 | -7.5597 | -7.5597 | -7.5597 | -7.5597 | -7.5597 | -7.5597 | -7.5597 | -7.5597 | -7.5597 | -7.5597 | -7.5597 | -7.5597 | -7.5597 | -7.5597 | -7.5597 | -7.5597 | -7.5597 | -7.5597 | -7.5597 | -46.5167 | -46.5167 | -46.5167 | -46.5167 | -46.5167 | -46.5167 | 0 | 0 |  |  | 58.276 |  | 58.276 | 925015.732 | 0
[59 empty] | 0 | =Area III Portion
Total - Area 2 Proposal, $Millions (unadjusted) |  |  |  | 0 | 0 | 0 | 0 | 18.2337 | 18.2337 | 57.1907 | 57.1907 | 57.1907 | 57.1907 | 35.4187 | 35.4187 | -11.098 | -11.098 | -11.098 | -11.098 | -11.098 | -11.098 | -11.098 | -11.098 | -11.098 | -11.098 | -11.098 | -11.098 | -11.098 | -11.098 | -11.098 | -11.098 | -11.098 | -11.098 | -11.098 | -11.098 | -11.098 | -11.098 | -11.098 | -11.098 | -11.098 | -11.098 | -11.098 | -29.3317 | -29.3317 | -68.2887 | -68.2887 | -68.2887 | -68.2887 | -46.5167 | -46.5167 | 0 | 0 |  |  | 88.6348 |  |  | 1557490.7777 | 0
$/MW-yr |  |  |  | 0 | 0 | 0 | 0 | 379869.2372 | 379869.2372 | 998234.0488 | 998234.0488 | 998234.0488 | 998234.0488 | 544650.3137 | 544650.3137 | -193709.6096 | -193709.6096 | -193709.6096 | -193709.6096 | -193709.6096 | -193709.6096 | -193709.6096 | -193709.6096 | -193709.6096 | -193709.6096 | -193709.6096 | -193709.6096 | -193709.6096 | -193709.6096 | -193709.6096 | -193709.6096 | -193709.6096 | -193709.6096 | -193709.6096 | -193709.6096 | -193709.6096 | -193709.6096 | -193709.6096 | -193709.6096 | -193709.6096 | -193709.6096 | -193709.6096 | -573578.8469 | -573578.8469 | -1191943.6585 | -1191943.6585 | -1191943.6585 | -1191943.6585 | -738359.9234 | -738359.9234 | 0 | 0
$Millions (adjusted) |  |  |  | 0 | 0 | 0 | 0 | 0 | 0 | 0 | 0 | 0 | 0 | 0 | 0 | 0 | 0 | 0 | 0 | 0 | 0 | 0 | 0 | 0 | 0 | 0 | 0 | 0 | 0 | 0 | 0 | 0 | 0 | 0 | 0 | 0 | 0 | 0 | 0 | 0 | 0 | 0 | 0 | 0 | 0 | 0 | 0 | 0 | 0 | 0 | 0 | 0 |  |  | 0
Annual Avoided Costs for Deferrals - Area 3 Proposal: (see note*) | Deferral Year |  |  | 2016 | 2017 | 2018 | 2019 | 2020 | 2021 | 2022 | 2023 | 2024 | 2025 | 2026 | 2027 | 2028 | 2029 | 2030 | 2031 | 2032 | 2033 | 2034 | 2035 | 2036 | 2037 | 2038 | 2039 | 2040 | 2041 | 2042 | 2043 | 2044 | 2045 | 2046 | 2047 | 2048 | 2049 | 2050 | 2051 | 2052 | 2053 | 2054 | 2055 | 2056 | 2057 | 2058 | 2059 | 2060 | 2061 | 2062 | 2063 | 2064 |  |  | Differential NPV $M |  | Differential NPV $M (adjusted for COD of Selected Project) | Differntial NPV $/MW | NPV of Transmission Avoided Costs for Selected Project
Area I Projects:
Amagansett Conversion 33 kV | 2030 |  |  | 0 | 0 | 0 | 0 | 0 | 0 | 0 | 0 | 0 | 0 | 0 | 0 | 0 | 0 | 0 | 0 | 0 | 0 | 0 | 0 | 0 | 0 | 0 | 0 | 0 | 0 | 0 | 0 | 0 | 0 | 0 | 0 | 0 | 0 | 0 | 0 | 0 | 0 | 0 | 0 | 0 | 0 | 0 | 0 | 0 | 0 | 0 | 0 | 0 |  |  | 0 |  | 0 | 0 | 0
East Hampton Conversion 33 kV | 2030 |  |  | 0 | 0 | 0 | 0 | 0 | 0 | 0 | 0 | 0 | 0 | 0 | 0 | 0 | 0 | 0 | 0 | 0 | 0 | 0 | 0 | 0 | 0 | 0 | 0 | 0 | 0 | 0 | 0 | 0 | 0 | 0 | 0 | 0 | 0 | 0 | 0 | 0 | 0 | 0 | 0 | 0 | 0 | 0 | 0 | 0 | 0 | 0 | 0 | 0 |  |  | 0 |  | 0 | 0 | 0
Buell Conversion 33 kV | 2030 |  |  | 0 | 0 | 0 | 0 | 0 | 0 | 0 | 0 | 0 | 0 | 0 | 0 | 0 | 0 | 0 | 0 | 0 | 0 | 0 | 0 | 0 | 0 | 0 | 0 | 0 | 0 | 0 | 0 | 0 | 0 | 0 | 0 | 0 | 0 | 0 | 0 | 0 | 0 | 0 | 0 | 0 | 0 | 0 | 0 | 0 | 0 | 0 | 0 | 0 |  |  | 0 |  | 0 | 0 | 0
Hither Hills Conversion to 33 kV | 2030 |  |  | 0 | 0 | 0 | 0 | 0 | 0 | 0 | 0 | 0 | 0 | 0 | 0 | 0 | 0 | 0 | 0 | 0 | 0 | 0 | 0 | 0 | 0 | 0 | 0 | 0 | 0 | 0 | 0 | 0 | 0 | 0 | 0 | 0 | 0 | 0 | 0 | 0 | 0 | 0 | 0 | 0 | 0 | 0 | 0 | 0 | 0 | 0 | 0 | 0 |  |  | 0 |  | 0 | 0 | 0
Culloden Pt Conversion to 33 kV | 2030 |  |  | 0 | 0 | 0 | 0 | 0 | 0 | 0 | 0 | 0 | 0 | 0 | 0 | 0 | 0 | 0 | 0 | 0 | 0 | 0 | 0 | 0 | 0 | 0 | 0 | 0 | 0 | 0 | 0 | 0 | 0 | 0 | 0 | 0 | 0 | 0 | 0 | 0 | 0 | 0 | 0 | 0 | 0 | 0 | 0 | 0 | 0 | 0 | 0 | 0 |  |  | 0 |  | 0 | 0 | 0
[59 empty] | 0 | =Area I Portion
Area II Projects: | [58 empty] | 8541595.2693 | =Area I+II+III Portions
Riverhead Canal 2nd Line and Bank | 2026 |  |  | 0 | 0 | 0 | 0 | 0 | 0 | 0 | 0 | 0 | 0 | 0 | 0 | 0 | 0 | 0 | 0 | 0 | 0 | 0 | 0 | 0 | 0 | 0 | 0 | 0 | 0 | 0 | 0 | 0 | 0 | 0 | 0 | 0 | 0 | 0 | 0 | 0 | 0 | 0 | 0 | 0 | 0 | 0 | 0 | 0 | 0 | 0 | 0 | 0 |  |  | 0 |  | 0 | 0 | 0
[59 empty] | 0 | =Area II Portion
Area III Projects: | [58 empty] | 8541595.2693 | =Area II+III Portions
New Canal - Southampton Cable | 2023 |  |  | 0 | 4.5863 | 4.5863 | 4.5863 | 4.5863 | 4.5863 | 4.5863 | -0.88999 | -0.88999 | -0.88999 | -0.88999 | -0.88999 | -0.88999 | -0.88999 | -0.88999 | -0.88999 | -0.88999 | -0.88999 | -0.88999 | -0.88999 | -0.88999 | -0.88999 | -0.88999 | -0.88999 | -0.88999 | -0.88999 | -0.88999 | -0.88999 | -0.88999 | -0.88999 | -0.88999 | -0.88999 | -0.88999 | -0.88999 | -0.88999 | -0.88999 | -5.4763 | -5.4763 | -5.4763 | -5.4763 | -5.4763 | -5.4763 | 0 | 0 | 0 | 0 | 0 | 0 | 0 |  |  | 8.9667 |  | 0 | 0 | 0
Upgrade Wildwood - Riverhead to 138 kV | 2022 |  |  | 0 | 0.93922 | 0.93922 | 0.93922 | 0.93922 | 0.93922 | -0.14959 | -0.14959 | -0.14959 | -0.14959 | -0.14959 | -0.14959 | -0.14959 | -0.14959 | -0.14959 | -0.14959 | -0.14959 | -0.14959 | -0.14959 | -0.14959 | -0.14959 | -0.14959 | -0.14959 | -0.14959 | -0.14959 | -0.14959 | -0.14959 | -0.14959 | -0.14959 | -0.14959 | -0.14959 | -0.14959 | -0.14959 | -0.14959 | -0.14959 | -0.14959 | -1.0888 | -1.0888 | -1.0888 | -1.0888 | -1.0888 | 0 | 0 | 0 | 0 | 0 | 0 | 0 | 0 |  |  | 1.5483 |  | 0 | 0 | 0
Bridgehampton - Buell New 69 kV UG Cable | 2023 |  |  | 0 | 4.0496 | 4.0496 | 4.0496 | 4.0496 | 4.0496 | 4.0496 | -0.78584 | -0.78584 | -0.78584 | -0.78584 | -0.78584 | -0.78584 | -0.78584 | -0.78584 | -0.78584 | -0.78584 | -0.78584 | -0.78584 | -0.78584 | -0.78584 | -0.78584 | -0.78584 | -0.78584 | -0.78584 | -0.78584 | -0.78584 | -0.78584 | -0.78584 | -0.78584 | -0.78584 | -0.78584 | -0.78584 | -0.78584 | -0.78584 | -0.78584 | -4.8355 | -4.8355 | -4.8355 | -4.8355 | -4.8355 | -4.8355 | 0 | 0 | 0 | 0 | 0 | 0 | 0 |  |  | 7.9174 |  | 0 | 0 | 0
Canal - Wainscott New 138 kV UG Cable | 2028 |  |  | 0 | 0 | 0 | 0 | 0 | 0 | 38.957 | 38.957 | 38.957 | 38.957 | 38.957 | 38.957 | -7.5597 | -7.5597 | -7.5597 | -7.5597 | -7.5597 | -7.5597 | -7.5597 | -7.5597 | -7.5597 | -7.5597 | -7.5597 | -7.5597 | -7.5597 | -7.5597 | -7.5597 | -7.5597 | -7.5597 | -7.5597 | -7.5597 | -7.5597 | -7.5597 | -7.5597 | -7.5597 | -7.5597 | -7.5597 | -7.5597 | -7.5597 | -7.5597 | -7.5597 | -46.5167 | -46.5167 | -46.5167 | -46.5167 | -46.5167 | -46.5167 | 0 | 0 |  |  | 58.276 |  | 58.276 | 925015.732 | 8541595.2693
[59 empty] | 8541595.2693 | =Area III Portion
Total - Area 3 Proposal, $Millions (unadjusted) |  |  |  | 0 | 9.5752 | 9.5752 | 9.5752 | 9.5752 | 9.5752 | 47.4434 | 37.1316 | 37.1316 | 37.1316 | 37.1316 | 37.1316 | -9.3851 | -9.3851 | -9.3851 | -9.3851 | -9.3851 | -9.3851 | -9.3851 | -9.3851 | -9.3851 | -9.3851 | -9.3851 | -9.3851 | -9.3851 | -9.3851 | -9.3851 | -9.3851 | -9.3851 | -9.3851 | -9.3851 | -9.3851 | -9.3851 | -9.3851 | -9.3851 | -9.3851 | -18.9603 | -18.9603 | -18.9603 | -18.9603 | -18.9603 | -56.8285 | -46.5167 | -46.5167 | -46.5167 | -46.5167 | -46.5167 | 0 | 0 |  |  | 76.7083 |  |  | 925015.732 | 8541595.2693
$/MW-yr |  |  |  | 0 | 0 | 0 | 0 | 0 | 0 | 618364.8116 | 618364.8116 | 618364.8116 | 618364.8116 | 618364.8116 | 618364.8116 | -119995.1118 | -119995.1118 | -119995.1118 | -119995.1118 | -119995.1118 | -119995.1118 | -119995.1118 | -119995.1118 | -119995.1118 | -119995.1118 | -119995.1118 | -119995.1118 | -119995.1118 | -119995.1118 | -119995.1118 | -119995.1118 | -119995.1118 | -119995.1118 | -119995.1118 | -119995.1118 | -119995.1118 | -119995.1118 | -119995.1118 | -119995.1118 | -119995.1118 | -119995.1118 | -119995.1118 | -119995.1118 | -119995.1118 | -738359.9234 | -738359.9234 | -738359.9234 | -738359.9234 | -738359.9234 | -738359.9234 | 0 | 0
$Millions (adjusted) |  |  |  | 0 | 0 | 0 | 0 | 0 | 0 | 5.71 | 5.71 | 5.71 | 5.71 | 5.71 | 5.71 | -1.108 | -1.108 | -1.108 | -1.108 | -1.108 | -1.108 | -1.108 | -1.108 | -1.108 | -1.108 | -1.108 | -1.108 | -1.108 | -1.108 | -1.108 | -1.108 | -1.108 | -1.108 | -1.108 | -1.108 | -1.108 | -1.108 | -1.108 | -1.108 | -1.108 | -1.108 | -1.108 | -1.108 | -1.108 | -6.818 | -6.818 | -6.818 | -6.818 | -6.818 | -6.818 | 0 | 0 |  |  | 8541.5953
Discount Factor (Relative to 1/1/2016) = |  |  |  | 0.94787 | 0.89845 | 0.85161 | 0.80722 | 0.76513 | 0.72525 | 0.68744 | 0.6516 | 0.61763 | 0.58543 | 0.55491 | 0.52598 | 0.49856 | 0.47257 | 0.44793 | 0.42458 | 0.40245 | 0.38147 | 0.36158 | 0.34273 | 0.32486 | 0.30793 | 0.29187 | 0.27666 | 0.26223 | 0.24856 | 0.2356 | 0.22332 | 0.21168 | 0.20064 | 0.19018 | 0.18027 | 0.17087 | 0.16196 | 0.15352 | 0.14552 | 0.13793 | 0.13074 | 0.12392 | 0.11746 | 0.11134 | 0.10554 | 0.10003 | 0.094818 | 0.089875 | 0.08519 | 0.080748 | 0.076539 | 0.072549
* Note: A positive (+) avoided cost in a given year represents a cost savings relative to not having a transmission project deferral.
Note on BH17: Todd Kantarek: Interconnection at Southampton Sub dist'n side. Added 2.6% transmission loss factor.

## PhII (LIE400-1MW)
Version |  | Based on PSEGLI file: "East End Utility 2_0_Economics_2014_10_13_r28_Sargent_Lundy.xlsx"
Annual Revenue Requirements (Millions of $s)
1) Reference (Transmission only) Case
Project | I/S Year | Investor | Capital (2015$s) | 2016 | 2017 | 2018 | 2019 | 2020 | 2021 | 2022 | 2023 | 2024 | 2025 | 2026 | 2027 | 2028 | 2029 | 2030 | 2031 | 2032 | 2033 | 2034 | 2035 | 2036 | 2037 | 2038 | 2039 | 2040 | 2041 | 2042 | 2043 | 2044 | 2045 | 2046 | 2047 | 2048 | 2049 | 2050 | 2051 | 2052 | 2053 | 2054 | 2055 | 2056 | 2057 | 2058 | 2059 | 2060 | 2061 | 2062 | 2063 | 2064 |  | NPV |  | Proposal Number = | LIE400
Transmission Reinforcement I | 2017 | PSEGLI | 93.4 | 0 | 11.3926 | 11.3926 | 11.3926 | 11.3926 | 11.3926 | 11.3926 | 11.3926 | 11.3926 | 11.3926 | 11.3926 | 11.3926 | 11.3926 | 11.3926 | 11.3926 | 11.3926 | 11.3926 | 11.3926 | 11.3926 | 11.3926 | 11.3926 | 11.3926 | 11.3926 | 11.3926 | 11.3926 | 11.3926 | 11.3926 | 11.3926 | 11.3926 | 11.3926 | 11.3926 | 11.3926 | 11.3926 | 11.3926 | 11.3926 | 11.3926 | [13 empty] | 35 | 166.1982 |  | Proposer Name = | LI Energy Storage System LLC
Transmission Reinforcement II | 2018 | PSEGLI | 4.8 | 0 | 0 | 0.60305 | 0.60305 | 0.60305 | 0.60305 | 0.60305 | 0.60305 | 0.60305 | 0.60305 | 0.60305 | 0.60305 | 0.60305 | 0.60305 | 0.60305 | 0.60305 | 0.60305 | 0.60305 | 0.60305 | 0.60305 | 0.60305 | 0.60305 | 0.60305 | 0.60305 | 0.60305 | 0.60305 | 0.60305 | 0.60305 | 0.60305 | 0.60305 | 0.60305 | 0.60305 | 0.60305 | 0.60305 | 0.60305 | 0.60305 | 0.60305 | [12 empty] | 35 | 8.3388 |  | Proposal/Project = | East Hampton Energy Storage System
Transmission Reinforcement III | 2019 | PSEGLI | 2.8 | 0 | 0 | 0 | 0.36233 | 0.36233 | 0.36233 | 0.36233 | 0.36233 | 0.36233 | 0.36233 | 0.36233 | 0.36233 | 0.36233 | 0.36233 | 0.36233 | 0.36233 | 0.36233 | 0.36233 | 0.36233 | 0.36233 | 0.36233 | 0.36233 | 0.36233 | 0.36233 | 0.36233 | 0.36233 | 0.36233 | 0.36233 | 0.36233 | 0.36233 | 0.36233 | 0.36233 | 0.36233 | 0.36233 | 0.36233 | 0.36233 | 0.36233 | 0.36233 | [11 empty] | 35 | 4.7491 |  | Option Number = | 1
Transmission Reinforcement IV | 2020 | PSEGLI | 136.8 | 0 | 0 | 0 | 0 | 18.2337 | 18.2337 | 18.2337 | 18.2337 | 18.2337 | 18.2337 | 18.2337 | 18.2337 | 18.2337 | 18.2337 | 18.2337 | 18.2337 | 18.2337 | 18.2337 | 18.2337 | 18.2337 | 18.2337 | 18.2337 | 18.2337 | 18.2337 | 18.2337 | 18.2337 | 18.2337 | 18.2337 | 18.2337 | 18.2337 | 18.2337 | 18.2337 | 18.2337 | 18.2337 | 18.2337 | 18.2337 | 18.2337 | 18.2337 | 18.2337 | [10 empty] | 35 | 226.5269 |  | Location = | 1
Transmission Reinforcement V | 2022 | PSEGLI | 275.5 | 0 | 0 | 0 | 0 | 0 | 0 | 38.957 | 38.957 | 38.957 | 38.957 | 38.957 | 38.957 | 38.957 | 38.957 | 38.957 | 38.957 | 38.957 | 38.957 | 38.957 | 38.957 | 38.957 | 38.957 | 38.957 | 38.957 | 38.957 | 38.957 | 38.957 | 38.957 | 38.957 | 38.957 | 38.957 | 38.957 | 38.957 | 38.957 | 38.957 | 38.957 | 38.957 | 38.957 | 38.957 | 38.957 | 38.957 | [8 empty] | 35 | 434.8353 |  | Technology = | Battery Storage
[56 empty] | Interconnection Points = | East Hampton - 4kV
Total |  |  | 513.3 | 0 | 11.3926 | 11.9957 | 12.358 | 30.5918 | 30.5918 | 69.5487 | 69.5487 | 69.5487 | 69.5487 | 69.5487 | 69.5487 | 69.5487 | 69.5487 | 69.5487 | 69.5487 | 69.5487 | 69.5487 | 69.5487 | 69.5487 | 69.5487 | 69.5487 | 69.5487 | 69.5487 | 69.5487 | 69.5487 | 69.5487 | 69.5487 | 69.5487 | 69.5487 | 69.5487 | 69.5487 | 69.5487 | 69.5487 | 69.5487 | 69.5487 | 58.1561 | 57.553 | 57.1907 | 38.957 | 38.957 | 0 | 0 | 0 | 0 | 0 | 0 | 0 | 0 |  | 840.6482 |  | Loss Factor = | 1.026
2016 NPV @ 5.5%, thru 2035 |  |  |  | 2016: 559.7216
2016 NPV @ 5.5%, thru 2056 |  |  |  | 2016: 840.6482 |  |  |  | MW Required by 2022 (cap) = | 15 | 33 | 15 | Output: NPV of Transmission Avoided Costs for Selected Project (see note*)
[57 empty] | Selected Project Inputs - Area 1 Portion | Selected Project Inputs - Area 2 Portion | Selected Project Inputs - Area 3 Portion | Area 1 | Area 2 | Area 3 | Total | check
[56 empty] | Project kW = | 1026 | 0 | 0
[55 empty] | Capped kW = | 1026 | 1026 | 0 | 0
[56 empty] | Project Area (1, 2, or 3) = | 1 | 2 | 3
[56 empty] | Proportion of Peak Hours Covered = | 100% | 100% | 100%
[55 empty] | Project COD = | 2018
[55 empty] | Effective kW = | 1026 |  |  |  | 1815943.8715 | 0 | 0 | 1815943.8715
[60 empty] | check | check | check
| I/S Year |  | Capital (2015$s) | 2016 | 2017 | 2018 | 2019 | 2020 | 2021 | 2022 | 2023 | 2024 | 2025 | 2026 | 2027 | 2028 | 2029 | 2030 | 2031 | 2032 | 2033 | 2034 | 2035 | 2036 | 2037 | 2038 | 2039 | 2040 | 2041 | 2042 | 2043 | 2044 | 2045 | 2046 | 2047 | 2048 | 2049 | 2050 | 2051 | 2052 | 2053 | 2054 | 2055 | 2056 | 2057 | 2058 | 2059 | 2060 | 2061 | 2062 | 2063 | 2064 |  | MW Required by 2022 | NPV Base $M | Differential NPV $M | Differential NPV $M (adjusted for COD of Selected Project) | Differntial NPV $/MW | NPV of Transmission Avoided Costs for Selected Project
Area I Projects: | [53 empty] | 15
Amagansett Conversion 33 kV | 2017 |  | 8 | 0 | 0.97582 | 0.97582 | 0.97582 | 0.97582 | 0.97582 | 0.97582 | 0.97582 | 0.97582 | 0.97582 | 0.97582 | 0.97582 | 0.97582 | 0.97582 | 0.97582 | 0.97582 | 0.97582 | 0.97582 | 0.97582 | 0.97582 | 0.97582 | 0.97582 | 0.97582 | 0.97582 | 0.97582 | 0.97582 | 0.97582 | 0.97582 | 0.97582 | 0.97582 | 0.97582 | 0.97582 | 0.97582 | 0.97582 | 0.97582 | 0.97582 | [13 empty] | 35 |  | 14.2354
East Hampton Conversion 33 kV | 2017 |  | 3.2 | 0 | 0.39033 | 0.39033 | 0.39033 | 0.39033 | 0.39033 | 0.39033 | 0.39033 | 0.39033 | 0.39033 | 0.39033 | 0.39033 | 0.39033 | 0.39033 | 0.39033 | 0.39033 | 0.39033 | 0.39033 | 0.39033 | 0.39033 | 0.39033 | 0.39033 | 0.39033 | 0.39033 | 0.39033 | 0.39033 | 0.39033 | 0.39033 | 0.39033 | 0.39033 | 0.39033 | 0.39033 | 0.39033 | 0.39033 | 0.39033 | 0.39033 | [13 empty] | 35 |  | 5.6942
Buell Conversion 33 kV | 2017 |  | 3.7 | 0 | 0.45131 | 0.45131 | 0.45131 | 0.45131 | 0.45131 | 0.45131 | 0.45131 | 0.45131 | 0.45131 | 0.45131 | 0.45131 | 0.45131 | 0.45131 | 0.45131 | 0.45131 | 0.45131 | 0.45131 | 0.45131 | 0.45131 | 0.45131 | 0.45131 | 0.45131 | 0.45131 | 0.45131 | 0.45131 | 0.45131 | 0.45131 | 0.45131 | 0.45131 | 0.45131 | 0.45131 | 0.45131 | 0.45131 | 0.45131 | 0.45131 | [13 empty] | 35 |  | 6.5839
Hither Hills Conversion to 33 kV | 2018 |  | 4.8 | 0 | 0 | 0.60305 | 0.60305 | 0.60305 | 0.60305 | 0.60305 | 0.60305 | 0.60305 | 0.60305 | 0.60305 | 0.60305 | 0.60305 | 0.60305 | 0.60305 | 0.60305 | 0.60305 | 0.60305 | 0.60305 | 0.60305 | 0.60305 | 0.60305 | 0.60305 | 0.60305 | 0.60305 | 0.60305 | 0.60305 | 0.60305 | 0.60305 | 0.60305 | 0.60305 | 0.60305 | 0.60305 | 0.60305 | 0.60305 | 0.60305 | 0.60305 | [12 empty] | 35 |  | 8.3388
Culloden Pt Conversion to 33 kV | 2019 |  | 2.8 | 0 | 0 | 0 | 0.36233 | 0.36233 | 0.36233 | 0.36233 | 0.36233 | 0.36233 | 0.36233 | 0.36233 | 0.36233 | 0.36233 | 0.36233 | 0.36233 | 0.36233 | 0.36233 | 0.36233 | 0.36233 | 0.36233 | 0.36233 | 0.36233 | 0.36233 | 0.36233 | 0.36233 | 0.36233 | 0.36233 | 0.36233 | 0.36233 | 0.36233 | 0.36233 | 0.36233 | 0.36233 | 0.36233 | 0.36233 | 0.36233 | 0.36233 | 0.36233 | [11 empty] | 35 |  | 4.7491
No Deferral |  |  | 22.5 |  | 1.8175 | 2.4205 | 2.7828 | 2.7828 | 2.7828 | 2.7828 | 2.7828 | 2.7828 | 2.7828 | 2.7828 | 2.7828 | 2.7828 | 2.7828 | 2.7828 | 2.7828 | 2.7828 | 2.7828 | 2.7828 | 2.7828 | 2.7828 | 2.7828 | 2.7828 | 2.7828 | 2.7828 | 2.7828 | 2.7828 | 2.7828 | 2.7828 | 2.7828 | 2.7828 | 2.7828 | 2.7828 | 2.7828 | 2.7828 | 2.7828 | 0.96539 | 0.36233 | 0 | 0 | 0 | [10 empty] | 39.6013
Amagansett Conversion 33 kV | 2030 |  | 8 | [14 empty] | 1.433 | 1.433 | 1.433 | 1.433 | 1.433 | 1.433 | 1.433 | 1.433 | 1.433 | 1.433 | 1.433 | 1.433 | 1.433 | 1.433 | 1.433 | 1.433 | 1.433 | 1.433 | 1.433 | 1.433 | 1.433 | 1.433 | 1.433 | 1.433 | 1.433 | 1.433 | 1.433 | 1.433 | 1.433 | 1.433 | 1.433 | 1.433 | 1.433 | 1.433 | 1.433 | 35 |  | 10.4225 | 3.8129 | 0 | 0 | 0
East Hampton Conversion 33 kV | 2030 |  | 3.2 | [14 empty] | 0.57321 | 0.57321 | 0.57321 | 0.57321 | 0.57321 | 0.57321 | 0.57321 | 0.57321 | 0.57321 | 0.57321 | 0.57321 | 0.57321 | 0.57321 | 0.57321 | 0.57321 | 0.57321 | 0.57321 | 0.57321 | 0.57321 | 0.57321 | 0.57321 | 0.57321 | 0.57321 | 0.57321 | 0.57321 | 0.57321 | 0.57321 | 0.57321 | 0.57321 | 0.57321 | 0.57321 | 0.57321 | 0.57321 | 0.57321 | 0.57321 | 35 |  | 4.169 | 1.5252 | 0 | 0 | 0
Buell Conversion 33 kV | 2030 |  | 3.7 | [14 empty] | 0.66277 | 0.66277 | 0.66277 | 0.66277 | 0.66277 | 0.66277 | 0.66277 | 0.66277 | 0.66277 | 0.66277 | 0.66277 | 0.66277 | 0.66277 | 0.66277 | 0.66277 | 0.66277 | 0.66277 | 0.66277 | 0.66277 | 0.66277 | 0.66277 | 0.66277 | 0.66277 | 0.66277 | 0.66277 | 0.66277 | 0.66277 | 0.66277 | 0.66277 | 0.66277 | 0.66277 | 0.66277 | 0.66277 | 0.66277 | 0.66277 | 35 |  | 4.8204 | 1.7635 | 0 | 0 | 0
Hither Hills Conversion to 33 kV | 2030 |  | 4.8 | [14 empty] | 0.85981 | 0.85981 | 0.85981 | 0.85981 | 0.85981 | 0.85981 | 0.85981 | 0.85981 | 0.85981 | 0.85981 | 0.85981 | 0.85981 | 0.85981 | 0.85981 | 0.85981 | 0.85981 | 0.85981 | 0.85981 | 0.85981 | 0.85981 | 0.85981 | 0.85981 | 0.85981 | 0.85981 | 0.85981 | 0.85981 | 0.85981 | 0.85981 | 0.85981 | 0.85981 | 0.85981 | 0.85981 | 0.85981 | 0.85981 | 0.85981 | 35 |  | 6.2535 | 2.0853 | 2.0853 | 139022.8879 | 142637.483
Culloden Pt Conversion to 33 kV | 2030 |  | 2.8 | [14 empty] | 0.50156 | 0.50156 | 0.50156 | 0.50156 | 0.50156 | 0.50156 | 0.50156 | 0.50156 | 0.50156 | 0.50156 | 0.50156 | 0.50156 | 0.50156 | 0.50156 | 0.50156 | 0.50156 | 0.50156 | 0.50156 | 0.50156 | 0.50156 | 0.50156 | 0.50156 | 0.50156 | 0.50156 | 0.50156 | 0.50156 | 0.50156 | 0.50156 | 0.50156 | 0.50156 | 0.50156 | 0.50156 | 0.50156 | 0.50156 | 0.50156 | 35 |  | 3.6479 | 1.1012 | 1.1012 | 73412.135 | 75320.8505
Deferral to Indicated Year |  |  | 22.5 | [6 empty] | 0 | 0 | 0 | 0 | 0 | 0 | 0 | 0 | 4.0304 | 4.0304 | 4.0304 | 4.0304 | 4.0304 | 4.0304 | 4.0304 | 4.0304 | 4.0304 | 4.0304 | 4.0304 | 4.0304 | 4.0304 | 4.0304 | 4.0304 | 4.0304 | 4.0304 | 4.0304 | 4.0304 | 4.0304 | 4.0304 | 4.0304 | 4.0304 | 4.0304 | 4.0304 | 4.0304 | 4.0304 | 4.0304 | 4.0304 | 4.0304 | 4.0304 | 4.0304 | 4.0304 | 4.0304 | 4.0304 | 35 |  | 29.3132 | 10.2881 | 3.1865 | 212435.0229 | 217958.3335 | =Area I Portion
[59 empty] | 1815943.8715 | =Area I+II+III Portions
Annual Avoided Costs for Deferral to Indicated Year:
Amagansett Conversion 33 kV | 2030 |  |  | 0 | 0.97582 | 0.97582 | 0.97582 | 0.97582 | 0.97582 | 0.97582 | 0.97582 | 0.97582 | 0.97582 | 0.97582 | 0.97582 | 0.97582 | 0.97582 | -0.4572 | -0.4572 | -0.4572 | -0.4572 | -0.4572 | -0.4572 | -0.4572 | -0.4572 | -0.4572 | -0.4572 | -0.4572 | -0.4572 | -0.4572 | -0.4572 | -0.4572 | -0.4572 | -0.4572 | -0.4572 | -0.4572 | -0.4572 | -0.4572 | -0.4572 | -1.433 | -1.433 | -1.433 | -1.433 | -1.433 | -1.433 | -1.433 | -1.433 | -1.433 | -1.433 | -1.433 | -1.433 | -1.433 | 35 |  |  | 3.8129
East Hampton Conversion 33 kV | 2030 |  |  | 0 | 0.39033 | 0.39033 | 0.39033 | 0.39033 | 0.39033 | 0.39033 | 0.39033 | 0.39033 | 0.39033 | 0.39033 | 0.39033 | 0.39033 | 0.39033 | -0.18288 | -0.18288 | -0.18288 | -0.18288 | -0.18288 | -0.18288 | -0.18288 | -0.18288 | -0.18288 | -0.18288 | -0.18288 | -0.18288 | -0.18288 | -0.18288 | -0.18288 | -0.18288 | -0.18288 | -0.18288 | -0.18288 | -0.18288 | -0.18288 | -0.18288 | -0.57321 | -0.57321 | -0.57321 | -0.57321 | -0.57321 | -0.57321 | -0.57321 | -0.57321 | -0.57321 | -0.57321 | -0.57321 | -0.57321 | -0.57321 | 35 |  |  | 1.5252
Buell Conversion 33 kV | 2030 |  |  | 0 | 0.45131 | 0.45131 | 0.45131 | 0.45131 | 0.45131 | 0.45131 | 0.45131 | 0.45131 | 0.45131 | 0.45131 | 0.45131 | 0.45131 | 0.45131 | -0.21146 | -0.21146 | -0.21146 | -0.21146 | -0.21146 | -0.21146 | -0.21146 | -0.21146 | -0.21146 | -0.21146 | -0.21146 | -0.21146 | -0.21146 | -0.21146 | -0.21146 | -0.21146 | -0.21146 | -0.21146 | -0.21146 | -0.21146 | -0.21146 | -0.21146 | -0.66277 | -0.66277 | -0.66277 | -0.66277 | -0.66277 | -0.66277 | -0.66277 | -0.66277 | -0.66277 | -0.66277 | -0.66277 | -0.66277 | -0.66277 | 35 |  |  | 1.7635
Hither Hills Conversion to 33 kV | 2030 |  |  | 0 | 0 | 0.60305 | 0.60305 | 0.60305 | 0.60305 | 0.60305 | 0.60305 | 0.60305 | 0.60305 | 0.60305 | 0.60305 | 0.60305 | 0.60305 | -0.25676 | -0.25676 | -0.25676 | -0.25676 | -0.25676 | -0.25676 | -0.25676 | -0.25676 | -0.25676 | -0.25676 | -0.25676 | -0.25676 | -0.25676 | -0.25676 | -0.25676 | -0.25676 | -0.25676 | -0.25676 | -0.25676 | -0.25676 | -0.25676 | -0.25676 | -0.25676 | -0.85981 | -0.85981 | -0.85981 | -0.85981 | -0.85981 | -0.85981 | -0.85981 | -0.85981 | -0.85981 | -0.85981 | -0.85981 | -0.85981 | 35 |  |  | 2.0853
Culloden Pt Conversion to 33 kV | 2030 |  |  | 0 | 0 | 0 | 0.36233 | 0.36233 | 0.36233 | 0.36233 | 0.36233 | 0.36233 | 0.36233 | 0.36233 | 0.36233 | 0.36233 | 0.36233 | -0.13922 | -0.13922 | -0.13922 | -0.13922 | -0.13922 | -0.13922 | -0.13922 | -0.13922 | -0.13922 | -0.13922 | -0.13922 | -0.13922 | -0.13922 | -0.13922 | -0.13922 | -0.13922 | -0.13922 | -0.13922 | -0.13922 | -0.13922 | -0.13922 | -0.13922 | -0.13922 | -0.13922 | -0.50156 | -0.50156 | -0.50156 | -0.50156 | -0.50156 | -0.50156 | -0.50156 | -0.50156 | -0.50156 | -0.50156 | -0.50156 | 35 |  |  | 1.1012
Area II Projects: | [53 empty] | 33
Riverhead Canal 2nd Line and Bank | 2020 |  | 136.8 | 0 | 0 | 0 | 0 | 18.2337 | 18.2337 | 18.2337 | 18.2337 | 18.2337 | 18.2337 | 18.2337 | 18.2337 | 18.2337 | 18.2337 | 18.2337 | 18.2337 | 18.2337 | 18.2337 | 18.2337 | 18.2337 | 18.2337 | 18.2337 | 18.2337 | 18.2337 | 18.2337 | 18.2337 | 18.2337 | 18.2337 | 18.2337 | 18.2337 | 18.2337 | 18.2337 | 18.2337 | 18.2337 | 18.2337 | 18.2337 | 18.2337 | 18.2337 | 18.2337 | [10 empty] | 35 |  | 226.5269
No Deferral |  |  | 136.8 |  | 0 | 0 | 0 | 18.2337 | 18.2337 | 18.2337 | 18.2337 | 18.2337 | 18.2337 | 18.2337 | 18.2337 | 18.2337 | 18.2337 | 18.2337 | 18.2337 | 18.2337 | 18.2337 | 18.2337 | 18.2337 | 18.2337 | 18.2337 | 18.2337 | 18.2337 | 18.2337 | 18.2337 | 18.2337 | 18.2337 | 18.2337 | 18.2337 | 18.2337 | 18.2337 | 18.2337 | 18.2337 | 18.2337 | 18.2337 | 18.2337 | 18.2337 | 18.2337 | [10 empty] | 35 |  | 226.5269
Riverhead Canal 2nd Line and Bank | 2026 |  | 136.8 | [10 empty] | 21.772 | 21.772 | 21.772 | 21.772 | 21.772 | 21.772 | 21.772 | 21.772 | 21.772 | 21.772 | 21.772 | 21.772 | 21.772 | 21.772 | 21.772 | 21.772 | 21.772 | 21.772 | 21.772 | 21.772 | 21.772 | 21.772 | 21.772 | 21.772 | 21.772 | 21.772 | 21.772 | 21.772 | 21.772 | 21.772 | 21.772 | 21.772 | 21.772 | 21.772 | 21.772 |  |  |  |  | 35 |  | 196.1681 | 30.3588 | 30.3588 | 632475.0457 | 648919.3969
Deferral to Indicated Year |  |  | 136.8 | [6 empty] | 0 | 0 | 0 | 0 | 21.772 | 21.772 | 21.772 | 21.772 | 21.772 | 21.772 | 21.772 | 21.772 | 21.772 | 21.772 | 21.772 | 21.772 | 21.772 | 21.772 | 21.772 | 21.772 | 21.772 | 21.772 | 21.772 | 21.772 | 21.772 | 21.772 | 21.772 | 21.772 | 21.772 | 21.772 | 21.772 | 21.772 | 21.772 | 21.772 | 21.772 | 21.772 | 21.772 | 21.772 | 21.772 |  |  |  |  | 35 |  | 196.1681 | 30.3588 | 30.3588 | 632475.0457 | 648919.3969 | =Area II Portion
[59 empty] | 1597985.5379 | =Area II+III Portions
Annual Avoided Costs for Deferral to Indicated Year:
Riverhead Canal 2nd Line and Bank | 2026 |  |  | 0 | 0 | 0 | 0 | 18.2337 | 18.2337 | 18.2337 | 18.2337 | 18.2337 | 18.2337 | -3.5383 | -3.5383 | -3.5383 | -3.5383 | -3.5383 | -3.5383 | -3.5383 | -3.5383 | -3.5383 | -3.5383 | -3.5383 | -3.5383 | -3.5383 | -3.5383 | -3.5383 | -3.5383 | -3.5383 | -3.5383 | -3.5383 | -3.5383 | -3.5383 | -3.5383 | -3.5383 | -3.5383 | -3.5383 | -3.5383 | -3.5383 | -3.5383 | -3.5383 | -21.772 | -21.772 | -21.772 | -21.772 | -21.772 | -21.772 |  |  |  |  | 35 |  |  | 30.3588
0
Area III Projects: | [52 empty] | 0 | 15
New Canal - Southampton Cable | 2017 |  | 37.6 | 0 | 4.5863 | 4.5863 | 4.5863 | 4.5863 | 4.5863 | 4.5863 | 4.5863 | 4.5863 | 4.5863 | 4.5863 | 4.5863 | 4.5863 | 4.5863 | 4.5863 | 4.5863 | 4.5863 | 4.5863 | 4.5863 | 4.5863 | 4.5863 | 4.5863 | 4.5863 | 4.5863 | 4.5863 | 4.5863 | 4.5863 | 4.5863 | 4.5863 | 4.5863 | 4.5863 | 4.5863 | 4.5863 | 4.5863 | 4.5863 | 4.5863 | [13 empty] | 35 |  | 66.9063
Upgrade Wildwood - Riverhead to 138 kV | 2017 |  | 7.7 | 0 | 0.93922 | 0.93922 | 0.93922 | 0.93922 | 0.93922 | 0.93922 | 0.93922 | 0.93922 | 0.93922 | 0.93922 | 0.93922 | 0.93922 | 0.93922 | 0.93922 | 0.93922 | 0.93922 | 0.93922 | 0.93922 | 0.93922 | 0.93922 | 0.93922 | 0.93922 | 0.93922 | 0.93922 | 0.93922 | 0.93922 | 0.93922 | 0.93922 | 0.93922 | 0.93922 | 0.93922 | 0.93922 | 0.93922 | 0.93922 | 0.93922 | [13 empty] | 35 |  | 13.7016
Bridgehampton - Buell New 69 kV UG Cable | 2017 |  | 33.2 | 0 | 4.0496 | 4.0496 | 4.0496 | 4.0496 | 4.0496 | 4.0496 | 4.0496 | 4.0496 | 4.0496 | 4.0496 | 4.0496 | 4.0496 | 4.0496 | 4.0496 | 4.0496 | 4.0496 | 4.0496 | 4.0496 | 4.0496 | 4.0496 | 4.0496 | 4.0496 | 4.0496 | 4.0496 | 4.0496 | 4.0496 | 4.0496 | 4.0496 | 4.0496 | 4.0496 | 4.0496 | 4.0496 | 4.0496 | 4.0496 | 4.0496 | [13 empty] | 35 |  | 59.0769
Canal - Wainscott New 138 kV UG Cable | 2022 |  | 275.5 | 0 | 0 | 0 | 0 | 0 | 0 | 38.957 | 38.957 | 38.957 | 38.957 | 38.957 | 38.957 | 38.957 | 38.957 | 38.957 | 38.957 | 38.957 | 38.957 | 38.957 | 38.957 | 38.957 | 38.957 | 38.957 | 38.957 | 38.957 | 38.957 | 38.957 | 38.957 | 38.957 | 38.957 | 38.957 | 38.957 | 38.957 | 38.957 | 38.957 | 38.957 | 38.957 | 38.957 | 38.957 | 38.957 | 38.957 | [8 empty] | 35 |  | 434.8353
No Deferral |  |  | 354 |  | 9.5752 | 9.5752 | 9.5752 | 9.5752 | 9.5752 | 48.5322 | 48.5322 | 48.5322 | 48.5322 | 48.5322 | 48.5322 | 48.5322 | 48.5322 | 48.5322 | 48.5322 | 48.5322 | 48.5322 | 48.5322 | 48.5322 | 48.5322 | 48.5322 | 48.5322 | 48.5322 | 48.5322 | 48.5322 | 48.5322 | 48.5322 | 48.5322 | 48.5322 | 48.5322 | 48.5322 | 48.5322 | 48.5322 | 48.5322 | 48.5322 | 38.957 | 38.957 | 38.957 | 38.957 | 38.957 | [10 empty] | 574.52
New Canal - Southampton Cable | 2023 |  | 37.6 | [7 empty] | 5.4763 | 5.4763 | 5.4763 | 5.4763 | 5.4763 | 5.4763 | 5.4763 | 5.4763 | 5.4763 | 5.4763 | 5.4763 | 5.4763 | 5.4763 | 5.4763 | 5.4763 | 5.4763 | 5.4763 | 5.4763 | 5.4763 | 5.4763 | 5.4763 | 5.4763 | 5.4763 | 5.4763 | 5.4763 | 5.4763 | 5.4763 | 5.4763 | 5.4763 | 5.4763 | 5.4763 | 5.4763 | 5.4763 | 5.4763 | 5.4763 | [7 empty] | 35 |  | 57.9396 | 8.9667 | 0 | 0 | 0
Upgrade Wildwood - Riverhead to 138 kV | 2022 |  | 7.7 | [6 empty] | 1.0888 | 1.0888 | 1.0888 | 1.0888 | 1.0888 | 1.0888 | 1.0888 | 1.0888 | 1.0888 | 1.0888 | 1.0888 | 1.0888 | 1.0888 | 1.0888 | 1.0888 | 1.0888 | 1.0888 | 1.0888 | 1.0888 | 1.0888 | 1.0888 | 1.0888 | 1.0888 | 1.0888 | 1.0888 | 1.0888 | 1.0888 | 1.0888 | 1.0888 | 1.0888 | 1.0888 | 1.0888 | 1.0888 | 1.0888 | 1.0888 | [8 empty] | 35 |  | 12.1533 | 1.5483 | 0 | 0 | 0
Bridgehampton - Buell New 69 kV UG Cable | 2023 |  | 33.2 | [7 empty] | 4.8355 | 4.8355 | 4.8355 | 4.8355 | 4.8355 | 4.8355 | 4.8355 | 4.8355 | 4.8355 | 4.8355 | 4.8355 | 4.8355 | 4.8355 | 4.8355 | 4.8355 | 4.8355 | 4.8355 | 4.8355 | 4.8355 | 4.8355 | 4.8355 | 4.8355 | 4.8355 | 4.8355 | 4.8355 | 4.8355 | 4.8355 | 4.8355 | 4.8355 | 4.8355 | 4.8355 | 4.8355 | 4.8355 | 4.8355 | 4.8355 | [7 empty] | 35 |  | 51.1595 | 7.9174 | 0 | 0 | 0
Canal - Wainscott New 138 kV UG Cable | 2028 |  | 275.5 | [12 empty] | 46.5167 | 46.5167 | 46.5167 | 46.5167 | 46.5167 | 46.5167 | 46.5167 | 46.5167 | 46.5167 | 46.5167 | 46.5167 | 46.5167 | 46.5167 | 46.5167 | 46.5167 | 46.5167 | 46.5167 | 46.5167 | 46.5167 | 46.5167 | 46.5167 | 46.5167 | 46.5167 | 46.5167 | 46.5167 | 46.5167 | 46.5167 | 46.5167 | 46.5167 | 46.5167 | 46.5167 | 46.5167 | 46.5167 | 46.5167 | 46.5167 |  |  | 35 |  | 376.5593 | 58.276 | 58.276 | 925015.732 | 949066.141
Deferral to Indicated Year |  |  | 354 | [6 empty] | 1.0888 | 11.4006 | 11.4006 | 11.4006 | 11.4006 | 11.4006 | 57.9173 | 57.9173 | 57.9173 | 57.9173 | 57.9173 | 57.9173 | 57.9173 | 57.9173 | 57.9173 | 57.9173 | 57.9173 | 57.9173 | 57.9173 | 57.9173 | 57.9173 | 57.9173 | 57.9173 | 57.9173 | 57.9173 | 57.9173 | 57.9173 | 57.9173 | 57.9173 | 57.9173 | 57.9173 | 57.9173 | 57.9173 | 57.9173 | 57.9173 | 56.8285 | 46.5167 | 46.5167 | 46.5167 | 46.5167 | 46.5167 |  |  | 41 |  | 497.8117 | 76.7083 | 58.276 | 925015.732 | 949066.141 | =Area III Portion
[59 empty] | 949066.141 | =Area III Portion
Annual Avoided Costs for Deferral to Indicated Year:
New Canal - Southampton Cable | 2023 |  |  | 0 | 4.5863 | 4.5863 | 4.5863 | 4.5863 | 4.5863 | 4.5863 | -0.88999 | -0.88999 | -0.88999 | -0.88999 | -0.88999 | -0.88999 | -0.88999 | -0.88999 | -0.88999 | -0.88999 | -0.88999 | -0.88999 | -0.88999 | -0.88999 | -0.88999 | -0.88999 | -0.88999 | -0.88999 | -0.88999 | -0.88999 | -0.88999 | -0.88999 | -0.88999 | -0.88999 | -0.88999 | -0.88999 | -0.88999 | -0.88999 | -0.88999 | -5.4763 | -5.4763 | -5.4763 | -5.4763 | -5.4763 | -5.4763 | 0 | 0 | 0 | 0 | 0 |  |  | 35 |  |  | 8.9667
Upgrade Wildwood - Riverhead to 138 kV | 2022 |  |  | 0 | 0.93922 | 0.93922 | 0.93922 | 0.93922 | 0.93922 | -0.14959 | -0.14959 | -0.14959 | -0.14959 | -0.14959 | -0.14959 | -0.14959 | -0.14959 | -0.14959 | -0.14959 | -0.14959 | -0.14959 | -0.14959 | -0.14959 | -0.14959 | -0.14959 | -0.14959 | -0.14959 | -0.14959 | -0.14959 | -0.14959 | -0.14959 | -0.14959 | -0.14959 | -0.14959 | -0.14959 | -0.14959 | -0.14959 | -0.14959 | -0.14959 | -1.0888 | -1.0888 | -1.0888 | -1.0888 | -1.0888 | 0 | 0 | 0 | 0 | 0 | 0 |  |  | 35 |  |  | 1.5483
Bridgehampton - Buell New 69 kV UG Cable | 2023 |  |  | 0 | 4.0496 | 4.0496 | 4.0496 | 4.0496 | 4.0496 | 4.0496 | -0.78584 | -0.78584 | -0.78584 | -0.78584 | -0.78584 | -0.78584 | -0.78584 | -0.78584 | -0.78584 | -0.78584 | -0.78584 | -0.78584 | -0.78584 | -0.78584 | -0.78584 | -0.78584 | -0.78584 | -0.78584 | -0.78584 | -0.78584 | -0.78584 | -0.78584 | -0.78584 | -0.78584 | -0.78584 | -0.78584 | -0.78584 | -0.78584 | -0.78584 | -4.8355 | -4.8355 | -4.8355 | -4.8355 | -4.8355 | -4.8355 | 0 | 0 | 0 | 0 | 0 |  |  | 35 |  |  | 7.9174
Canal - Wainscott New 138 kV UG Cable | 2028 |  |  | 0 | 0 | 0 | 0 | 0 | 0 | 38.957 | 38.957 | 38.957 | 38.957 | 38.957 | 38.957 | -7.5597 | -7.5597 | -7.5597 | -7.5597 | -7.5597 | -7.5597 | -7.5597 | -7.5597 | -7.5597 | -7.5597 | -7.5597 | -7.5597 | -7.5597 | -7.5597 | -7.5597 | -7.5597 | -7.5597 | -7.5597 | -7.5597 | -7.5597 | -7.5597 | -7.5597 | -7.5597 | -7.5597 | -7.5597 | -7.5597 | -7.5597 | -7.5597 | -7.5597 | -46.5167 | -46.5167 | -46.5167 | -46.5167 | -46.5167 | -46.5167 | [5 empty] | 58.276
Total - All Areas (No Deferrals,$Millions) |  |  | 513.3 |  | 11.3926 | 11.9957 | 12.358 | 30.5918 | 30.5918 | 69.5487 | 69.5487 | 69.5487 | 69.5487 | 69.5487 | 69.5487 | 69.5487 | 69.5487 | 69.5487 | 69.5487 | 69.5487 | 69.5487 | 69.5487 | 69.5487 | 69.5487 | 69.5487 | 69.5487 | 69.5487 | 69.5487 | 69.5487 | 69.5487 | 69.5487 | 69.5487 | 69.5487 | 69.5487 | 69.5487 | 69.5487 | 69.5487 | 69.5487 | 69.5487 | 58.1561 | 57.553 | 57.1907 | 38.957 | 38.957 | 0 | 0 | 0 | 0 | 0 | 0 | 0 | 0 |  | 63 | 840.6482 | 117.3552 | = max. total avoided cost in portfolio
Annual Avoided Costs for Deferrals - Area 1 Proposal: (see note*) | Deferral Year |  |  | 2016 | 2017 | 2018 | 2019 | 2020 | 2021 | 2022 | 2023 | 2024 | 2025 | 2026 | 2027 | 2028 | 2029 | 2030 | 2031 | 2032 | 2033 | 2034 | 2035 | 2036 | 2037 | 2038 | 2039 | 2040 | 2041 | 2042 | 2043 | 2044 | 2045 | 2046 | 2047 | 2048 | 2049 | 2050 | 2051 | 2052 | 2053 | 2054 | 2055 | 2056 | 2057 | 2058 | 2059 | 2060 | 2061 | 2062 | 2063 | 2064 |  |  | Differential NPV $M |  | Differential NPV $M (adjusted for COD of Selected Project) | Differntial NPV $/MW | NPV of Transmission Avoided Costs for Selected Project
Area I Projects:
Amagansett Conversion 33 kV | 2030 |  |  | 0 | 0.97582 | 0.97582 | 0.97582 | 0.97582 | 0.97582 | 0.97582 | 0.97582 | 0.97582 | 0.97582 | 0.97582 | 0.97582 | 0.97582 | 0.97582 | -0.4572 | -0.4572 | -0.4572 | -0.4572 | -0.4572 | -0.4572 | -0.4572 | -0.4572 | -0.4572 | -0.4572 | -0.4572 | -0.4572 | -0.4572 | -0.4572 | -0.4572 | -0.4572 | -0.4572 | -0.4572 | -0.4572 | -0.4572 | -0.4572 | -0.4572 | -1.433 | -1.433 | -1.433 | -1.433 | -1.433 | -1.433 | -1.433 | -1.433 | -1.433 | -1.433 | -1.433 | -1.433 | -1.433 |  |  | 3.8129 |  | 0 | 0 | 0
East Hampton Conversion 33 kV | 2030 |  |  | 0 | 0.39033 | 0.39033 | 0.39033 | 0.39033 | 0.39033 | 0.39033 | 0.39033 | 0.39033 | 0.39033 | 0.39033 | 0.39033 | 0.39033 | 0.39033 | -0.18288 | -0.18288 | -0.18288 | -0.18288 | -0.18288 | -0.18288 | -0.18288 | -0.18288 | -0.18288 | -0.18288 | -0.18288 | -0.18288 | -0.18288 | -0.18288 | -0.18288 | -0.18288 | -0.18288 | -0.18288 | -0.18288 | -0.18288 | -0.18288 | -0.18288 | -0.57321 | -0.57321 | -0.57321 | -0.57321 | -0.57321 | -0.57321 | -0.57321 | -0.57321 | -0.57321 | -0.57321 | -0.57321 | -0.57321 | -0.57321 |  |  | 1.5252 |  | 0 | 0 | 0
Buell Conversion 33 kV | 2030 |  |  | 0 | 0.45131 | 0.45131 | 0.45131 | 0.45131 | 0.45131 | 0.45131 | 0.45131 | 0.45131 | 0.45131 | 0.45131 | 0.45131 | 0.45131 | 0.45131 | -0.21146 | -0.21146 | -0.21146 | -0.21146 | -0.21146 | -0.21146 | -0.21146 | -0.21146 | -0.21146 | -0.21146 | -0.21146 | -0.21146 | -0.21146 | -0.21146 | -0.21146 | -0.21146 | -0.21146 | -0.21146 | -0.21146 | -0.21146 | -0.21146 | -0.21146 | -0.66277 | -0.66277 | -0.66277 | -0.66277 | -0.66277 | -0.66277 | -0.66277 | -0.66277 | -0.66277 | -0.66277 | -0.66277 | -0.66277 | -0.66277 |  |  | 1.7635 |  | 0 | 0 | 0
Hither Hills Conversion to 33 kV | 2030 |  |  | 0 | 0 | 0.60305 | 0.60305 | 0.60305 | 0.60305 | 0.60305 | 0.60305 | 0.60305 | 0.60305 | 0.60305 | 0.60305 | 0.60305 | 0.60305 | -0.25676 | -0.25676 | -0.25676 | -0.25676 | -0.25676 | -0.25676 | -0.25676 | -0.25676 | -0.25676 | -0.25676 | -0.25676 | -0.25676 | -0.25676 | -0.25676 | -0.25676 | -0.25676 | -0.25676 | -0.25676 | -0.25676 | -0.25676 | -0.25676 | -0.25676 | -0.25676 | -0.85981 | -0.85981 | -0.85981 | -0.85981 | -0.85981 | -0.85981 | -0.85981 | -0.85981 | -0.85981 | -0.85981 | -0.85981 | -0.85981 |  |  | 2.0853 |  | 2.0853 | 139022.8879 | 142637.483
Culloden Pt Conversion to 33 kV | 2030 |  |  | 0 | 0 | 0 | 0.36233 | 0.36233 | 0.36233 | 0.36233 | 0.36233 | 0.36233 | 0.36233 | 0.36233 | 0.36233 | 0.36233 | 0.36233 | -0.13922 | -0.13922 | -0.13922 | -0.13922 | -0.13922 | -0.13922 | -0.13922 | -0.13922 | -0.13922 | -0.13922 | -0.13922 | -0.13922 | -0.13922 | -0.13922 | -0.13922 | -0.13922 | -0.13922 | -0.13922 | -0.13922 | -0.13922 | -0.13922 | -0.13922 | -0.13922 | -0.13922 | -0.50156 | -0.50156 | -0.50156 | -0.50156 | -0.50156 | -0.50156 | -0.50156 | -0.50156 | -0.50156 | -0.50156 | -0.50156 |  |  | 1.1012 |  | 1.1012 | 73412.135 | 75320.8505
[59 empty] | 217958.3335 | =Area I Portion
Area II Projects: | [58 empty] | 1815943.8715 | =Area I+II+III Portions
Riverhead Canal 2nd Line and Bank | 2026 |  |  | 0 | 0 | 0 | 0 | 18.2337 | 18.2337 | 18.2337 | 18.2337 | 18.2337 | 18.2337 | -3.5383 | -3.5383 | -3.5383 | -3.5383 | -3.5383 | -3.5383 | -3.5383 | -3.5383 | -3.5383 | -3.5383 | -3.5383 | -3.5383 | -3.5383 | -3.5383 | -3.5383 | -3.5383 | -3.5383 | -3.5383 | -3.5383 | -3.5383 | -3.5383 | -3.5383 | -3.5383 | -3.5383 | -3.5383 | -3.5383 | -3.5383 | -3.5383 | -3.5383 | -21.772 | -21.772 | -21.772 | -21.772 | -21.772 | -21.772 | 0 | 0 | 0 | 0 |  |  | 30.3588 |  | 30.3588 | 632475.0457 | 648919.3969
[59 empty] | 648919.3969 | =Area II Portion
Area III Projects: | [58 empty] | 1597985.5379 | =Area II+III Portions
New Canal - Southampton Cable | 2023 |  |  | 0 | 4.5863 | 4.5863 | 4.5863 | 4.5863 | 4.5863 | 4.5863 | -0.88999 | -0.88999 | -0.88999 | -0.88999 | -0.88999 | -0.88999 | -0.88999 | -0.88999 | -0.88999 | -0.88999 | -0.88999 | -0.88999 | -0.88999 | -0.88999 | -0.88999 | -0.88999 | -0.88999 | -0.88999 | -0.88999 | -0.88999 | -0.88999 | -0.88999 | -0.88999 | -0.88999 | -0.88999 | -0.88999 | -0.88999 | -0.88999 | -0.88999 | -5.4763 | -5.4763 | -5.4763 | -5.4763 | -5.4763 | -5.4763 | 0 | 0 | 0 | 0 | 0 | 0 | 0 |  |  | 8.9667 |  | 0 | 0 | 0
Upgrade Wildwood - Riverhead to 138 kV | 2022 |  |  | 0 | 0.93922 | 0.93922 | 0.93922 | 0.93922 | 0.93922 | -0.14959 | -0.14959 | -0.14959 | -0.14959 | -0.14959 | -0.14959 | -0.14959 | -0.14959 | -0.14959 | -0.14959 | -0.14959 | -0.14959 | -0.14959 | -0.14959 | -0.14959 | -0.14959 | -0.14959 | -0.14959 | -0.14959 | -0.14959 | -0.14959 | -0.14959 | -0.14959 | -0.14959 | -0.14959 | -0.14959 | -0.14959 | -0.14959 | -0.14959 | -0.14959 | -1.0888 | -1.0888 | -1.0888 | -1.0888 | -1.0888 | 0 | 0 | 0 | 0 | 0 | 0 | 0 | 0 |  |  | 1.5483 |  | 0 | 0 | 0
Bridgehampton - Buell New 69 kV UG Cable | 2023 |  |  | 0 | 4.0496 | 4.0496 | 4.0496 | 4.0496 | 4.0496 | 4.0496 | -0.78584 | -0.78584 | -0.78584 | -0.78584 | -0.78584 | -0.78584 | -0.78584 | -0.78584 | -0.78584 | -0.78584 | -0.78584 | -0.78584 | -0.78584 | -0.78584 | -0.78584 | -0.78584 | -0.78584 | -0.78584 | -0.78584 | -0.78584 | -0.78584 | -0.78584 | -0.78584 | -0.78584 | -0.78584 | -0.78584 | -0.78584 | -0.78584 | -0.78584 | -4.8355 | -4.8355 | -4.8355 | -4.8355 | -4.8355 | -4.8355 | 0 | 0 | 0 | 0 | 0 | 0 | 0 |  |  | 7.9174 |  | 0 | 0 | 0
Canal - Wainscott New 138 kV UG Cable | 2028 |  |  | 0 | 0 | 0 | 0 | 0 | 0 | 38.957 | 38.957 | 38.957 | 38.957 | 38.957 | 38.957 | -7.5597 | -7.5597 | -7.5597 | -7.5597 | -7.5597 | -7.5597 | -7.5597 | -7.5597 | -7.5597 | -7.5597 | -7.5597 | -7.5597 | -7.5597 | -7.5597 | -7.5597 | -7.5597 | -7.5597 | -7.5597 | -7.5597 | -7.5597 | -7.5597 | -7.5597 | -7.5597 | -7.5597 | -7.5597 | -7.5597 | -7.5597 | -7.5597 | -7.5597 | -46.5167 | -46.5167 | -46.5167 | -46.5167 | -46.5167 | -46.5167 | 0 | 0 |  |  | 58.276 |  | 58.276 | 925015.732 | 949066.141
[59 empty] | 949066.141 | =Area III Portion
Total - Area 1 Proposal, $Millions (unadjusted) |  |  |  | 0 | 0 | 0.60305 | 0.96539 | 19.1991 | 19.1991 | 58.1561 | 58.1561 | 58.1561 | 58.1561 | 36.3841 | 36.3841 | -10.1326 | -10.1326 | -11.494 | -11.494 | -11.494 | -11.494 | -11.494 | -11.494 | -11.494 | -11.494 | -11.494 | -11.494 | -11.494 | -11.494 | -11.494 | -11.494 | -11.494 | -11.494 | -11.494 | -11.494 | -11.494 | -11.494 | -11.494 | -11.494 | -11.494 | -12.097 | -12.4594 | -30.6931 | -30.6931 | -69.6501 | -69.6501 | -69.6501 | -69.6501 | -47.878 | -47.878 | -1.3614 | -1.3614 |  |  | 91.8213 |  |  | 1769925.8006 | 1815943.8715
$/MW-yr |  |  |  | 0 | 0 | 40203.5861 | 64359.2408 | 444228.478 | 444228.478 | 1062593.2896 | 1062593.2896 | 1062593.2896 | 1062593.2896 | 609009.5545 | 609009.5545 | -129350.3688 | -129350.3688 | -220108.1448 | -220108.1448 | -220108.1448 | -220108.1448 | -220108.1448 | -220108.1448 | -220108.1448 | -220108.1448 | -220108.1448 | -220108.1448 | -220108.1448 | -220108.1448 | -220108.1448 | -220108.1448 | -220108.1448 | -220108.1448 | -220108.1448 | -220108.1448 | -220108.1448 | -220108.1448 | -220108.1448 | -220108.1448 | -220108.1448 | -260311.731 | -284467.3856 | -664336.6229 | -664336.6229 | -1282701.4345 | -1282701.4345 | -1282701.4345 | -1282701.4345 | -829117.6994 | -829117.6994 | -90757.776 | -90757.776
$Millions (adjusted) |  |  |  | 0 | 0 | 0.041249 | 0.066033 | 0.45578 | 0.45578 | 1.0902 | 1.0902 | 1.0902 | 1.0902 | 0.62484 | 0.62484 | -0.13271 | -0.13271 | -0.22583 | -0.22583 | -0.22583 | -0.22583 | -0.22583 | -0.22583 | -0.22583 | -0.22583 | -0.22583 | -0.22583 | -0.22583 | -0.22583 | -0.22583 | -0.22583 | -0.22583 | -0.22583 | -0.22583 | -0.22583 | -0.22583 | -0.22583 | -0.22583 | -0.22583 | -0.22583 | -0.26708 | -0.29186 | -0.68161 | -0.68161 | -1.3161 | -1.3161 | -1.3161 | -1.3161 | -0.85067 | -0.85067 | -0.093117 | -0.093117 |  |  | 1815.9439
Annual Avoided Costs for Deferrals - Area 2 Proposal: (see note*) | Deferral Year |  |  | 2016 | 2017 | 2018 | 2019 | 2020 | 2021 | 2022 | 2023 | 2024 | 2025 | 2026 | 2027 | 2028 | 2029 | 2030 | 2031 | 2032 | 2033 | 2034 | 2035 | 2036 | 2037 | 2038 | 2039 | 2040 | 2041 | 2042 | 2043 | 2044 | 2045 | 2046 | 2047 | 2048 | 2049 | 2050 | 2051 | 2052 | 2053 | 2054 | 2055 | 2056 | 2057 | 2058 | 2059 | 2060 | 2061 | 2062 | 2063 | 2064 |  |  | Differential NPV $M |  | Differential NPV $M (adjusted for COD of Selected Project) | Differntial NPV $/MW | NPV of Transmission Avoided Costs for Selected Project
Area I Projects:
Amagansett Conversion 33 kV | 2030 |  |  | 0 | 0 | 0 | 0 | 0 | 0 | 0 | 0 | 0 | 0 | 0 | 0 | 0 | 0 | 0 | 0 | 0 | 0 | 0 | 0 | 0 | 0 | 0 | 0 | 0 | 0 | 0 | 0 | 0 | 0 | 0 | 0 | 0 | 0 | 0 | 0 | 0 | 0 | 0 | 0 | 0 | 0 | 0 | 0 | 0 | 0 | 0 | 0 | 0 |  |  | 0 |  | 0 | 0 | 0
East Hampton Conversion 33 kV | 2030 |  |  | 0 | 0 | 0 | 0 | 0 | 0 | 0 | 0 | 0 | 0 | 0 | 0 | 0 | 0 | 0 | 0 | 0 | 0 | 0 | 0 | 0 | 0 | 0 | 0 | 0 | 0 | 0 | 0 | 0 | 0 | 0 | 0 | 0 | 0 | 0 | 0 | 0 | 0 | 0 | 0 | 0 | 0 | 0 | 0 | 0 | 0 | 0 | 0 | 0 |  |  | 0 |  | 0 | 0 | 0
Buell Conversion 33 kV | 2030 |  |  | 0 | 0 | 0 | 0 | 0 | 0 | 0 | 0 | 0 | 0 | 0 | 0 | 0 | 0 | 0 | 0 | 0 | 0 | 0 | 0 | 0 | 0 | 0 | 0 | 0 | 0 | 0 | 0 | 0 | 0 | 0 | 0 | 0 | 0 | 0 | 0 | 0 | 0 | 0 | 0 | 0 | 0 | 0 | 0 | 0 | 0 | 0 | 0 | 0 |  |  | 0 |  | 0 | 0 | 0
Hither Hills Conversion to 33 kV | 2030 |  |  | 0 | 0 | 0 | 0 | 0 | 0 | 0 | 0 | 0 | 0 | 0 | 0 | 0 | 0 | 0 | 0 | 0 | 0 | 0 | 0 | 0 | 0 | 0 | 0 | 0 | 0 | 0 | 0 | 0 | 0 | 0 | 0 | 0 | 0 | 0 | 0 | 0 | 0 | 0 | 0 | 0 | 0 | 0 | 0 | 0 | 0 | 0 | 0 | 0 |  |  | 0 |  | 0 | 0 | 0
Culloden Pt Conversion to 33 kV | 2030 |  |  | 0 | 0 | 0 | 0 | 0 | 0 | 0 | 0 | 0 | 0 | 0 | 0 | 0 | 0 | 0 | 0 | 0 | 0 | 0 | 0 | 0 | 0 | 0 | 0 | 0 | 0 | 0 | 0 | 0 | 0 | 0 | 0 | 0 | 0 | 0 | 0 | 0 | 0 | 0 | 0 | 0 | 0 | 0 | 0 | 0 | 0 | 0 | 0 | 0 |  |  | 0 |  | 0 | 0 | 0
[59 empty] | 0 | =Area I Portion
Area II Projects: | [58 empty] | 0 | =Area I+II+III Portions
Riverhead Canal 2nd Line and Bank | 2026 |  |  | 0 | 0 | 0 | 0 | 18.2337 | 18.2337 | 18.2337 | 18.2337 | 18.2337 | 18.2337 | -3.5383 | -3.5383 | -3.5383 | -3.5383 | -3.5383 | -3.5383 | -3.5383 | -3.5383 | -3.5383 | -3.5383 | -3.5383 | -3.5383 | -3.5383 | -3.5383 | -3.5383 | -3.5383 | -3.5383 | -3.5383 | -3.5383 | -3.5383 | -3.5383 | -3.5383 | -3.5383 | -3.5383 | -3.5383 | -3.5383 | -3.5383 | -3.5383 | -3.5383 | -21.772 | -21.772 | -21.772 | -21.772 | -21.772 | -21.772 | 0 | 0 | 0 | 0 |  |  | 30.3588 |  | 30.3588 | 632475.0457 | 0
[59 empty] | 0 | =Area II Portion
Area III Projects: | [58 empty] | 0 | =Area II+III Portions
New Canal - Southampton Cable | 2023 |  |  | 0 | 4.5863 | 4.5863 | 4.5863 | 4.5863 | 4.5863 | 4.5863 | -0.88999 | -0.88999 | -0.88999 | -0.88999 | -0.88999 | -0.88999 | -0.88999 | -0.88999 | -0.88999 | -0.88999 | -0.88999 | -0.88999 | -0.88999 | -0.88999 | -0.88999 | -0.88999 | -0.88999 | -0.88999 | -0.88999 | -0.88999 | -0.88999 | -0.88999 | -0.88999 | -0.88999 | -0.88999 | -0.88999 | -0.88999 | -0.88999 | -0.88999 | -5.4763 | -5.4763 | -5.4763 | -5.4763 | -5.4763 | -5.4763 | 0 | 0 | 0 | 0 | 0 | 0 | 0 |  |  | 8.9667 |  | 0 | 0 | 0
Upgrade Wildwood - Riverhead to 138 kV | 2022 |  |  | 0 | 0.93922 | 0.93922 | 0.93922 | 0.93922 | 0.93922 | -0.14959 | -0.14959 | -0.14959 | -0.14959 | -0.14959 | -0.14959 | -0.14959 | -0.14959 | -0.14959 | -0.14959 | -0.14959 | -0.14959 | -0.14959 | -0.14959 | -0.14959 | -0.14959 | -0.14959 | -0.14959 | -0.14959 | -0.14959 | -0.14959 | -0.14959 | -0.14959 | -0.14959 | -0.14959 | -0.14959 | -0.14959 | -0.14959 | -0.14959 | -0.14959 | -1.0888 | -1.0888 | -1.0888 | -1.0888 | -1.0888 | 0 | 0 | 0 | 0 | 0 | 0 | 0 | 0 |  |  | 1.5483 |  | 0 | 0 | 0
Bridgehampton - Buell New 69 kV UG Cable | 2023 |  |  | 0 | 4.0496 | 4.0496 | 4.0496 | 4.0496 | 4.0496 | 4.0496 | -0.78584 | -0.78584 | -0.78584 | -0.78584 | -0.78584 | -0.78584 | -0.78584 | -0.78584 | -0.78584 | -0.78584 | -0.78584 | -0.78584 | -0.78584 | -0.78584 | -0.78584 | -0.78584 | -0.78584 | -0.78584 | -0.78584 | -0.78584 | -0.78584 | -0.78584 | -0.78584 | -0.78584 | -0.78584 | -0.78584 | -0.78584 | -0.78584 | -0.78584 | -4.8355 | -4.8355 | -4.8355 | -4.8355 | -4.8355 | -4.8355 | 0 | 0 | 0 | 0 | 0 | 0 | 0 |  |  | 7.9174 |  | 0 | 0 | 0
Canal - Wainscott New 138 kV UG Cable | 2028 |  |  | 0 | 0 | 0 | 0 | 0 | 0 | 38.957 | 38.957 | 38.957 | 38.957 | 38.957 | 38.957 | -7.5597 | -7.5597 | -7.5597 | -7.5597 | -7.5597 | -7.5597 | -7.5597 | -7.5597 | -7.5597 | -7.5597 | -7.5597 | -7.5597 | -7.5597 | -7.5597 | -7.5597 | -7.5597 | -7.5597 | -7.5597 | -7.5597 | -7.5597 | -7.5597 | -7.5597 | -7.5597 | -7.5597 | -7.5597 | -7.5597 | -7.5597 | -7.5597 | -7.5597 | -46.5167 | -46.5167 | -46.5167 | -46.5167 | -46.5167 | -46.5167 | 0 | 0 |  |  | 58.276 |  | 58.276 | 925015.732 | 0
[59 empty] | 0 | =Area III Portion
Total - Area 2 Proposal, $Millions (unadjusted) |  |  |  | 0 | 0 | 0 | 0 | 18.2337 | 18.2337 | 57.1907 | 57.1907 | 57.1907 | 57.1907 | 35.4187 | 35.4187 | -11.098 | -11.098 | -11.098 | -11.098 | -11.098 | -11.098 | -11.098 | -11.098 | -11.098 | -11.098 | -11.098 | -11.098 | -11.098 | -11.098 | -11.098 | -11.098 | -11.098 | -11.098 | -11.098 | -11.098 | -11.098 | -11.098 | -11.098 | -11.098 | -11.098 | -11.098 | -11.098 | -29.3317 | -29.3317 | -68.2887 | -68.2887 | -68.2887 | -68.2887 | -46.5167 | -46.5167 | 0 | 0 |  |  | 88.6348 |  |  | 1557490.7777 | 0
$/MW-yr |  |  |  | 0 | 0 | 0 | 0 | 379869.2372 | 379869.2372 | 998234.0488 | 998234.0488 | 998234.0488 | 998234.0488 | 544650.3137 | 544650.3137 | -193709.6096 | -193709.6096 | -193709.6096 | -193709.6096 | -193709.6096 | -193709.6096 | -193709.6096 | -193709.6096 | -193709.6096 | -193709.6096 | -193709.6096 | -193709.6096 | -193709.6096 | -193709.6096 | -193709.6096 | -193709.6096 | -193709.6096 | -193709.6096 | -193709.6096 | -193709.6096 | -193709.6096 | -193709.6096 | -193709.6096 | -193709.6096 | -193709.6096 | -193709.6096 | -193709.6096 | -573578.8469 | -573578.8469 | -1191943.6585 | -1191943.6585 | -1191943.6585 | -1191943.6585 | -738359.9234 | -738359.9234 | 0 | 0
$Millions (adjusted) |  |  |  | 0 | 0 | 0 | 0 | 0 | 0 | 0 | 0 | 0 | 0 | 0 | 0 | 0 | 0 | 0 | 0 | 0 | 0 | 0 | 0 | 0 | 0 | 0 | 0 | 0 | 0 | 0 | 0 | 0 | 0 | 0 | 0 | 0 | 0 | 0 | 0 | 0 | 0 | 0 | 0 | 0 | 0 | 0 | 0 | 0 | 0 | 0 | 0 | 0 |  |  | 0
Annual Avoided Costs for Deferrals - Area 3 Proposal: (see note*) | Deferral Year |  |  | 2016 | 2017 | 2018 | 2019 | 2020 | 2021 | 2022 | 2023 | 2024 | 2025 | 2026 | 2027 | 2028 | 2029 | 2030 | 2031 | 2032 | 2033 | 2034 | 2035 | 2036 | 2037 | 2038 | 2039 | 2040 | 2041 | 2042 | 2043 | 2044 | 2045 | 2046 | 2047 | 2048 | 2049 | 2050 | 2051 | 2052 | 2053 | 2054 | 2055 | 2056 | 2057 | 2058 | 2059 | 2060 | 2061 | 2062 | 2063 | 2064 |  |  | Differential NPV $M |  | Differential NPV $M (adjusted for COD of Selected Project) | Differntial NPV $/MW | NPV of Transmission Avoided Costs for Selected Project
Area I Projects:
Amagansett Conversion 33 kV | 2030 |  |  | 0 | 0 | 0 | 0 | 0 | 0 | 0 | 0 | 0 | 0 | 0 | 0 | 0 | 0 | 0 | 0 | 0 | 0 | 0 | 0 | 0 | 0 | 0 | 0 | 0 | 0 | 0 | 0 | 0 | 0 | 0 | 0 | 0 | 0 | 0 | 0 | 0 | 0 | 0 | 0 | 0 | 0 | 0 | 0 | 0 | 0 | 0 | 0 | 0 |  |  | 0 |  | 0 | 0 | 0
East Hampton Conversion 33 kV | 2030 |  |  | 0 | 0 | 0 | 0 | 0 | 0 | 0 | 0 | 0 | 0 | 0 | 0 | 0 | 0 | 0 | 0 | 0 | 0 | 0 | 0 | 0 | 0 | 0 | 0 | 0 | 0 | 0 | 0 | 0 | 0 | 0 | 0 | 0 | 0 | 0 | 0 | 0 | 0 | 0 | 0 | 0 | 0 | 0 | 0 | 0 | 0 | 0 | 0 | 0 |  |  | 0 |  | 0 | 0 | 0
Buell Conversion 33 kV | 2030 |  |  | 0 | 0 | 0 | 0 | 0 | 0 | 0 | 0 | 0 | 0 | 0 | 0 | 0 | 0 | 0 | 0 | 0 | 0 | 0 | 0 | 0 | 0 | 0 | 0 | 0 | 0 | 0 | 0 | 0 | 0 | 0 | 0 | 0 | 0 | 0 | 0 | 0 | 0 | 0 | 0 | 0 | 0 | 0 | 0 | 0 | 0 | 0 | 0 | 0 |  |  | 0 |  | 0 | 0 | 0
Hither Hills Conversion to 33 kV | 2030 |  |  | 0 | 0 | 0 | 0 | 0 | 0 | 0 | 0 | 0 | 0 | 0 | 0 | 0 | 0 | 0 | 0 | 0 | 0 | 0 | 0 | 0 | 0 | 0 | 0 | 0 | 0 | 0 | 0 | 0 | 0 | 0 | 0 | 0 | 0 | 0 | 0 | 0 | 0 | 0 | 0 | 0 | 0 | 0 | 0 | 0 | 0 | 0 | 0 | 0 |  |  | 0 |  | 0 | 0 | 0
Culloden Pt Conversion to 33 kV | 2030 |  |  | 0 | 0 | 0 | 0 | 0 | 0 | 0 | 0 | 0 | 0 | 0 | 0 | 0 | 0 | 0 | 0 | 0 | 0 | 0 | 0 | 0 | 0 | 0 | 0 | 0 | 0 | 0 | 0 | 0 | 0 | 0 | 0 | 0 | 0 | 0 | 0 | 0 | 0 | 0 | 0 | 0 | 0 | 0 | 0 | 0 | 0 | 0 | 0 | 0 |  |  | 0 |  | 0 | 0 | 0
[59 empty] | 0 | =Area I Portion
Area II Projects: | [58 empty] | 0 | =Area I+II+III Portions
Riverhead Canal 2nd Line and Bank | 2026 |  |  | 0 | 0 | 0 | 0 | 0 | 0 | 0 | 0 | 0 | 0 | 0 | 0 | 0 | 0 | 0 | 0 | 0 | 0 | 0 | 0 | 0 | 0 | 0 | 0 | 0 | 0 | 0 | 0 | 0 | 0 | 0 | 0 | 0 | 0 | 0 | 0 | 0 | 0 | 0 | 0 | 0 | 0 | 0 | 0 | 0 | 0 | 0 | 0 | 0 |  |  | 0 |  | 0 | 0 | 0
[59 empty] | 0 | =Area II Portion
Area III Projects: | [58 empty] | 0 | =Area II+III Portions
New Canal - Southampton Cable | 2023 |  |  | 0 | 4.5863 | 4.5863 | 4.5863 | 4.5863 | 4.5863 | 4.5863 | -0.88999 | -0.88999 | -0.88999 | -0.88999 | -0.88999 | -0.88999 | -0.88999 | -0.88999 | -0.88999 | -0.88999 | -0.88999 | -0.88999 | -0.88999 | -0.88999 | -0.88999 | -0.88999 | -0.88999 | -0.88999 | -0.88999 | -0.88999 | -0.88999 | -0.88999 | -0.88999 | -0.88999 | -0.88999 | -0.88999 | -0.88999 | -0.88999 | -0.88999 | -5.4763 | -5.4763 | -5.4763 | -5.4763 | -5.4763 | -5.4763 | 0 | 0 | 0 | 0 | 0 | 0 | 0 |  |  | 8.9667 |  | 0 | 0 | 0
Upgrade Wildwood - Riverhead to 138 kV | 2022 |  |  | 0 | 0.93922 | 0.93922 | 0.93922 | 0.93922 | 0.93922 | -0.14959 | -0.14959 | -0.14959 | -0.14959 | -0.14959 | -0.14959 | -0.14959 | -0.14959 | -0.14959 | -0.14959 | -0.14959 | -0.14959 | -0.14959 | -0.14959 | -0.14959 | -0.14959 | -0.14959 | -0.14959 | -0.14959 | -0.14959 | -0.14959 | -0.14959 | -0.14959 | -0.14959 | -0.14959 | -0.14959 | -0.14959 | -0.14959 | -0.14959 | -0.14959 | -1.0888 | -1.0888 | -1.0888 | -1.0888 | -1.0888 | 0 | 0 | 0 | 0 | 0 | 0 | 0 | 0 |  |  | 1.5483 |  | 0 | 0 | 0
Bridgehampton - Buell New 69 kV UG Cable | 2023 |  |  | 0 | 4.0496 | 4.0496 | 4.0496 | 4.0496 | 4.0496 | 4.0496 | -0.78584 | -0.78584 | -0.78584 | -0.78584 | -0.78584 | -0.78584 | -0.78584 | -0.78584 | -0.78584 | -0.78584 | -0.78584 | -0.78584 | -0.78584 | -0.78584 | -0.78584 | -0.78584 | -0.78584 | -0.78584 | -0.78584 | -0.78584 | -0.78584 | -0.78584 | -0.78584 | -0.78584 | -0.78584 | -0.78584 | -0.78584 | -0.78584 | -0.78584 | -4.8355 | -4.8355 | -4.8355 | -4.8355 | -4.8355 | -4.8355 | 0 | 0 | 0 | 0 | 0 | 0 | 0 |  |  | 7.9174 |  | 0 | 0 | 0
Canal - Wainscott New 138 kV UG Cable | 2028 |  |  | 0 | 0 | 0 | 0 | 0 | 0 | 38.957 | 38.957 | 38.957 | 38.957 | 38.957 | 38.957 | -7.5597 | -7.5597 | -7.5597 | -7.5597 | -7.5597 | -7.5597 | -7.5597 | -7.5597 | -7.5597 | -7.5597 | -7.5597 | -7.5597 | -7.5597 | -7.5597 | -7.5597 | -7.5597 | -7.5597 | -7.5597 | -7.5597 | -7.5597 | -7.5597 | -7.5597 | -7.5597 | -7.5597 | -7.5597 | -7.5597 | -7.5597 | -7.5597 | -7.5597 | -46.5167 | -46.5167 | -46.5167 | -46.5167 | -46.5167 | -46.5167 | 0 | 0 |  |  | 58.276 |  | 58.276 | 925015.732 | 0
[59 empty] | 0 | =Area III Portion
Total - Area 3 Proposal, $Millions (unadjusted) |  |  |  | 0 | 9.5752 | 9.5752 | 9.5752 | 9.5752 | 9.5752 | 47.4434 | 37.1316 | 37.1316 | 37.1316 | 37.1316 | 37.1316 | -9.3851 | -9.3851 | -9.3851 | -9.3851 | -9.3851 | -9.3851 | -9.3851 | -9.3851 | -9.3851 | -9.3851 | -9.3851 | -9.3851 | -9.3851 | -9.3851 | -9.3851 | -9.3851 | -9.3851 | -9.3851 | -9.3851 | -9.3851 | -9.3851 | -9.3851 | -9.3851 | -9.3851 | -18.9603 | -18.9603 | -18.9603 | -18.9603 | -18.9603 | -56.8285 | -46.5167 | -46.5167 | -46.5167 | -46.5167 | -46.5167 | 0 | 0 |  |  | 76.7083 |  |  | 925015.732 | 0
$/MW-yr |  |  |  | 0 | 0 | 0 | 0 | 0 | 0 | 618364.8116 | 618364.8116 | 618364.8116 | 618364.8116 | 618364.8116 | 618364.8116 | -119995.1118 | -119995.1118 | -119995.1118 | -119995.1118 | -119995.1118 | -119995.1118 | -119995.1118 | -119995.1118 | -119995.1118 | -119995.1118 | -119995.1118 | -119995.1118 | -119995.1118 | -119995.1118 | -119995.1118 | -119995.1118 | -119995.1118 | -119995.1118 | -119995.1118 | -119995.1118 | -119995.1118 | -119995.1118 | -119995.1118 | -119995.1118 | -119995.1118 | -119995.1118 | -119995.1118 | -119995.1118 | -119995.1118 | -738359.9234 | -738359.9234 | -738359.9234 | -738359.9234 | -738359.9234 | -738359.9234 | 0 | 0
$Millions (adjusted) |  |  |  | 0 | 0 | 0 | 0 | 0 | 0 | 0 | 0 | 0 | 0 | 0 | 0 | 0 | 0 | 0 | 0 | 0 | 0 | 0 | 0 | 0 | 0 | 0 | 0 | 0 | 0 | 0 | 0 | 0 | 0 | 0 | 0 | 0 | 0 | 0 | 0 | 0 | 0 | 0 | 0 | 0 | 0 | 0 | 0 | 0 | 0 | 0 | 0 | 0 |  |  | 0
Discount Factor (Relative to 1/1/2016) = |  |  |  | 0.94787 | 0.89845 | 0.85161 | 0.80722 | 0.76513 | 0.72525 | 0.68744 | 0.6516 | 0.61763 | 0.58543 | 0.55491 | 0.52598 | 0.49856 | 0.47257 | 0.44793 | 0.42458 | 0.40245 | 0.38147 | 0.36158 | 0.34273 | 0.32486 | 0.30793 | 0.29187 | 0.27666 | 0.26223 | 0.24856 | 0.2356 | 0.22332 | 0.21168 | 0.20064 | 0.19018 | 0.18027 | 0.17087 | 0.16196 | 0.15352 | 0.14552 | 0.13793 | 0.13074 | 0.12392 | 0.11746 | 0.11134 | 0.10554 | 0.10003 | 0.094818 | 0.089875 | 0.08519 | 0.080748 | 0.076539 | 0.072549
* Note: A positive (+) avoided cost in a given year represents a cost savings relative to not having a transmission project deferral.
Note on BF17: Todd Kantarek: Interconnection at East Hampton Sub dist;n side. Added 2.6% transmission loss factor.

## PhII (LIE400-2MW)
Version |  | Based on PSEGLI file: "East End Utility 2_0_Economics_2014_10_13_r28_Sargent_Lundy.xlsx"
Annual Revenue Requirements (Millions of $s)
1) Reference (Transmission only) Case
Project | I/S Year | Investor | Capital (2015$s) | 2016 | 2017 | 2018 | 2019 | 2020 | 2021 | 2022 | 2023 | 2024 | 2025 | 2026 | 2027 | 2028 | 2029 | 2030 | 2031 | 2032 | 2033 | 2034 | 2035 | 2036 | 2037 | 2038 | 2039 | 2040 | 2041 | 2042 | 2043 | 2044 | 2045 | 2046 | 2047 | 2048 | 2049 | 2050 | 2051 | 2052 | 2053 | 2054 | 2055 | 2056 | 2057 | 2058 | 2059 | 2060 | 2061 | 2062 | 2063 | 2064 |  | NPV |  | Proposal Number = | LIE400
Transmission Reinforcement I | 2017 | PSEGLI | 93.4 | 0 | 11.3926 | 11.3926 | 11.3926 | 11.3926 | 11.3926 | 11.3926 | 11.3926 | 11.3926 | 11.3926 | 11.3926 | 11.3926 | 11.3926 | 11.3926 | 11.3926 | 11.3926 | 11.3926 | 11.3926 | 11.3926 | 11.3926 | 11.3926 | 11.3926 | 11.3926 | 11.3926 | 11.3926 | 11.3926 | 11.3926 | 11.3926 | 11.3926 | 11.3926 | 11.3926 | 11.3926 | 11.3926 | 11.3926 | 11.3926 | 11.3926 | [13 empty] | 35 | 166.1982 |  | Proposer Name = | LI Energy Storage System LLC
Transmission Reinforcement II | 2018 | PSEGLI | 4.8 | 0 | 0 | 0.60305 | 0.60305 | 0.60305 | 0.60305 | 0.60305 | 0.60305 | 0.60305 | 0.60305 | 0.60305 | 0.60305 | 0.60305 | 0.60305 | 0.60305 | 0.60305 | 0.60305 | 0.60305 | 0.60305 | 0.60305 | 0.60305 | 0.60305 | 0.60305 | 0.60305 | 0.60305 | 0.60305 | 0.60305 | 0.60305 | 0.60305 | 0.60305 | 0.60305 | 0.60305 | 0.60305 | 0.60305 | 0.60305 | 0.60305 | 0.60305 | [12 empty] | 35 | 8.3388 |  | Proposal/Project = | East Hampton Energy Storage System
Transmission Reinforcement III | 2019 | PSEGLI | 2.8 | 0 | 0 | 0 | 0.36233 | 0.36233 | 0.36233 | 0.36233 | 0.36233 | 0.36233 | 0.36233 | 0.36233 | 0.36233 | 0.36233 | 0.36233 | 0.36233 | 0.36233 | 0.36233 | 0.36233 | 0.36233 | 0.36233 | 0.36233 | 0.36233 | 0.36233 | 0.36233 | 0.36233 | 0.36233 | 0.36233 | 0.36233 | 0.36233 | 0.36233 | 0.36233 | 0.36233 | 0.36233 | 0.36233 | 0.36233 | 0.36233 | 0.36233 | 0.36233 | [11 empty] | 35 | 4.7491 |  | Option Number = | 2
Transmission Reinforcement IV | 2020 | PSEGLI | 136.8 | 0 | 0 | 0 | 0 | 18.2337 | 18.2337 | 18.2337 | 18.2337 | 18.2337 | 18.2337 | 18.2337 | 18.2337 | 18.2337 | 18.2337 | 18.2337 | 18.2337 | 18.2337 | 18.2337 | 18.2337 | 18.2337 | 18.2337 | 18.2337 | 18.2337 | 18.2337 | 18.2337 | 18.2337 | 18.2337 | 18.2337 | 18.2337 | 18.2337 | 18.2337 | 18.2337 | 18.2337 | 18.2337 | 18.2337 | 18.2337 | 18.2337 | 18.2337 | 18.2337 | [10 empty] | 35 | 226.5269 |  | Location = | 1
Transmission Reinforcement V | 2022 | PSEGLI | 275.5 | 0 | 0 | 0 | 0 | 0 | 0 | 38.957 | 38.957 | 38.957 | 38.957 | 38.957 | 38.957 | 38.957 | 38.957 | 38.957 | 38.957 | 38.957 | 38.957 | 38.957 | 38.957 | 38.957 | 38.957 | 38.957 | 38.957 | 38.957 | 38.957 | 38.957 | 38.957 | 38.957 | 38.957 | 38.957 | 38.957 | 38.957 | 38.957 | 38.957 | 38.957 | 38.957 | 38.957 | 38.957 | 38.957 | 38.957 | [8 empty] | 35 | 434.8353 |  | Technology = | Battery Storage
[56 empty] | Interconnection Points = | East Hampton - 4kV or 13kV
Total |  |  | 513.3 | 0 | 11.3926 | 11.9957 | 12.358 | 30.5918 | 30.5918 | 69.5487 | 69.5487 | 69.5487 | 69.5487 | 69.5487 | 69.5487 | 69.5487 | 69.5487 | 69.5487 | 69.5487 | 69.5487 | 69.5487 | 69.5487 | 69.5487 | 69.5487 | 69.5487 | 69.5487 | 69.5487 | 69.5487 | 69.5487 | 69.5487 | 69.5487 | 69.5487 | 69.5487 | 69.5487 | 69.5487 | 69.5487 | 69.5487 | 69.5487 | 69.5487 | 58.1561 | 57.553 | 57.1907 | 38.957 | 38.957 | 0 | 0 | 0 | 0 | 0 | 0 | 0 | 0 |  | 840.6482 |  | Loss Factor = | 1.026
2016 NPV @ 5.5%, thru 2035 |  |  |  | 2016: 559.7216
2016 NPV @ 5.5%, thru 2056 |  |  |  | 2016: 840.6482 |  |  |  | MW Required by 2022 (cap) = | 15 | 33 | 15 | Output: NPV of Transmission Avoided Costs for Selected Project (see note*)
[57 empty] | Selected Project Inputs - Area 1 Portion | Selected Project Inputs - Area 2 Portion | Selected Project Inputs - Area 3 Portion | Area 1 | Area 2 | Area 3 | Total | check
[56 empty] | Project kW = | 2052 | 0 | 0
[55 empty] | Capped kW = | 2052 | 2052 | 0 | 0
[56 empty] | Project Area (1, 2, or 3) = | 1 | 2 | 3
[56 empty] | Proportion of Peak Hours Covered = | 100% | 100% | 100%
[55 empty] | Project COD = | 2018
[55 empty] | Effective kW = | 2052 |  |  |  | 3631887.7429 | 0 | 0 | 3631887.7429
[60 empty] | check | check | check
| I/S Year |  | Capital (2015$s) | 2016 | 2017 | 2018 | 2019 | 2020 | 2021 | 2022 | 2023 | 2024 | 2025 | 2026 | 2027 | 2028 | 2029 | 2030 | 2031 | 2032 | 2033 | 2034 | 2035 | 2036 | 2037 | 2038 | 2039 | 2040 | 2041 | 2042 | 2043 | 2044 | 2045 | 2046 | 2047 | 2048 | 2049 | 2050 | 2051 | 2052 | 2053 | 2054 | 2055 | 2056 | 2057 | 2058 | 2059 | 2060 | 2061 | 2062 | 2063 | 2064 |  | MW Required by 2022 | NPV Base $M | Differential NPV $M | Differential NPV $M (adjusted for COD of Selected Project) | Differntial NPV $/MW | NPV of Transmission Avoided Costs for Selected Project
Area I Projects: | [53 empty] | 15
Amagansett Conversion 33 kV | 2017 |  | 8 | 0 | 0.97582 | 0.97582 | 0.97582 | 0.97582 | 0.97582 | 0.97582 | 0.97582 | 0.97582 | 0.97582 | 0.97582 | 0.97582 | 0.97582 | 0.97582 | 0.97582 | 0.97582 | 0.97582 | 0.97582 | 0.97582 | 0.97582 | 0.97582 | 0.97582 | 0.97582 | 0.97582 | 0.97582 | 0.97582 | 0.97582 | 0.97582 | 0.97582 | 0.97582 | 0.97582 | 0.97582 | 0.97582 | 0.97582 | 0.97582 | 0.97582 | [13 empty] | 35 |  | 14.2354
East Hampton Conversion 33 kV | 2017 |  | 3.2 | 0 | 0.39033 | 0.39033 | 0.39033 | 0.39033 | 0.39033 | 0.39033 | 0.39033 | 0.39033 | 0.39033 | 0.39033 | 0.39033 | 0.39033 | 0.39033 | 0.39033 | 0.39033 | 0.39033 | 0.39033 | 0.39033 | 0.39033 | 0.39033 | 0.39033 | 0.39033 | 0.39033 | 0.39033 | 0.39033 | 0.39033 | 0.39033 | 0.39033 | 0.39033 | 0.39033 | 0.39033 | 0.39033 | 0.39033 | 0.39033 | 0.39033 | [13 empty] | 35 |  | 5.6942
Buell Conversion 33 kV | 2017 |  | 3.7 | 0 | 0.45131 | 0.45131 | 0.45131 | 0.45131 | 0.45131 | 0.45131 | 0.45131 | 0.45131 | 0.45131 | 0.45131 | 0.45131 | 0.45131 | 0.45131 | 0.45131 | 0.45131 | 0.45131 | 0.45131 | 0.45131 | 0.45131 | 0.45131 | 0.45131 | 0.45131 | 0.45131 | 0.45131 | 0.45131 | 0.45131 | 0.45131 | 0.45131 | 0.45131 | 0.45131 | 0.45131 | 0.45131 | 0.45131 | 0.45131 | 0.45131 | [13 empty] | 35 |  | 6.5839
Hither Hills Conversion to 33 kV | 2018 |  | 4.8 | 0 | 0 | 0.60305 | 0.60305 | 0.60305 | 0.60305 | 0.60305 | 0.60305 | 0.60305 | 0.60305 | 0.60305 | 0.60305 | 0.60305 | 0.60305 | 0.60305 | 0.60305 | 0.60305 | 0.60305 | 0.60305 | 0.60305 | 0.60305 | 0.60305 | 0.60305 | 0.60305 | 0.60305 | 0.60305 | 0.60305 | 0.60305 | 0.60305 | 0.60305 | 0.60305 | 0.60305 | 0.60305 | 0.60305 | 0.60305 | 0.60305 | 0.60305 | [12 empty] | 35 |  | 8.3388
Culloden Pt Conversion to 33 kV | 2019 |  | 2.8 | 0 | 0 | 0 | 0.36233 | 0.36233 | 0.36233 | 0.36233 | 0.36233 | 0.36233 | 0.36233 | 0.36233 | 0.36233 | 0.36233 | 0.36233 | 0.36233 | 0.36233 | 0.36233 | 0.36233 | 0.36233 | 0.36233 | 0.36233 | 0.36233 | 0.36233 | 0.36233 | 0.36233 | 0.36233 | 0.36233 | 0.36233 | 0.36233 | 0.36233 | 0.36233 | 0.36233 | 0.36233 | 0.36233 | 0.36233 | 0.36233 | 0.36233 | 0.36233 | [11 empty] | 35 |  | 4.7491
No Deferral |  |  | 22.5 |  | 1.8175 | 2.4205 | 2.7828 | 2.7828 | 2.7828 | 2.7828 | 2.7828 | 2.7828 | 2.7828 | 2.7828 | 2.7828 | 2.7828 | 2.7828 | 2.7828 | 2.7828 | 2.7828 | 2.7828 | 2.7828 | 2.7828 | 2.7828 | 2.7828 | 2.7828 | 2.7828 | 2.7828 | 2.7828 | 2.7828 | 2.7828 | 2.7828 | 2.7828 | 2.7828 | 2.7828 | 2.7828 | 2.7828 | 2.7828 | 2.7828 | 0.96539 | 0.36233 | 0 | 0 | 0 | [10 empty] | 39.6013
Amagansett Conversion 33 kV | 2030 |  | 8 | [14 empty] | 1.433 | 1.433 | 1.433 | 1.433 | 1.433 | 1.433 | 1.433 | 1.433 | 1.433 | 1.433 | 1.433 | 1.433 | 1.433 | 1.433 | 1.433 | 1.433 | 1.433 | 1.433 | 1.433 | 1.433 | 1.433 | 1.433 | 1.433 | 1.433 | 1.433 | 1.433 | 1.433 | 1.433 | 1.433 | 1.433 | 1.433 | 1.433 | 1.433 | 1.433 | 1.433 | 35 |  | 10.4225 | 3.8129 | 0 | 0 | 0
East Hampton Conversion 33 kV | 2030 |  | 3.2 | [14 empty] | 0.57321 | 0.57321 | 0.57321 | 0.57321 | 0.57321 | 0.57321 | 0.57321 | 0.57321 | 0.57321 | 0.57321 | 0.57321 | 0.57321 | 0.57321 | 0.57321 | 0.57321 | 0.57321 | 0.57321 | 0.57321 | 0.57321 | 0.57321 | 0.57321 | 0.57321 | 0.57321 | 0.57321 | 0.57321 | 0.57321 | 0.57321 | 0.57321 | 0.57321 | 0.57321 | 0.57321 | 0.57321 | 0.57321 | 0.57321 | 0.57321 | 35 |  | 4.169 | 1.5252 | 0 | 0 | 0
Buell Conversion 33 kV | 2030 |  | 3.7 | [14 empty] | 0.66277 | 0.66277 | 0.66277 | 0.66277 | 0.66277 | 0.66277 | 0.66277 | 0.66277 | 0.66277 | 0.66277 | 0.66277 | 0.66277 | 0.66277 | 0.66277 | 0.66277 | 0.66277 | 0.66277 | 0.66277 | 0.66277 | 0.66277 | 0.66277 | 0.66277 | 0.66277 | 0.66277 | 0.66277 | 0.66277 | 0.66277 | 0.66277 | 0.66277 | 0.66277 | 0.66277 | 0.66277 | 0.66277 | 0.66277 | 0.66277 | 35 |  | 4.8204 | 1.7635 | 0 | 0 | 0
Hither Hills Conversion to 33 kV | 2030 |  | 4.8 | [14 empty] | 0.85981 | 0.85981 | 0.85981 | 0.85981 | 0.85981 | 0.85981 | 0.85981 | 0.85981 | 0.85981 | 0.85981 | 0.85981 | 0.85981 | 0.85981 | 0.85981 | 0.85981 | 0.85981 | 0.85981 | 0.85981 | 0.85981 | 0.85981 | 0.85981 | 0.85981 | 0.85981 | 0.85981 | 0.85981 | 0.85981 | 0.85981 | 0.85981 | 0.85981 | 0.85981 | 0.85981 | 0.85981 | 0.85981 | 0.85981 | 0.85981 | 35 |  | 6.2535 | 2.0853 | 2.0853 | 139022.8879 | 285274.966
Culloden Pt Conversion to 33 kV | 2030 |  | 2.8 | [14 empty] | 0.50156 | 0.50156 | 0.50156 | 0.50156 | 0.50156 | 0.50156 | 0.50156 | 0.50156 | 0.50156 | 0.50156 | 0.50156 | 0.50156 | 0.50156 | 0.50156 | 0.50156 | 0.50156 | 0.50156 | 0.50156 | 0.50156 | 0.50156 | 0.50156 | 0.50156 | 0.50156 | 0.50156 | 0.50156 | 0.50156 | 0.50156 | 0.50156 | 0.50156 | 0.50156 | 0.50156 | 0.50156 | 0.50156 | 0.50156 | 0.50156 | 35 |  | 3.6479 | 1.1012 | 1.1012 | 73412.135 | 150641.701
Deferral to Indicated Year |  |  | 22.5 | [6 empty] | 0 | 0 | 0 | 0 | 0 | 0 | 0 | 0 | 4.0304 | 4.0304 | 4.0304 | 4.0304 | 4.0304 | 4.0304 | 4.0304 | 4.0304 | 4.0304 | 4.0304 | 4.0304 | 4.0304 | 4.0304 | 4.0304 | 4.0304 | 4.0304 | 4.0304 | 4.0304 | 4.0304 | 4.0304 | 4.0304 | 4.0304 | 4.0304 | 4.0304 | 4.0304 | 4.0304 | 4.0304 | 4.0304 | 4.0304 | 4.0304 | 4.0304 | 4.0304 | 4.0304 | 4.0304 | 4.0304 | 35 |  | 29.3132 | 10.2881 | 3.1865 | 212435.0229 | 435916.6671 | =Area I Portion
[59 empty] | 3631887.7429 | =Area I+II+III Portions
Annual Avoided Costs for Deferral to Indicated Year:
Amagansett Conversion 33 kV | 2030 |  |  | 0 | 0.97582 | 0.97582 | 0.97582 | 0.97582 | 0.97582 | 0.97582 | 0.97582 | 0.97582 | 0.97582 | 0.97582 | 0.97582 | 0.97582 | 0.97582 | -0.4572 | -0.4572 | -0.4572 | -0.4572 | -0.4572 | -0.4572 | -0.4572 | -0.4572 | -0.4572 | -0.4572 | -0.4572 | -0.4572 | -0.4572 | -0.4572 | -0.4572 | -0.4572 | -0.4572 | -0.4572 | -0.4572 | -0.4572 | -0.4572 | -0.4572 | -1.433 | -1.433 | -1.433 | -1.433 | -1.433 | -1.433 | -1.433 | -1.433 | -1.433 | -1.433 | -1.433 | -1.433 | -1.433 | 35 |  |  | 3.8129
East Hampton Conversion 33 kV | 2030 |  |  | 0 | 0.39033 | 0.39033 | 0.39033 | 0.39033 | 0.39033 | 0.39033 | 0.39033 | 0.39033 | 0.39033 | 0.39033 | 0.39033 | 0.39033 | 0.39033 | -0.18288 | -0.18288 | -0.18288 | -0.18288 | -0.18288 | -0.18288 | -0.18288 | -0.18288 | -0.18288 | -0.18288 | -0.18288 | -0.18288 | -0.18288 | -0.18288 | -0.18288 | -0.18288 | -0.18288 | -0.18288 | -0.18288 | -0.18288 | -0.18288 | -0.18288 | -0.57321 | -0.57321 | -0.57321 | -0.57321 | -0.57321 | -0.57321 | -0.57321 | -0.57321 | -0.57321 | -0.57321 | -0.57321 | -0.57321 | -0.57321 | 35 |  |  | 1.5252
Buell Conversion 33 kV | 2030 |  |  | 0 | 0.45131 | 0.45131 | 0.45131 | 0.45131 | 0.45131 | 0.45131 | 0.45131 | 0.45131 | 0.45131 | 0.45131 | 0.45131 | 0.45131 | 0.45131 | -0.21146 | -0.21146 | -0.21146 | -0.21146 | -0.21146 | -0.21146 | -0.21146 | -0.21146 | -0.21146 | -0.21146 | -0.21146 | -0.21146 | -0.21146 | -0.21146 | -0.21146 | -0.21146 | -0.21146 | -0.21146 | -0.21146 | -0.21146 | -0.21146 | -0.21146 | -0.66277 | -0.66277 | -0.66277 | -0.66277 | -0.66277 | -0.66277 | -0.66277 | -0.66277 | -0.66277 | -0.66277 | -0.66277 | -0.66277 | -0.66277 | 35 |  |  | 1.7635
Hither Hills Conversion to 33 kV | 2030 |  |  | 0 | 0 | 0.60305 | 0.60305 | 0.60305 | 0.60305 | 0.60305 | 0.60305 | 0.60305 | 0.60305 | 0.60305 | 0.60305 | 0.60305 | 0.60305 | -0.25676 | -0.25676 | -0.25676 | -0.25676 | -0.25676 | -0.25676 | -0.25676 | -0.25676 | -0.25676 | -0.25676 | -0.25676 | -0.25676 | -0.25676 | -0.25676 | -0.25676 | -0.25676 | -0.25676 | -0.25676 | -0.25676 | -0.25676 | -0.25676 | -0.25676 | -0.25676 | -0.85981 | -0.85981 | -0.85981 | -0.85981 | -0.85981 | -0.85981 | -0.85981 | -0.85981 | -0.85981 | -0.85981 | -0.85981 | -0.85981 | 35 |  |  | 2.0853
Culloden Pt Conversion to 33 kV | 2030 |  |  | 0 | 0 | 0 | 0.36233 | 0.36233 | 0.36233 | 0.36233 | 0.36233 | 0.36233 | 0.36233 | 0.36233 | 0.36233 | 0.36233 | 0.36233 | -0.13922 | -0.13922 | -0.13922 | -0.13922 | -0.13922 | -0.13922 | -0.13922 | -0.13922 | -0.13922 | -0.13922 | -0.13922 | -0.13922 | -0.13922 | -0.13922 | -0.13922 | -0.13922 | -0.13922 | -0.13922 | -0.13922 | -0.13922 | -0.13922 | -0.13922 | -0.13922 | -0.13922 | -0.50156 | -0.50156 | -0.50156 | -0.50156 | -0.50156 | -0.50156 | -0.50156 | -0.50156 | -0.50156 | -0.50156 | -0.50156 | 35 |  |  | 1.1012
Area II Projects: | [53 empty] | 33
Riverhead Canal 2nd Line and Bank | 2020 |  | 136.8 | 0 | 0 | 0 | 0 | 18.2337 | 18.2337 | 18.2337 | 18.2337 | 18.2337 | 18.2337 | 18.2337 | 18.2337 | 18.2337 | 18.2337 | 18.2337 | 18.2337 | 18.2337 | 18.2337 | 18.2337 | 18.2337 | 18.2337 | 18.2337 | 18.2337 | 18.2337 | 18.2337 | 18.2337 | 18.2337 | 18.2337 | 18.2337 | 18.2337 | 18.2337 | 18.2337 | 18.2337 | 18.2337 | 18.2337 | 18.2337 | 18.2337 | 18.2337 | 18.2337 | [10 empty] | 35 |  | 226.5269
No Deferral |  |  | 136.8 |  | 0 | 0 | 0 | 18.2337 | 18.2337 | 18.2337 | 18.2337 | 18.2337 | 18.2337 | 18.2337 | 18.2337 | 18.2337 | 18.2337 | 18.2337 | 18.2337 | 18.2337 | 18.2337 | 18.2337 | 18.2337 | 18.2337 | 18.2337 | 18.2337 | 18.2337 | 18.2337 | 18.2337 | 18.2337 | 18.2337 | 18.2337 | 18.2337 | 18.2337 | 18.2337 | 18.2337 | 18.2337 | 18.2337 | 18.2337 | 18.2337 | 18.2337 | 18.2337 | [10 empty] | 35 |  | 226.5269
Riverhead Canal 2nd Line and Bank | 2026 |  | 136.8 | [10 empty] | 21.772 | 21.772 | 21.772 | 21.772 | 21.772 | 21.772 | 21.772 | 21.772 | 21.772 | 21.772 | 21.772 | 21.772 | 21.772 | 21.772 | 21.772 | 21.772 | 21.772 | 21.772 | 21.772 | 21.772 | 21.772 | 21.772 | 21.772 | 21.772 | 21.772 | 21.772 | 21.772 | 21.772 | 21.772 | 21.772 | 21.772 | 21.772 | 21.772 | 21.772 | 21.772 |  |  |  |  | 35 |  | 196.1681 | 30.3588 | 30.3588 | 632475.0457 | 1297838.7938
Deferral to Indicated Year |  |  | 136.8 | [6 empty] | 0 | 0 | 0 | 0 | 21.772 | 21.772 | 21.772 | 21.772 | 21.772 | 21.772 | 21.772 | 21.772 | 21.772 | 21.772 | 21.772 | 21.772 | 21.772 | 21.772 | 21.772 | 21.772 | 21.772 | 21.772 | 21.772 | 21.772 | 21.772 | 21.772 | 21.772 | 21.772 | 21.772 | 21.772 | 21.772 | 21.772 | 21.772 | 21.772 | 21.772 | 21.772 | 21.772 | 21.772 | 21.772 |  |  |  |  | 35 |  | 196.1681 | 30.3588 | 30.3588 | 632475.0457 | 1297838.7938 | =Area II Portion
[59 empty] | 3195971.0759 | =Area II+III Portions
Annual Avoided Costs for Deferral to Indicated Year:
Riverhead Canal 2nd Line and Bank | 2026 |  |  | 0 | 0 | 0 | 0 | 18.2337 | 18.2337 | 18.2337 | 18.2337 | 18.2337 | 18.2337 | -3.5383 | -3.5383 | -3.5383 | -3.5383 | -3.5383 | -3.5383 | -3.5383 | -3.5383 | -3.5383 | -3.5383 | -3.5383 | -3.5383 | -3.5383 | -3.5383 | -3.5383 | -3.5383 | -3.5383 | -3.5383 | -3.5383 | -3.5383 | -3.5383 | -3.5383 | -3.5383 | -3.5383 | -3.5383 | -3.5383 | -3.5383 | -3.5383 | -3.5383 | -21.772 | -21.772 | -21.772 | -21.772 | -21.772 | -21.772 |  |  |  |  | 35 |  |  | 30.3588
0
Area III Projects: | [52 empty] | 0 | 15
New Canal - Southampton Cable | 2017 |  | 37.6 | 0 | 4.5863 | 4.5863 | 4.5863 | 4.5863 | 4.5863 | 4.5863 | 4.5863 | 4.5863 | 4.5863 | 4.5863 | 4.5863 | 4.5863 | 4.5863 | 4.5863 | 4.5863 | 4.5863 | 4.5863 | 4.5863 | 4.5863 | 4.5863 | 4.5863 | 4.5863 | 4.5863 | 4.5863 | 4.5863 | 4.5863 | 4.5863 | 4.5863 | 4.5863 | 4.5863 | 4.5863 | 4.5863 | 4.5863 | 4.5863 | 4.5863 | [13 empty] | 35 |  | 66.9063
Upgrade Wildwood - Riverhead to 138 kV | 2017 |  | 7.7 | 0 | 0.93922 | 0.93922 | 0.93922 | 0.93922 | 0.93922 | 0.93922 | 0.93922 | 0.93922 | 0.93922 | 0.93922 | 0.93922 | 0.93922 | 0.93922 | 0.93922 | 0.93922 | 0.93922 | 0.93922 | 0.93922 | 0.93922 | 0.93922 | 0.93922 | 0.93922 | 0.93922 | 0.93922 | 0.93922 | 0.93922 | 0.93922 | 0.93922 | 0.93922 | 0.93922 | 0.93922 | 0.93922 | 0.93922 | 0.93922 | 0.93922 | [13 empty] | 35 |  | 13.7016
Bridgehampton - Buell New 69 kV UG Cable | 2017 |  | 33.2 | 0 | 4.0496 | 4.0496 | 4.0496 | 4.0496 | 4.0496 | 4.0496 | 4.0496 | 4.0496 | 4.0496 | 4.0496 | 4.0496 | 4.0496 | 4.0496 | 4.0496 | 4.0496 | 4.0496 | 4.0496 | 4.0496 | 4.0496 | 4.0496 | 4.0496 | 4.0496 | 4.0496 | 4.0496 | 4.0496 | 4.0496 | 4.0496 | 4.0496 | 4.0496 | 4.0496 | 4.0496 | 4.0496 | 4.0496 | 4.0496 | 4.0496 | [13 empty] | 35 |  | 59.0769
Canal - Wainscott New 138 kV UG Cable | 2022 |  | 275.5 | 0 | 0 | 0 | 0 | 0 | 0 | 38.957 | 38.957 | 38.957 | 38.957 | 38.957 | 38.957 | 38.957 | 38.957 | 38.957 | 38.957 | 38.957 | 38.957 | 38.957 | 38.957 | 38.957 | 38.957 | 38.957 | 38.957 | 38.957 | 38.957 | 38.957 | 38.957 | 38.957 | 38.957 | 38.957 | 38.957 | 38.957 | 38.957 | 38.957 | 38.957 | 38.957 | 38.957 | 38.957 | 38.957 | 38.957 | [8 empty] | 35 |  | 434.8353
No Deferral |  |  | 354 |  | 9.5752 | 9.5752 | 9.5752 | 9.5752 | 9.5752 | 48.5322 | 48.5322 | 48.5322 | 48.5322 | 48.5322 | 48.5322 | 48.5322 | 48.5322 | 48.5322 | 48.5322 | 48.5322 | 48.5322 | 48.5322 | 48.5322 | 48.5322 | 48.5322 | 48.5322 | 48.5322 | 48.5322 | 48.5322 | 48.5322 | 48.5322 | 48.5322 | 48.5322 | 48.5322 | 48.5322 | 48.5322 | 48.5322 | 48.5322 | 48.5322 | 38.957 | 38.957 | 38.957 | 38.957 | 38.957 | [10 empty] | 574.52
New Canal - Southampton Cable | 2023 |  | 37.6 | [7 empty] | 5.4763 | 5.4763 | 5.4763 | 5.4763 | 5.4763 | 5.4763 | 5.4763 | 5.4763 | 5.4763 | 5.4763 | 5.4763 | 5.4763 | 5.4763 | 5.4763 | 5.4763 | 5.4763 | 5.4763 | 5.4763 | 5.4763 | 5.4763 | 5.4763 | 5.4763 | 5.4763 | 5.4763 | 5.4763 | 5.4763 | 5.4763 | 5.4763 | 5.4763 | 5.4763 | 5.4763 | 5.4763 | 5.4763 | 5.4763 | 5.4763 | [7 empty] | 35 |  | 57.9396 | 8.9667 | 0 | 0 | 0
Upgrade Wildwood - Riverhead to 138 kV | 2022 |  | 7.7 | [6 empty] | 1.0888 | 1.0888 | 1.0888 | 1.0888 | 1.0888 | 1.0888 | 1.0888 | 1.0888 | 1.0888 | 1.0888 | 1.0888 | 1.0888 | 1.0888 | 1.0888 | 1.0888 | 1.0888 | 1.0888 | 1.0888 | 1.0888 | 1.0888 | 1.0888 | 1.0888 | 1.0888 | 1.0888 | 1.0888 | 1.0888 | 1.0888 | 1.0888 | 1.0888 | 1.0888 | 1.0888 | 1.0888 | 1.0888 | 1.0888 | 1.0888 | [8 empty] | 35 |  | 12.1533 | 1.5483 | 0 | 0 | 0
Bridgehampton - Buell New 69 kV UG Cable | 2023 |  | 33.2 | [7 empty] | 4.8355 | 4.8355 | 4.8355 | 4.8355 | 4.8355 | 4.8355 | 4.8355 | 4.8355 | 4.8355 | 4.8355 | 4.8355 | 4.8355 | 4.8355 | 4.8355 | 4.8355 | 4.8355 | 4.8355 | 4.8355 | 4.8355 | 4.8355 | 4.8355 | 4.8355 | 4.8355 | 4.8355 | 4.8355 | 4.8355 | 4.8355 | 4.8355 | 4.8355 | 4.8355 | 4.8355 | 4.8355 | 4.8355 | 4.8355 | 4.8355 | [7 empty] | 35 |  | 51.1595 | 7.9174 | 0 | 0 | 0
Canal - Wainscott New 138 kV UG Cable | 2028 |  | 275.5 | [12 empty] | 46.5167 | 46.5167 | 46.5167 | 46.5167 | 46.5167 | 46.5167 | 46.5167 | 46.5167 | 46.5167 | 46.5167 | 46.5167 | 46.5167 | 46.5167 | 46.5167 | 46.5167 | 46.5167 | 46.5167 | 46.5167 | 46.5167 | 46.5167 | 46.5167 | 46.5167 | 46.5167 | 46.5167 | 46.5167 | 46.5167 | 46.5167 | 46.5167 | 46.5167 | 46.5167 | 46.5167 | 46.5167 | 46.5167 | 46.5167 | 46.5167 |  |  | 35 |  | 376.5593 | 58.276 | 58.276 | 925015.732 | 1898132.2821
Deferral to Indicated Year |  |  | 354 | [6 empty] | 1.0888 | 11.4006 | 11.4006 | 11.4006 | 11.4006 | 11.4006 | 57.9173 | 57.9173 | 57.9173 | 57.9173 | 57.9173 | 57.9173 | 57.9173 | 57.9173 | 57.9173 | 57.9173 | 57.9173 | 57.9173 | 57.9173 | 57.9173 | 57.9173 | 57.9173 | 57.9173 | 57.9173 | 57.9173 | 57.9173 | 57.9173 | 57.9173 | 57.9173 | 57.9173 | 57.9173 | 57.9173 | 57.9173 | 57.9173 | 57.9173 | 56.8285 | 46.5167 | 46.5167 | 46.5167 | 46.5167 | 46.5167 |  |  | 41 |  | 497.8117 | 76.7083 | 58.276 | 925015.732 | 1898132.2821 | =Area III Portion
[59 empty] | 1898132.2821 | =Area III Portion
Annual Avoided Costs for Deferral to Indicated Year:
New Canal - Southampton Cable | 2023 |  |  | 0 | 4.5863 | 4.5863 | 4.5863 | 4.5863 | 4.5863 | 4.5863 | -0.88999 | -0.88999 | -0.88999 | -0.88999 | -0.88999 | -0.88999 | -0.88999 | -0.88999 | -0.88999 | -0.88999 | -0.88999 | -0.88999 | -0.88999 | -0.88999 | -0.88999 | -0.88999 | -0.88999 | -0.88999 | -0.88999 | -0.88999 | -0.88999 | -0.88999 | -0.88999 | -0.88999 | -0.88999 | -0.88999 | -0.88999 | -0.88999 | -0.88999 | -5.4763 | -5.4763 | -5.4763 | -5.4763 | -5.4763 | -5.4763 | 0 | 0 | 0 | 0 | 0 |  |  | 35 |  |  | 8.9667
Upgrade Wildwood - Riverhead to 138 kV | 2022 |  |  | 0 | 0.93922 | 0.93922 | 0.93922 | 0.93922 | 0.93922 | -0.14959 | -0.14959 | -0.14959 | -0.14959 | -0.14959 | -0.14959 | -0.14959 | -0.14959 | -0.14959 | -0.14959 | -0.14959 | -0.14959 | -0.14959 | -0.14959 | -0.14959 | -0.14959 | -0.14959 | -0.14959 | -0.14959 | -0.14959 | -0.14959 | -0.14959 | -0.14959 | -0.14959 | -0.14959 | -0.14959 | -0.14959 | -0.14959 | -0.14959 | -0.14959 | -1.0888 | -1.0888 | -1.0888 | -1.0888 | -1.0888 | 0 | 0 | 0 | 0 | 0 | 0 |  |  | 35 |  |  | 1.5483
Bridgehampton - Buell New 69 kV UG Cable | 2023 |  |  | 0 | 4.0496 | 4.0496 | 4.0496 | 4.0496 | 4.0496 | 4.0496 | -0.78584 | -0.78584 | -0.78584 | -0.78584 | -0.78584 | -0.78584 | -0.78584 | -0.78584 | -0.78584 | -0.78584 | -0.78584 | -0.78584 | -0.78584 | -0.78584 | -0.78584 | -0.78584 | -0.78584 | -0.78584 | -0.78584 | -0.78584 | -0.78584 | -0.78584 | -0.78584 | -0.78584 | -0.78584 | -0.78584 | -0.78584 | -0.78584 | -0.78584 | -4.8355 | -4.8355 | -4.8355 | -4.8355 | -4.8355 | -4.8355 | 0 | 0 | 0 | 0 | 0 |  |  | 35 |  |  | 7.9174
Canal - Wainscott New 138 kV UG Cable | 2028 |  |  | 0 | 0 | 0 | 0 | 0 | 0 | 38.957 | 38.957 | 38.957 | 38.957 | 38.957 | 38.957 | -7.5597 | -7.5597 | -7.5597 | -7.5597 | -7.5597 | -7.5597 | -7.5597 | -7.5597 | -7.5597 | -7.5597 | -7.5597 | -7.5597 | -7.5597 | -7.5597 | -7.5597 | -7.5597 | -7.5597 | -7.5597 | -7.5597 | -7.5597 | -7.5597 | -7.5597 | -7.5597 | -7.5597 | -7.5597 | -7.5597 | -7.5597 | -7.5597 | -7.5597 | -46.5167 | -46.5167 | -46.5167 | -46.5167 | -46.5167 | -46.5167 | [5 empty] | 58.276
Total - All Areas (No Deferrals,$Millions) |  |  | 513.3 |  | 11.3926 | 11.9957 | 12.358 | 30.5918 | 30.5918 | 69.5487 | 69.5487 | 69.5487 | 69.5487 | 69.5487 | 69.5487 | 69.5487 | 69.5487 | 69.5487 | 69.5487 | 69.5487 | 69.5487 | 69.5487 | 69.5487 | 69.5487 | 69.5487 | 69.5487 | 69.5487 | 69.5487 | 69.5487 | 69.5487 | 69.5487 | 69.5487 | 69.5487 | 69.5487 | 69.5487 | 69.5487 | 69.5487 | 69.5487 | 69.5487 | 58.1561 | 57.553 | 57.1907 | 38.957 | 38.957 | 0 | 0 | 0 | 0 | 0 | 0 | 0 | 0 |  | 63 | 840.6482 | 117.3552 | = max. total avoided cost in portfolio
Annual Avoided Costs for Deferrals - Area 1 Proposal: (see note*) | Deferral Year |  |  | 2016 | 2017 | 2018 | 2019 | 2020 | 2021 | 2022 | 2023 | 2024 | 2025 | 2026 | 2027 | 2028 | 2029 | 2030 | 2031 | 2032 | 2033 | 2034 | 2035 | 2036 | 2037 | 2038 | 2039 | 2040 | 2041 | 2042 | 2043 | 2044 | 2045 | 2046 | 2047 | 2048 | 2049 | 2050 | 2051 | 2052 | 2053 | 2054 | 2055 | 2056 | 2057 | 2058 | 2059 | 2060 | 2061 | 2062 | 2063 | 2064 |  |  | Differential NPV $M |  | Differential NPV $M (adjusted for COD of Selected Project) | Differntial NPV $/MW | NPV of Transmission Avoided Costs for Selected Project
Area I Projects:
Amagansett Conversion 33 kV | 2030 |  |  | 0 | 0.97582 | 0.97582 | 0.97582 | 0.97582 | 0.97582 | 0.97582 | 0.97582 | 0.97582 | 0.97582 | 0.97582 | 0.97582 | 0.97582 | 0.97582 | -0.4572 | -0.4572 | -0.4572 | -0.4572 | -0.4572 | -0.4572 | -0.4572 | -0.4572 | -0.4572 | -0.4572 | -0.4572 | -0.4572 | -0.4572 | -0.4572 | -0.4572 | -0.4572 | -0.4572 | -0.4572 | -0.4572 | -0.4572 | -0.4572 | -0.4572 | -1.433 | -1.433 | -1.433 | -1.433 | -1.433 | -1.433 | -1.433 | -1.433 | -1.433 | -1.433 | -1.433 | -1.433 | -1.433 |  |  | 3.8129 |  | 0 | 0 | 0
East Hampton Conversion 33 kV | 2030 |  |  | 0 | 0.39033 | 0.39033 | 0.39033 | 0.39033 | 0.39033 | 0.39033 | 0.39033 | 0.39033 | 0.39033 | 0.39033 | 0.39033 | 0.39033 | 0.39033 | -0.18288 | -0.18288 | -0.18288 | -0.18288 | -0.18288 | -0.18288 | -0.18288 | -0.18288 | -0.18288 | -0.18288 | -0.18288 | -0.18288 | -0.18288 | -0.18288 | -0.18288 | -0.18288 | -0.18288 | -0.18288 | -0.18288 | -0.18288 | -0.18288 | -0.18288 | -0.57321 | -0.57321 | -0.57321 | -0.57321 | -0.57321 | -0.57321 | -0.57321 | -0.57321 | -0.57321 | -0.57321 | -0.57321 | -0.57321 | -0.57321 |  |  | 1.5252 |  | 0 | 0 | 0
Buell Conversion 33 kV | 2030 |  |  | 0 | 0.45131 | 0.45131 | 0.45131 | 0.45131 | 0.45131 | 0.45131 | 0.45131 | 0.45131 | 0.45131 | 0.45131 | 0.45131 | 0.45131 | 0.45131 | -0.21146 | -0.21146 | -0.21146 | -0.21146 | -0.21146 | -0.21146 | -0.21146 | -0.21146 | -0.21146 | -0.21146 | -0.21146 | -0.21146 | -0.21146 | -0.21146 | -0.21146 | -0.21146 | -0.21146 | -0.21146 | -0.21146 | -0.21146 | -0.21146 | -0.21146 | -0.66277 | -0.66277 | -0.66277 | -0.66277 | -0.66277 | -0.66277 | -0.66277 | -0.66277 | -0.66277 | -0.66277 | -0.66277 | -0.66277 | -0.66277 |  |  | 1.7635 |  | 0 | 0 | 0
Hither Hills Conversion to 33 kV | 2030 |  |  | 0 | 0 | 0.60305 | 0.60305 | 0.60305 | 0.60305 | 0.60305 | 0.60305 | 0.60305 | 0.60305 | 0.60305 | 0.60305 | 0.60305 | 0.60305 | -0.25676 | -0.25676 | -0.25676 | -0.25676 | -0.25676 | -0.25676 | -0.25676 | -0.25676 | -0.25676 | -0.25676 | -0.25676 | -0.25676 | -0.25676 | -0.25676 | -0.25676 | -0.25676 | -0.25676 | -0.25676 | -0.25676 | -0.25676 | -0.25676 | -0.25676 | -0.25676 | -0.85981 | -0.85981 | -0.85981 | -0.85981 | -0.85981 | -0.85981 | -0.85981 | -0.85981 | -0.85981 | -0.85981 | -0.85981 | -0.85981 |  |  | 2.0853 |  | 2.0853 | 139022.8879 | 285274.966
Culloden Pt Conversion to 33 kV | 2030 |  |  | 0 | 0 | 0 | 0.36233 | 0.36233 | 0.36233 | 0.36233 | 0.36233 | 0.36233 | 0.36233 | 0.36233 | 0.36233 | 0.36233 | 0.36233 | -0.13922 | -0.13922 | -0.13922 | -0.13922 | -0.13922 | -0.13922 | -0.13922 | -0.13922 | -0.13922 | -0.13922 | -0.13922 | -0.13922 | -0.13922 | -0.13922 | -0.13922 | -0.13922 | -0.13922 | -0.13922 | -0.13922 | -0.13922 | -0.13922 | -0.13922 | -0.13922 | -0.13922 | -0.50156 | -0.50156 | -0.50156 | -0.50156 | -0.50156 | -0.50156 | -0.50156 | -0.50156 | -0.50156 | -0.50156 | -0.50156 |  |  | 1.1012 |  | 1.1012 | 73412.135 | 150641.701
[59 empty] | 435916.6671 | =Area I Portion
Area II Projects: | [58 empty] | 3631887.7429 | =Area I+II+III Portions
Riverhead Canal 2nd Line and Bank | 2026 |  |  | 0 | 0 | 0 | 0 | 18.2337 | 18.2337 | 18.2337 | 18.2337 | 18.2337 | 18.2337 | -3.5383 | -3.5383 | -3.5383 | -3.5383 | -3.5383 | -3.5383 | -3.5383 | -3.5383 | -3.5383 | -3.5383 | -3.5383 | -3.5383 | -3.5383 | -3.5383 | -3.5383 | -3.5383 | -3.5383 | -3.5383 | -3.5383 | -3.5383 | -3.5383 | -3.5383 | -3.5383 | -3.5383 | -3.5383 | -3.5383 | -3.5383 | -3.5383 | -3.5383 | -21.772 | -21.772 | -21.772 | -21.772 | -21.772 | -21.772 | 0 | 0 | 0 | 0 |  |  | 30.3588 |  | 30.3588 | 632475.0457 | 1297838.7938
[59 empty] | 1297838.7938 | =Area II Portion
Area III Projects: | [58 empty] | 3195971.0759 | =Area II+III Portions
New Canal - Southampton Cable | 2023 |  |  | 0 | 4.5863 | 4.5863 | 4.5863 | 4.5863 | 4.5863 | 4.5863 | -0.88999 | -0.88999 | -0.88999 | -0.88999 | -0.88999 | -0.88999 | -0.88999 | -0.88999 | -0.88999 | -0.88999 | -0.88999 | -0.88999 | -0.88999 | -0.88999 | -0.88999 | -0.88999 | -0.88999 | -0.88999 | -0.88999 | -0.88999 | -0.88999 | -0.88999 | -0.88999 | -0.88999 | -0.88999 | -0.88999 | -0.88999 | -0.88999 | -0.88999 | -5.4763 | -5.4763 | -5.4763 | -5.4763 | -5.4763 | -5.4763 | 0 | 0 | 0 | 0 | 0 | 0 | 0 |  |  | 8.9667 |  | 0 | 0 | 0
Upgrade Wildwood - Riverhead to 138 kV | 2022 |  |  | 0 | 0.93922 | 0.93922 | 0.93922 | 0.93922 | 0.93922 | -0.14959 | -0.14959 | -0.14959 | -0.14959 | -0.14959 | -0.14959 | -0.14959 | -0.14959 | -0.14959 | -0.14959 | -0.14959 | -0.14959 | -0.14959 | -0.14959 | -0.14959 | -0.14959 | -0.14959 | -0.14959 | -0.14959 | -0.14959 | -0.14959 | -0.14959 | -0.14959 | -0.14959 | -0.14959 | -0.14959 | -0.14959 | -0.14959 | -0.14959 | -0.14959 | -1.0888 | -1.0888 | -1.0888 | -1.0888 | -1.0888 | 0 | 0 | 0 | 0 | 0 | 0 | 0 | 0 |  |  | 1.5483 |  | 0 | 0 | 0
Bridgehampton - Buell New 69 kV UG Cable | 2023 |  |  | 0 | 4.0496 | 4.0496 | 4.0496 | 4.0496 | 4.0496 | 4.0496 | -0.78584 | -0.78584 | -0.78584 | -0.78584 | -0.78584 | -0.78584 | -0.78584 | -0.78584 | -0.78584 | -0.78584 | -0.78584 | -0.78584 | -0.78584 | -0.78584 | -0.78584 | -0.78584 | -0.78584 | -0.78584 | -0.78584 | -0.78584 | -0.78584 | -0.78584 | -0.78584 | -0.78584 | -0.78584 | -0.78584 | -0.78584 | -0.78584 | -0.78584 | -4.8355 | -4.8355 | -4.8355 | -4.8355 | -4.8355 | -4.8355 | 0 | 0 | 0 | 0 | 0 | 0 | 0 |  |  | 7.9174 |  | 0 | 0 | 0
Canal - Wainscott New 138 kV UG Cable | 2028 |  |  | 0 | 0 | 0 | 0 | 0 | 0 | 38.957 | 38.957 | 38.957 | 38.957 | 38.957 | 38.957 | -7.5597 | -7.5597 | -7.5597 | -7.5597 | -7.5597 | -7.5597 | -7.5597 | -7.5597 | -7.5597 | -7.5597 | -7.5597 | -7.5597 | -7.5597 | -7.5597 | -7.5597 | -7.5597 | -7.5597 | -7.5597 | -7.5597 | -7.5597 | -7.5597 | -7.5597 | -7.5597 | -7.5597 | -7.5597 | -7.5597 | -7.5597 | -7.5597 | -7.5597 | -46.5167 | -46.5167 | -46.5167 | -46.5167 | -46.5167 | -46.5167 | 0 | 0 |  |  | 58.276 |  | 58.276 | 925015.732 | 1898132.2821
[59 empty] | 1898132.2821 | =Area III Portion
Total - Area 1 Proposal, $Millions (unadjusted) |  |  |  | 0 | 0 | 0.60305 | 0.96539 | 19.1991 | 19.1991 | 58.1561 | 58.1561 | 58.1561 | 58.1561 | 36.3841 | 36.3841 | -10.1326 | -10.1326 | -11.494 | -11.494 | -11.494 | -11.494 | -11.494 | -11.494 | -11.494 | -11.494 | -11.494 | -11.494 | -11.494 | -11.494 | -11.494 | -11.494 | -11.494 | -11.494 | -11.494 | -11.494 | -11.494 | -11.494 | -11.494 | -11.494 | -11.494 | -12.097 | -12.4594 | -30.6931 | -30.6931 | -69.6501 | -69.6501 | -69.6501 | -69.6501 | -47.878 | -47.878 | -1.3614 | -1.3614 |  |  | 91.8213 |  |  | 1769925.8006 | 3631887.7429
$/MW-yr |  |  |  | 0 | 0 | 40203.5861 | 64359.2408 | 444228.478 | 444228.478 | 1062593.2896 | 1062593.2896 | 1062593.2896 | 1062593.2896 | 609009.5545 | 609009.5545 | -129350.3688 | -129350.3688 | -220108.1448 | -220108.1448 | -220108.1448 | -220108.1448 | -220108.1448 | -220108.1448 | -220108.1448 | -220108.1448 | -220108.1448 | -220108.1448 | -220108.1448 | -220108.1448 | -220108.1448 | -220108.1448 | -220108.1448 | -220108.1448 | -220108.1448 | -220108.1448 | -220108.1448 | -220108.1448 | -220108.1448 | -220108.1448 | -220108.1448 | -260311.731 | -284467.3856 | -664336.6229 | -664336.6229 | -1282701.4345 | -1282701.4345 | -1282701.4345 | -1282701.4345 | -829117.6994 | -829117.6994 | -90757.776 | -90757.776
$Millions (adjusted) |  |  |  | 0 | 0 | 0.082498 | 0.13207 | 0.91156 | 0.91156 | 2.1804 | 2.1804 | 2.1804 | 2.1804 | 1.2497 | 1.2497 | -0.26543 | -0.26543 | -0.45166 | -0.45166 | -0.45166 | -0.45166 | -0.45166 | -0.45166 | -0.45166 | -0.45166 | -0.45166 | -0.45166 | -0.45166 | -0.45166 | -0.45166 | -0.45166 | -0.45166 | -0.45166 | -0.45166 | -0.45166 | -0.45166 | -0.45166 | -0.45166 | -0.45166 | -0.45166 | -0.53416 | -0.58373 | -1.3632 | -1.3632 | -2.6321 | -2.6321 | -2.6321 | -2.6321 | -1.7013 | -1.7013 | -0.18623 | -0.18623 |  |  | 3631.8877
Annual Avoided Costs for Deferrals - Area 2 Proposal: (see note*) | Deferral Year |  |  | 2016 | 2017 | 2018 | 2019 | 2020 | 2021 | 2022 | 2023 | 2024 | 2025 | 2026 | 2027 | 2028 | 2029 | 2030 | 2031 | 2032 | 2033 | 2034 | 2035 | 2036 | 2037 | 2038 | 2039 | 2040 | 2041 | 2042 | 2043 | 2044 | 2045 | 2046 | 2047 | 2048 | 2049 | 2050 | 2051 | 2052 | 2053 | 2054 | 2055 | 2056 | 2057 | 2058 | 2059 | 2060 | 2061 | 2062 | 2063 | 2064 |  |  | Differential NPV $M |  | Differential NPV $M (adjusted for COD of Selected Project) | Differntial NPV $/MW | NPV of Transmission Avoided Costs for Selected Project
Area I Projects:
Amagansett Conversion 33 kV | 2030 |  |  | 0 | 0 | 0 | 0 | 0 | 0 | 0 | 0 | 0 | 0 | 0 | 0 | 0 | 0 | 0 | 0 | 0 | 0 | 0 | 0 | 0 | 0 | 0 | 0 | 0 | 0 | 0 | 0 | 0 | 0 | 0 | 0 | 0 | 0 | 0 | 0 | 0 | 0 | 0 | 0 | 0 | 0 | 0 | 0 | 0 | 0 | 0 | 0 | 0 |  |  | 0 |  | 0 | 0 | 0
East Hampton Conversion 33 kV | 2030 |  |  | 0 | 0 | 0 | 0 | 0 | 0 | 0 | 0 | 0 | 0 | 0 | 0 | 0 | 0 | 0 | 0 | 0 | 0 | 0 | 0 | 0 | 0 | 0 | 0 | 0 | 0 | 0 | 0 | 0 | 0 | 0 | 0 | 0 | 0 | 0 | 0 | 0 | 0 | 0 | 0 | 0 | 0 | 0 | 0 | 0 | 0 | 0 | 0 | 0 |  |  | 0 |  | 0 | 0 | 0
Buell Conversion 33 kV | 2030 |  |  | 0 | 0 | 0 | 0 | 0 | 0 | 0 | 0 | 0 | 0 | 0 | 0 | 0 | 0 | 0 | 0 | 0 | 0 | 0 | 0 | 0 | 0 | 0 | 0 | 0 | 0 | 0 | 0 | 0 | 0 | 0 | 0 | 0 | 0 | 0 | 0 | 0 | 0 | 0 | 0 | 0 | 0 | 0 | 0 | 0 | 0 | 0 | 0 | 0 |  |  | 0 |  | 0 | 0 | 0
Hither Hills Conversion to 33 kV | 2030 |  |  | 0 | 0 | 0 | 0 | 0 | 0 | 0 | 0 | 0 | 0 | 0 | 0 | 0 | 0 | 0 | 0 | 0 | 0 | 0 | 0 | 0 | 0 | 0 | 0 | 0 | 0 | 0 | 0 | 0 | 0 | 0 | 0 | 0 | 0 | 0 | 0 | 0 | 0 | 0 | 0 | 0 | 0 | 0 | 0 | 0 | 0 | 0 | 0 | 0 |  |  | 0 |  | 0 | 0 | 0
Culloden Pt Conversion to 33 kV | 2030 |  |  | 0 | 0 | 0 | 0 | 0 | 0 | 0 | 0 | 0 | 0 | 0 | 0 | 0 | 0 | 0 | 0 | 0 | 0 | 0 | 0 | 0 | 0 | 0 | 0 | 0 | 0 | 0 | 0 | 0 | 0 | 0 | 0 | 0 | 0 | 0 | 0 | 0 | 0 | 0 | 0 | 0 | 0 | 0 | 0 | 0 | 0 | 0 | 0 | 0 |  |  | 0 |  | 0 | 0 | 0
[59 empty] | 0 | =Area I Portion
Area II Projects: | [58 empty] | 0 | =Area I+II+III Portions
Riverhead Canal 2nd Line and Bank | 2026 |  |  | 0 | 0 | 0 | 0 | 18.2337 | 18.2337 | 18.2337 | 18.2337 | 18.2337 | 18.2337 | -3.5383 | -3.5383 | -3.5383 | -3.5383 | -3.5383 | -3.5383 | -3.5383 | -3.5383 | -3.5383 | -3.5383 | -3.5383 | -3.5383 | -3.5383 | -3.5383 | -3.5383 | -3.5383 | -3.5383 | -3.5383 | -3.5383 | -3.5383 | -3.5383 | -3.5383 | -3.5383 | -3.5383 | -3.5383 | -3.5383 | -3.5383 | -3.5383 | -3.5383 | -21.772 | -21.772 | -21.772 | -21.772 | -21.772 | -21.772 | 0 | 0 | 0 | 0 |  |  | 30.3588 |  | 30.3588 | 632475.0457 | 0
[59 empty] | 0 | =Area II Portion
Area III Projects: | [58 empty] | 0 | =Area II+III Portions
New Canal - Southampton Cable | 2023 |  |  | 0 | 4.5863 | 4.5863 | 4.5863 | 4.5863 | 4.5863 | 4.5863 | -0.88999 | -0.88999 | -0.88999 | -0.88999 | -0.88999 | -0.88999 | -0.88999 | -0.88999 | -0.88999 | -0.88999 | -0.88999 | -0.88999 | -0.88999 | -0.88999 | -0.88999 | -0.88999 | -0.88999 | -0.88999 | -0.88999 | -0.88999 | -0.88999 | -0.88999 | -0.88999 | -0.88999 | -0.88999 | -0.88999 | -0.88999 | -0.88999 | -0.88999 | -5.4763 | -5.4763 | -5.4763 | -5.4763 | -5.4763 | -5.4763 | 0 | 0 | 0 | 0 | 0 | 0 | 0 |  |  | 8.9667 |  | 0 | 0 | 0
Upgrade Wildwood - Riverhead to 138 kV | 2022 |  |  | 0 | 0.93922 | 0.93922 | 0.93922 | 0.93922 | 0.93922 | -0.14959 | -0.14959 | -0.14959 | -0.14959 | -0.14959 | -0.14959 | -0.14959 | -0.14959 | -0.14959 | -0.14959 | -0.14959 | -0.14959 | -0.14959 | -0.14959 | -0.14959 | -0.14959 | -0.14959 | -0.14959 | -0.14959 | -0.14959 | -0.14959 | -0.14959 | -0.14959 | -0.14959 | -0.14959 | -0.14959 | -0.14959 | -0.14959 | -0.14959 | -0.14959 | -1.0888 | -1.0888 | -1.0888 | -1.0888 | -1.0888 | 0 | 0 | 0 | 0 | 0 | 0 | 0 | 0 |  |  | 1.5483 |  | 0 | 0 | 0
Bridgehampton - Buell New 69 kV UG Cable | 2023 |  |  | 0 | 4.0496 | 4.0496 | 4.0496 | 4.0496 | 4.0496 | 4.0496 | -0.78584 | -0.78584 | -0.78584 | -0.78584 | -0.78584 | -0.78584 | -0.78584 | -0.78584 | -0.78584 | -0.78584 | -0.78584 | -0.78584 | -0.78584 | -0.78584 | -0.78584 | -0.78584 | -0.78584 | -0.78584 | -0.78584 | -0.78584 | -0.78584 | -0.78584 | -0.78584 | -0.78584 | -0.78584 | -0.78584 | -0.78584 | -0.78584 | -0.78584 | -4.8355 | -4.8355 | -4.8355 | -4.8355 | -4.8355 | -4.8355 | 0 | 0 | 0 | 0 | 0 | 0 | 0 |  |  | 7.9174 |  | 0 | 0 | 0
Canal - Wainscott New 138 kV UG Cable | 2028 |  |  | 0 | 0 | 0 | 0 | 0 | 0 | 38.957 | 38.957 | 38.957 | 38.957 | 38.957 | 38.957 | -7.5597 | -7.5597 | -7.5597 | -7.5597 | -7.5597 | -7.5597 | -7.5597 | -7.5597 | -7.5597 | -7.5597 | -7.5597 | -7.5597 | -7.5597 | -7.5597 | -7.5597 | -7.5597 | -7.5597 | -7.5597 | -7.5597 | -7.5597 | -7.5597 | -7.5597 | -7.5597 | -7.5597 | -7.5597 | -7.5597 | -7.5597 | -7.5597 | -7.5597 | -46.5167 | -46.5167 | -46.5167 | -46.5167 | -46.5167 | -46.5167 | 0 | 0 |  |  | 58.276 |  | 58.276 | 925015.732 | 0
[59 empty] | 0 | =Area III Portion
Total - Area 2 Proposal, $Millions (unadjusted) |  |  |  | 0 | 0 | 0 | 0 | 18.2337 | 18.2337 | 57.1907 | 57.1907 | 57.1907 | 57.1907 | 35.4187 | 35.4187 | -11.098 | -11.098 | -11.098 | -11.098 | -11.098 | -11.098 | -11.098 | -11.098 | -11.098 | -11.098 | -11.098 | -11.098 | -11.098 | -11.098 | -11.098 | -11.098 | -11.098 | -11.098 | -11.098 | -11.098 | -11.098 | -11.098 | -11.098 | -11.098 | -11.098 | -11.098 | -11.098 | -29.3317 | -29.3317 | -68.2887 | -68.2887 | -68.2887 | -68.2887 | -46.5167 | -46.5167 | 0 | 0 |  |  | 88.6348 |  |  | 1557490.7777 | 0
$/MW-yr |  |  |  | 0 | 0 | 0 | 0 | 379869.2372 | 379869.2372 | 998234.0488 | 998234.0488 | 998234.0488 | 998234.0488 | 544650.3137 | 544650.3137 | -193709.6096 | -193709.6096 | -193709.6096 | -193709.6096 | -193709.6096 | -193709.6096 | -193709.6096 | -193709.6096 | -193709.6096 | -193709.6096 | -193709.6096 | -193709.6096 | -193709.6096 | -193709.6096 | -193709.6096 | -193709.6096 | -193709.6096 | -193709.6096 | -193709.6096 | -193709.6096 | -193709.6096 | -193709.6096 | -193709.6096 | -193709.6096 | -193709.6096 | -193709.6096 | -193709.6096 | -573578.8469 | -573578.8469 | -1191943.6585 | -1191943.6585 | -1191943.6585 | -1191943.6585 | -738359.9234 | -738359.9234 | 0 | 0
$Millions (adjusted) |  |  |  | 0 | 0 | 0 | 0 | 0 | 0 | 0 | 0 | 0 | 0 | 0 | 0 | 0 | 0 | 0 | 0 | 0 | 0 | 0 | 0 | 0 | 0 | 0 | 0 | 0 | 0 | 0 | 0 | 0 | 0 | 0 | 0 | 0 | 0 | 0 | 0 | 0 | 0 | 0 | 0 | 0 | 0 | 0 | 0 | 0 | 0 | 0 | 0 | 0 |  |  | 0
Annual Avoided Costs for Deferrals - Area 3 Proposal: (see note*) | Deferral Year |  |  | 2016 | 2017 | 2018 | 2019 | 2020 | 2021 | 2022 | 2023 | 2024 | 2025 | 2026 | 2027 | 2028 | 2029 | 2030 | 2031 | 2032 | 2033 | 2034 | 2035 | 2036 | 2037 | 2038 | 2039 | 2040 | 2041 | 2042 | 2043 | 2044 | 2045 | 2046 | 2047 | 2048 | 2049 | 2050 | 2051 | 2052 | 2053 | 2054 | 2055 | 2056 | 2057 | 2058 | 2059 | 2060 | 2061 | 2062 | 2063 | 2064 |  |  | Differential NPV $M |  | Differential NPV $M (adjusted for COD of Selected Project) | Differntial NPV $/MW | NPV of Transmission Avoided Costs for Selected Project
Area I Projects:
Amagansett Conversion 33 kV | 2030 |  |  | 0 | 0 | 0 | 0 | 0 | 0 | 0 | 0 | 0 | 0 | 0 | 0 | 0 | 0 | 0 | 0 | 0 | 0 | 0 | 0 | 0 | 0 | 0 | 0 | 0 | 0 | 0 | 0 | 0 | 0 | 0 | 0 | 0 | 0 | 0 | 0 | 0 | 0 | 0 | 0 | 0 | 0 | 0 | 0 | 0 | 0 | 0 | 0 | 0 |  |  | 0 |  | 0 | 0 | 0
East Hampton Conversion 33 kV | 2030 |  |  | 0 | 0 | 0 | 0 | 0 | 0 | 0 | 0 | 0 | 0 | 0 | 0 | 0 | 0 | 0 | 0 | 0 | 0 | 0 | 0 | 0 | 0 | 0 | 0 | 0 | 0 | 0 | 0 | 0 | 0 | 0 | 0 | 0 | 0 | 0 | 0 | 0 | 0 | 0 | 0 | 0 | 0 | 0 | 0 | 0 | 0 | 0 | 0 | 0 |  |  | 0 |  | 0 | 0 | 0
Buell Conversion 33 kV | 2030 |  |  | 0 | 0 | 0 | 0 | 0 | 0 | 0 | 0 | 0 | 0 | 0 | 0 | 0 | 0 | 0 | 0 | 0 | 0 | 0 | 0 | 0 | 0 | 0 | 0 | 0 | 0 | 0 | 0 | 0 | 0 | 0 | 0 | 0 | 0 | 0 | 0 | 0 | 0 | 0 | 0 | 0 | 0 | 0 | 0 | 0 | 0 | 0 | 0 | 0 |  |  | 0 |  | 0 | 0 | 0
Hither Hills Conversion to 33 kV | 2030 |  |  | 0 | 0 | 0 | 0 | 0 | 0 | 0 | 0 | 0 | 0 | 0 | 0 | 0 | 0 | 0 | 0 | 0 | 0 | 0 | 0 | 0 | 0 | 0 | 0 | 0 | 0 | 0 | 0 | 0 | 0 | 0 | 0 | 0 | 0 | 0 | 0 | 0 | 0 | 0 | 0 | 0 | 0 | 0 | 0 | 0 | 0 | 0 | 0 | 0 |  |  | 0 |  | 0 | 0 | 0
Culloden Pt Conversion to 33 kV | 2030 |  |  | 0 | 0 | 0 | 0 | 0 | 0 | 0 | 0 | 0 | 0 | 0 | 0 | 0 | 0 | 0 | 0 | 0 | 0 | 0 | 0 | 0 | 0 | 0 | 0 | 0 | 0 | 0 | 0 | 0 | 0 | 0 | 0 | 0 | 0 | 0 | 0 | 0 | 0 | 0 | 0 | 0 | 0 | 0 | 0 | 0 | 0 | 0 | 0 | 0 |  |  | 0 |  | 0 | 0 | 0
[59 empty] | 0 | =Area I Portion
Area II Projects: | [58 empty] | 0 | =Area I+II+III Portions
Riverhead Canal 2nd Line and Bank | 2026 |  |  | 0 | 0 | 0 | 0 | 0 | 0 | 0 | 0 | 0 | 0 | 0 | 0 | 0 | 0 | 0 | 0 | 0 | 0 | 0 | 0 | 0 | 0 | 0 | 0 | 0 | 0 | 0 | 0 | 0 | 0 | 0 | 0 | 0 | 0 | 0 | 0 | 0 | 0 | 0 | 0 | 0 | 0 | 0 | 0 | 0 | 0 | 0 | 0 | 0 |  |  | 0 |  | 0 | 0 | 0
[59 empty] | 0 | =Area II Portion
Area III Projects: | [58 empty] | 0 | =Area II+III Portions
New Canal - Southampton Cable | 2023 |  |  | 0 | 4.5863 | 4.5863 | 4.5863 | 4.5863 | 4.5863 | 4.5863 | -0.88999 | -0.88999 | -0.88999 | -0.88999 | -0.88999 | -0.88999 | -0.88999 | -0.88999 | -0.88999 | -0.88999 | -0.88999 | -0.88999 | -0.88999 | -0.88999 | -0.88999 | -0.88999 | -0.88999 | -0.88999 | -0.88999 | -0.88999 | -0.88999 | -0.88999 | -0.88999 | -0.88999 | -0.88999 | -0.88999 | -0.88999 | -0.88999 | -0.88999 | -5.4763 | -5.4763 | -5.4763 | -5.4763 | -5.4763 | -5.4763 | 0 | 0 | 0 | 0 | 0 | 0 | 0 |  |  | 8.9667 |  | 0 | 0 | 0
Upgrade Wildwood - Riverhead to 138 kV | 2022 |  |  | 0 | 0.93922 | 0.93922 | 0.93922 | 0.93922 | 0.93922 | -0.14959 | -0.14959 | -0.14959 | -0.14959 | -0.14959 | -0.14959 | -0.14959 | -0.14959 | -0.14959 | -0.14959 | -0.14959 | -0.14959 | -0.14959 | -0.14959 | -0.14959 | -0.14959 | -0.14959 | -0.14959 | -0.14959 | -0.14959 | -0.14959 | -0.14959 | -0.14959 | -0.14959 | -0.14959 | -0.14959 | -0.14959 | -0.14959 | -0.14959 | -0.14959 | -1.0888 | -1.0888 | -1.0888 | -1.0888 | -1.0888 | 0 | 0 | 0 | 0 | 0 | 0 | 0 | 0 |  |  | 1.5483 |  | 0 | 0 | 0
Bridgehampton - Buell New 69 kV UG Cable | 2023 |  |  | 0 | 4.0496 | 4.0496 | 4.0496 | 4.0496 | 4.0496 | 4.0496 | -0.78584 | -0.78584 | -0.78584 | -0.78584 | -0.78584 | -0.78584 | -0.78584 | -0.78584 | -0.78584 | -0.78584 | -0.78584 | -0.78584 | -0.78584 | -0.78584 | -0.78584 | -0.78584 | -0.78584 | -0.78584 | -0.78584 | -0.78584 | -0.78584 | -0.78584 | -0.78584 | -0.78584 | -0.78584 | -0.78584 | -0.78584 | -0.78584 | -0.78584 | -4.8355 | -4.8355 | -4.8355 | -4.8355 | -4.8355 | -4.8355 | 0 | 0 | 0 | 0 | 0 | 0 | 0 |  |  | 7.9174 |  | 0 | 0 | 0
Canal - Wainscott New 138 kV UG Cable | 2028 |  |  | 0 | 0 | 0 | 0 | 0 | 0 | 38.957 | 38.957 | 38.957 | 38.957 | 38.957 | 38.957 | -7.5597 | -7.5597 | -7.5597 | -7.5597 | -7.5597 | -7.5597 | -7.5597 | -7.5597 | -7.5597 | -7.5597 | -7.5597 | -7.5597 | -7.5597 | -7.5597 | -7.5597 | -7.5597 | -7.5597 | -7.5597 | -7.5597 | -7.5597 | -7.5597 | -7.5597 | -7.5597 | -7.5597 | -7.5597 | -7.5597 | -7.5597 | -7.5597 | -7.5597 | -46.5167 | -46.5167 | -46.5167 | -46.5167 | -46.5167 | -46.5167 | 0 | 0 |  |  | 58.276 |  | 58.276 | 925015.732 | 0
[59 empty] | 0 | =Area III Portion
Total - Area 3 Proposal, $Millions (unadjusted) |  |  |  | 0 | 9.5752 | 9.5752 | 9.5752 | 9.5752 | 9.5752 | 47.4434 | 37.1316 | 37.1316 | 37.1316 | 37.1316 | 37.1316 | -9.3851 | -9.3851 | -9.3851 | -9.3851 | -9.3851 | -9.3851 | -9.3851 | -9.3851 | -9.3851 | -9.3851 | -9.3851 | -9.3851 | -9.3851 | -9.3851 | -9.3851 | -9.3851 | -9.3851 | -9.3851 | -9.3851 | -9.3851 | -9.3851 | -9.3851 | -9.3851 | -9.3851 | -18.9603 | -18.9603 | -18.9603 | -18.9603 | -18.9603 | -56.8285 | -46.5167 | -46.5167 | -46.5167 | -46.5167 | -46.5167 | 0 | 0 |  |  | 76.7083 |  |  | 925015.732 | 0
$/MW-yr |  |  |  | 0 | 0 | 0 | 0 | 0 | 0 | 618364.8116 | 618364.8116 | 618364.8116 | 618364.8116 | 618364.8116 | 618364.8116 | -119995.1118 | -119995.1118 | -119995.1118 | -119995.1118 | -119995.1118 | -119995.1118 | -119995.1118 | -119995.1118 | -119995.1118 | -119995.1118 | -119995.1118 | -119995.1118 | -119995.1118 | -119995.1118 | -119995.1118 | -119995.1118 | -119995.1118 | -119995.1118 | -119995.1118 | -119995.1118 | -119995.1118 | -119995.1118 | -119995.1118 | -119995.1118 | -119995.1118 | -119995.1118 | -119995.1118 | -119995.1118 | -119995.1118 | -738359.9234 | -738359.9234 | -738359.9234 | -738359.9234 | -738359.9234 | -738359.9234 | 0 | 0
$Millions (adjusted) |  |  |  | 0 | 0 | 0 | 0 | 0 | 0 | 0 | 0 | 0 | 0 | 0 | 0 | 0 | 0 | 0 | 0 | 0 | 0 | 0 | 0 | 0 | 0 | 0 | 0 | 0 | 0 | 0 | 0 | 0 | 0 | 0 | 0 | 0 | 0 | 0 | 0 | 0 | 0 | 0 | 0 | 0 | 0 | 0 | 0 | 0 | 0 | 0 | 0 | 0 |  |  | 0
Discount Factor (Relative to 1/1/2016) = |  |  |  | 0.94787 | 0.89845 | 0.85161 | 0.80722 | 0.76513 | 0.72525 | 0.68744 | 0.6516 | 0.61763 | 0.58543 | 0.55491 | 0.52598 | 0.49856 | 0.47257 | 0.44793 | 0.42458 | 0.40245 | 0.38147 | 0.36158 | 0.34273 | 0.32486 | 0.30793 | 0.29187 | 0.27666 | 0.26223 | 0.24856 | 0.2356 | 0.22332 | 0.21168 | 0.20064 | 0.19018 | 0.18027 | 0.17087 | 0.16196 | 0.15352 | 0.14552 | 0.13793 | 0.13074 | 0.12392 | 0.11746 | 0.11134 | 0.10554 | 0.10003 | 0.094818 | 0.089875 | 0.08519 | 0.080748 | 0.076539 | 0.072549
* Note: A positive (+) avoided cost in a given year represents a cost savings relative to not having a transmission project deferral.
Note on BF17: Todd Kantarek: Interconnection at East Hampton Sub dist;n side. Added 2.6% transmission loss factor.

## PhII (LIE400-5MW)
Version |  | Based on PSEGLI file: "East End Utility 2_0_Economics_2014_10_13_r28_Sargent_Lundy.xlsx"
Annual Revenue Requirements (Millions of $s)
1) Reference (Transmission only) Case
Project | I/S Year | Investor | Capital (2015$s) | 2016 | 2017 | 2018 | 2019 | 2020 | 2021 | 2022 | 2023 | 2024 | 2025 | 2026 | 2027 | 2028 | 2029 | 2030 | 2031 | 2032 | 2033 | 2034 | 2035 | 2036 | 2037 | 2038 | 2039 | 2040 | 2041 | 2042 | 2043 | 2044 | 2045 | 2046 | 2047 | 2048 | 2049 | 2050 | 2051 | 2052 | 2053 | 2054 | 2055 | 2056 | 2057 | 2058 | 2059 | 2060 | 2061 | 2062 | 2063 | 2064 |  | NPV |  | Proposal Number = | LIE400
Transmission Reinforcement I | 2017 | PSEGLI | 93.4 | 0 | 11.3926 | 11.3926 | 11.3926 | 11.3926 | 11.3926 | 11.3926 | 11.3926 | 11.3926 | 11.3926 | 11.3926 | 11.3926 | 11.3926 | 11.3926 | 11.3926 | 11.3926 | 11.3926 | 11.3926 | 11.3926 | 11.3926 | 11.3926 | 11.3926 | 11.3926 | 11.3926 | 11.3926 | 11.3926 | 11.3926 | 11.3926 | 11.3926 | 11.3926 | 11.3926 | 11.3926 | 11.3926 | 11.3926 | 11.3926 | 11.3926 | [13 empty] | 35 | 166.1982 |  | Proposer Name = | LI Energy Storage System LLC
Transmission Reinforcement II | 2018 | PSEGLI | 4.8 | 0 | 0 | 0.60305 | 0.60305 | 0.60305 | 0.60305 | 0.60305 | 0.60305 | 0.60305 | 0.60305 | 0.60305 | 0.60305 | 0.60305 | 0.60305 | 0.60305 | 0.60305 | 0.60305 | 0.60305 | 0.60305 | 0.60305 | 0.60305 | 0.60305 | 0.60305 | 0.60305 | 0.60305 | 0.60305 | 0.60305 | 0.60305 | 0.60305 | 0.60305 | 0.60305 | 0.60305 | 0.60305 | 0.60305 | 0.60305 | 0.60305 | 0.60305 | [12 empty] | 35 | 8.3388 |  | Proposal/Project = | East Hampton Energy Storage System
Transmission Reinforcement III | 2019 | PSEGLI | 2.8 | 0 | 0 | 0 | 0.36233 | 0.36233 | 0.36233 | 0.36233 | 0.36233 | 0.36233 | 0.36233 | 0.36233 | 0.36233 | 0.36233 | 0.36233 | 0.36233 | 0.36233 | 0.36233 | 0.36233 | 0.36233 | 0.36233 | 0.36233 | 0.36233 | 0.36233 | 0.36233 | 0.36233 | 0.36233 | 0.36233 | 0.36233 | 0.36233 | 0.36233 | 0.36233 | 0.36233 | 0.36233 | 0.36233 | 0.36233 | 0.36233 | 0.36233 | 0.36233 | [11 empty] | 35 | 4.7491 |  | Option Number = | 3
Transmission Reinforcement IV | 2020 | PSEGLI | 136.8 | 0 | 0 | 0 | 0 | 18.2337 | 18.2337 | 18.2337 | 18.2337 | 18.2337 | 18.2337 | 18.2337 | 18.2337 | 18.2337 | 18.2337 | 18.2337 | 18.2337 | 18.2337 | 18.2337 | 18.2337 | 18.2337 | 18.2337 | 18.2337 | 18.2337 | 18.2337 | 18.2337 | 18.2337 | 18.2337 | 18.2337 | 18.2337 | 18.2337 | 18.2337 | 18.2337 | 18.2337 | 18.2337 | 18.2337 | 18.2337 | 18.2337 | 18.2337 | 18.2337 | [10 empty] | 35 | 226.5269 |  | Location = | 1
Transmission Reinforcement V | 2022 | PSEGLI | 275.5 | 0 | 0 | 0 | 0 | 0 | 0 | 38.957 | 38.957 | 38.957 | 38.957 | 38.957 | 38.957 | 38.957 | 38.957 | 38.957 | 38.957 | 38.957 | 38.957 | 38.957 | 38.957 | 38.957 | 38.957 | 38.957 | 38.957 | 38.957 | 38.957 | 38.957 | 38.957 | 38.957 | 38.957 | 38.957 | 38.957 | 38.957 | 38.957 | 38.957 | 38.957 | 38.957 | 38.957 | 38.957 | 38.957 | 38.957 | [8 empty] | 35 | 434.8353 |  | Technology = | Battery Storage
[56 empty] | Interconnection Points = | East Hampton - 13kV
Total |  |  | 513.3 | 0 | 11.3926 | 11.9957 | 12.358 | 30.5918 | 30.5918 | 69.5487 | 69.5487 | 69.5487 | 69.5487 | 69.5487 | 69.5487 | 69.5487 | 69.5487 | 69.5487 | 69.5487 | 69.5487 | 69.5487 | 69.5487 | 69.5487 | 69.5487 | 69.5487 | 69.5487 | 69.5487 | 69.5487 | 69.5487 | 69.5487 | 69.5487 | 69.5487 | 69.5487 | 69.5487 | 69.5487 | 69.5487 | 69.5487 | 69.5487 | 69.5487 | 58.1561 | 57.553 | 57.1907 | 38.957 | 38.957 | 0 | 0 | 0 | 0 | 0 | 0 | 0 | 0 |  | 840.6482 |  | Loss Factor = | 1.026
2016 NPV @ 5.5%, thru 2035 |  |  |  | 2016: 559.7216
2016 NPV @ 5.5%, thru 2056 |  |  |  | 2016: 840.6482 |  |  |  | MW Required by 2022 (cap) = | 15 | 33 | 15 | Output: NPV of Transmission Avoided Costs for Selected Project (see note*)
[57 empty] | Selected Project Inputs - Area 1 Portion | Selected Project Inputs - Area 2 Portion | Selected Project Inputs - Area 3 Portion | Area 1 | Area 2 | Area 3 | Total | check
[56 empty] | Project kW = | 5130 | 0 | 0
[55 empty] | Capped kW = | 5130 | 5130 | 0 | 0
[56 empty] | Project Area (1, 2, or 3) = | 1 | 2 | 3
[56 empty] | Proportion of Peak Hours Covered = | 100% | 100% | 100%
[55 empty] | Project COD = | 2018
[55 empty] | Effective kW = | 5130 |  |  |  | 9079719.3573 | 0 | 0 | 9079719.3573
[60 empty] | check | check | check
| I/S Year |  | Capital (2015$s) | 2016 | 2017 | 2018 | 2019 | 2020 | 2021 | 2022 | 2023 | 2024 | 2025 | 2026 | 2027 | 2028 | 2029 | 2030 | 2031 | 2032 | 2033 | 2034 | 2035 | 2036 | 2037 | 2038 | 2039 | 2040 | 2041 | 2042 | 2043 | 2044 | 2045 | 2046 | 2047 | 2048 | 2049 | 2050 | 2051 | 2052 | 2053 | 2054 | 2055 | 2056 | 2057 | 2058 | 2059 | 2060 | 2061 | 2062 | 2063 | 2064 |  | MW Required by 2022 | NPV Base $M | Differential NPV $M | Differential NPV $M (adjusted for COD of Selected Project) | Differntial NPV $/MW | NPV of Transmission Avoided Costs for Selected Project
Area I Projects: | [53 empty] | 15
Amagansett Conversion 33 kV | 2017 |  | 8 | 0 | 0.97582 | 0.97582 | 0.97582 | 0.97582 | 0.97582 | 0.97582 | 0.97582 | 0.97582 | 0.97582 | 0.97582 | 0.97582 | 0.97582 | 0.97582 | 0.97582 | 0.97582 | 0.97582 | 0.97582 | 0.97582 | 0.97582 | 0.97582 | 0.97582 | 0.97582 | 0.97582 | 0.97582 | 0.97582 | 0.97582 | 0.97582 | 0.97582 | 0.97582 | 0.97582 | 0.97582 | 0.97582 | 0.97582 | 0.97582 | 0.97582 | [13 empty] | 35 |  | 14.2354
East Hampton Conversion 33 kV | 2017 |  | 3.2 | 0 | 0.39033 | 0.39033 | 0.39033 | 0.39033 | 0.39033 | 0.39033 | 0.39033 | 0.39033 | 0.39033 | 0.39033 | 0.39033 | 0.39033 | 0.39033 | 0.39033 | 0.39033 | 0.39033 | 0.39033 | 0.39033 | 0.39033 | 0.39033 | 0.39033 | 0.39033 | 0.39033 | 0.39033 | 0.39033 | 0.39033 | 0.39033 | 0.39033 | 0.39033 | 0.39033 | 0.39033 | 0.39033 | 0.39033 | 0.39033 | 0.39033 | [13 empty] | 35 |  | 5.6942
Buell Conversion 33 kV | 2017 |  | 3.7 | 0 | 0.45131 | 0.45131 | 0.45131 | 0.45131 | 0.45131 | 0.45131 | 0.45131 | 0.45131 | 0.45131 | 0.45131 | 0.45131 | 0.45131 | 0.45131 | 0.45131 | 0.45131 | 0.45131 | 0.45131 | 0.45131 | 0.45131 | 0.45131 | 0.45131 | 0.45131 | 0.45131 | 0.45131 | 0.45131 | 0.45131 | 0.45131 | 0.45131 | 0.45131 | 0.45131 | 0.45131 | 0.45131 | 0.45131 | 0.45131 | 0.45131 | [13 empty] | 35 |  | 6.5839
Hither Hills Conversion to 33 kV | 2018 |  | 4.8 | 0 | 0 | 0.60305 | 0.60305 | 0.60305 | 0.60305 | 0.60305 | 0.60305 | 0.60305 | 0.60305 | 0.60305 | 0.60305 | 0.60305 | 0.60305 | 0.60305 | 0.60305 | 0.60305 | 0.60305 | 0.60305 | 0.60305 | 0.60305 | 0.60305 | 0.60305 | 0.60305 | 0.60305 | 0.60305 | 0.60305 | 0.60305 | 0.60305 | 0.60305 | 0.60305 | 0.60305 | 0.60305 | 0.60305 | 0.60305 | 0.60305 | 0.60305 | [12 empty] | 35 |  | 8.3388
Culloden Pt Conversion to 33 kV | 2019 |  | 2.8 | 0 | 0 | 0 | 0.36233 | 0.36233 | 0.36233 | 0.36233 | 0.36233 | 0.36233 | 0.36233 | 0.36233 | 0.36233 | 0.36233 | 0.36233 | 0.36233 | 0.36233 | 0.36233 | 0.36233 | 0.36233 | 0.36233 | 0.36233 | 0.36233 | 0.36233 | 0.36233 | 0.36233 | 0.36233 | 0.36233 | 0.36233 | 0.36233 | 0.36233 | 0.36233 | 0.36233 | 0.36233 | 0.36233 | 0.36233 | 0.36233 | 0.36233 | 0.36233 | [11 empty] | 35 |  | 4.7491
No Deferral |  |  | 22.5 |  | 1.8175 | 2.4205 | 2.7828 | 2.7828 | 2.7828 | 2.7828 | 2.7828 | 2.7828 | 2.7828 | 2.7828 | 2.7828 | 2.7828 | 2.7828 | 2.7828 | 2.7828 | 2.7828 | 2.7828 | 2.7828 | 2.7828 | 2.7828 | 2.7828 | 2.7828 | 2.7828 | 2.7828 | 2.7828 | 2.7828 | 2.7828 | 2.7828 | 2.7828 | 2.7828 | 2.7828 | 2.7828 | 2.7828 | 2.7828 | 2.7828 | 0.96539 | 0.36233 | 0 | 0 | 0 | [10 empty] | 39.6013
Amagansett Conversion 33 kV | 2030 |  | 8 | [14 empty] | 1.433 | 1.433 | 1.433 | 1.433 | 1.433 | 1.433 | 1.433 | 1.433 | 1.433 | 1.433 | 1.433 | 1.433 | 1.433 | 1.433 | 1.433 | 1.433 | 1.433 | 1.433 | 1.433 | 1.433 | 1.433 | 1.433 | 1.433 | 1.433 | 1.433 | 1.433 | 1.433 | 1.433 | 1.433 | 1.433 | 1.433 | 1.433 | 1.433 | 1.433 | 1.433 | 35 |  | 10.4225 | 3.8129 | 0 | 0 | 0
East Hampton Conversion 33 kV | 2030 |  | 3.2 | [14 empty] | 0.57321 | 0.57321 | 0.57321 | 0.57321 | 0.57321 | 0.57321 | 0.57321 | 0.57321 | 0.57321 | 0.57321 | 0.57321 | 0.57321 | 0.57321 | 0.57321 | 0.57321 | 0.57321 | 0.57321 | 0.57321 | 0.57321 | 0.57321 | 0.57321 | 0.57321 | 0.57321 | 0.57321 | 0.57321 | 0.57321 | 0.57321 | 0.57321 | 0.57321 | 0.57321 | 0.57321 | 0.57321 | 0.57321 | 0.57321 | 0.57321 | 35 |  | 4.169 | 1.5252 | 0 | 0 | 0
Buell Conversion 33 kV | 2030 |  | 3.7 | [14 empty] | 0.66277 | 0.66277 | 0.66277 | 0.66277 | 0.66277 | 0.66277 | 0.66277 | 0.66277 | 0.66277 | 0.66277 | 0.66277 | 0.66277 | 0.66277 | 0.66277 | 0.66277 | 0.66277 | 0.66277 | 0.66277 | 0.66277 | 0.66277 | 0.66277 | 0.66277 | 0.66277 | 0.66277 | 0.66277 | 0.66277 | 0.66277 | 0.66277 | 0.66277 | 0.66277 | 0.66277 | 0.66277 | 0.66277 | 0.66277 | 0.66277 | 35 |  | 4.8204 | 1.7635 | 0 | 0 | 0
Hither Hills Conversion to 33 kV | 2030 |  | 4.8 | [14 empty] | 0.85981 | 0.85981 | 0.85981 | 0.85981 | 0.85981 | 0.85981 | 0.85981 | 0.85981 | 0.85981 | 0.85981 | 0.85981 | 0.85981 | 0.85981 | 0.85981 | 0.85981 | 0.85981 | 0.85981 | 0.85981 | 0.85981 | 0.85981 | 0.85981 | 0.85981 | 0.85981 | 0.85981 | 0.85981 | 0.85981 | 0.85981 | 0.85981 | 0.85981 | 0.85981 | 0.85981 | 0.85981 | 0.85981 | 0.85981 | 0.85981 | 35 |  | 6.2535 | 2.0853 | 2.0853 | 139022.8879 | 713187.4151
Culloden Pt Conversion to 33 kV | 2030 |  | 2.8 | [14 empty] | 0.50156 | 0.50156 | 0.50156 | 0.50156 | 0.50156 | 0.50156 | 0.50156 | 0.50156 | 0.50156 | 0.50156 | 0.50156 | 0.50156 | 0.50156 | 0.50156 | 0.50156 | 0.50156 | 0.50156 | 0.50156 | 0.50156 | 0.50156 | 0.50156 | 0.50156 | 0.50156 | 0.50156 | 0.50156 | 0.50156 | 0.50156 | 0.50156 | 0.50156 | 0.50156 | 0.50156 | 0.50156 | 0.50156 | 0.50156 | 0.50156 | 35 |  | 3.6479 | 1.1012 | 1.1012 | 73412.135 | 376604.2526
Deferral to Indicated Year |  |  | 22.5 | [6 empty] | 0 | 0 | 0 | 0 | 0 | 0 | 0 | 0 | 4.0304 | 4.0304 | 4.0304 | 4.0304 | 4.0304 | 4.0304 | 4.0304 | 4.0304 | 4.0304 | 4.0304 | 4.0304 | 4.0304 | 4.0304 | 4.0304 | 4.0304 | 4.0304 | 4.0304 | 4.0304 | 4.0304 | 4.0304 | 4.0304 | 4.0304 | 4.0304 | 4.0304 | 4.0304 | 4.0304 | 4.0304 | 4.0304 | 4.0304 | 4.0304 | 4.0304 | 4.0304 | 4.0304 | 4.0304 | 4.0304 | 35 |  | 29.3132 | 10.2881 | 3.1865 | 212435.0229 | 1089791.6676 | =Area I Portion
[59 empty] | 9079719.3573 | =Area I+II+III Portions
Annual Avoided Costs for Deferral to Indicated Year:
Amagansett Conversion 33 kV | 2030 |  |  | 0 | 0.97582 | 0.97582 | 0.97582 | 0.97582 | 0.97582 | 0.97582 | 0.97582 | 0.97582 | 0.97582 | 0.97582 | 0.97582 | 0.97582 | 0.97582 | -0.4572 | -0.4572 | -0.4572 | -0.4572 | -0.4572 | -0.4572 | -0.4572 | -0.4572 | -0.4572 | -0.4572 | -0.4572 | -0.4572 | -0.4572 | -0.4572 | -0.4572 | -0.4572 | -0.4572 | -0.4572 | -0.4572 | -0.4572 | -0.4572 | -0.4572 | -1.433 | -1.433 | -1.433 | -1.433 | -1.433 | -1.433 | -1.433 | -1.433 | -1.433 | -1.433 | -1.433 | -1.433 | -1.433 | 35 |  |  | 3.8129
East Hampton Conversion 33 kV | 2030 |  |  | 0 | 0.39033 | 0.39033 | 0.39033 | 0.39033 | 0.39033 | 0.39033 | 0.39033 | 0.39033 | 0.39033 | 0.39033 | 0.39033 | 0.39033 | 0.39033 | -0.18288 | -0.18288 | -0.18288 | -0.18288 | -0.18288 | -0.18288 | -0.18288 | -0.18288 | -0.18288 | -0.18288 | -0.18288 | -0.18288 | -0.18288 | -0.18288 | -0.18288 | -0.18288 | -0.18288 | -0.18288 | -0.18288 | -0.18288 | -0.18288 | -0.18288 | -0.57321 | -0.57321 | -0.57321 | -0.57321 | -0.57321 | -0.57321 | -0.57321 | -0.57321 | -0.57321 | -0.57321 | -0.57321 | -0.57321 | -0.57321 | 35 |  |  | 1.5252
Buell Conversion 33 kV | 2030 |  |  | 0 | 0.45131 | 0.45131 | 0.45131 | 0.45131 | 0.45131 | 0.45131 | 0.45131 | 0.45131 | 0.45131 | 0.45131 | 0.45131 | 0.45131 | 0.45131 | -0.21146 | -0.21146 | -0.21146 | -0.21146 | -0.21146 | -0.21146 | -0.21146 | -0.21146 | -0.21146 | -0.21146 | -0.21146 | -0.21146 | -0.21146 | -0.21146 | -0.21146 | -0.21146 | -0.21146 | -0.21146 | -0.21146 | -0.21146 | -0.21146 | -0.21146 | -0.66277 | -0.66277 | -0.66277 | -0.66277 | -0.66277 | -0.66277 | -0.66277 | -0.66277 | -0.66277 | -0.66277 | -0.66277 | -0.66277 | -0.66277 | 35 |  |  | 1.7635
Hither Hills Conversion to 33 kV | 2030 |  |  | 0 | 0 | 0.60305 | 0.60305 | 0.60305 | 0.60305 | 0.60305 | 0.60305 | 0.60305 | 0.60305 | 0.60305 | 0.60305 | 0.60305 | 0.60305 | -0.25676 | -0.25676 | -0.25676 | -0.25676 | -0.25676 | -0.25676 | -0.25676 | -0.25676 | -0.25676 | -0.25676 | -0.25676 | -0.25676 | -0.25676 | -0.25676 | -0.25676 | -0.25676 | -0.25676 | -0.25676 | -0.25676 | -0.25676 | -0.25676 | -0.25676 | -0.25676 | -0.85981 | -0.85981 | -0.85981 | -0.85981 | -0.85981 | -0.85981 | -0.85981 | -0.85981 | -0.85981 | -0.85981 | -0.85981 | -0.85981 | 35 |  |  | 2.0853
Culloden Pt Conversion to 33 kV | 2030 |  |  | 0 | 0 | 0 | 0.36233 | 0.36233 | 0.36233 | 0.36233 | 0.36233 | 0.36233 | 0.36233 | 0.36233 | 0.36233 | 0.36233 | 0.36233 | -0.13922 | -0.13922 | -0.13922 | -0.13922 | -0.13922 | -0.13922 | -0.13922 | -0.13922 | -0.13922 | -0.13922 | -0.13922 | -0.13922 | -0.13922 | -0.13922 | -0.13922 | -0.13922 | -0.13922 | -0.13922 | -0.13922 | -0.13922 | -0.13922 | -0.13922 | -0.13922 | -0.13922 | -0.50156 | -0.50156 | -0.50156 | -0.50156 | -0.50156 | -0.50156 | -0.50156 | -0.50156 | -0.50156 | -0.50156 | -0.50156 | 35 |  |  | 1.1012
Area II Projects: | [53 empty] | 33
Riverhead Canal 2nd Line and Bank | 2020 |  | 136.8 | 0 | 0 | 0 | 0 | 18.2337 | 18.2337 | 18.2337 | 18.2337 | 18.2337 | 18.2337 | 18.2337 | 18.2337 | 18.2337 | 18.2337 | 18.2337 | 18.2337 | 18.2337 | 18.2337 | 18.2337 | 18.2337 | 18.2337 | 18.2337 | 18.2337 | 18.2337 | 18.2337 | 18.2337 | 18.2337 | 18.2337 | 18.2337 | 18.2337 | 18.2337 | 18.2337 | 18.2337 | 18.2337 | 18.2337 | 18.2337 | 18.2337 | 18.2337 | 18.2337 | [10 empty] | 35 |  | 226.5269
No Deferral |  |  | 136.8 |  | 0 | 0 | 0 | 18.2337 | 18.2337 | 18.2337 | 18.2337 | 18.2337 | 18.2337 | 18.2337 | 18.2337 | 18.2337 | 18.2337 | 18.2337 | 18.2337 | 18.2337 | 18.2337 | 18.2337 | 18.2337 | 18.2337 | 18.2337 | 18.2337 | 18.2337 | 18.2337 | 18.2337 | 18.2337 | 18.2337 | 18.2337 | 18.2337 | 18.2337 | 18.2337 | 18.2337 | 18.2337 | 18.2337 | 18.2337 | 18.2337 | 18.2337 | 18.2337 | [10 empty] | 35 |  | 226.5269
Riverhead Canal 2nd Line and Bank | 2026 |  | 136.8 | [10 empty] | 21.772 | 21.772 | 21.772 | 21.772 | 21.772 | 21.772 | 21.772 | 21.772 | 21.772 | 21.772 | 21.772 | 21.772 | 21.772 | 21.772 | 21.772 | 21.772 | 21.772 | 21.772 | 21.772 | 21.772 | 21.772 | 21.772 | 21.772 | 21.772 | 21.772 | 21.772 | 21.772 | 21.772 | 21.772 | 21.772 | 21.772 | 21.772 | 21.772 | 21.772 | 21.772 |  |  |  |  | 35 |  | 196.1681 | 30.3588 | 30.3588 | 632475.0457 | 3244596.9845
Deferral to Indicated Year |  |  | 136.8 | [6 empty] | 0 | 0 | 0 | 0 | 21.772 | 21.772 | 21.772 | 21.772 | 21.772 | 21.772 | 21.772 | 21.772 | 21.772 | 21.772 | 21.772 | 21.772 | 21.772 | 21.772 | 21.772 | 21.772 | 21.772 | 21.772 | 21.772 | 21.772 | 21.772 | 21.772 | 21.772 | 21.772 | 21.772 | 21.772 | 21.772 | 21.772 | 21.772 | 21.772 | 21.772 | 21.772 | 21.772 | 21.772 | 21.772 |  |  |  |  | 35 |  | 196.1681 | 30.3588 | 30.3588 | 632475.0457 | 3244596.9845 | =Area II Portion
[59 empty] | 7989927.6896 | =Area II+III Portions
Annual Avoided Costs for Deferral to Indicated Year:
Riverhead Canal 2nd Line and Bank | 2026 |  |  | 0 | 0 | 0 | 0 | 18.2337 | 18.2337 | 18.2337 | 18.2337 | 18.2337 | 18.2337 | -3.5383 | -3.5383 | -3.5383 | -3.5383 | -3.5383 | -3.5383 | -3.5383 | -3.5383 | -3.5383 | -3.5383 | -3.5383 | -3.5383 | -3.5383 | -3.5383 | -3.5383 | -3.5383 | -3.5383 | -3.5383 | -3.5383 | -3.5383 | -3.5383 | -3.5383 | -3.5383 | -3.5383 | -3.5383 | -3.5383 | -3.5383 | -3.5383 | -3.5383 | -21.772 | -21.772 | -21.772 | -21.772 | -21.772 | -21.772 |  |  |  |  | 35 |  |  | 30.3588
0
Area III Projects: | [52 empty] | 0 | 15
New Canal - Southampton Cable | 2017 |  | 37.6 | 0 | 4.5863 | 4.5863 | 4.5863 | 4.5863 | 4.5863 | 4.5863 | 4.5863 | 4.5863 | 4.5863 | 4.5863 | 4.5863 | 4.5863 | 4.5863 | 4.5863 | 4.5863 | 4.5863 | 4.5863 | 4.5863 | 4.5863 | 4.5863 | 4.5863 | 4.5863 | 4.5863 | 4.5863 | 4.5863 | 4.5863 | 4.5863 | 4.5863 | 4.5863 | 4.5863 | 4.5863 | 4.5863 | 4.5863 | 4.5863 | 4.5863 | [13 empty] | 35 |  | 66.9063
Upgrade Wildwood - Riverhead to 138 kV | 2017 |  | 7.7 | 0 | 0.93922 | 0.93922 | 0.93922 | 0.93922 | 0.93922 | 0.93922 | 0.93922 | 0.93922 | 0.93922 | 0.93922 | 0.93922 | 0.93922 | 0.93922 | 0.93922 | 0.93922 | 0.93922 | 0.93922 | 0.93922 | 0.93922 | 0.93922 | 0.93922 | 0.93922 | 0.93922 | 0.93922 | 0.93922 | 0.93922 | 0.93922 | 0.93922 | 0.93922 | 0.93922 | 0.93922 | 0.93922 | 0.93922 | 0.93922 | 0.93922 | [13 empty] | 35 |  | 13.7016
Bridgehampton - Buell New 69 kV UG Cable | 2017 |  | 33.2 | 0 | 4.0496 | 4.0496 | 4.0496 | 4.0496 | 4.0496 | 4.0496 | 4.0496 | 4.0496 | 4.0496 | 4.0496 | 4.0496 | 4.0496 | 4.0496 | 4.0496 | 4.0496 | 4.0496 | 4.0496 | 4.0496 | 4.0496 | 4.0496 | 4.0496 | 4.0496 | 4.0496 | 4.0496 | 4.0496 | 4.0496 | 4.0496 | 4.0496 | 4.0496 | 4.0496 | 4.0496 | 4.0496 | 4.0496 | 4.0496 | 4.0496 | [13 empty] | 35 |  | 59.0769
Canal - Wainscott New 138 kV UG Cable | 2022 |  | 275.5 | 0 | 0 | 0 | 0 | 0 | 0 | 38.957 | 38.957 | 38.957 | 38.957 | 38.957 | 38.957 | 38.957 | 38.957 | 38.957 | 38.957 | 38.957 | 38.957 | 38.957 | 38.957 | 38.957 | 38.957 | 38.957 | 38.957 | 38.957 | 38.957 | 38.957 | 38.957 | 38.957 | 38.957 | 38.957 | 38.957 | 38.957 | 38.957 | 38.957 | 38.957 | 38.957 | 38.957 | 38.957 | 38.957 | 38.957 | [8 empty] | 35 |  | 434.8353
No Deferral |  |  | 354 |  | 9.5752 | 9.5752 | 9.5752 | 9.5752 | 9.5752 | 48.5322 | 48.5322 | 48.5322 | 48.5322 | 48.5322 | 48.5322 | 48.5322 | 48.5322 | 48.5322 | 48.5322 | 48.5322 | 48.5322 | 48.5322 | 48.5322 | 48.5322 | 48.5322 | 48.5322 | 48.5322 | 48.5322 | 48.5322 | 48.5322 | 48.5322 | 48.5322 | 48.5322 | 48.5322 | 48.5322 | 48.5322 | 48.5322 | 48.5322 | 48.5322 | 38.957 | 38.957 | 38.957 | 38.957 | 38.957 | [10 empty] | 574.52
New Canal - Southampton Cable | 2023 |  | 37.6 | [7 empty] | 5.4763 | 5.4763 | 5.4763 | 5.4763 | 5.4763 | 5.4763 | 5.4763 | 5.4763 | 5.4763 | 5.4763 | 5.4763 | 5.4763 | 5.4763 | 5.4763 | 5.4763 | 5.4763 | 5.4763 | 5.4763 | 5.4763 | 5.4763 | 5.4763 | 5.4763 | 5.4763 | 5.4763 | 5.4763 | 5.4763 | 5.4763 | 5.4763 | 5.4763 | 5.4763 | 5.4763 | 5.4763 | 5.4763 | 5.4763 | 5.4763 | [7 empty] | 35 |  | 57.9396 | 8.9667 | 0 | 0 | 0
Upgrade Wildwood - Riverhead to 138 kV | 2022 |  | 7.7 | [6 empty] | 1.0888 | 1.0888 | 1.0888 | 1.0888 | 1.0888 | 1.0888 | 1.0888 | 1.0888 | 1.0888 | 1.0888 | 1.0888 | 1.0888 | 1.0888 | 1.0888 | 1.0888 | 1.0888 | 1.0888 | 1.0888 | 1.0888 | 1.0888 | 1.0888 | 1.0888 | 1.0888 | 1.0888 | 1.0888 | 1.0888 | 1.0888 | 1.0888 | 1.0888 | 1.0888 | 1.0888 | 1.0888 | 1.0888 | 1.0888 | 1.0888 | [8 empty] | 35 |  | 12.1533 | 1.5483 | 0 | 0 | 0
Bridgehampton - Buell New 69 kV UG Cable | 2023 |  | 33.2 | [7 empty] | 4.8355 | 4.8355 | 4.8355 | 4.8355 | 4.8355 | 4.8355 | 4.8355 | 4.8355 | 4.8355 | 4.8355 | 4.8355 | 4.8355 | 4.8355 | 4.8355 | 4.8355 | 4.8355 | 4.8355 | 4.8355 | 4.8355 | 4.8355 | 4.8355 | 4.8355 | 4.8355 | 4.8355 | 4.8355 | 4.8355 | 4.8355 | 4.8355 | 4.8355 | 4.8355 | 4.8355 | 4.8355 | 4.8355 | 4.8355 | 4.8355 | [7 empty] | 35 |  | 51.1595 | 7.9174 | 0 | 0 | 0
Canal - Wainscott New 138 kV UG Cable | 2028 |  | 275.5 | [12 empty] | 46.5167 | 46.5167 | 46.5167 | 46.5167 | 46.5167 | 46.5167 | 46.5167 | 46.5167 | 46.5167 | 46.5167 | 46.5167 | 46.5167 | 46.5167 | 46.5167 | 46.5167 | 46.5167 | 46.5167 | 46.5167 | 46.5167 | 46.5167 | 46.5167 | 46.5167 | 46.5167 | 46.5167 | 46.5167 | 46.5167 | 46.5167 | 46.5167 | 46.5167 | 46.5167 | 46.5167 | 46.5167 | 46.5167 | 46.5167 | 46.5167 |  |  | 35 |  | 376.5593 | 58.276 | 58.276 | 925015.732 | 4745330.7052
Deferral to Indicated Year |  |  | 354 | [6 empty] | 1.0888 | 11.4006 | 11.4006 | 11.4006 | 11.4006 | 11.4006 | 57.9173 | 57.9173 | 57.9173 | 57.9173 | 57.9173 | 57.9173 | 57.9173 | 57.9173 | 57.9173 | 57.9173 | 57.9173 | 57.9173 | 57.9173 | 57.9173 | 57.9173 | 57.9173 | 57.9173 | 57.9173 | 57.9173 | 57.9173 | 57.9173 | 57.9173 | 57.9173 | 57.9173 | 57.9173 | 57.9173 | 57.9173 | 57.9173 | 57.9173 | 56.8285 | 46.5167 | 46.5167 | 46.5167 | 46.5167 | 46.5167 |  |  | 41 |  | 497.8117 | 76.7083 | 58.276 | 925015.732 | 4745330.7052 | =Area III Portion
[59 empty] | 4745330.7052 | =Area III Portion
Annual Avoided Costs for Deferral to Indicated Year:
New Canal - Southampton Cable | 2023 |  |  | 0 | 4.5863 | 4.5863 | 4.5863 | 4.5863 | 4.5863 | 4.5863 | -0.88999 | -0.88999 | -0.88999 | -0.88999 | -0.88999 | -0.88999 | -0.88999 | -0.88999 | -0.88999 | -0.88999 | -0.88999 | -0.88999 | -0.88999 | -0.88999 | -0.88999 | -0.88999 | -0.88999 | -0.88999 | -0.88999 | -0.88999 | -0.88999 | -0.88999 | -0.88999 | -0.88999 | -0.88999 | -0.88999 | -0.88999 | -0.88999 | -0.88999 | -5.4763 | -5.4763 | -5.4763 | -5.4763 | -5.4763 | -5.4763 | 0 | 0 | 0 | 0 | 0 |  |  | 35 |  |  | 8.9667
Upgrade Wildwood - Riverhead to 138 kV | 2022 |  |  | 0 | 0.93922 | 0.93922 | 0.93922 | 0.93922 | 0.93922 | -0.14959 | -0.14959 | -0.14959 | -0.14959 | -0.14959 | -0.14959 | -0.14959 | -0.14959 | -0.14959 | -0.14959 | -0.14959 | -0.14959 | -0.14959 | -0.14959 | -0.14959 | -0.14959 | -0.14959 | -0.14959 | -0.14959 | -0.14959 | -0.14959 | -0.14959 | -0.14959 | -0.14959 | -0.14959 | -0.14959 | -0.14959 | -0.14959 | -0.14959 | -0.14959 | -1.0888 | -1.0888 | -1.0888 | -1.0888 | -1.0888 | 0 | 0 | 0 | 0 | 0 | 0 |  |  | 35 |  |  | 1.5483
Bridgehampton - Buell New 69 kV UG Cable | 2023 |  |  | 0 | 4.0496 | 4.0496 | 4.0496 | 4.0496 | 4.0496 | 4.0496 | -0.78584 | -0.78584 | -0.78584 | -0.78584 | -0.78584 | -0.78584 | -0.78584 | -0.78584 | -0.78584 | -0.78584 | -0.78584 | -0.78584 | -0.78584 | -0.78584 | -0.78584 | -0.78584 | -0.78584 | -0.78584 | -0.78584 | -0.78584 | -0.78584 | -0.78584 | -0.78584 | -0.78584 | -0.78584 | -0.78584 | -0.78584 | -0.78584 | -0.78584 | -4.8355 | -4.8355 | -4.8355 | -4.8355 | -4.8355 | -4.8355 | 0 | 0 | 0 | 0 | 0 |  |  | 35 |  |  | 7.9174
Canal - Wainscott New 138 kV UG Cable | 2028 |  |  | 0 | 0 | 0 | 0 | 0 | 0 | 38.957 | 38.957 | 38.957 | 38.957 | 38.957 | 38.957 | -7.5597 | -7.5597 | -7.5597 | -7.5597 | -7.5597 | -7.5597 | -7.5597 | -7.5597 | -7.5597 | -7.5597 | -7.5597 | -7.5597 | -7.5597 | -7.5597 | -7.5597 | -7.5597 | -7.5597 | -7.5597 | -7.5597 | -7.5597 | -7.5597 | -7.5597 | -7.5597 | -7.5597 | -7.5597 | -7.5597 | -7.5597 | -7.5597 | -7.5597 | -46.5167 | -46.5167 | -46.5167 | -46.5167 | -46.5167 | -46.5167 | [5 empty] | 58.276
Total - All Areas (No Deferrals,$Millions) |  |  | 513.3 |  | 11.3926 | 11.9957 | 12.358 | 30.5918 | 30.5918 | 69.5487 | 69.5487 | 69.5487 | 69.5487 | 69.5487 | 69.5487 | 69.5487 | 69.5487 | 69.5487 | 69.5487 | 69.5487 | 69.5487 | 69.5487 | 69.5487 | 69.5487 | 69.5487 | 69.5487 | 69.5487 | 69.5487 | 69.5487 | 69.5487 | 69.5487 | 69.5487 | 69.5487 | 69.5487 | 69.5487 | 69.5487 | 69.5487 | 69.5487 | 69.5487 | 58.1561 | 57.553 | 57.1907 | 38.957 | 38.957 | 0 | 0 | 0 | 0 | 0 | 0 | 0 | 0 |  | 63 | 840.6482 | 117.3552 | = max. total avoided cost in portfolio
Annual Avoided Costs for Deferrals - Area 1 Proposal: (see note*) | Deferral Year |  |  | 2016 | 2017 | 2018 | 2019 | 2020 | 2021 | 2022 | 2023 | 2024 | 2025 | 2026 | 2027 | 2028 | 2029 | 2030 | 2031 | 2032 | 2033 | 2034 | 2035 | 2036 | 2037 | 2038 | 2039 | 2040 | 2041 | 2042 | 2043 | 2044 | 2045 | 2046 | 2047 | 2048 | 2049 | 2050 | 2051 | 2052 | 2053 | 2054 | 2055 | 2056 | 2057 | 2058 | 2059 | 2060 | 2061 | 2062 | 2063 | 2064 |  |  | Differential NPV $M |  | Differential NPV $M (adjusted for COD of Selected Project) | Differntial NPV $/MW | NPV of Transmission Avoided Costs for Selected Project
Area I Projects:
Amagansett Conversion 33 kV | 2030 |  |  | 0 | 0.97582 | 0.97582 | 0.97582 | 0.97582 | 0.97582 | 0.97582 | 0.97582 | 0.97582 | 0.97582 | 0.97582 | 0.97582 | 0.97582 | 0.97582 | -0.4572 | -0.4572 | -0.4572 | -0.4572 | -0.4572 | -0.4572 | -0.4572 | -0.4572 | -0.4572 | -0.4572 | -0.4572 | -0.4572 | -0.4572 | -0.4572 | -0.4572 | -0.4572 | -0.4572 | -0.4572 | -0.4572 | -0.4572 | -0.4572 | -0.4572 | -1.433 | -1.433 | -1.433 | -1.433 | -1.433 | -1.433 | -1.433 | -1.433 | -1.433 | -1.433 | -1.433 | -1.433 | -1.433 |  |  | 3.8129 |  | 0 | 0 | 0
East Hampton Conversion 33 kV | 2030 |  |  | 0 | 0.39033 | 0.39033 | 0.39033 | 0.39033 | 0.39033 | 0.39033 | 0.39033 | 0.39033 | 0.39033 | 0.39033 | 0.39033 | 0.39033 | 0.39033 | -0.18288 | -0.18288 | -0.18288 | -0.18288 | -0.18288 | -0.18288 | -0.18288 | -0.18288 | -0.18288 | -0.18288 | -0.18288 | -0.18288 | -0.18288 | -0.18288 | -0.18288 | -0.18288 | -0.18288 | -0.18288 | -0.18288 | -0.18288 | -0.18288 | -0.18288 | -0.57321 | -0.57321 | -0.57321 | -0.57321 | -0.57321 | -0.57321 | -0.57321 | -0.57321 | -0.57321 | -0.57321 | -0.57321 | -0.57321 | -0.57321 |  |  | 1.5252 |  | 0 | 0 | 0
Buell Conversion 33 kV | 2030 |  |  | 0 | 0.45131 | 0.45131 | 0.45131 | 0.45131 | 0.45131 | 0.45131 | 0.45131 | 0.45131 | 0.45131 | 0.45131 | 0.45131 | 0.45131 | 0.45131 | -0.21146 | -0.21146 | -0.21146 | -0.21146 | -0.21146 | -0.21146 | -0.21146 | -0.21146 | -0.21146 | -0.21146 | -0.21146 | -0.21146 | -0.21146 | -0.21146 | -0.21146 | -0.21146 | -0.21146 | -0.21146 | -0.21146 | -0.21146 | -0.21146 | -0.21146 | -0.66277 | -0.66277 | -0.66277 | -0.66277 | -0.66277 | -0.66277 | -0.66277 | -0.66277 | -0.66277 | -0.66277 | -0.66277 | -0.66277 | -0.66277 |  |  | 1.7635 |  | 0 | 0 | 0
Hither Hills Conversion to 33 kV | 2030 |  |  | 0 | 0 | 0.60305 | 0.60305 | 0.60305 | 0.60305 | 0.60305 | 0.60305 | 0.60305 | 0.60305 | 0.60305 | 0.60305 | 0.60305 | 0.60305 | -0.25676 | -0.25676 | -0.25676 | -0.25676 | -0.25676 | -0.25676 | -0.25676 | -0.25676 | -0.25676 | -0.25676 | -0.25676 | -0.25676 | -0.25676 | -0.25676 | -0.25676 | -0.25676 | -0.25676 | -0.25676 | -0.25676 | -0.25676 | -0.25676 | -0.25676 | -0.25676 | -0.85981 | -0.85981 | -0.85981 | -0.85981 | -0.85981 | -0.85981 | -0.85981 | -0.85981 | -0.85981 | -0.85981 | -0.85981 | -0.85981 |  |  | 2.0853 |  | 2.0853 | 139022.8879 | 713187.4151
Culloden Pt Conversion to 33 kV | 2030 |  |  | 0 | 0 | 0 | 0.36233 | 0.36233 | 0.36233 | 0.36233 | 0.36233 | 0.36233 | 0.36233 | 0.36233 | 0.36233 | 0.36233 | 0.36233 | -0.13922 | -0.13922 | -0.13922 | -0.13922 | -0.13922 | -0.13922 | -0.13922 | -0.13922 | -0.13922 | -0.13922 | -0.13922 | -0.13922 | -0.13922 | -0.13922 | -0.13922 | -0.13922 | -0.13922 | -0.13922 | -0.13922 | -0.13922 | -0.13922 | -0.13922 | -0.13922 | -0.13922 | -0.50156 | -0.50156 | -0.50156 | -0.50156 | -0.50156 | -0.50156 | -0.50156 | -0.50156 | -0.50156 | -0.50156 | -0.50156 |  |  | 1.1012 |  | 1.1012 | 73412.135 | 376604.2526
[59 empty] | 1089791.6676 | =Area I Portion
Area II Projects: | [58 empty] | 9079719.3573 | =Area I+II+III Portions
Riverhead Canal 2nd Line and Bank | 2026 |  |  | 0 | 0 | 0 | 0 | 18.2337 | 18.2337 | 18.2337 | 18.2337 | 18.2337 | 18.2337 | -3.5383 | -3.5383 | -3.5383 | -3.5383 | -3.5383 | -3.5383 | -3.5383 | -3.5383 | -3.5383 | -3.5383 | -3.5383 | -3.5383 | -3.5383 | -3.5383 | -3.5383 | -3.5383 | -3.5383 | -3.5383 | -3.5383 | -3.5383 | -3.5383 | -3.5383 | -3.5383 | -3.5383 | -3.5383 | -3.5383 | -3.5383 | -3.5383 | -3.5383 | -21.772 | -21.772 | -21.772 | -21.772 | -21.772 | -21.772 | 0 | 0 | 0 | 0 |  |  | 30.3588 |  | 30.3588 | 632475.0457 | 3244596.9845
[59 empty] | 3244596.9845 | =Area II Portion
Area III Projects: | [58 empty] | 7989927.6896 | =Area II+III Portions
New Canal - Southampton Cable | 2023 |  |  | 0 | 4.5863 | 4.5863 | 4.5863 | 4.5863 | 4.5863 | 4.5863 | -0.88999 | -0.88999 | -0.88999 | -0.88999 | -0.88999 | -0.88999 | -0.88999 | -0.88999 | -0.88999 | -0.88999 | -0.88999 | -0.88999 | -0.88999 | -0.88999 | -0.88999 | -0.88999 | -0.88999 | -0.88999 | -0.88999 | -0.88999 | -0.88999 | -0.88999 | -0.88999 | -0.88999 | -0.88999 | -0.88999 | -0.88999 | -0.88999 | -0.88999 | -5.4763 | -5.4763 | -5.4763 | -5.4763 | -5.4763 | -5.4763 | 0 | 0 | 0 | 0 | 0 | 0 | 0 |  |  | 8.9667 |  | 0 | 0 | 0
Upgrade Wildwood - Riverhead to 138 kV | 2022 |  |  | 0 | 0.93922 | 0.93922 | 0.93922 | 0.93922 | 0.93922 | -0.14959 | -0.14959 | -0.14959 | -0.14959 | -0.14959 | -0.14959 | -0.14959 | -0.14959 | -0.14959 | -0.14959 | -0.14959 | -0.14959 | -0.14959 | -0.14959 | -0.14959 | -0.14959 | -0.14959 | -0.14959 | -0.14959 | -0.14959 | -0.14959 | -0.14959 | -0.14959 | -0.14959 | -0.14959 | -0.14959 | -0.14959 | -0.14959 | -0.14959 | -0.14959 | -1.0888 | -1.0888 | -1.0888 | -1.0888 | -1.0888 | 0 | 0 | 0 | 0 | 0 | 0 | 0 | 0 |  |  | 1.5483 |  | 0 | 0 | 0
Bridgehampton - Buell New 69 kV UG Cable | 2023 |  |  | 0 | 4.0496 | 4.0496 | 4.0496 | 4.0496 | 4.0496 | 4.0496 | -0.78584 | -0.78584 | -0.78584 | -0.78584 | -0.78584 | -0.78584 | -0.78584 | -0.78584 | -0.78584 | -0.78584 | -0.78584 | -0.78584 | -0.78584 | -0.78584 | -0.78584 | -0.78584 | -0.78584 | -0.78584 | -0.78584 | -0.78584 | -0.78584 | -0.78584 | -0.78584 | -0.78584 | -0.78584 | -0.78584 | -0.78584 | -0.78584 | -0.78584 | -4.8355 | -4.8355 | -4.8355 | -4.8355 | -4.8355 | -4.8355 | 0 | 0 | 0 | 0 | 0 | 0 | 0 |  |  | 7.9174 |  | 0 | 0 | 0
Canal - Wainscott New 138 kV UG Cable | 2028 |  |  | 0 | 0 | 0 | 0 | 0 | 0 | 38.957 | 38.957 | 38.957 | 38.957 | 38.957 | 38.957 | -7.5597 | -7.5597 | -7.5597 | -7.5597 | -7.5597 | -7.5597 | -7.5597 | -7.5597 | -7.5597 | -7.5597 | -7.5597 | -7.5597 | -7.5597 | -7.5597 | -7.5597 | -7.5597 | -7.5597 | -7.5597 | -7.5597 | -7.5597 | -7.5597 | -7.5597 | -7.5597 | -7.5597 | -7.5597 | -7.5597 | -7.5597 | -7.5597 | -7.5597 | -46.5167 | -46.5167 | -46.5167 | -46.5167 | -46.5167 | -46.5167 | 0 | 0 |  |  | 58.276 |  | 58.276 | 925015.732 | 4745330.7052
[59 empty] | 4745330.7052 | =Area III Portion
Total - Area 1 Proposal, $Millions (unadjusted) |  |  |  | 0 | 0 | 0.60305 | 0.96539 | 19.1991 | 19.1991 | 58.1561 | 58.1561 | 58.1561 | 58.1561 | 36.3841 | 36.3841 | -10.1326 | -10.1326 | -11.494 | -11.494 | -11.494 | -11.494 | -11.494 | -11.494 | -11.494 | -11.494 | -11.494 | -11.494 | -11.494 | -11.494 | -11.494 | -11.494 | -11.494 | -11.494 | -11.494 | -11.494 | -11.494 | -11.494 | -11.494 | -11.494 | -11.494 | -12.097 | -12.4594 | -30.6931 | -30.6931 | -69.6501 | -69.6501 | -69.6501 | -69.6501 | -47.878 | -47.878 | -1.3614 | -1.3614 |  |  | 91.8213 |  |  | 1769925.8006 | 9079719.3573
$/MW-yr |  |  |  | 0 | 0 | 40203.5861 | 64359.2408 | 444228.478 | 444228.478 | 1062593.2896 | 1062593.2896 | 1062593.2896 | 1062593.2896 | 609009.5545 | 609009.5545 | -129350.3688 | -129350.3688 | -220108.1448 | -220108.1448 | -220108.1448 | -220108.1448 | -220108.1448 | -220108.1448 | -220108.1448 | -220108.1448 | -220108.1448 | -220108.1448 | -220108.1448 | -220108.1448 | -220108.1448 | -220108.1448 | -220108.1448 | -220108.1448 | -220108.1448 | -220108.1448 | -220108.1448 | -220108.1448 | -220108.1448 | -220108.1448 | -220108.1448 | -260311.731 | -284467.3856 | -664336.6229 | -664336.6229 | -1282701.4345 | -1282701.4345 | -1282701.4345 | -1282701.4345 | -829117.6994 | -829117.6994 | -90757.776 | -90757.776
$Millions (adjusted) |  |  |  | 0 | 0 | 0.20624 | 0.33016 | 2.2789 | 2.2789 | 5.4511 | 5.4511 | 5.4511 | 5.4511 | 3.1242 | 3.1242 | -0.66357 | -0.66357 | -1.1292 | -1.1292 | -1.1292 | -1.1292 | -1.1292 | -1.1292 | -1.1292 | -1.1292 | -1.1292 | -1.1292 | -1.1292 | -1.1292 | -1.1292 | -1.1292 | -1.1292 | -1.1292 | -1.1292 | -1.1292 | -1.1292 | -1.1292 | -1.1292 | -1.1292 | -1.1292 | -1.3354 | -1.4593 | -3.408 | -3.408 | -6.5803 | -6.5803 | -6.5803 | -6.5803 | -4.2534 | -4.2534 | -0.46559 | -0.46559 |  |  | 9079.7194
Annual Avoided Costs for Deferrals - Area 2 Proposal: (see note*) | Deferral Year |  |  | 2016 | 2017 | 2018 | 2019 | 2020 | 2021 | 2022 | 2023 | 2024 | 2025 | 2026 | 2027 | 2028 | 2029 | 2030 | 2031 | 2032 | 2033 | 2034 | 2035 | 2036 | 2037 | 2038 | 2039 | 2040 | 2041 | 2042 | 2043 | 2044 | 2045 | 2046 | 2047 | 2048 | 2049 | 2050 | 2051 | 2052 | 2053 | 2054 | 2055 | 2056 | 2057 | 2058 | 2059 | 2060 | 2061 | 2062 | 2063 | 2064 |  |  | Differential NPV $M |  | Differential NPV $M (adjusted for COD of Selected Project) | Differntial NPV $/MW | NPV of Transmission Avoided Costs for Selected Project
Area I Projects:
Amagansett Conversion 33 kV | 2030 |  |  | 0 | 0 | 0 | 0 | 0 | 0 | 0 | 0 | 0 | 0 | 0 | 0 | 0 | 0 | 0 | 0 | 0 | 0 | 0 | 0 | 0 | 0 | 0 | 0 | 0 | 0 | 0 | 0 | 0 | 0 | 0 | 0 | 0 | 0 | 0 | 0 | 0 | 0 | 0 | 0 | 0 | 0 | 0 | 0 | 0 | 0 | 0 | 0 | 0 |  |  | 0 |  | 0 | 0 | 0
East Hampton Conversion 33 kV | 2030 |  |  | 0 | 0 | 0 | 0 | 0 | 0 | 0 | 0 | 0 | 0 | 0 | 0 | 0 | 0 | 0 | 0 | 0 | 0 | 0 | 0 | 0 | 0 | 0 | 0 | 0 | 0 | 0 | 0 | 0 | 0 | 0 | 0 | 0 | 0 | 0 | 0 | 0 | 0 | 0 | 0 | 0 | 0 | 0 | 0 | 0 | 0 | 0 | 0 | 0 |  |  | 0 |  | 0 | 0 | 0
Buell Conversion 33 kV | 2030 |  |  | 0 | 0 | 0 | 0 | 0 | 0 | 0 | 0 | 0 | 0 | 0 | 0 | 0 | 0 | 0 | 0 | 0 | 0 | 0 | 0 | 0 | 0 | 0 | 0 | 0 | 0 | 0 | 0 | 0 | 0 | 0 | 0 | 0 | 0 | 0 | 0 | 0 | 0 | 0 | 0 | 0 | 0 | 0 | 0 | 0 | 0 | 0 | 0 | 0 |  |  | 0 |  | 0 | 0 | 0
Hither Hills Conversion to 33 kV | 2030 |  |  | 0 | 0 | 0 | 0 | 0 | 0 | 0 | 0 | 0 | 0 | 0 | 0 | 0 | 0 | 0 | 0 | 0 | 0 | 0 | 0 | 0 | 0 | 0 | 0 | 0 | 0 | 0 | 0 | 0 | 0 | 0 | 0 | 0 | 0 | 0 | 0 | 0 | 0 | 0 | 0 | 0 | 0 | 0 | 0 | 0 | 0 | 0 | 0 | 0 |  |  | 0 |  | 0 | 0 | 0
Culloden Pt Conversion to 33 kV | 2030 |  |  | 0 | 0 | 0 | 0 | 0 | 0 | 0 | 0 | 0 | 0 | 0 | 0 | 0 | 0 | 0 | 0 | 0 | 0 | 0 | 0 | 0 | 0 | 0 | 0 | 0 | 0 | 0 | 0 | 0 | 0 | 0 | 0 | 0 | 0 | 0 | 0 | 0 | 0 | 0 | 0 | 0 | 0 | 0 | 0 | 0 | 0 | 0 | 0 | 0 |  |  | 0 |  | 0 | 0 | 0
[59 empty] | 0 | =Area I Portion
Area II Projects: | [58 empty] | 0 | =Area I+II+III Portions
Riverhead Canal 2nd Line and Bank | 2026 |  |  | 0 | 0 | 0 | 0 | 18.2337 | 18.2337 | 18.2337 | 18.2337 | 18.2337 | 18.2337 | -3.5383 | -3.5383 | -3.5383 | -3.5383 | -3.5383 | -3.5383 | -3.5383 | -3.5383 | -3.5383 | -3.5383 | -3.5383 | -3.5383 | -3.5383 | -3.5383 | -3.5383 | -3.5383 | -3.5383 | -3.5383 | -3.5383 | -3.5383 | -3.5383 | -3.5383 | -3.5383 | -3.5383 | -3.5383 | -3.5383 | -3.5383 | -3.5383 | -3.5383 | -21.772 | -21.772 | -21.772 | -21.772 | -21.772 | -21.772 | 0 | 0 | 0 | 0 |  |  | 30.3588 |  | 30.3588 | 632475.0457 | 0
[59 empty] | 0 | =Area II Portion
Area III Projects: | [58 empty] | 0 | =Area II+III Portions
New Canal - Southampton Cable | 2023 |  |  | 0 | 4.5863 | 4.5863 | 4.5863 | 4.5863 | 4.5863 | 4.5863 | -0.88999 | -0.88999 | -0.88999 | -0.88999 | -0.88999 | -0.88999 | -0.88999 | -0.88999 | -0.88999 | -0.88999 | -0.88999 | -0.88999 | -0.88999 | -0.88999 | -0.88999 | -0.88999 | -0.88999 | -0.88999 | -0.88999 | -0.88999 | -0.88999 | -0.88999 | -0.88999 | -0.88999 | -0.88999 | -0.88999 | -0.88999 | -0.88999 | -0.88999 | -5.4763 | -5.4763 | -5.4763 | -5.4763 | -5.4763 | -5.4763 | 0 | 0 | 0 | 0 | 0 | 0 | 0 |  |  | 8.9667 |  | 0 | 0 | 0
Upgrade Wildwood - Riverhead to 138 kV | 2022 |  |  | 0 | 0.93922 | 0.93922 | 0.93922 | 0.93922 | 0.93922 | -0.14959 | -0.14959 | -0.14959 | -0.14959 | -0.14959 | -0.14959 | -0.14959 | -0.14959 | -0.14959 | -0.14959 | -0.14959 | -0.14959 | -0.14959 | -0.14959 | -0.14959 | -0.14959 | -0.14959 | -0.14959 | -0.14959 | -0.14959 | -0.14959 | -0.14959 | -0.14959 | -0.14959 | -0.14959 | -0.14959 | -0.14959 | -0.14959 | -0.14959 | -0.14959 | -1.0888 | -1.0888 | -1.0888 | -1.0888 | -1.0888 | 0 | 0 | 0 | 0 | 0 | 0 | 0 | 0 |  |  | 1.5483 |  | 0 | 0 | 0
Bridgehampton - Buell New 69 kV UG Cable | 2023 |  |  | 0 | 4.0496 | 4.0496 | 4.0496 | 4.0496 | 4.0496 | 4.0496 | -0.78584 | -0.78584 | -0.78584 | -0.78584 | -0.78584 | -0.78584 | -0.78584 | -0.78584 | -0.78584 | -0.78584 | -0.78584 | -0.78584 | -0.78584 | -0.78584 | -0.78584 | -0.78584 | -0.78584 | -0.78584 | -0.78584 | -0.78584 | -0.78584 | -0.78584 | -0.78584 | -0.78584 | -0.78584 | -0.78584 | -0.78584 | -0.78584 | -0.78584 | -4.8355 | -4.8355 | -4.8355 | -4.8355 | -4.8355 | -4.8355 | 0 | 0 | 0 | 0 | 0 | 0 | 0 |  |  | 7.9174 |  | 0 | 0 | 0
Canal - Wainscott New 138 kV UG Cable | 2028 |  |  | 0 | 0 | 0 | 0 | 0 | 0 | 38.957 | 38.957 | 38.957 | 38.957 | 38.957 | 38.957 | -7.5597 | -7.5597 | -7.5597 | -7.5597 | -7.5597 | -7.5597 | -7.5597 | -7.5597 | -7.5597 | -7.5597 | -7.5597 | -7.5597 | -7.5597 | -7.5597 | -7.5597 | -7.5597 | -7.5597 | -7.5597 | -7.5597 | -7.5597 | -7.5597 | -7.5597 | -7.5597 | -7.5597 | -7.5597 | -7.5597 | -7.5597 | -7.5597 | -7.5597 | -46.5167 | -46.5167 | -46.5167 | -46.5167 | -46.5167 | -46.5167 | 0 | 0 |  |  | 58.276 |  | 58.276 | 925015.732 | 0
[59 empty] | 0 | =Area III Portion
Total - Area 2 Proposal, $Millions (unadjusted) |  |  |  | 0 | 0 | 0 | 0 | 18.2337 | 18.2337 | 57.1907 | 57.1907 | 57.1907 | 57.1907 | 35.4187 | 35.4187 | -11.098 | -11.098 | -11.098 | -11.098 | -11.098 | -11.098 | -11.098 | -11.098 | -11.098 | -11.098 | -11.098 | -11.098 | -11.098 | -11.098 | -11.098 | -11.098 | -11.098 | -11.098 | -11.098 | -11.098 | -11.098 | -11.098 | -11.098 | -11.098 | -11.098 | -11.098 | -11.098 | -29.3317 | -29.3317 | -68.2887 | -68.2887 | -68.2887 | -68.2887 | -46.5167 | -46.5167 | 0 | 0 |  |  | 88.6348 |  |  | 1557490.7777 | 0
$/MW-yr |  |  |  | 0 | 0 | 0 | 0 | 379869.2372 | 379869.2372 | 998234.0488 | 998234.0488 | 998234.0488 | 998234.0488 | 544650.3137 | 544650.3137 | -193709.6096 | -193709.6096 | -193709.6096 | -193709.6096 | -193709.6096 | -193709.6096 | -193709.6096 | -193709.6096 | -193709.6096 | -193709.6096 | -193709.6096 | -193709.6096 | -193709.6096 | -193709.6096 | -193709.6096 | -193709.6096 | -193709.6096 | -193709.6096 | -193709.6096 | -193709.6096 | -193709.6096 | -193709.6096 | -193709.6096 | -193709.6096 | -193709.6096 | -193709.6096 | -193709.6096 | -573578.8469 | -573578.8469 | -1191943.6585 | -1191943.6585 | -1191943.6585 | -1191943.6585 | -738359.9234 | -738359.9234 | 0 | 0
$Millions (adjusted) |  |  |  | 0 | 0 | 0 | 0 | 0 | 0 | 0 | 0 | 0 | 0 | 0 | 0 | 0 | 0 | 0 | 0 | 0 | 0 | 0 | 0 | 0 | 0 | 0 | 0 | 0 | 0 | 0 | 0 | 0 | 0 | 0 | 0 | 0 | 0 | 0 | 0 | 0 | 0 | 0 | 0 | 0 | 0 | 0 | 0 | 0 | 0 | 0 | 0 | 0 |  |  | 0
Annual Avoided Costs for Deferrals - Area 3 Proposal: (see note*) | Deferral Year |  |  | 2016 | 2017 | 2018 | 2019 | 2020 | 2021 | 2022 | 2023 | 2024 | 2025 | 2026 | 2027 | 2028 | 2029 | 2030 | 2031 | 2032 | 2033 | 2034 | 2035 | 2036 | 2037 | 2038 | 2039 | 2040 | 2041 | 2042 | 2043 | 2044 | 2045 | 2046 | 2047 | 2048 | 2049 | 2050 | 2051 | 2052 | 2053 | 2054 | 2055 | 2056 | 2057 | 2058 | 2059 | 2060 | 2061 | 2062 | 2063 | 2064 |  |  | Differential NPV $M |  | Differential NPV $M (adjusted for COD of Selected Project) | Differntial NPV $/MW | NPV of Transmission Avoided Costs for Selected Project
Area I Projects:
Amagansett Conversion 33 kV | 2030 |  |  | 0 | 0 | 0 | 0 | 0 | 0 | 0 | 0 | 0 | 0 | 0 | 0 | 0 | 0 | 0 | 0 | 0 | 0 | 0 | 0 | 0 | 0 | 0 | 0 | 0 | 0 | 0 | 0 | 0 | 0 | 0 | 0 | 0 | 0 | 0 | 0 | 0 | 0 | 0 | 0 | 0 | 0 | 0 | 0 | 0 | 0 | 0 | 0 | 0 |  |  | 0 |  | 0 | 0 | 0
East Hampton Conversion 33 kV | 2030 |  |  | 0 | 0 | 0 | 0 | 0 | 0 | 0 | 0 | 0 | 0 | 0 | 0 | 0 | 0 | 0 | 0 | 0 | 0 | 0 | 0 | 0 | 0 | 0 | 0 | 0 | 0 | 0 | 0 | 0 | 0 | 0 | 0 | 0 | 0 | 0 | 0 | 0 | 0 | 0 | 0 | 0 | 0 | 0 | 0 | 0 | 0 | 0 | 0 | 0 |  |  | 0 |  | 0 | 0 | 0
Buell Conversion 33 kV | 2030 |  |  | 0 | 0 | 0 | 0 | 0 | 0 | 0 | 0 | 0 | 0 | 0 | 0 | 0 | 0 | 0 | 0 | 0 | 0 | 0 | 0 | 0 | 0 | 0 | 0 | 0 | 0 | 0 | 0 | 0 | 0 | 0 | 0 | 0 | 0 | 0 | 0 | 0 | 0 | 0 | 0 | 0 | 0 | 0 | 0 | 0 | 0 | 0 | 0 | 0 |  |  | 0 |  | 0 | 0 | 0
Hither Hills Conversion to 33 kV | 2030 |  |  | 0 | 0 | 0 | 0 | 0 | 0 | 0 | 0 | 0 | 0 | 0 | 0 | 0 | 0 | 0 | 0 | 0 | 0 | 0 | 0 | 0 | 0 | 0 | 0 | 0 | 0 | 0 | 0 | 0 | 0 | 0 | 0 | 0 | 0 | 0 | 0 | 0 | 0 | 0 | 0 | 0 | 0 | 0 | 0 | 0 | 0 | 0 | 0 | 0 |  |  | 0 |  | 0 | 0 | 0
Culloden Pt Conversion to 33 kV | 2030 |  |  | 0 | 0 | 0 | 0 | 0 | 0 | 0 | 0 | 0 | 0 | 0 | 0 | 0 | 0 | 0 | 0 | 0 | 0 | 0 | 0 | 0 | 0 | 0 | 0 | 0 | 0 | 0 | 0 | 0 | 0 | 0 | 0 | 0 | 0 | 0 | 0 | 0 | 0 | 0 | 0 | 0 | 0 | 0 | 0 | 0 | 0 | 0 | 0 | 0 |  |  | 0 |  | 0 | 0 | 0
[59 empty] | 0 | =Area I Portion
Area II Projects: | [58 empty] | 0 | =Area I+II+III Portions
Riverhead Canal 2nd Line and Bank | 2026 |  |  | 0 | 0 | 0 | 0 | 0 | 0 | 0 | 0 | 0 | 0 | 0 | 0 | 0 | 0 | 0 | 0 | 0 | 0 | 0 | 0 | 0 | 0 | 0 | 0 | 0 | 0 | 0 | 0 | 0 | 0 | 0 | 0 | 0 | 0 | 0 | 0 | 0 | 0 | 0 | 0 | 0 | 0 | 0 | 0 | 0 | 0 | 0 | 0 | 0 |  |  | 0 |  | 0 | 0 | 0
[59 empty] | 0 | =Area II Portion
Area III Projects: | [58 empty] | 0 | =Area II+III Portions
New Canal - Southampton Cable | 2023 |  |  | 0 | 4.5863 | 4.5863 | 4.5863 | 4.5863 | 4.5863 | 4.5863 | -0.88999 | -0.88999 | -0.88999 | -0.88999 | -0.88999 | -0.88999 | -0.88999 | -0.88999 | -0.88999 | -0.88999 | -0.88999 | -0.88999 | -0.88999 | -0.88999 | -0.88999 | -0.88999 | -0.88999 | -0.88999 | -0.88999 | -0.88999 | -0.88999 | -0.88999 | -0.88999 | -0.88999 | -0.88999 | -0.88999 | -0.88999 | -0.88999 | -0.88999 | -5.4763 | -5.4763 | -5.4763 | -5.4763 | -5.4763 | -5.4763 | 0 | 0 | 0 | 0 | 0 | 0 | 0 |  |  | 8.9667 |  | 0 | 0 | 0
Upgrade Wildwood - Riverhead to 138 kV | 2022 |  |  | 0 | 0.93922 | 0.93922 | 0.93922 | 0.93922 | 0.93922 | -0.14959 | -0.14959 | -0.14959 | -0.14959 | -0.14959 | -0.14959 | -0.14959 | -0.14959 | -0.14959 | -0.14959 | -0.14959 | -0.14959 | -0.14959 | -0.14959 | -0.14959 | -0.14959 | -0.14959 | -0.14959 | -0.14959 | -0.14959 | -0.14959 | -0.14959 | -0.14959 | -0.14959 | -0.14959 | -0.14959 | -0.14959 | -0.14959 | -0.14959 | -0.14959 | -1.0888 | -1.0888 | -1.0888 | -1.0888 | -1.0888 | 0 | 0 | 0 | 0 | 0 | 0 | 0 | 0 |  |  | 1.5483 |  | 0 | 0 | 0
Bridgehampton - Buell New 69 kV UG Cable | 2023 |  |  | 0 | 4.0496 | 4.0496 | 4.0496 | 4.0496 | 4.0496 | 4.0496 | -0.78584 | -0.78584 | -0.78584 | -0.78584 | -0.78584 | -0.78584 | -0.78584 | -0.78584 | -0.78584 | -0.78584 | -0.78584 | -0.78584 | -0.78584 | -0.78584 | -0.78584 | -0.78584 | -0.78584 | -0.78584 | -0.78584 | -0.78584 | -0.78584 | -0.78584 | -0.78584 | -0.78584 | -0.78584 | -0.78584 | -0.78584 | -0.78584 | -0.78584 | -4.8355 | -4.8355 | -4.8355 | -4.8355 | -4.8355 | -4.8355 | 0 | 0 | 0 | 0 | 0 | 0 | 0 |  |  | 7.9174 |  | 0 | 0 | 0
Canal - Wainscott New 138 kV UG Cable | 2028 |  |  | 0 | 0 | 0 | 0 | 0 | 0 | 38.957 | 38.957 | 38.957 | 38.957 | 38.957 | 38.957 | -7.5597 | -7.5597 | -7.5597 | -7.5597 | -7.5597 | -7.5597 | -7.5597 | -7.5597 | -7.5597 | -7.5597 | -7.5597 | -7.5597 | -7.5597 | -7.5597 | -7.5597 | -7.5597 | -7.5597 | -7.5597 | -7.5597 | -7.5597 | -7.5597 | -7.5597 | -7.5597 | -7.5597 | -7.5597 | -7.5597 | -7.5597 | -7.5597 | -7.5597 | -46.5167 | -46.5167 | -46.5167 | -46.5167 | -46.5167 | -46.5167 | 0 | 0 |  |  | 58.276 |  | 58.276 | 925015.732 | 0
[59 empty] | 0 | =Area III Portion
Total - Area 3 Proposal, $Millions (unadjusted) |  |  |  | 0 | 9.5752 | 9.5752 | 9.5752 | 9.5752 | 9.5752 | 47.4434 | 37.1316 | 37.1316 | 37.1316 | 37.1316 | 37.1316 | -9.3851 | -9.3851 | -9.3851 | -9.3851 | -9.3851 | -9.3851 | -9.3851 | -9.3851 | -9.3851 | -9.3851 | -9.3851 | -9.3851 | -9.3851 | -9.3851 | -9.3851 | -9.3851 | -9.3851 | -9.3851 | -9.3851 | -9.3851 | -9.3851 | -9.3851 | -9.3851 | -9.3851 | -18.9603 | -18.9603 | -18.9603 | -18.9603 | -18.9603 | -56.8285 | -46.5167 | -46.5167 | -46.5167 | -46.5167 | -46.5167 | 0 | 0 |  |  | 76.7083 |  |  | 925015.732 | 0
$/MW-yr |  |  |  | 0 | 0 | 0 | 0 | 0 | 0 | 618364.8116 | 618364.8116 | 618364.8116 | 618364.8116 | 618364.8116 | 618364.8116 | -119995.1118 | -119995.1118 | -119995.1118 | -119995.1118 | -119995.1118 | -119995.1118 | -119995.1118 | -119995.1118 | -119995.1118 | -119995.1118 | -119995.1118 | -119995.1118 | -119995.1118 | -119995.1118 | -119995.1118 | -119995.1118 | -119995.1118 | -119995.1118 | -119995.1118 | -119995.1118 | -119995.1118 | -119995.1118 | -119995.1118 | -119995.1118 | -119995.1118 | -119995.1118 | -119995.1118 | -119995.1118 | -119995.1118 | -738359.9234 | -738359.9234 | -738359.9234 | -738359.9234 | -738359.9234 | -738359.9234 | 0 | 0
$Millions (adjusted) |  |  |  | 0 | 0 | 0 | 0 | 0 | 0 | 0 | 0 | 0 | 0 | 0 | 0 | 0 | 0 | 0 | 0 | 0 | 0 | 0 | 0 | 0 | 0 | 0 | 0 | 0 | 0 | 0 | 0 | 0 | 0 | 0 | 0 | 0 | 0 | 0 | 0 | 0 | 0 | 0 | 0 | 0 | 0 | 0 | 0 | 0 | 0 | 0 | 0 | 0 |  |  | 0
Discount Factor (Relative to 1/1/2016) = |  |  |  | 0.94787 | 0.89845 | 0.85161 | 0.80722 | 0.76513 | 0.72525 | 0.68744 | 0.6516 | 0.61763 | 0.58543 | 0.55491 | 0.52598 | 0.49856 | 0.47257 | 0.44793 | 0.42458 | 0.40245 | 0.38147 | 0.36158 | 0.34273 | 0.32486 | 0.30793 | 0.29187 | 0.27666 | 0.26223 | 0.24856 | 0.2356 | 0.22332 | 0.21168 | 0.20064 | 0.19018 | 0.18027 | 0.17087 | 0.16196 | 0.15352 | 0.14552 | 0.13793 | 0.13074 | 0.12392 | 0.11746 | 0.11134 | 0.10554 | 0.10003 | 0.094818 | 0.089875 | 0.08519 | 0.080748 | 0.076539 | 0.072549
* Note: A positive (+) avoided cost in a given year represents a cost savings relative to not having a transmission project deferral.
Note on BF17: Todd Kantarek: Interconnection at East Hampton Sub dist;n side. Added 2.6% transmission loss factor.

## PhII (LIE400-9MW)
Version |  | Based on PSEGLI file: "East End Utility 2_0_Economics_2014_10_13_r28_Sargent_Lundy.xlsx"
Annual Revenue Requirements (Millions of $s)
1) Reference (Transmission only) Case
Project | I/S Year | Investor | Capital (2015$s) | 2016 | 2017 | 2018 | 2019 | 2020 | 2021 | 2022 | 2023 | 2024 | 2025 | 2026 | 2027 | 2028 | 2029 | 2030 | 2031 | 2032 | 2033 | 2034 | 2035 | 2036 | 2037 | 2038 | 2039 | 2040 | 2041 | 2042 | 2043 | 2044 | 2045 | 2046 | 2047 | 2048 | 2049 | 2050 | 2051 | 2052 | 2053 | 2054 | 2055 | 2056 | 2057 | 2058 | 2059 | 2060 | 2061 | 2062 | 2063 | 2064 |  | NPV |  | Proposal Number = | LIE400
Transmission Reinforcement I | 2017 | PSEGLI | 93.4 | 0 | 11.3926 | 11.3926 | 11.3926 | 11.3926 | 11.3926 | 11.3926 | 11.3926 | 11.3926 | 11.3926 | 11.3926 | 11.3926 | 11.3926 | 11.3926 | 11.3926 | 11.3926 | 11.3926 | 11.3926 | 11.3926 | 11.3926 | 11.3926 | 11.3926 | 11.3926 | 11.3926 | 11.3926 | 11.3926 | 11.3926 | 11.3926 | 11.3926 | 11.3926 | 11.3926 | 11.3926 | 11.3926 | 11.3926 | 11.3926 | 11.3926 | [13 empty] | 35 | 166.1982 |  | Proposer Name = | LI Energy Storage System LLC
Transmission Reinforcement II | 2018 | PSEGLI | 4.8 | 0 | 0 | 0.60305 | 0.60305 | 0.60305 | 0.60305 | 0.60305 | 0.60305 | 0.60305 | 0.60305 | 0.60305 | 0.60305 | 0.60305 | 0.60305 | 0.60305 | 0.60305 | 0.60305 | 0.60305 | 0.60305 | 0.60305 | 0.60305 | 0.60305 | 0.60305 | 0.60305 | 0.60305 | 0.60305 | 0.60305 | 0.60305 | 0.60305 | 0.60305 | 0.60305 | 0.60305 | 0.60305 | 0.60305 | 0.60305 | 0.60305 | 0.60305 | [12 empty] | 35 | 8.3388 |  | Proposal/Project = | East Hampton Energy Storage System
Transmission Reinforcement III | 2019 | PSEGLI | 2.8 | 0 | 0 | 0 | 0.36233 | 0.36233 | 0.36233 | 0.36233 | 0.36233 | 0.36233 | 0.36233 | 0.36233 | 0.36233 | 0.36233 | 0.36233 | 0.36233 | 0.36233 | 0.36233 | 0.36233 | 0.36233 | 0.36233 | 0.36233 | 0.36233 | 0.36233 | 0.36233 | 0.36233 | 0.36233 | 0.36233 | 0.36233 | 0.36233 | 0.36233 | 0.36233 | 0.36233 | 0.36233 | 0.36233 | 0.36233 | 0.36233 | 0.36233 | 0.36233 | [11 empty] | 35 | 4.7491 |  | Option Number = | 4
Transmission Reinforcement IV | 2020 | PSEGLI | 136.8 | 0 | 0 | 0 | 0 | 18.2337 | 18.2337 | 18.2337 | 18.2337 | 18.2337 | 18.2337 | 18.2337 | 18.2337 | 18.2337 | 18.2337 | 18.2337 | 18.2337 | 18.2337 | 18.2337 | 18.2337 | 18.2337 | 18.2337 | 18.2337 | 18.2337 | 18.2337 | 18.2337 | 18.2337 | 18.2337 | 18.2337 | 18.2337 | 18.2337 | 18.2337 | 18.2337 | 18.2337 | 18.2337 | 18.2337 | 18.2337 | 18.2337 | 18.2337 | 18.2337 | [10 empty] | 35 | 226.5269 |  | Location = | 1
Transmission Reinforcement V | 2022 | PSEGLI | 275.5 | 0 | 0 | 0 | 0 | 0 | 0 | 38.957 | 38.957 | 38.957 | 38.957 | 38.957 | 38.957 | 38.957 | 38.957 | 38.957 | 38.957 | 38.957 | 38.957 | 38.957 | 38.957 | 38.957 | 38.957 | 38.957 | 38.957 | 38.957 | 38.957 | 38.957 | 38.957 | 38.957 | 38.957 | 38.957 | 38.957 | 38.957 | 38.957 | 38.957 | 38.957 | 38.957 | 38.957 | 38.957 | 38.957 | 38.957 | [8 empty] | 35 | 434.8353 |  | Technology = | Battery Storage
[56 empty] | Interconnection Points = | East Hampton - 13kV
Total |  |  | 513.3 | 0 | 11.3926 | 11.9957 | 12.358 | 30.5918 | 30.5918 | 69.5487 | 69.5487 | 69.5487 | 69.5487 | 69.5487 | 69.5487 | 69.5487 | 69.5487 | 69.5487 | 69.5487 | 69.5487 | 69.5487 | 69.5487 | 69.5487 | 69.5487 | 69.5487 | 69.5487 | 69.5487 | 69.5487 | 69.5487 | 69.5487 | 69.5487 | 69.5487 | 69.5487 | 69.5487 | 69.5487 | 69.5487 | 69.5487 | 69.5487 | 69.5487 | 58.1561 | 57.553 | 57.1907 | 38.957 | 38.957 | 0 | 0 | 0 | 0 | 0 | 0 | 0 | 0 |  | 840.6482 |  | Loss Factor = | 1.026
2016 NPV @ 5.5%, thru 2035 |  |  |  | 2016: 559.7216
2016 NPV @ 5.5%, thru 2056 |  |  |  | 2016: 840.6482 |  |  |  | MW Required by 2022 (cap) = | 15 | 33 | 15 | Output: NPV of Transmission Avoided Costs for Selected Project (see note*)
[57 empty] | Selected Project Inputs - Area 1 Portion | Selected Project Inputs - Area 2 Portion | Selected Project Inputs - Area 3 Portion | Area 1 | Area 2 | Area 3 | Total | check
[56 empty] | Project kW = | 9234 | 0 | 0
[55 empty] | Capped kW = | 9234 | 9234 | 0 | 0
[56 empty] | Project Area (1, 2, or 3) = | 1 | 2 | 3
[56 empty] | Proportion of Peak Hours Covered = | 100% | 100% | 100%
[55 empty] | Project COD = | 2018
[55 empty] | Effective kW = | 9234 |  |  |  | 16343494.8431 | 0 | 0 | 16343494.8431
[60 empty] | check | check | check
| I/S Year |  | Capital (2015$s) | 2016 | 2017 | 2018 | 2019 | 2020 | 2021 | 2022 | 2023 | 2024 | 2025 | 2026 | 2027 | 2028 | 2029 | 2030 | 2031 | 2032 | 2033 | 2034 | 2035 | 2036 | 2037 | 2038 | 2039 | 2040 | 2041 | 2042 | 2043 | 2044 | 2045 | 2046 | 2047 | 2048 | 2049 | 2050 | 2051 | 2052 | 2053 | 2054 | 2055 | 2056 | 2057 | 2058 | 2059 | 2060 | 2061 | 2062 | 2063 | 2064 |  | MW Required by 2022 | NPV Base $M | Differential NPV $M | Differential NPV $M (adjusted for COD of Selected Project) | Differntial NPV $/MW | NPV of Transmission Avoided Costs for Selected Project
Area I Projects: | [53 empty] | 15
Amagansett Conversion 33 kV | 2017 |  | 8 | 0 | 0.97582 | 0.97582 | 0.97582 | 0.97582 | 0.97582 | 0.97582 | 0.97582 | 0.97582 | 0.97582 | 0.97582 | 0.97582 | 0.97582 | 0.97582 | 0.97582 | 0.97582 | 0.97582 | 0.97582 | 0.97582 | 0.97582 | 0.97582 | 0.97582 | 0.97582 | 0.97582 | 0.97582 | 0.97582 | 0.97582 | 0.97582 | 0.97582 | 0.97582 | 0.97582 | 0.97582 | 0.97582 | 0.97582 | 0.97582 | 0.97582 | [13 empty] | 35 |  | 14.2354
East Hampton Conversion 33 kV | 2017 |  | 3.2 | 0 | 0.39033 | 0.39033 | 0.39033 | 0.39033 | 0.39033 | 0.39033 | 0.39033 | 0.39033 | 0.39033 | 0.39033 | 0.39033 | 0.39033 | 0.39033 | 0.39033 | 0.39033 | 0.39033 | 0.39033 | 0.39033 | 0.39033 | 0.39033 | 0.39033 | 0.39033 | 0.39033 | 0.39033 | 0.39033 | 0.39033 | 0.39033 | 0.39033 | 0.39033 | 0.39033 | 0.39033 | 0.39033 | 0.39033 | 0.39033 | 0.39033 | [13 empty] | 35 |  | 5.6942
Buell Conversion 33 kV | 2017 |  | 3.7 | 0 | 0.45131 | 0.45131 | 0.45131 | 0.45131 | 0.45131 | 0.45131 | 0.45131 | 0.45131 | 0.45131 | 0.45131 | 0.45131 | 0.45131 | 0.45131 | 0.45131 | 0.45131 | 0.45131 | 0.45131 | 0.45131 | 0.45131 | 0.45131 | 0.45131 | 0.45131 | 0.45131 | 0.45131 | 0.45131 | 0.45131 | 0.45131 | 0.45131 | 0.45131 | 0.45131 | 0.45131 | 0.45131 | 0.45131 | 0.45131 | 0.45131 | [13 empty] | 35 |  | 6.5839
Hither Hills Conversion to 33 kV | 2018 |  | 4.8 | 0 | 0 | 0.60305 | 0.60305 | 0.60305 | 0.60305 | 0.60305 | 0.60305 | 0.60305 | 0.60305 | 0.60305 | 0.60305 | 0.60305 | 0.60305 | 0.60305 | 0.60305 | 0.60305 | 0.60305 | 0.60305 | 0.60305 | 0.60305 | 0.60305 | 0.60305 | 0.60305 | 0.60305 | 0.60305 | 0.60305 | 0.60305 | 0.60305 | 0.60305 | 0.60305 | 0.60305 | 0.60305 | 0.60305 | 0.60305 | 0.60305 | 0.60305 | [12 empty] | 35 |  | 8.3388
Culloden Pt Conversion to 33 kV | 2019 |  | 2.8 | 0 | 0 | 0 | 0.36233 | 0.36233 | 0.36233 | 0.36233 | 0.36233 | 0.36233 | 0.36233 | 0.36233 | 0.36233 | 0.36233 | 0.36233 | 0.36233 | 0.36233 | 0.36233 | 0.36233 | 0.36233 | 0.36233 | 0.36233 | 0.36233 | 0.36233 | 0.36233 | 0.36233 | 0.36233 | 0.36233 | 0.36233 | 0.36233 | 0.36233 | 0.36233 | 0.36233 | 0.36233 | 0.36233 | 0.36233 | 0.36233 | 0.36233 | 0.36233 | [11 empty] | 35 |  | 4.7491
No Deferral |  |  | 22.5 |  | 1.8175 | 2.4205 | 2.7828 | 2.7828 | 2.7828 | 2.7828 | 2.7828 | 2.7828 | 2.7828 | 2.7828 | 2.7828 | 2.7828 | 2.7828 | 2.7828 | 2.7828 | 2.7828 | 2.7828 | 2.7828 | 2.7828 | 2.7828 | 2.7828 | 2.7828 | 2.7828 | 2.7828 | 2.7828 | 2.7828 | 2.7828 | 2.7828 | 2.7828 | 2.7828 | 2.7828 | 2.7828 | 2.7828 | 2.7828 | 2.7828 | 0.96539 | 0.36233 | 0 | 0 | 0 | [10 empty] | 39.6013
Amagansett Conversion 33 kV | 2030 |  | 8 | [14 empty] | 1.433 | 1.433 | 1.433 | 1.433 | 1.433 | 1.433 | 1.433 | 1.433 | 1.433 | 1.433 | 1.433 | 1.433 | 1.433 | 1.433 | 1.433 | 1.433 | 1.433 | 1.433 | 1.433 | 1.433 | 1.433 | 1.433 | 1.433 | 1.433 | 1.433 | 1.433 | 1.433 | 1.433 | 1.433 | 1.433 | 1.433 | 1.433 | 1.433 | 1.433 | 1.433 | 35 |  | 10.4225 | 3.8129 | 0 | 0 | 0
East Hampton Conversion 33 kV | 2030 |  | 3.2 | [14 empty] | 0.57321 | 0.57321 | 0.57321 | 0.57321 | 0.57321 | 0.57321 | 0.57321 | 0.57321 | 0.57321 | 0.57321 | 0.57321 | 0.57321 | 0.57321 | 0.57321 | 0.57321 | 0.57321 | 0.57321 | 0.57321 | 0.57321 | 0.57321 | 0.57321 | 0.57321 | 0.57321 | 0.57321 | 0.57321 | 0.57321 | 0.57321 | 0.57321 | 0.57321 | 0.57321 | 0.57321 | 0.57321 | 0.57321 | 0.57321 | 0.57321 | 35 |  | 4.169 | 1.5252 | 0 | 0 | 0
Buell Conversion 33 kV | 2030 |  | 3.7 | [14 empty] | 0.66277 | 0.66277 | 0.66277 | 0.66277 | 0.66277 | 0.66277 | 0.66277 | 0.66277 | 0.66277 | 0.66277 | 0.66277 | 0.66277 | 0.66277 | 0.66277 | 0.66277 | 0.66277 | 0.66277 | 0.66277 | 0.66277 | 0.66277 | 0.66277 | 0.66277 | 0.66277 | 0.66277 | 0.66277 | 0.66277 | 0.66277 | 0.66277 | 0.66277 | 0.66277 | 0.66277 | 0.66277 | 0.66277 | 0.66277 | 0.66277 | 35 |  | 4.8204 | 1.7635 | 0 | 0 | 0
Hither Hills Conversion to 33 kV | 2030 |  | 4.8 | [14 empty] | 0.85981 | 0.85981 | 0.85981 | 0.85981 | 0.85981 | 0.85981 | 0.85981 | 0.85981 | 0.85981 | 0.85981 | 0.85981 | 0.85981 | 0.85981 | 0.85981 | 0.85981 | 0.85981 | 0.85981 | 0.85981 | 0.85981 | 0.85981 | 0.85981 | 0.85981 | 0.85981 | 0.85981 | 0.85981 | 0.85981 | 0.85981 | 0.85981 | 0.85981 | 0.85981 | 0.85981 | 0.85981 | 0.85981 | 0.85981 | 0.85981 | 35 |  | 6.2535 | 2.0853 | 2.0853 | 139022.8879 | 1283737.3471
Culloden Pt Conversion to 33 kV | 2030 |  | 2.8 | [14 empty] | 0.50156 | 0.50156 | 0.50156 | 0.50156 | 0.50156 | 0.50156 | 0.50156 | 0.50156 | 0.50156 | 0.50156 | 0.50156 | 0.50156 | 0.50156 | 0.50156 | 0.50156 | 0.50156 | 0.50156 | 0.50156 | 0.50156 | 0.50156 | 0.50156 | 0.50156 | 0.50156 | 0.50156 | 0.50156 | 0.50156 | 0.50156 | 0.50156 | 0.50156 | 0.50156 | 0.50156 | 0.50156 | 0.50156 | 0.50156 | 0.50156 | 35 |  | 3.6479 | 1.1012 | 1.1012 | 73412.135 | 677887.6546
Deferral to Indicated Year |  |  | 22.5 | [6 empty] | 0 | 0 | 0 | 0 | 0 | 0 | 0 | 0 | 4.0304 | 4.0304 | 4.0304 | 4.0304 | 4.0304 | 4.0304 | 4.0304 | 4.0304 | 4.0304 | 4.0304 | 4.0304 | 4.0304 | 4.0304 | 4.0304 | 4.0304 | 4.0304 | 4.0304 | 4.0304 | 4.0304 | 4.0304 | 4.0304 | 4.0304 | 4.0304 | 4.0304 | 4.0304 | 4.0304 | 4.0304 | 4.0304 | 4.0304 | 4.0304 | 4.0304 | 4.0304 | 4.0304 | 4.0304 | 4.0304 | 35 |  | 29.3132 | 10.2881 | 3.1865 | 212435.0229 | 1961625.0018 | =Area I Portion
[59 empty] | 16343494.8431 | =Area I+II+III Portions
Annual Avoided Costs for Deferral to Indicated Year:
Amagansett Conversion 33 kV | 2030 |  |  | 0 | 0.97582 | 0.97582 | 0.97582 | 0.97582 | 0.97582 | 0.97582 | 0.97582 | 0.97582 | 0.97582 | 0.97582 | 0.97582 | 0.97582 | 0.97582 | -0.4572 | -0.4572 | -0.4572 | -0.4572 | -0.4572 | -0.4572 | -0.4572 | -0.4572 | -0.4572 | -0.4572 | -0.4572 | -0.4572 | -0.4572 | -0.4572 | -0.4572 | -0.4572 | -0.4572 | -0.4572 | -0.4572 | -0.4572 | -0.4572 | -0.4572 | -1.433 | -1.433 | -1.433 | -1.433 | -1.433 | -1.433 | -1.433 | -1.433 | -1.433 | -1.433 | -1.433 | -1.433 | -1.433 | 35 |  |  | 3.8129
East Hampton Conversion 33 kV | 2030 |  |  | 0 | 0.39033 | 0.39033 | 0.39033 | 0.39033 | 0.39033 | 0.39033 | 0.39033 | 0.39033 | 0.39033 | 0.39033 | 0.39033 | 0.39033 | 0.39033 | -0.18288 | -0.18288 | -0.18288 | -0.18288 | -0.18288 | -0.18288 | -0.18288 | -0.18288 | -0.18288 | -0.18288 | -0.18288 | -0.18288 | -0.18288 | -0.18288 | -0.18288 | -0.18288 | -0.18288 | -0.18288 | -0.18288 | -0.18288 | -0.18288 | -0.18288 | -0.57321 | -0.57321 | -0.57321 | -0.57321 | -0.57321 | -0.57321 | -0.57321 | -0.57321 | -0.57321 | -0.57321 | -0.57321 | -0.57321 | -0.57321 | 35 |  |  | 1.5252
Buell Conversion 33 kV | 2030 |  |  | 0 | 0.45131 | 0.45131 | 0.45131 | 0.45131 | 0.45131 | 0.45131 | 0.45131 | 0.45131 | 0.45131 | 0.45131 | 0.45131 | 0.45131 | 0.45131 | -0.21146 | -0.21146 | -0.21146 | -0.21146 | -0.21146 | -0.21146 | -0.21146 | -0.21146 | -0.21146 | -0.21146 | -0.21146 | -0.21146 | -0.21146 | -0.21146 | -0.21146 | -0.21146 | -0.21146 | -0.21146 | -0.21146 | -0.21146 | -0.21146 | -0.21146 | -0.66277 | -0.66277 | -0.66277 | -0.66277 | -0.66277 | -0.66277 | -0.66277 | -0.66277 | -0.66277 | -0.66277 | -0.66277 | -0.66277 | -0.66277 | 35 |  |  | 1.7635
Hither Hills Conversion to 33 kV | 2030 |  |  | 0 | 0 | 0.60305 | 0.60305 | 0.60305 | 0.60305 | 0.60305 | 0.60305 | 0.60305 | 0.60305 | 0.60305 | 0.60305 | 0.60305 | 0.60305 | -0.25676 | -0.25676 | -0.25676 | -0.25676 | -0.25676 | -0.25676 | -0.25676 | -0.25676 | -0.25676 | -0.25676 | -0.25676 | -0.25676 | -0.25676 | -0.25676 | -0.25676 | -0.25676 | -0.25676 | -0.25676 | -0.25676 | -0.25676 | -0.25676 | -0.25676 | -0.25676 | -0.85981 | -0.85981 | -0.85981 | -0.85981 | -0.85981 | -0.85981 | -0.85981 | -0.85981 | -0.85981 | -0.85981 | -0.85981 | -0.85981 | 35 |  |  | 2.0853
Culloden Pt Conversion to 33 kV | 2030 |  |  | 0 | 0 | 0 | 0.36233 | 0.36233 | 0.36233 | 0.36233 | 0.36233 | 0.36233 | 0.36233 | 0.36233 | 0.36233 | 0.36233 | 0.36233 | -0.13922 | -0.13922 | -0.13922 | -0.13922 | -0.13922 | -0.13922 | -0.13922 | -0.13922 | -0.13922 | -0.13922 | -0.13922 | -0.13922 | -0.13922 | -0.13922 | -0.13922 | -0.13922 | -0.13922 | -0.13922 | -0.13922 | -0.13922 | -0.13922 | -0.13922 | -0.13922 | -0.13922 | -0.50156 | -0.50156 | -0.50156 | -0.50156 | -0.50156 | -0.50156 | -0.50156 | -0.50156 | -0.50156 | -0.50156 | -0.50156 | 35 |  |  | 1.1012
Area II Projects: | [53 empty] | 33
Riverhead Canal 2nd Line and Bank | 2020 |  | 136.8 | 0 | 0 | 0 | 0 | 18.2337 | 18.2337 | 18.2337 | 18.2337 | 18.2337 | 18.2337 | 18.2337 | 18.2337 | 18.2337 | 18.2337 | 18.2337 | 18.2337 | 18.2337 | 18.2337 | 18.2337 | 18.2337 | 18.2337 | 18.2337 | 18.2337 | 18.2337 | 18.2337 | 18.2337 | 18.2337 | 18.2337 | 18.2337 | 18.2337 | 18.2337 | 18.2337 | 18.2337 | 18.2337 | 18.2337 | 18.2337 | 18.2337 | 18.2337 | 18.2337 | [10 empty] | 35 |  | 226.5269
No Deferral |  |  | 136.8 |  | 0 | 0 | 0 | 18.2337 | 18.2337 | 18.2337 | 18.2337 | 18.2337 | 18.2337 | 18.2337 | 18.2337 | 18.2337 | 18.2337 | 18.2337 | 18.2337 | 18.2337 | 18.2337 | 18.2337 | 18.2337 | 18.2337 | 18.2337 | 18.2337 | 18.2337 | 18.2337 | 18.2337 | 18.2337 | 18.2337 | 18.2337 | 18.2337 | 18.2337 | 18.2337 | 18.2337 | 18.2337 | 18.2337 | 18.2337 | 18.2337 | 18.2337 | 18.2337 | [10 empty] | 35 |  | 226.5269
Riverhead Canal 2nd Line and Bank | 2026 |  | 136.8 | [10 empty] | 21.772 | 21.772 | 21.772 | 21.772 | 21.772 | 21.772 | 21.772 | 21.772 | 21.772 | 21.772 | 21.772 | 21.772 | 21.772 | 21.772 | 21.772 | 21.772 | 21.772 | 21.772 | 21.772 | 21.772 | 21.772 | 21.772 | 21.772 | 21.772 | 21.772 | 21.772 | 21.772 | 21.772 | 21.772 | 21.772 | 21.772 | 21.772 | 21.772 | 21.772 | 21.772 |  |  |  |  | 35 |  | 196.1681 | 30.3588 | 30.3588 | 632475.0457 | 5840274.572
Deferral to Indicated Year |  |  | 136.8 | [6 empty] | 0 | 0 | 0 | 0 | 21.772 | 21.772 | 21.772 | 21.772 | 21.772 | 21.772 | 21.772 | 21.772 | 21.772 | 21.772 | 21.772 | 21.772 | 21.772 | 21.772 | 21.772 | 21.772 | 21.772 | 21.772 | 21.772 | 21.772 | 21.772 | 21.772 | 21.772 | 21.772 | 21.772 | 21.772 | 21.772 | 21.772 | 21.772 | 21.772 | 21.772 | 21.772 | 21.772 | 21.772 | 21.772 |  |  |  |  | 35 |  | 196.1681 | 30.3588 | 30.3588 | 632475.0457 | 5840274.572 | =Area II Portion
[59 empty] | 14381869.8413 | =Area II+III Portions
Annual Avoided Costs for Deferral to Indicated Year:
Riverhead Canal 2nd Line and Bank | 2026 |  |  | 0 | 0 | 0 | 0 | 18.2337 | 18.2337 | 18.2337 | 18.2337 | 18.2337 | 18.2337 | -3.5383 | -3.5383 | -3.5383 | -3.5383 | -3.5383 | -3.5383 | -3.5383 | -3.5383 | -3.5383 | -3.5383 | -3.5383 | -3.5383 | -3.5383 | -3.5383 | -3.5383 | -3.5383 | -3.5383 | -3.5383 | -3.5383 | -3.5383 | -3.5383 | -3.5383 | -3.5383 | -3.5383 | -3.5383 | -3.5383 | -3.5383 | -3.5383 | -3.5383 | -21.772 | -21.772 | -21.772 | -21.772 | -21.772 | -21.772 |  |  |  |  | 35 |  |  | 30.3588
0
Area III Projects: | [52 empty] | 0 | 15
New Canal - Southampton Cable | 2017 |  | 37.6 | 0 | 4.5863 | 4.5863 | 4.5863 | 4.5863 | 4.5863 | 4.5863 | 4.5863 | 4.5863 | 4.5863 | 4.5863 | 4.5863 | 4.5863 | 4.5863 | 4.5863 | 4.5863 | 4.5863 | 4.5863 | 4.5863 | 4.5863 | 4.5863 | 4.5863 | 4.5863 | 4.5863 | 4.5863 | 4.5863 | 4.5863 | 4.5863 | 4.5863 | 4.5863 | 4.5863 | 4.5863 | 4.5863 | 4.5863 | 4.5863 | 4.5863 | [13 empty] | 35 |  | 66.9063
Upgrade Wildwood - Riverhead to 138 kV | 2017 |  | 7.7 | 0 | 0.93922 | 0.93922 | 0.93922 | 0.93922 | 0.93922 | 0.93922 | 0.93922 | 0.93922 | 0.93922 | 0.93922 | 0.93922 | 0.93922 | 0.93922 | 0.93922 | 0.93922 | 0.93922 | 0.93922 | 0.93922 | 0.93922 | 0.93922 | 0.93922 | 0.93922 | 0.93922 | 0.93922 | 0.93922 | 0.93922 | 0.93922 | 0.93922 | 0.93922 | 0.93922 | 0.93922 | 0.93922 | 0.93922 | 0.93922 | 0.93922 | [13 empty] | 35 |  | 13.7016
Bridgehampton - Buell New 69 kV UG Cable | 2017 |  | 33.2 | 0 | 4.0496 | 4.0496 | 4.0496 | 4.0496 | 4.0496 | 4.0496 | 4.0496 | 4.0496 | 4.0496 | 4.0496 | 4.0496 | 4.0496 | 4.0496 | 4.0496 | 4.0496 | 4.0496 | 4.0496 | 4.0496 | 4.0496 | 4.0496 | 4.0496 | 4.0496 | 4.0496 | 4.0496 | 4.0496 | 4.0496 | 4.0496 | 4.0496 | 4.0496 | 4.0496 | 4.0496 | 4.0496 | 4.0496 | 4.0496 | 4.0496 | [13 empty] | 35 |  | 59.0769
Canal - Wainscott New 138 kV UG Cable | 2022 |  | 275.5 | 0 | 0 | 0 | 0 | 0 | 0 | 38.957 | 38.957 | 38.957 | 38.957 | 38.957 | 38.957 | 38.957 | 38.957 | 38.957 | 38.957 | 38.957 | 38.957 | 38.957 | 38.957 | 38.957 | 38.957 | 38.957 | 38.957 | 38.957 | 38.957 | 38.957 | 38.957 | 38.957 | 38.957 | 38.957 | 38.957 | 38.957 | 38.957 | 38.957 | 38.957 | 38.957 | 38.957 | 38.957 | 38.957 | 38.957 | [8 empty] | 35 |  | 434.8353
No Deferral |  |  | 354 |  | 9.5752 | 9.5752 | 9.5752 | 9.5752 | 9.5752 | 48.5322 | 48.5322 | 48.5322 | 48.5322 | 48.5322 | 48.5322 | 48.5322 | 48.5322 | 48.5322 | 48.5322 | 48.5322 | 48.5322 | 48.5322 | 48.5322 | 48.5322 | 48.5322 | 48.5322 | 48.5322 | 48.5322 | 48.5322 | 48.5322 | 48.5322 | 48.5322 | 48.5322 | 48.5322 | 48.5322 | 48.5322 | 48.5322 | 48.5322 | 48.5322 | 38.957 | 38.957 | 38.957 | 38.957 | 38.957 | [10 empty] | 574.52
New Canal - Southampton Cable | 2023 |  | 37.6 | [7 empty] | 5.4763 | 5.4763 | 5.4763 | 5.4763 | 5.4763 | 5.4763 | 5.4763 | 5.4763 | 5.4763 | 5.4763 | 5.4763 | 5.4763 | 5.4763 | 5.4763 | 5.4763 | 5.4763 | 5.4763 | 5.4763 | 5.4763 | 5.4763 | 5.4763 | 5.4763 | 5.4763 | 5.4763 | 5.4763 | 5.4763 | 5.4763 | 5.4763 | 5.4763 | 5.4763 | 5.4763 | 5.4763 | 5.4763 | 5.4763 | 5.4763 | [7 empty] | 35 |  | 57.9396 | 8.9667 | 0 | 0 | 0
Upgrade Wildwood - Riverhead to 138 kV | 2022 |  | 7.7 | [6 empty] | 1.0888 | 1.0888 | 1.0888 | 1.0888 | 1.0888 | 1.0888 | 1.0888 | 1.0888 | 1.0888 | 1.0888 | 1.0888 | 1.0888 | 1.0888 | 1.0888 | 1.0888 | 1.0888 | 1.0888 | 1.0888 | 1.0888 | 1.0888 | 1.0888 | 1.0888 | 1.0888 | 1.0888 | 1.0888 | 1.0888 | 1.0888 | 1.0888 | 1.0888 | 1.0888 | 1.0888 | 1.0888 | 1.0888 | 1.0888 | 1.0888 | [8 empty] | 35 |  | 12.1533 | 1.5483 | 0 | 0 | 0
Bridgehampton - Buell New 69 kV UG Cable | 2023 |  | 33.2 | [7 empty] | 4.8355 | 4.8355 | 4.8355 | 4.8355 | 4.8355 | 4.8355 | 4.8355 | 4.8355 | 4.8355 | 4.8355 | 4.8355 | 4.8355 | 4.8355 | 4.8355 | 4.8355 | 4.8355 | 4.8355 | 4.8355 | 4.8355 | 4.8355 | 4.8355 | 4.8355 | 4.8355 | 4.8355 | 4.8355 | 4.8355 | 4.8355 | 4.8355 | 4.8355 | 4.8355 | 4.8355 | 4.8355 | 4.8355 | 4.8355 | 4.8355 | [7 empty] | 35 |  | 51.1595 | 7.9174 | 0 | 0 | 0
Canal - Wainscott New 138 kV UG Cable | 2028 |  | 275.5 | [12 empty] | 46.5167 | 46.5167 | 46.5167 | 46.5167 | 46.5167 | 46.5167 | 46.5167 | 46.5167 | 46.5167 | 46.5167 | 46.5167 | 46.5167 | 46.5167 | 46.5167 | 46.5167 | 46.5167 | 46.5167 | 46.5167 | 46.5167 | 46.5167 | 46.5167 | 46.5167 | 46.5167 | 46.5167 | 46.5167 | 46.5167 | 46.5167 | 46.5167 | 46.5167 | 46.5167 | 46.5167 | 46.5167 | 46.5167 | 46.5167 | 46.5167 |  |  | 35 |  | 376.5593 | 58.276 | 58.276 | 925015.732 | 8541595.2693
Deferral to Indicated Year |  |  | 354 | [6 empty] | 1.0888 | 11.4006 | 11.4006 | 11.4006 | 11.4006 | 11.4006 | 57.9173 | 57.9173 | 57.9173 | 57.9173 | 57.9173 | 57.9173 | 57.9173 | 57.9173 | 57.9173 | 57.9173 | 57.9173 | 57.9173 | 57.9173 | 57.9173 | 57.9173 | 57.9173 | 57.9173 | 57.9173 | 57.9173 | 57.9173 | 57.9173 | 57.9173 | 57.9173 | 57.9173 | 57.9173 | 57.9173 | 57.9173 | 57.9173 | 57.9173 | 56.8285 | 46.5167 | 46.5167 | 46.5167 | 46.5167 | 46.5167 |  |  | 41 |  | 497.8117 | 76.7083 | 58.276 | 925015.732 | 8541595.2693 | =Area III Portion
[59 empty] | 8541595.2693 | =Area III Portion
Annual Avoided Costs for Deferral to Indicated Year:
New Canal - Southampton Cable | 2023 |  |  | 0 | 4.5863 | 4.5863 | 4.5863 | 4.5863 | 4.5863 | 4.5863 | -0.88999 | -0.88999 | -0.88999 | -0.88999 | -0.88999 | -0.88999 | -0.88999 | -0.88999 | -0.88999 | -0.88999 | -0.88999 | -0.88999 | -0.88999 | -0.88999 | -0.88999 | -0.88999 | -0.88999 | -0.88999 | -0.88999 | -0.88999 | -0.88999 | -0.88999 | -0.88999 | -0.88999 | -0.88999 | -0.88999 | -0.88999 | -0.88999 | -0.88999 | -5.4763 | -5.4763 | -5.4763 | -5.4763 | -5.4763 | -5.4763 | 0 | 0 | 0 | 0 | 0 |  |  | 35 |  |  | 8.9667
Upgrade Wildwood - Riverhead to 138 kV | 2022 |  |  | 0 | 0.93922 | 0.93922 | 0.93922 | 0.93922 | 0.93922 | -0.14959 | -0.14959 | -0.14959 | -0.14959 | -0.14959 | -0.14959 | -0.14959 | -0.14959 | -0.14959 | -0.14959 | -0.14959 | -0.14959 | -0.14959 | -0.14959 | -0.14959 | -0.14959 | -0.14959 | -0.14959 | -0.14959 | -0.14959 | -0.14959 | -0.14959 | -0.14959 | -0.14959 | -0.14959 | -0.14959 | -0.14959 | -0.14959 | -0.14959 | -0.14959 | -1.0888 | -1.0888 | -1.0888 | -1.0888 | -1.0888 | 0 | 0 | 0 | 0 | 0 | 0 |  |  | 35 |  |  | 1.5483
Bridgehampton - Buell New 69 kV UG Cable | 2023 |  |  | 0 | 4.0496 | 4.0496 | 4.0496 | 4.0496 | 4.0496 | 4.0496 | -0.78584 | -0.78584 | -0.78584 | -0.78584 | -0.78584 | -0.78584 | -0.78584 | -0.78584 | -0.78584 | -0.78584 | -0.78584 | -0.78584 | -0.78584 | -0.78584 | -0.78584 | -0.78584 | -0.78584 | -0.78584 | -0.78584 | -0.78584 | -0.78584 | -0.78584 | -0.78584 | -0.78584 | -0.78584 | -0.78584 | -0.78584 | -0.78584 | -0.78584 | -4.8355 | -4.8355 | -4.8355 | -4.8355 | -4.8355 | -4.8355 | 0 | 0 | 0 | 0 | 0 |  |  | 35 |  |  | 7.9174
Canal - Wainscott New 138 kV UG Cable | 2028 |  |  | 0 | 0 | 0 | 0 | 0 | 0 | 38.957 | 38.957 | 38.957 | 38.957 | 38.957 | 38.957 | -7.5597 | -7.5597 | -7.5597 | -7.5597 | -7.5597 | -7.5597 | -7.5597 | -7.5597 | -7.5597 | -7.5597 | -7.5597 | -7.5597 | -7.5597 | -7.5597 | -7.5597 | -7.5597 | -7.5597 | -7.5597 | -7.5597 | -7.5597 | -7.5597 | -7.5597 | -7.5597 | -7.5597 | -7.5597 | -7.5597 | -7.5597 | -7.5597 | -7.5597 | -46.5167 | -46.5167 | -46.5167 | -46.5167 | -46.5167 | -46.5167 | [5 empty] | 58.276
Total - All Areas (No Deferrals,$Millions) |  |  | 513.3 |  | 11.3926 | 11.9957 | 12.358 | 30.5918 | 30.5918 | 69.5487 | 69.5487 | 69.5487 | 69.5487 | 69.5487 | 69.5487 | 69.5487 | 69.5487 | 69.5487 | 69.5487 | 69.5487 | 69.5487 | 69.5487 | 69.5487 | 69.5487 | 69.5487 | 69.5487 | 69.5487 | 69.5487 | 69.5487 | 69.5487 | 69.5487 | 69.5487 | 69.5487 | 69.5487 | 69.5487 | 69.5487 | 69.5487 | 69.5487 | 69.5487 | 58.1561 | 57.553 | 57.1907 | 38.957 | 38.957 | 0 | 0 | 0 | 0 | 0 | 0 | 0 | 0 |  | 63 | 840.6482 | 117.3552 | = max. total avoided cost in portfolio
Annual Avoided Costs for Deferrals - Area 1 Proposal: (see note*) | Deferral Year |  |  | 2016 | 2017 | 2018 | 2019 | 2020 | 2021 | 2022 | 2023 | 2024 | 2025 | 2026 | 2027 | 2028 | 2029 | 2030 | 2031 | 2032 | 2033 | 2034 | 2035 | 2036 | 2037 | 2038 | 2039 | 2040 | 2041 | 2042 | 2043 | 2044 | 2045 | 2046 | 2047 | 2048 | 2049 | 2050 | 2051 | 2052 | 2053 | 2054 | 2055 | 2056 | 2057 | 2058 | 2059 | 2060 | 2061 | 2062 | 2063 | 2064 |  |  | Differential NPV $M |  | Differential NPV $M (adjusted for COD of Selected Project) | Differntial NPV $/MW | NPV of Transmission Avoided Costs for Selected Project
Area I Projects:
Amagansett Conversion 33 kV | 2030 |  |  | 0 | 0.97582 | 0.97582 | 0.97582 | 0.97582 | 0.97582 | 0.97582 | 0.97582 | 0.97582 | 0.97582 | 0.97582 | 0.97582 | 0.97582 | 0.97582 | -0.4572 | -0.4572 | -0.4572 | -0.4572 | -0.4572 | -0.4572 | -0.4572 | -0.4572 | -0.4572 | -0.4572 | -0.4572 | -0.4572 | -0.4572 | -0.4572 | -0.4572 | -0.4572 | -0.4572 | -0.4572 | -0.4572 | -0.4572 | -0.4572 | -0.4572 | -1.433 | -1.433 | -1.433 | -1.433 | -1.433 | -1.433 | -1.433 | -1.433 | -1.433 | -1.433 | -1.433 | -1.433 | -1.433 |  |  | 3.8129 |  | 0 | 0 | 0
East Hampton Conversion 33 kV | 2030 |  |  | 0 | 0.39033 | 0.39033 | 0.39033 | 0.39033 | 0.39033 | 0.39033 | 0.39033 | 0.39033 | 0.39033 | 0.39033 | 0.39033 | 0.39033 | 0.39033 | -0.18288 | -0.18288 | -0.18288 | -0.18288 | -0.18288 | -0.18288 | -0.18288 | -0.18288 | -0.18288 | -0.18288 | -0.18288 | -0.18288 | -0.18288 | -0.18288 | -0.18288 | -0.18288 | -0.18288 | -0.18288 | -0.18288 | -0.18288 | -0.18288 | -0.18288 | -0.57321 | -0.57321 | -0.57321 | -0.57321 | -0.57321 | -0.57321 | -0.57321 | -0.57321 | -0.57321 | -0.57321 | -0.57321 | -0.57321 | -0.57321 |  |  | 1.5252 |  | 0 | 0 | 0
Buell Conversion 33 kV | 2030 |  |  | 0 | 0.45131 | 0.45131 | 0.45131 | 0.45131 | 0.45131 | 0.45131 | 0.45131 | 0.45131 | 0.45131 | 0.45131 | 0.45131 | 0.45131 | 0.45131 | -0.21146 | -0.21146 | -0.21146 | -0.21146 | -0.21146 | -0.21146 | -0.21146 | -0.21146 | -0.21146 | -0.21146 | -0.21146 | -0.21146 | -0.21146 | -0.21146 | -0.21146 | -0.21146 | -0.21146 | -0.21146 | -0.21146 | -0.21146 | -0.21146 | -0.21146 | -0.66277 | -0.66277 | -0.66277 | -0.66277 | -0.66277 | -0.66277 | -0.66277 | -0.66277 | -0.66277 | -0.66277 | -0.66277 | -0.66277 | -0.66277 |  |  | 1.7635 |  | 0 | 0 | 0
Hither Hills Conversion to 33 kV | 2030 |  |  | 0 | 0 | 0.60305 | 0.60305 | 0.60305 | 0.60305 | 0.60305 | 0.60305 | 0.60305 | 0.60305 | 0.60305 | 0.60305 | 0.60305 | 0.60305 | -0.25676 | -0.25676 | -0.25676 | -0.25676 | -0.25676 | -0.25676 | -0.25676 | -0.25676 | -0.25676 | -0.25676 | -0.25676 | -0.25676 | -0.25676 | -0.25676 | -0.25676 | -0.25676 | -0.25676 | -0.25676 | -0.25676 | -0.25676 | -0.25676 | -0.25676 | -0.25676 | -0.85981 | -0.85981 | -0.85981 | -0.85981 | -0.85981 | -0.85981 | -0.85981 | -0.85981 | -0.85981 | -0.85981 | -0.85981 | -0.85981 |  |  | 2.0853 |  | 2.0853 | 139022.8879 | 1283737.3471
Culloden Pt Conversion to 33 kV | 2030 |  |  | 0 | 0 | 0 | 0.36233 | 0.36233 | 0.36233 | 0.36233 | 0.36233 | 0.36233 | 0.36233 | 0.36233 | 0.36233 | 0.36233 | 0.36233 | -0.13922 | -0.13922 | -0.13922 | -0.13922 | -0.13922 | -0.13922 | -0.13922 | -0.13922 | -0.13922 | -0.13922 | -0.13922 | -0.13922 | -0.13922 | -0.13922 | -0.13922 | -0.13922 | -0.13922 | -0.13922 | -0.13922 | -0.13922 | -0.13922 | -0.13922 | -0.13922 | -0.13922 | -0.50156 | -0.50156 | -0.50156 | -0.50156 | -0.50156 | -0.50156 | -0.50156 | -0.50156 | -0.50156 | -0.50156 | -0.50156 |  |  | 1.1012 |  | 1.1012 | 73412.135 | 677887.6546
[59 empty] | 1961625.0018 | =Area I Portion
Area II Projects: | [58 empty] | 16343494.8431 | =Area I+II+III Portions
Riverhead Canal 2nd Line and Bank | 2026 |  |  | 0 | 0 | 0 | 0 | 18.2337 | 18.2337 | 18.2337 | 18.2337 | 18.2337 | 18.2337 | -3.5383 | -3.5383 | -3.5383 | -3.5383 | -3.5383 | -3.5383 | -3.5383 | -3.5383 | -3.5383 | -3.5383 | -3.5383 | -3.5383 | -3.5383 | -3.5383 | -3.5383 | -3.5383 | -3.5383 | -3.5383 | -3.5383 | -3.5383 | -3.5383 | -3.5383 | -3.5383 | -3.5383 | -3.5383 | -3.5383 | -3.5383 | -3.5383 | -3.5383 | -21.772 | -21.772 | -21.772 | -21.772 | -21.772 | -21.772 | 0 | 0 | 0 | 0 |  |  | 30.3588 |  | 30.3588 | 632475.0457 | 5840274.572
[59 empty] | 5840274.572 | =Area II Portion
Area III Projects: | [58 empty] | 14381869.8413 | =Area II+III Portions
New Canal - Southampton Cable | 2023 |  |  | 0 | 4.5863 | 4.5863 | 4.5863 | 4.5863 | 4.5863 | 4.5863 | -0.88999 | -0.88999 | -0.88999 | -0.88999 | -0.88999 | -0.88999 | -0.88999 | -0.88999 | -0.88999 | -0.88999 | -0.88999 | -0.88999 | -0.88999 | -0.88999 | -0.88999 | -0.88999 | -0.88999 | -0.88999 | -0.88999 | -0.88999 | -0.88999 | -0.88999 | -0.88999 | -0.88999 | -0.88999 | -0.88999 | -0.88999 | -0.88999 | -0.88999 | -5.4763 | -5.4763 | -5.4763 | -5.4763 | -5.4763 | -5.4763 | 0 | 0 | 0 | 0 | 0 | 0 | 0 |  |  | 8.9667 |  | 0 | 0 | 0
Upgrade Wildwood - Riverhead to 138 kV | 2022 |  |  | 0 | 0.93922 | 0.93922 | 0.93922 | 0.93922 | 0.93922 | -0.14959 | -0.14959 | -0.14959 | -0.14959 | -0.14959 | -0.14959 | -0.14959 | -0.14959 | -0.14959 | -0.14959 | -0.14959 | -0.14959 | -0.14959 | -0.14959 | -0.14959 | -0.14959 | -0.14959 | -0.14959 | -0.14959 | -0.14959 | -0.14959 | -0.14959 | -0.14959 | -0.14959 | -0.14959 | -0.14959 | -0.14959 | -0.14959 | -0.14959 | -0.14959 | -1.0888 | -1.0888 | -1.0888 | -1.0888 | -1.0888 | 0 | 0 | 0 | 0 | 0 | 0 | 0 | 0 |  |  | 1.5483 |  | 0 | 0 | 0
Bridgehampton - Buell New 69 kV UG Cable | 2023 |  |  | 0 | 4.0496 | 4.0496 | 4.0496 | 4.0496 | 4.0496 | 4.0496 | -0.78584 | -0.78584 | -0.78584 | -0.78584 | -0.78584 | -0.78584 | -0.78584 | -0.78584 | -0.78584 | -0.78584 | -0.78584 | -0.78584 | -0.78584 | -0.78584 | -0.78584 | -0.78584 | -0.78584 | -0.78584 | -0.78584 | -0.78584 | -0.78584 | -0.78584 | -0.78584 | -0.78584 | -0.78584 | -0.78584 | -0.78584 | -0.78584 | -0.78584 | -4.8355 | -4.8355 | -4.8355 | -4.8355 | -4.8355 | -4.8355 | 0 | 0 | 0 | 0 | 0 | 0 | 0 |  |  | 7.9174 |  | 0 | 0 | 0
Canal - Wainscott New 138 kV UG Cable | 2028 |  |  | 0 | 0 | 0 | 0 | 0 | 0 | 38.957 | 38.957 | 38.957 | 38.957 | 38.957 | 38.957 | -7.5597 | -7.5597 | -7.5597 | -7.5597 | -7.5597 | -7.5597 | -7.5597 | -7.5597 | -7.5597 | -7.5597 | -7.5597 | -7.5597 | -7.5597 | -7.5597 | -7.5597 | -7.5597 | -7.5597 | -7.5597 | -7.5597 | -7.5597 | -7.5597 | -7.5597 | -7.5597 | -7.5597 | -7.5597 | -7.5597 | -7.5597 | -7.5597 | -7.5597 | -46.5167 | -46.5167 | -46.5167 | -46.5167 | -46.5167 | -46.5167 | 0 | 0 |  |  | 58.276 |  | 58.276 | 925015.732 | 8541595.2693
[59 empty] | 8541595.2693 | =Area III Portion
Total - Area 1 Proposal, $Millions (unadjusted) |  |  |  | 0 | 0 | 0.60305 | 0.96539 | 19.1991 | 19.1991 | 58.1561 | 58.1561 | 58.1561 | 58.1561 | 36.3841 | 36.3841 | -10.1326 | -10.1326 | -11.494 | -11.494 | -11.494 | -11.494 | -11.494 | -11.494 | -11.494 | -11.494 | -11.494 | -11.494 | -11.494 | -11.494 | -11.494 | -11.494 | -11.494 | -11.494 | -11.494 | -11.494 | -11.494 | -11.494 | -11.494 | -11.494 | -11.494 | -12.097 | -12.4594 | -30.6931 | -30.6931 | -69.6501 | -69.6501 | -69.6501 | -69.6501 | -47.878 | -47.878 | -1.3614 | -1.3614 |  |  | 91.8213 |  |  | 1769925.8006 | 16343494.8431
$/MW-yr |  |  |  | 0 | 0 | 40203.5861 | 64359.2408 | 444228.478 | 444228.478 | 1062593.2896 | 1062593.2896 | 1062593.2896 | 1062593.2896 | 609009.5545 | 609009.5545 | -129350.3688 | -129350.3688 | -220108.1448 | -220108.1448 | -220108.1448 | -220108.1448 | -220108.1448 | -220108.1448 | -220108.1448 | -220108.1448 | -220108.1448 | -220108.1448 | -220108.1448 | -220108.1448 | -220108.1448 | -220108.1448 | -220108.1448 | -220108.1448 | -220108.1448 | -220108.1448 | -220108.1448 | -220108.1448 | -220108.1448 | -220108.1448 | -220108.1448 | -260311.731 | -284467.3856 | -664336.6229 | -664336.6229 | -1282701.4345 | -1282701.4345 | -1282701.4345 | -1282701.4345 | -829117.6994 | -829117.6994 | -90757.776 | -90757.776
$Millions (adjusted) |  |  |  | 0 | 0 | 0.37124 | 0.59429 | 4.102 | 4.102 | 9.812 | 9.812 | 9.812 | 9.812 | 5.6236 | 5.6236 | -1.1944 | -1.1944 | -2.0325 | -2.0325 | -2.0325 | -2.0325 | -2.0325 | -2.0325 | -2.0325 | -2.0325 | -2.0325 | -2.0325 | -2.0325 | -2.0325 | -2.0325 | -2.0325 | -2.0325 | -2.0325 | -2.0325 | -2.0325 | -2.0325 | -2.0325 | -2.0325 | -2.0325 | -2.0325 | -2.4037 | -2.6268 | -6.1345 | -6.1345 | -11.8445 | -11.8445 | -11.8445 | -11.8445 | -7.6561 | -7.6561 | -0.83806 | -0.83806 |  |  | 16343.4948
Annual Avoided Costs for Deferrals - Area 2 Proposal: (see note*) | Deferral Year |  |  | 2016 | 2017 | 2018 | 2019 | 2020 | 2021 | 2022 | 2023 | 2024 | 2025 | 2026 | 2027 | 2028 | 2029 | 2030 | 2031 | 2032 | 2033 | 2034 | 2035 | 2036 | 2037 | 2038 | 2039 | 2040 | 2041 | 2042 | 2043 | 2044 | 2045 | 2046 | 2047 | 2048 | 2049 | 2050 | 2051 | 2052 | 2053 | 2054 | 2055 | 2056 | 2057 | 2058 | 2059 | 2060 | 2061 | 2062 | 2063 | 2064 |  |  | Differential NPV $M |  | Differential NPV $M (adjusted for COD of Selected Project) | Differntial NPV $/MW | NPV of Transmission Avoided Costs for Selected Project
Area I Projects:
Amagansett Conversion 33 kV | 2030 |  |  | 0 | 0 | 0 | 0 | 0 | 0 | 0 | 0 | 0 | 0 | 0 | 0 | 0 | 0 | 0 | 0 | 0 | 0 | 0 | 0 | 0 | 0 | 0 | 0 | 0 | 0 | 0 | 0 | 0 | 0 | 0 | 0 | 0 | 0 | 0 | 0 | 0 | 0 | 0 | 0 | 0 | 0 | 0 | 0 | 0 | 0 | 0 | 0 | 0 |  |  | 0 |  | 0 | 0 | 0
East Hampton Conversion 33 kV | 2030 |  |  | 0 | 0 | 0 | 0 | 0 | 0 | 0 | 0 | 0 | 0 | 0 | 0 | 0 | 0 | 0 | 0 | 0 | 0 | 0 | 0 | 0 | 0 | 0 | 0 | 0 | 0 | 0 | 0 | 0 | 0 | 0 | 0 | 0 | 0 | 0 | 0 | 0 | 0 | 0 | 0 | 0 | 0 | 0 | 0 | 0 | 0 | 0 | 0 | 0 |  |  | 0 |  | 0 | 0 | 0
Buell Conversion 33 kV | 2030 |  |  | 0 | 0 | 0 | 0 | 0 | 0 | 0 | 0 | 0 | 0 | 0 | 0 | 0 | 0 | 0 | 0 | 0 | 0 | 0 | 0 | 0 | 0 | 0 | 0 | 0 | 0 | 0 | 0 | 0 | 0 | 0 | 0 | 0 | 0 | 0 | 0 | 0 | 0 | 0 | 0 | 0 | 0 | 0 | 0 | 0 | 0 | 0 | 0 | 0 |  |  | 0 |  | 0 | 0 | 0
Hither Hills Conversion to 33 kV | 2030 |  |  | 0 | 0 | 0 | 0 | 0 | 0 | 0 | 0 | 0 | 0 | 0 | 0 | 0 | 0 | 0 | 0 | 0 | 0 | 0 | 0 | 0 | 0 | 0 | 0 | 0 | 0 | 0 | 0 | 0 | 0 | 0 | 0 | 0 | 0 | 0 | 0 | 0 | 0 | 0 | 0 | 0 | 0 | 0 | 0 | 0 | 0 | 0 | 0 | 0 |  |  | 0 |  | 0 | 0 | 0
Culloden Pt Conversion to 33 kV | 2030 |  |  | 0 | 0 | 0 | 0 | 0 | 0 | 0 | 0 | 0 | 0 | 0 | 0 | 0 | 0 | 0 | 0 | 0 | 0 | 0 | 0 | 0 | 0 | 0 | 0 | 0 | 0 | 0 | 0 | 0 | 0 | 0 | 0 | 0 | 0 | 0 | 0 | 0 | 0 | 0 | 0 | 0 | 0 | 0 | 0 | 0 | 0 | 0 | 0 | 0 |  |  | 0 |  | 0 | 0 | 0
[59 empty] | 0 | =Area I Portion
Area II Projects: | [58 empty] | 0 | =Area I+II+III Portions
Riverhead Canal 2nd Line and Bank | 2026 |  |  | 0 | 0 | 0 | 0 | 18.2337 | 18.2337 | 18.2337 | 18.2337 | 18.2337 | 18.2337 | -3.5383 | -3.5383 | -3.5383 | -3.5383 | -3.5383 | -3.5383 | -3.5383 | -3.5383 | -3.5383 | -3.5383 | -3.5383 | -3.5383 | -3.5383 | -3.5383 | -3.5383 | -3.5383 | -3.5383 | -3.5383 | -3.5383 | -3.5383 | -3.5383 | -3.5383 | -3.5383 | -3.5383 | -3.5383 | -3.5383 | -3.5383 | -3.5383 | -3.5383 | -21.772 | -21.772 | -21.772 | -21.772 | -21.772 | -21.772 | 0 | 0 | 0 | 0 |  |  | 30.3588 |  | 30.3588 | 632475.0457 | 0
[59 empty] | 0 | =Area II Portion
Area III Projects: | [58 empty] | 0 | =Area II+III Portions
New Canal - Southampton Cable | 2023 |  |  | 0 | 4.5863 | 4.5863 | 4.5863 | 4.5863 | 4.5863 | 4.5863 | -0.88999 | -0.88999 | -0.88999 | -0.88999 | -0.88999 | -0.88999 | -0.88999 | -0.88999 | -0.88999 | -0.88999 | -0.88999 | -0.88999 | -0.88999 | -0.88999 | -0.88999 | -0.88999 | -0.88999 | -0.88999 | -0.88999 | -0.88999 | -0.88999 | -0.88999 | -0.88999 | -0.88999 | -0.88999 | -0.88999 | -0.88999 | -0.88999 | -0.88999 | -5.4763 | -5.4763 | -5.4763 | -5.4763 | -5.4763 | -5.4763 | 0 | 0 | 0 | 0 | 0 | 0 | 0 |  |  | 8.9667 |  | 0 | 0 | 0
Upgrade Wildwood - Riverhead to 138 kV | 2022 |  |  | 0 | 0.93922 | 0.93922 | 0.93922 | 0.93922 | 0.93922 | -0.14959 | -0.14959 | -0.14959 | -0.14959 | -0.14959 | -0.14959 | -0.14959 | -0.14959 | -0.14959 | -0.14959 | -0.14959 | -0.14959 | -0.14959 | -0.14959 | -0.14959 | -0.14959 | -0.14959 | -0.14959 | -0.14959 | -0.14959 | -0.14959 | -0.14959 | -0.14959 | -0.14959 | -0.14959 | -0.14959 | -0.14959 | -0.14959 | -0.14959 | -0.14959 | -1.0888 | -1.0888 | -1.0888 | -1.0888 | -1.0888 | 0 | 0 | 0 | 0 | 0 | 0 | 0 | 0 |  |  | 1.5483 |  | 0 | 0 | 0
Bridgehampton - Buell New 69 kV UG Cable | 2023 |  |  | 0 | 4.0496 | 4.0496 | 4.0496 | 4.0496 | 4.0496 | 4.0496 | -0.78584 | -0.78584 | -0.78584 | -0.78584 | -0.78584 | -0.78584 | -0.78584 | -0.78584 | -0.78584 | -0.78584 | -0.78584 | -0.78584 | -0.78584 | -0.78584 | -0.78584 | -0.78584 | -0.78584 | -0.78584 | -0.78584 | -0.78584 | -0.78584 | -0.78584 | -0.78584 | -0.78584 | -0.78584 | -0.78584 | -0.78584 | -0.78584 | -0.78584 | -4.8355 | -4.8355 | -4.8355 | -4.8355 | -4.8355 | -4.8355 | 0 | 0 | 0 | 0 | 0 | 0 | 0 |  |  | 7.9174 |  | 0 | 0 | 0
Canal - Wainscott New 138 kV UG Cable | 2028 |  |  | 0 | 0 | 0 | 0 | 0 | 0 | 38.957 | 38.957 | 38.957 | 38.957 | 38.957 | 38.957 | -7.5597 | -7.5597 | -7.5597 | -7.5597 | -7.5597 | -7.5597 | -7.5597 | -7.5597 | -7.5597 | -7.5597 | -7.5597 | -7.5597 | -7.5597 | -7.5597 | -7.5597 | -7.5597 | -7.5597 | -7.5597 | -7.5597 | -7.5597 | -7.5597 | -7.5597 | -7.5597 | -7.5597 | -7.5597 | -7.5597 | -7.5597 | -7.5597 | -7.5597 | -46.5167 | -46.5167 | -46.5167 | -46.5167 | -46.5167 | -46.5167 | 0 | 0 |  |  | 58.276 |  | 58.276 | 925015.732 | 0
[59 empty] | 0 | =Area III Portion
Total - Area 2 Proposal, $Millions (unadjusted) |  |  |  | 0 | 0 | 0 | 0 | 18.2337 | 18.2337 | 57.1907 | 57.1907 | 57.1907 | 57.1907 | 35.4187 | 35.4187 | -11.098 | -11.098 | -11.098 | -11.098 | -11.098 | -11.098 | -11.098 | -11.098 | -11.098 | -11.098 | -11.098 | -11.098 | -11.098 | -11.098 | -11.098 | -11.098 | -11.098 | -11.098 | -11.098 | -11.098 | -11.098 | -11.098 | -11.098 | -11.098 | -11.098 | -11.098 | -11.098 | -29.3317 | -29.3317 | -68.2887 | -68.2887 | -68.2887 | -68.2887 | -46.5167 | -46.5167 | 0 | 0 |  |  | 88.6348 |  |  | 1557490.7777 | 0
$/MW-yr |  |  |  | 0 | 0 | 0 | 0 | 379869.2372 | 379869.2372 | 998234.0488 | 998234.0488 | 998234.0488 | 998234.0488 | 544650.3137 | 544650.3137 | -193709.6096 | -193709.6096 | -193709.6096 | -193709.6096 | -193709.6096 | -193709.6096 | -193709.6096 | -193709.6096 | -193709.6096 | -193709.6096 | -193709.6096 | -193709.6096 | -193709.6096 | -193709.6096 | -193709.6096 | -193709.6096 | -193709.6096 | -193709.6096 | -193709.6096 | -193709.6096 | -193709.6096 | -193709.6096 | -193709.6096 | -193709.6096 | -193709.6096 | -193709.6096 | -193709.6096 | -573578.8469 | -573578.8469 | -1191943.6585 | -1191943.6585 | -1191943.6585 | -1191943.6585 | -738359.9234 | -738359.9234 | 0 | 0
$Millions (adjusted) |  |  |  | 0 | 0 | 0 | 0 | 0 | 0 | 0 | 0 | 0 | 0 | 0 | 0 | 0 | 0 | 0 | 0 | 0 | 0 | 0 | 0 | 0 | 0 | 0 | 0 | 0 | 0 | 0 | 0 | 0 | 0 | 0 | 0 | 0 | 0 | 0 | 0 | 0 | 0 | 0 | 0 | 0 | 0 | 0 | 0 | 0 | 0 | 0 | 0 | 0 |  |  | 0
Annual Avoided Costs for Deferrals - Area 3 Proposal: (see note*) | Deferral Year |  |  | 2016 | 2017 | 2018 | 2019 | 2020 | 2021 | 2022 | 2023 | 2024 | 2025 | 2026 | 2027 | 2028 | 2029 | 2030 | 2031 | 2032 | 2033 | 2034 | 2035 | 2036 | 2037 | 2038 | 2039 | 2040 | 2041 | 2042 | 2043 | 2044 | 2045 | 2046 | 2047 | 2048 | 2049 | 2050 | 2051 | 2052 | 2053 | 2054 | 2055 | 2056 | 2057 | 2058 | 2059 | 2060 | 2061 | 2062 | 2063 | 2064 |  |  | Differential NPV $M |  | Differential NPV $M (adjusted for COD of Selected Project) | Differntial NPV $/MW | NPV of Transmission Avoided Costs for Selected Project
Area I Projects:
Amagansett Conversion 33 kV | 2030 |  |  | 0 | 0 | 0 | 0 | 0 | 0 | 0 | 0 | 0 | 0 | 0 | 0 | 0 | 0 | 0 | 0 | 0 | 0 | 0 | 0 | 0 | 0 | 0 | 0 | 0 | 0 | 0 | 0 | 0 | 0 | 0 | 0 | 0 | 0 | 0 | 0 | 0 | 0 | 0 | 0 | 0 | 0 | 0 | 0 | 0 | 0 | 0 | 0 | 0 |  |  | 0 |  | 0 | 0 | 0
East Hampton Conversion 33 kV | 2030 |  |  | 0 | 0 | 0 | 0 | 0 | 0 | 0 | 0 | 0 | 0 | 0 | 0 | 0 | 0 | 0 | 0 | 0 | 0 | 0 | 0 | 0 | 0 | 0 | 0 | 0 | 0 | 0 | 0 | 0 | 0 | 0 | 0 | 0 | 0 | 0 | 0 | 0 | 0 | 0 | 0 | 0 | 0 | 0 | 0 | 0 | 0 | 0 | 0 | 0 |  |  | 0 |  | 0 | 0 | 0
Buell Conversion 33 kV | 2030 |  |  | 0 | 0 | 0 | 0 | 0 | 0 | 0 | 0 | 0 | 0 | 0 | 0 | 0 | 0 | 0 | 0 | 0 | 0 | 0 | 0 | 0 | 0 | 0 | 0 | 0 | 0 | 0 | 0 | 0 | 0 | 0 | 0 | 0 | 0 | 0 | 0 | 0 | 0 | 0 | 0 | 0 | 0 | 0 | 0 | 0 | 0 | 0 | 0 | 0 |  |  | 0 |  | 0 | 0 | 0
Hither Hills Conversion to 33 kV | 2030 |  |  | 0 | 0 | 0 | 0 | 0 | 0 | 0 | 0 | 0 | 0 | 0 | 0 | 0 | 0 | 0 | 0 | 0 | 0 | 0 | 0 | 0 | 0 | 0 | 0 | 0 | 0 | 0 | 0 | 0 | 0 | 0 | 0 | 0 | 0 | 0 | 0 | 0 | 0 | 0 | 0 | 0 | 0 | 0 | 0 | 0 | 0 | 0 | 0 | 0 |  |  | 0 |  | 0 | 0 | 0
Culloden Pt Conversion to 33 kV | 2030 |  |  | 0 | 0 | 0 | 0 | 0 | 0 | 0 | 0 | 0 | 0 | 0 | 0 | 0 | 0 | 0 | 0 | 0 | 0 | 0 | 0 | 0 | 0 | 0 | 0 | 0 | 0 | 0 | 0 | 0 | 0 | 0 | 0 | 0 | 0 | 0 | 0 | 0 | 0 | 0 | 0 | 0 | 0 | 0 | 0 | 0 | 0 | 0 | 0 | 0 |  |  | 0 |  | 0 | 0 | 0
[59 empty] | 0 | =Area I Portion
Area II Projects: | [58 empty] | 0 | =Area I+II+III Portions
Riverhead Canal 2nd Line and Bank | 2026 |  |  | 0 | 0 | 0 | 0 | 0 | 0 | 0 | 0 | 0 | 0 | 0 | 0 | 0 | 0 | 0 | 0 | 0 | 0 | 0 | 0 | 0 | 0 | 0 | 0 | 0 | 0 | 0 | 0 | 0 | 0 | 0 | 0 | 0 | 0 | 0 | 0 | 0 | 0 | 0 | 0 | 0 | 0 | 0 | 0 | 0 | 0 | 0 | 0 | 0 |  |  | 0 |  | 0 | 0 | 0
[59 empty] | 0 | =Area II Portion
Area III Projects: | [58 empty] | 0 | =Area II+III Portions
New Canal - Southampton Cable | 2023 |  |  | 0 | 4.5863 | 4.5863 | 4.5863 | 4.5863 | 4.5863 | 4.5863 | -0.88999 | -0.88999 | -0.88999 | -0.88999 | -0.88999 | -0.88999 | -0.88999 | -0.88999 | -0.88999 | -0.88999 | -0.88999 | -0.88999 | -0.88999 | -0.88999 | -0.88999 | -0.88999 | -0.88999 | -0.88999 | -0.88999 | -0.88999 | -0.88999 | -0.88999 | -0.88999 | -0.88999 | -0.88999 | -0.88999 | -0.88999 | -0.88999 | -0.88999 | -5.4763 | -5.4763 | -5.4763 | -5.4763 | -5.4763 | -5.4763 | 0 | 0 | 0 | 0 | 0 | 0 | 0 |  |  | 8.9667 |  | 0 | 0 | 0
Upgrade Wildwood - Riverhead to 138 kV | 2022 |  |  | 0 | 0.93922 | 0.93922 | 0.93922 | 0.93922 | 0.93922 | -0.14959 | -0.14959 | -0.14959 | -0.14959 | -0.14959 | -0.14959 | -0.14959 | -0.14959 | -0.14959 | -0.14959 | -0.14959 | -0.14959 | -0.14959 | -0.14959 | -0.14959 | -0.14959 | -0.14959 | -0.14959 | -0.14959 | -0.14959 | -0.14959 | -0.14959 | -0.14959 | -0.14959 | -0.14959 | -0.14959 | -0.14959 | -0.14959 | -0.14959 | -0.14959 | -1.0888 | -1.0888 | -1.0888 | -1.0888 | -1.0888 | 0 | 0 | 0 | 0 | 0 | 0 | 0 | 0 |  |  | 1.5483 |  | 0 | 0 | 0
Bridgehampton - Buell New 69 kV UG Cable | 2023 |  |  | 0 | 4.0496 | 4.0496 | 4.0496 | 4.0496 | 4.0496 | 4.0496 | -0.78584 | -0.78584 | -0.78584 | -0.78584 | -0.78584 | -0.78584 | -0.78584 | -0.78584 | -0.78584 | -0.78584 | -0.78584 | -0.78584 | -0.78584 | -0.78584 | -0.78584 | -0.78584 | -0.78584 | -0.78584 | -0.78584 | -0.78584 | -0.78584 | -0.78584 | -0.78584 | -0.78584 | -0.78584 | -0.78584 | -0.78584 | -0.78584 | -0.78584 | -4.8355 | -4.8355 | -4.8355 | -4.8355 | -4.8355 | -4.8355 | 0 | 0 | 0 | 0 | 0 | 0 | 0 |  |  | 7.9174 |  | 0 | 0 | 0
Canal - Wainscott New 138 kV UG Cable | 2028 |  |  | 0 | 0 | 0 | 0 | 0 | 0 | 38.957 | 38.957 | 38.957 | 38.957 | 38.957 | 38.957 | -7.5597 | -7.5597 | -7.5597 | -7.5597 | -7.5597 | -7.5597 | -7.5597 | -7.5597 | -7.5597 | -7.5597 | -7.5597 | -7.5597 | -7.5597 | -7.5597 | -7.5597 | -7.5597 | -7.5597 | -7.5597 | -7.5597 | -7.5597 | -7.5597 | -7.5597 | -7.5597 | -7.5597 | -7.5597 | -7.5597 | -7.5597 | -7.5597 | -7.5597 | -46.5167 | -46.5167 | -46.5167 | -46.5167 | -46.5167 | -46.5167 | 0 | 0 |  |  | 58.276 |  | 58.276 | 925015.732 | 0
[59 empty] | 0 | =Area III Portion
Total - Area 3 Proposal, $Millions (unadjusted) |  |  |  | 0 | 9.5752 | 9.5752 | 9.5752 | 9.5752 | 9.5752 | 47.4434 | 37.1316 | 37.1316 | 37.1316 | 37.1316 | 37.1316 | -9.3851 | -9.3851 | -9.3851 | -9.3851 | -9.3851 | -9.3851 | -9.3851 | -9.3851 | -9.3851 | -9.3851 | -9.3851 | -9.3851 | -9.3851 | -9.3851 | -9.3851 | -9.3851 | -9.3851 | -9.3851 | -9.3851 | -9.3851 | -9.3851 | -9.3851 | -9.3851 | -9.3851 | -18.9603 | -18.9603 | -18.9603 | -18.9603 | -18.9603 | -56.8285 | -46.5167 | -46.5167 | -46.5167 | -46.5167 | -46.5167 | 0 | 0 |  |  | 76.7083 |  |  | 925015.732 | 0
$/MW-yr |  |  |  | 0 | 0 | 0 | 0 | 0 | 0 | 618364.8116 | 618364.8116 | 618364.8116 | 618364.8116 | 618364.8116 | 618364.8116 | -119995.1118 | -119995.1118 | -119995.1118 | -119995.1118 | -119995.1118 | -119995.1118 | -119995.1118 | -119995.1118 | -119995.1118 | -119995.1118 | -119995.1118 | -119995.1118 | -119995.1118 | -119995.1118 | -119995.1118 | -119995.1118 | -119995.1118 | -119995.1118 | -119995.1118 | -119995.1118 | -119995.1118 | -119995.1118 | -119995.1118 | -119995.1118 | -119995.1118 | -119995.1118 | -119995.1118 | -119995.1118 | -119995.1118 | -738359.9234 | -738359.9234 | -738359.9234 | -738359.9234 | -738359.9234 | -738359.9234 | 0 | 0
$Millions (adjusted) |  |  |  | 0 | 0 | 0 | 0 | 0 | 0 | 0 | 0 | 0 | 0 | 0 | 0 | 0 | 0 | 0 | 0 | 0 | 0 | 0 | 0 | 0 | 0 | 0 | 0 | 0 | 0 | 0 | 0 | 0 | 0 | 0 | 0 | 0 | 0 | 0 | 0 | 0 | 0 | 0 | 0 | 0 | 0 | 0 | 0 | 0 | 0 | 0 | 0 | 0 |  |  | 0
Discount Factor (Relative to 1/1/2016) = |  |  |  | 0.94787 | 0.89845 | 0.85161 | 0.80722 | 0.76513 | 0.72525 | 0.68744 | 0.6516 | 0.61763 | 0.58543 | 0.55491 | 0.52598 | 0.49856 | 0.47257 | 0.44793 | 0.42458 | 0.40245 | 0.38147 | 0.36158 | 0.34273 | 0.32486 | 0.30793 | 0.29187 | 0.27666 | 0.26223 | 0.24856 | 0.2356 | 0.22332 | 0.21168 | 0.20064 | 0.19018 | 0.18027 | 0.17087 | 0.16196 | 0.15352 | 0.14552 | 0.13793 | 0.13074 | 0.12392 | 0.11746 | 0.11134 | 0.10554 | 0.10003 | 0.094818 | 0.089875 | 0.08519 | 0.080748 | 0.076539 | 0.072549
* Note: A positive (+) avoided cost in a given year represents a cost savings relative to not having a transmission project deferral.
Note on BF17: Todd Kantarek: Interconnection at East Hampton Sub dist;n side. Added 2.6% transmission loss factor.

## PhII (LIE400-33MW)
Version |  | Based on PSEGLI file: "East End Utility 2_0_Economics_2014_10_13_r28_Sargent_Lundy.xlsx"
Annual Revenue Requirements (Millions of $s)
1) Reference (Transmission only) Case
Project | I/S Year | Investor | Capital (2015$s) | 2016 | 2017 | 2018 | 2019 | 2020 | 2021 | 2022 | 2023 | 2024 | 2025 | 2026 | 2027 | 2028 | 2029 | 2030 | 2031 | 2032 | 2033 | 2034 | 2035 | 2036 | 2037 | 2038 | 2039 | 2040 | 2041 | 2042 | 2043 | 2044 | 2045 | 2046 | 2047 | 2048 | 2049 | 2050 | 2051 | 2052 | 2053 | 2054 | 2055 | 2056 | 2057 | 2058 | 2059 | 2060 | 2061 | 2062 | 2063 | 2064 |  | NPV |  | Proposal Number = | LIE400
Transmission Reinforcement I | 2017 | PSEGLI | 93.4 | 0 | 11.3926 | 11.3926 | 11.3926 | 11.3926 | 11.3926 | 11.3926 | 11.3926 | 11.3926 | 11.3926 | 11.3926 | 11.3926 | 11.3926 | 11.3926 | 11.3926 | 11.3926 | 11.3926 | 11.3926 | 11.3926 | 11.3926 | 11.3926 | 11.3926 | 11.3926 | 11.3926 | 11.3926 | 11.3926 | 11.3926 | 11.3926 | 11.3926 | 11.3926 | 11.3926 | 11.3926 | 11.3926 | 11.3926 | 11.3926 | 11.3926 | [13 empty] | 35 | 166.1982 |  | Proposer Name = | LI Energy Storage System LLC
Transmission Reinforcement II | 2018 | PSEGLI | 4.8 | 0 | 0 | 0.60305 | 0.60305 | 0.60305 | 0.60305 | 0.60305 | 0.60305 | 0.60305 | 0.60305 | 0.60305 | 0.60305 | 0.60305 | 0.60305 | 0.60305 | 0.60305 | 0.60305 | 0.60305 | 0.60305 | 0.60305 | 0.60305 | 0.60305 | 0.60305 | 0.60305 | 0.60305 | 0.60305 | 0.60305 | 0.60305 | 0.60305 | 0.60305 | 0.60305 | 0.60305 | 0.60305 | 0.60305 | 0.60305 | 0.60305 | 0.60305 | [12 empty] | 35 | 8.3388 |  | Proposal/Project = | East Hampton Energy Storage System
Transmission Reinforcement III | 2019 | PSEGLI | 2.8 | 0 | 0 | 0 | 0.36233 | 0.36233 | 0.36233 | 0.36233 | 0.36233 | 0.36233 | 0.36233 | 0.36233 | 0.36233 | 0.36233 | 0.36233 | 0.36233 | 0.36233 | 0.36233 | 0.36233 | 0.36233 | 0.36233 | 0.36233 | 0.36233 | 0.36233 | 0.36233 | 0.36233 | 0.36233 | 0.36233 | 0.36233 | 0.36233 | 0.36233 | 0.36233 | 0.36233 | 0.36233 | 0.36233 | 0.36233 | 0.36233 | 0.36233 | 0.36233 | [11 empty] | 35 | 4.7491 |  | Option Number = | 5
Transmission Reinforcement IV | 2020 | PSEGLI | 136.8 | 0 | 0 | 0 | 0 | 18.2337 | 18.2337 | 18.2337 | 18.2337 | 18.2337 | 18.2337 | 18.2337 | 18.2337 | 18.2337 | 18.2337 | 18.2337 | 18.2337 | 18.2337 | 18.2337 | 18.2337 | 18.2337 | 18.2337 | 18.2337 | 18.2337 | 18.2337 | 18.2337 | 18.2337 | 18.2337 | 18.2337 | 18.2337 | 18.2337 | 18.2337 | 18.2337 | 18.2337 | 18.2337 | 18.2337 | 18.2337 | 18.2337 | 18.2337 | 18.2337 | [10 empty] | 35 | 226.5269 |  | Location = | 1
Transmission Reinforcement V | 2022 | PSEGLI | 275.5 | 0 | 0 | 0 | 0 | 0 | 0 | 38.957 | 38.957 | 38.957 | 38.957 | 38.957 | 38.957 | 38.957 | 38.957 | 38.957 | 38.957 | 38.957 | 38.957 | 38.957 | 38.957 | 38.957 | 38.957 | 38.957 | 38.957 | 38.957 | 38.957 | 38.957 | 38.957 | 38.957 | 38.957 | 38.957 | 38.957 | 38.957 | 38.957 | 38.957 | 38.957 | 38.957 | 38.957 | 38.957 | 38.957 | 38.957 | [8 empty] | 35 | 434.8353 |  | Technology = | Battery Storage
[56 empty] | Interconnection Points = | East Hampton - 69kV
Total |  |  | 513.3 | 0 | 11.3926 | 11.9957 | 12.358 | 30.5918 | 30.5918 | 69.5487 | 69.5487 | 69.5487 | 69.5487 | 69.5487 | 69.5487 | 69.5487 | 69.5487 | 69.5487 | 69.5487 | 69.5487 | 69.5487 | 69.5487 | 69.5487 | 69.5487 | 69.5487 | 69.5487 | 69.5487 | 69.5487 | 69.5487 | 69.5487 | 69.5487 | 69.5487 | 69.5487 | 69.5487 | 69.5487 | 69.5487 | 69.5487 | 69.5487 | 69.5487 | 58.1561 | 57.553 | 57.1907 | 38.957 | 38.957 | 0 | 0 | 0 | 0 | 0 | 0 | 0 | 0 |  | 840.6482 |  | Loss Factor = | 1
2016 NPV @ 5.5%, thru 2035 |  |  |  | 2016: 559.7216
2016 NPV @ 5.5%, thru 2056 |  |  |  | 2016: 840.6482 |  |  |  | MW Required by 2022 (cap) = | 15 | 33 | 15 | Output: NPV of Transmission Avoided Costs for Selected Project (see note*)
[57 empty] | Selected Project Inputs - Area 1 Portion | Selected Project Inputs - Area 2 Portion | Selected Project Inputs - Area 3 Portion | Area 1 | Area 2 | Area 3 | Total | check
[56 empty] | Project kW = | 0 | 33000 | 0
[55 empty] | Capped kW = | 33000 | 0 | 33000 | 0
[56 empty] | Project Area (1, 2, or 3) = | 1 | 2 | 3
[56 empty] | Proportion of Peak Hours Covered = | 100% | 100% | 100%
[55 empty] | Project COD = | 2018
[55 empty] | Effective kW = | 33000 |  |  |  | 0 | 51397195.6643 | 0 | 51397195.6643
[60 empty] | check | check | check
| I/S Year |  | Capital (2015$s) | 2016 | 2017 | 2018 | 2019 | 2020 | 2021 | 2022 | 2023 | 2024 | 2025 | 2026 | 2027 | 2028 | 2029 | 2030 | 2031 | 2032 | 2033 | 2034 | 2035 | 2036 | 2037 | 2038 | 2039 | 2040 | 2041 | 2042 | 2043 | 2044 | 2045 | 2046 | 2047 | 2048 | 2049 | 2050 | 2051 | 2052 | 2053 | 2054 | 2055 | 2056 | 2057 | 2058 | 2059 | 2060 | 2061 | 2062 | 2063 | 2064 |  | MW Required by 2022 | NPV Base $M | Differential NPV $M | Differential NPV $M (adjusted for COD of Selected Project) | Differntial NPV $/MW | NPV of Transmission Avoided Costs for Selected Project
Area I Projects: | [53 empty] | 15
Amagansett Conversion 33 kV | 2017 |  | 8 | 0 | 0.97582 | 0.97582 | 0.97582 | 0.97582 | 0.97582 | 0.97582 | 0.97582 | 0.97582 | 0.97582 | 0.97582 | 0.97582 | 0.97582 | 0.97582 | 0.97582 | 0.97582 | 0.97582 | 0.97582 | 0.97582 | 0.97582 | 0.97582 | 0.97582 | 0.97582 | 0.97582 | 0.97582 | 0.97582 | 0.97582 | 0.97582 | 0.97582 | 0.97582 | 0.97582 | 0.97582 | 0.97582 | 0.97582 | 0.97582 | 0.97582 | [13 empty] | 35 |  | 14.2354
East Hampton Conversion 33 kV | 2017 |  | 3.2 | 0 | 0.39033 | 0.39033 | 0.39033 | 0.39033 | 0.39033 | 0.39033 | 0.39033 | 0.39033 | 0.39033 | 0.39033 | 0.39033 | 0.39033 | 0.39033 | 0.39033 | 0.39033 | 0.39033 | 0.39033 | 0.39033 | 0.39033 | 0.39033 | 0.39033 | 0.39033 | 0.39033 | 0.39033 | 0.39033 | 0.39033 | 0.39033 | 0.39033 | 0.39033 | 0.39033 | 0.39033 | 0.39033 | 0.39033 | 0.39033 | 0.39033 | [13 empty] | 35 |  | 5.6942
Buell Conversion 33 kV | 2017 |  | 3.7 | 0 | 0.45131 | 0.45131 | 0.45131 | 0.45131 | 0.45131 | 0.45131 | 0.45131 | 0.45131 | 0.45131 | 0.45131 | 0.45131 | 0.45131 | 0.45131 | 0.45131 | 0.45131 | 0.45131 | 0.45131 | 0.45131 | 0.45131 | 0.45131 | 0.45131 | 0.45131 | 0.45131 | 0.45131 | 0.45131 | 0.45131 | 0.45131 | 0.45131 | 0.45131 | 0.45131 | 0.45131 | 0.45131 | 0.45131 | 0.45131 | 0.45131 | [13 empty] | 35 |  | 6.5839
Hither Hills Conversion to 33 kV | 2018 |  | 4.8 | 0 | 0 | 0.60305 | 0.60305 | 0.60305 | 0.60305 | 0.60305 | 0.60305 | 0.60305 | 0.60305 | 0.60305 | 0.60305 | 0.60305 | 0.60305 | 0.60305 | 0.60305 | 0.60305 | 0.60305 | 0.60305 | 0.60305 | 0.60305 | 0.60305 | 0.60305 | 0.60305 | 0.60305 | 0.60305 | 0.60305 | 0.60305 | 0.60305 | 0.60305 | 0.60305 | 0.60305 | 0.60305 | 0.60305 | 0.60305 | 0.60305 | 0.60305 | [12 empty] | 35 |  | 8.3388
Culloden Pt Conversion to 33 kV | 2019 |  | 2.8 | 0 | 0 | 0 | 0.36233 | 0.36233 | 0.36233 | 0.36233 | 0.36233 | 0.36233 | 0.36233 | 0.36233 | 0.36233 | 0.36233 | 0.36233 | 0.36233 | 0.36233 | 0.36233 | 0.36233 | 0.36233 | 0.36233 | 0.36233 | 0.36233 | 0.36233 | 0.36233 | 0.36233 | 0.36233 | 0.36233 | 0.36233 | 0.36233 | 0.36233 | 0.36233 | 0.36233 | 0.36233 | 0.36233 | 0.36233 | 0.36233 | 0.36233 | 0.36233 | [11 empty] | 35 |  | 4.7491
No Deferral |  |  | 22.5 |  | 1.8175 | 2.4205 | 2.7828 | 2.7828 | 2.7828 | 2.7828 | 2.7828 | 2.7828 | 2.7828 | 2.7828 | 2.7828 | 2.7828 | 2.7828 | 2.7828 | 2.7828 | 2.7828 | 2.7828 | 2.7828 | 2.7828 | 2.7828 | 2.7828 | 2.7828 | 2.7828 | 2.7828 | 2.7828 | 2.7828 | 2.7828 | 2.7828 | 2.7828 | 2.7828 | 2.7828 | 2.7828 | 2.7828 | 2.7828 | 2.7828 | 0.96539 | 0.36233 | 0 | 0 | 0 | [10 empty] | 39.6013
Amagansett Conversion 33 kV | 2030 |  | 8 | [14 empty] | 1.433 | 1.433 | 1.433 | 1.433 | 1.433 | 1.433 | 1.433 | 1.433 | 1.433 | 1.433 | 1.433 | 1.433 | 1.433 | 1.433 | 1.433 | 1.433 | 1.433 | 1.433 | 1.433 | 1.433 | 1.433 | 1.433 | 1.433 | 1.433 | 1.433 | 1.433 | 1.433 | 1.433 | 1.433 | 1.433 | 1.433 | 1.433 | 1.433 | 1.433 | 1.433 | 35 |  | 10.4225 | 3.8129 | 0 | 0 | 0
East Hampton Conversion 33 kV | 2030 |  | 3.2 | [14 empty] | 0.57321 | 0.57321 | 0.57321 | 0.57321 | 0.57321 | 0.57321 | 0.57321 | 0.57321 | 0.57321 | 0.57321 | 0.57321 | 0.57321 | 0.57321 | 0.57321 | 0.57321 | 0.57321 | 0.57321 | 0.57321 | 0.57321 | 0.57321 | 0.57321 | 0.57321 | 0.57321 | 0.57321 | 0.57321 | 0.57321 | 0.57321 | 0.57321 | 0.57321 | 0.57321 | 0.57321 | 0.57321 | 0.57321 | 0.57321 | 0.57321 | 35 |  | 4.169 | 1.5252 | 0 | 0 | 0
Buell Conversion 33 kV | 2030 |  | 3.7 | [14 empty] | 0.66277 | 0.66277 | 0.66277 | 0.66277 | 0.66277 | 0.66277 | 0.66277 | 0.66277 | 0.66277 | 0.66277 | 0.66277 | 0.66277 | 0.66277 | 0.66277 | 0.66277 | 0.66277 | 0.66277 | 0.66277 | 0.66277 | 0.66277 | 0.66277 | 0.66277 | 0.66277 | 0.66277 | 0.66277 | 0.66277 | 0.66277 | 0.66277 | 0.66277 | 0.66277 | 0.66277 | 0.66277 | 0.66277 | 0.66277 | 0.66277 | 35 |  | 4.8204 | 1.7635 | 0 | 0 | 0
Hither Hills Conversion to 33 kV | 2030 |  | 4.8 | [14 empty] | 0.85981 | 0.85981 | 0.85981 | 0.85981 | 0.85981 | 0.85981 | 0.85981 | 0.85981 | 0.85981 | 0.85981 | 0.85981 | 0.85981 | 0.85981 | 0.85981 | 0.85981 | 0.85981 | 0.85981 | 0.85981 | 0.85981 | 0.85981 | 0.85981 | 0.85981 | 0.85981 | 0.85981 | 0.85981 | 0.85981 | 0.85981 | 0.85981 | 0.85981 | 0.85981 | 0.85981 | 0.85981 | 0.85981 | 0.85981 | 0.85981 | 35 |  | 6.2535 | 2.0853 | 2.0853 | 139022.8879 | 4587755.3017
Culloden Pt Conversion to 33 kV | 2030 |  | 2.8 | [14 empty] | 0.50156 | 0.50156 | 0.50156 | 0.50156 | 0.50156 | 0.50156 | 0.50156 | 0.50156 | 0.50156 | 0.50156 | 0.50156 | 0.50156 | 0.50156 | 0.50156 | 0.50156 | 0.50156 | 0.50156 | 0.50156 | 0.50156 | 0.50156 | 0.50156 | 0.50156 | 0.50156 | 0.50156 | 0.50156 | 0.50156 | 0.50156 | 0.50156 | 0.50156 | 0.50156 | 0.50156 | 0.50156 | 0.50156 | 0.50156 | 0.50156 | 35 |  | 3.6479 | 1.1012 | 1.1012 | 73412.135 | 2422600.4551
Deferral to Indicated Year |  |  | 22.5 | [6 empty] | 0 | 0 | 0 | 0 | 0 | 0 | 0 | 0 | 4.0304 | 4.0304 | 4.0304 | 4.0304 | 4.0304 | 4.0304 | 4.0304 | 4.0304 | 4.0304 | 4.0304 | 4.0304 | 4.0304 | 4.0304 | 4.0304 | 4.0304 | 4.0304 | 4.0304 | 4.0304 | 4.0304 | 4.0304 | 4.0304 | 4.0304 | 4.0304 | 4.0304 | 4.0304 | 4.0304 | 4.0304 | 4.0304 | 4.0304 | 4.0304 | 4.0304 | 4.0304 | 4.0304 | 4.0304 | 4.0304 | 35 |  | 29.3132 | 10.2881 | 3.1865 | 212435.0229 | 7010355.7568 | =Area I Portion
[59 empty] | 58407551.4211 | =Area I+II+III Portions
Annual Avoided Costs for Deferral to Indicated Year:
Amagansett Conversion 33 kV | 2030 |  |  | 0 | 0.97582 | 0.97582 | 0.97582 | 0.97582 | 0.97582 | 0.97582 | 0.97582 | 0.97582 | 0.97582 | 0.97582 | 0.97582 | 0.97582 | 0.97582 | -0.4572 | -0.4572 | -0.4572 | -0.4572 | -0.4572 | -0.4572 | -0.4572 | -0.4572 | -0.4572 | -0.4572 | -0.4572 | -0.4572 | -0.4572 | -0.4572 | -0.4572 | -0.4572 | -0.4572 | -0.4572 | -0.4572 | -0.4572 | -0.4572 | -0.4572 | -1.433 | -1.433 | -1.433 | -1.433 | -1.433 | -1.433 | -1.433 | -1.433 | -1.433 | -1.433 | -1.433 | -1.433 | -1.433 | 35 |  |  | 3.8129
East Hampton Conversion 33 kV | 2030 |  |  | 0 | 0.39033 | 0.39033 | 0.39033 | 0.39033 | 0.39033 | 0.39033 | 0.39033 | 0.39033 | 0.39033 | 0.39033 | 0.39033 | 0.39033 | 0.39033 | -0.18288 | -0.18288 | -0.18288 | -0.18288 | -0.18288 | -0.18288 | -0.18288 | -0.18288 | -0.18288 | -0.18288 | -0.18288 | -0.18288 | -0.18288 | -0.18288 | -0.18288 | -0.18288 | -0.18288 | -0.18288 | -0.18288 | -0.18288 | -0.18288 | -0.18288 | -0.57321 | -0.57321 | -0.57321 | -0.57321 | -0.57321 | -0.57321 | -0.57321 | -0.57321 | -0.57321 | -0.57321 | -0.57321 | -0.57321 | -0.57321 | 35 |  |  | 1.5252
Buell Conversion 33 kV | 2030 |  |  | 0 | 0.45131 | 0.45131 | 0.45131 | 0.45131 | 0.45131 | 0.45131 | 0.45131 | 0.45131 | 0.45131 | 0.45131 | 0.45131 | 0.45131 | 0.45131 | -0.21146 | -0.21146 | -0.21146 | -0.21146 | -0.21146 | -0.21146 | -0.21146 | -0.21146 | -0.21146 | -0.21146 | -0.21146 | -0.21146 | -0.21146 | -0.21146 | -0.21146 | -0.21146 | -0.21146 | -0.21146 | -0.21146 | -0.21146 | -0.21146 | -0.21146 | -0.66277 | -0.66277 | -0.66277 | -0.66277 | -0.66277 | -0.66277 | -0.66277 | -0.66277 | -0.66277 | -0.66277 | -0.66277 | -0.66277 | -0.66277 | 35 |  |  | 1.7635
Hither Hills Conversion to 33 kV | 2030 |  |  | 0 | 0 | 0.60305 | 0.60305 | 0.60305 | 0.60305 | 0.60305 | 0.60305 | 0.60305 | 0.60305 | 0.60305 | 0.60305 | 0.60305 | 0.60305 | -0.25676 | -0.25676 | -0.25676 | -0.25676 | -0.25676 | -0.25676 | -0.25676 | -0.25676 | -0.25676 | -0.25676 | -0.25676 | -0.25676 | -0.25676 | -0.25676 | -0.25676 | -0.25676 | -0.25676 | -0.25676 | -0.25676 | -0.25676 | -0.25676 | -0.25676 | -0.25676 | -0.85981 | -0.85981 | -0.85981 | -0.85981 | -0.85981 | -0.85981 | -0.85981 | -0.85981 | -0.85981 | -0.85981 | -0.85981 | -0.85981 | 35 |  |  | 2.0853
Culloden Pt Conversion to 33 kV | 2030 |  |  | 0 | 0 | 0 | 0.36233 | 0.36233 | 0.36233 | 0.36233 | 0.36233 | 0.36233 | 0.36233 | 0.36233 | 0.36233 | 0.36233 | 0.36233 | -0.13922 | -0.13922 | -0.13922 | -0.13922 | -0.13922 | -0.13922 | -0.13922 | -0.13922 | -0.13922 | -0.13922 | -0.13922 | -0.13922 | -0.13922 | -0.13922 | -0.13922 | -0.13922 | -0.13922 | -0.13922 | -0.13922 | -0.13922 | -0.13922 | -0.13922 | -0.13922 | -0.13922 | -0.50156 | -0.50156 | -0.50156 | -0.50156 | -0.50156 | -0.50156 | -0.50156 | -0.50156 | -0.50156 | -0.50156 | -0.50156 | 35 |  |  | 1.1012
Area II Projects: | [53 empty] | 33
Riverhead Canal 2nd Line and Bank | 2020 |  | 136.8 | 0 | 0 | 0 | 0 | 18.2337 | 18.2337 | 18.2337 | 18.2337 | 18.2337 | 18.2337 | 18.2337 | 18.2337 | 18.2337 | 18.2337 | 18.2337 | 18.2337 | 18.2337 | 18.2337 | 18.2337 | 18.2337 | 18.2337 | 18.2337 | 18.2337 | 18.2337 | 18.2337 | 18.2337 | 18.2337 | 18.2337 | 18.2337 | 18.2337 | 18.2337 | 18.2337 | 18.2337 | 18.2337 | 18.2337 | 18.2337 | 18.2337 | 18.2337 | 18.2337 | [10 empty] | 35 |  | 226.5269
No Deferral |  |  | 136.8 |  | 0 | 0 | 0 | 18.2337 | 18.2337 | 18.2337 | 18.2337 | 18.2337 | 18.2337 | 18.2337 | 18.2337 | 18.2337 | 18.2337 | 18.2337 | 18.2337 | 18.2337 | 18.2337 | 18.2337 | 18.2337 | 18.2337 | 18.2337 | 18.2337 | 18.2337 | 18.2337 | 18.2337 | 18.2337 | 18.2337 | 18.2337 | 18.2337 | 18.2337 | 18.2337 | 18.2337 | 18.2337 | 18.2337 | 18.2337 | 18.2337 | 18.2337 | 18.2337 | [10 empty] | 35 |  | 226.5269
Riverhead Canal 2nd Line and Bank | 2026 |  | 136.8 | [10 empty] | 21.772 | 21.772 | 21.772 | 21.772 | 21.772 | 21.772 | 21.772 | 21.772 | 21.772 | 21.772 | 21.772 | 21.772 | 21.772 | 21.772 | 21.772 | 21.772 | 21.772 | 21.772 | 21.772 | 21.772 | 21.772 | 21.772 | 21.772 | 21.772 | 21.772 | 21.772 | 21.772 | 21.772 | 21.772 | 21.772 | 21.772 | 21.772 | 21.772 | 21.772 | 21.772 |  |  |  |  | 35 |  | 196.1681 | 30.3588 | 30.3588 | 632475.0457 | 20871676.5082
Deferral to Indicated Year |  |  | 136.8 | [6 empty] | 0 | 0 | 0 | 0 | 21.772 | 21.772 | 21.772 | 21.772 | 21.772 | 21.772 | 21.772 | 21.772 | 21.772 | 21.772 | 21.772 | 21.772 | 21.772 | 21.772 | 21.772 | 21.772 | 21.772 | 21.772 | 21.772 | 21.772 | 21.772 | 21.772 | 21.772 | 21.772 | 21.772 | 21.772 | 21.772 | 21.772 | 21.772 | 21.772 | 21.772 | 21.772 | 21.772 | 21.772 | 21.772 |  |  |  |  | 35 |  | 196.1681 | 30.3588 | 30.3588 | 632475.0457 | 20871676.5082 | =Area II Portion
[59 empty] | 51397195.6643 | =Area II+III Portions
Annual Avoided Costs for Deferral to Indicated Year:
Riverhead Canal 2nd Line and Bank | 2026 |  |  | 0 | 0 | 0 | 0 | 18.2337 | 18.2337 | 18.2337 | 18.2337 | 18.2337 | 18.2337 | -3.5383 | -3.5383 | -3.5383 | -3.5383 | -3.5383 | -3.5383 | -3.5383 | -3.5383 | -3.5383 | -3.5383 | -3.5383 | -3.5383 | -3.5383 | -3.5383 | -3.5383 | -3.5383 | -3.5383 | -3.5383 | -3.5383 | -3.5383 | -3.5383 | -3.5383 | -3.5383 | -3.5383 | -3.5383 | -3.5383 | -3.5383 | -3.5383 | -3.5383 | -21.772 | -21.772 | -21.772 | -21.772 | -21.772 | -21.772 |  |  |  |  | 35 |  |  | 30.3588
0
Area III Projects: | [52 empty] | 0 | 15
New Canal - Southampton Cable | 2017 |  | 37.6 | 0 | 4.5863 | 4.5863 | 4.5863 | 4.5863 | 4.5863 | 4.5863 | 4.5863 | 4.5863 | 4.5863 | 4.5863 | 4.5863 | 4.5863 | 4.5863 | 4.5863 | 4.5863 | 4.5863 | 4.5863 | 4.5863 | 4.5863 | 4.5863 | 4.5863 | 4.5863 | 4.5863 | 4.5863 | 4.5863 | 4.5863 | 4.5863 | 4.5863 | 4.5863 | 4.5863 | 4.5863 | 4.5863 | 4.5863 | 4.5863 | 4.5863 | [13 empty] | 35 |  | 66.9063
Upgrade Wildwood - Riverhead to 138 kV | 2017 |  | 7.7 | 0 | 0.93922 | 0.93922 | 0.93922 | 0.93922 | 0.93922 | 0.93922 | 0.93922 | 0.93922 | 0.93922 | 0.93922 | 0.93922 | 0.93922 | 0.93922 | 0.93922 | 0.93922 | 0.93922 | 0.93922 | 0.93922 | 0.93922 | 0.93922 | 0.93922 | 0.93922 | 0.93922 | 0.93922 | 0.93922 | 0.93922 | 0.93922 | 0.93922 | 0.93922 | 0.93922 | 0.93922 | 0.93922 | 0.93922 | 0.93922 | 0.93922 | [13 empty] | 35 |  | 13.7016
Bridgehampton - Buell New 69 kV UG Cable | 2017 |  | 33.2 | 0 | 4.0496 | 4.0496 | 4.0496 | 4.0496 | 4.0496 | 4.0496 | 4.0496 | 4.0496 | 4.0496 | 4.0496 | 4.0496 | 4.0496 | 4.0496 | 4.0496 | 4.0496 | 4.0496 | 4.0496 | 4.0496 | 4.0496 | 4.0496 | 4.0496 | 4.0496 | 4.0496 | 4.0496 | 4.0496 | 4.0496 | 4.0496 | 4.0496 | 4.0496 | 4.0496 | 4.0496 | 4.0496 | 4.0496 | 4.0496 | 4.0496 | [13 empty] | 35 |  | 59.0769
Canal - Wainscott New 138 kV UG Cable | 2022 |  | 275.5 | 0 | 0 | 0 | 0 | 0 | 0 | 38.957 | 38.957 | 38.957 | 38.957 | 38.957 | 38.957 | 38.957 | 38.957 | 38.957 | 38.957 | 38.957 | 38.957 | 38.957 | 38.957 | 38.957 | 38.957 | 38.957 | 38.957 | 38.957 | 38.957 | 38.957 | 38.957 | 38.957 | 38.957 | 38.957 | 38.957 | 38.957 | 38.957 | 38.957 | 38.957 | 38.957 | 38.957 | 38.957 | 38.957 | 38.957 | [8 empty] | 35 |  | 434.8353
No Deferral |  |  | 354 |  | 9.5752 | 9.5752 | 9.5752 | 9.5752 | 9.5752 | 48.5322 | 48.5322 | 48.5322 | 48.5322 | 48.5322 | 48.5322 | 48.5322 | 48.5322 | 48.5322 | 48.5322 | 48.5322 | 48.5322 | 48.5322 | 48.5322 | 48.5322 | 48.5322 | 48.5322 | 48.5322 | 48.5322 | 48.5322 | 48.5322 | 48.5322 | 48.5322 | 48.5322 | 48.5322 | 48.5322 | 48.5322 | 48.5322 | 48.5322 | 48.5322 | 38.957 | 38.957 | 38.957 | 38.957 | 38.957 | [10 empty] | 574.52
New Canal - Southampton Cable | 2023 |  | 37.6 | [7 empty] | 5.4763 | 5.4763 | 5.4763 | 5.4763 | 5.4763 | 5.4763 | 5.4763 | 5.4763 | 5.4763 | 5.4763 | 5.4763 | 5.4763 | 5.4763 | 5.4763 | 5.4763 | 5.4763 | 5.4763 | 5.4763 | 5.4763 | 5.4763 | 5.4763 | 5.4763 | 5.4763 | 5.4763 | 5.4763 | 5.4763 | 5.4763 | 5.4763 | 5.4763 | 5.4763 | 5.4763 | 5.4763 | 5.4763 | 5.4763 | 5.4763 | [7 empty] | 35 |  | 57.9396 | 8.9667 | 0 | 0 | 0
Upgrade Wildwood - Riverhead to 138 kV | 2022 |  | 7.7 | [6 empty] | 1.0888 | 1.0888 | 1.0888 | 1.0888 | 1.0888 | 1.0888 | 1.0888 | 1.0888 | 1.0888 | 1.0888 | 1.0888 | 1.0888 | 1.0888 | 1.0888 | 1.0888 | 1.0888 | 1.0888 | 1.0888 | 1.0888 | 1.0888 | 1.0888 | 1.0888 | 1.0888 | 1.0888 | 1.0888 | 1.0888 | 1.0888 | 1.0888 | 1.0888 | 1.0888 | 1.0888 | 1.0888 | 1.0888 | 1.0888 | 1.0888 | [8 empty] | 35 |  | 12.1533 | 1.5483 | 0 | 0 | 0
Bridgehampton - Buell New 69 kV UG Cable | 2023 |  | 33.2 | [7 empty] | 4.8355 | 4.8355 | 4.8355 | 4.8355 | 4.8355 | 4.8355 | 4.8355 | 4.8355 | 4.8355 | 4.8355 | 4.8355 | 4.8355 | 4.8355 | 4.8355 | 4.8355 | 4.8355 | 4.8355 | 4.8355 | 4.8355 | 4.8355 | 4.8355 | 4.8355 | 4.8355 | 4.8355 | 4.8355 | 4.8355 | 4.8355 | 4.8355 | 4.8355 | 4.8355 | 4.8355 | 4.8355 | 4.8355 | 4.8355 | 4.8355 | [7 empty] | 35 |  | 51.1595 | 7.9174 | 0 | 0 | 0
Canal - Wainscott New 138 kV UG Cable | 2028 |  | 275.5 | [12 empty] | 46.5167 | 46.5167 | 46.5167 | 46.5167 | 46.5167 | 46.5167 | 46.5167 | 46.5167 | 46.5167 | 46.5167 | 46.5167 | 46.5167 | 46.5167 | 46.5167 | 46.5167 | 46.5167 | 46.5167 | 46.5167 | 46.5167 | 46.5167 | 46.5167 | 46.5167 | 46.5167 | 46.5167 | 46.5167 | 46.5167 | 46.5167 | 46.5167 | 46.5167 | 46.5167 | 46.5167 | 46.5167 | 46.5167 | 46.5167 | 46.5167 |  |  | 35 |  | 376.5593 | 58.276 | 58.276 | 925015.732 | 30525519.1561
Deferral to Indicated Year |  |  | 354 | [6 empty] | 1.0888 | 11.4006 | 11.4006 | 11.4006 | 11.4006 | 11.4006 | 57.9173 | 57.9173 | 57.9173 | 57.9173 | 57.9173 | 57.9173 | 57.9173 | 57.9173 | 57.9173 | 57.9173 | 57.9173 | 57.9173 | 57.9173 | 57.9173 | 57.9173 | 57.9173 | 57.9173 | 57.9173 | 57.9173 | 57.9173 | 57.9173 | 57.9173 | 57.9173 | 57.9173 | 57.9173 | 57.9173 | 57.9173 | 57.9173 | 57.9173 | 56.8285 | 46.5167 | 46.5167 | 46.5167 | 46.5167 | 46.5167 |  |  | 41 |  | 497.8117 | 76.7083 | 58.276 | 925015.732 | 30525519.1561 | =Area III Portion
[59 empty] | 30525519.1561 | =Area III Portion
Annual Avoided Costs for Deferral to Indicated Year:
New Canal - Southampton Cable | 2023 |  |  | 0 | 4.5863 | 4.5863 | 4.5863 | 4.5863 | 4.5863 | 4.5863 | -0.88999 | -0.88999 | -0.88999 | -0.88999 | -0.88999 | -0.88999 | -0.88999 | -0.88999 | -0.88999 | -0.88999 | -0.88999 | -0.88999 | -0.88999 | -0.88999 | -0.88999 | -0.88999 | -0.88999 | -0.88999 | -0.88999 | -0.88999 | -0.88999 | -0.88999 | -0.88999 | -0.88999 | -0.88999 | -0.88999 | -0.88999 | -0.88999 | -0.88999 | -5.4763 | -5.4763 | -5.4763 | -5.4763 | -5.4763 | -5.4763 | 0 | 0 | 0 | 0 | 0 |  |  | 35 |  |  | 8.9667
Upgrade Wildwood - Riverhead to 138 kV | 2022 |  |  | 0 | 0.93922 | 0.93922 | 0.93922 | 0.93922 | 0.93922 | -0.14959 | -0.14959 | -0.14959 | -0.14959 | -0.14959 | -0.14959 | -0.14959 | -0.14959 | -0.14959 | -0.14959 | -0.14959 | -0.14959 | -0.14959 | -0.14959 | -0.14959 | -0.14959 | -0.14959 | -0.14959 | -0.14959 | -0.14959 | -0.14959 | -0.14959 | -0.14959 | -0.14959 | -0.14959 | -0.14959 | -0.14959 | -0.14959 | -0.14959 | -0.14959 | -1.0888 | -1.0888 | -1.0888 | -1.0888 | -1.0888 | 0 | 0 | 0 | 0 | 0 | 0 |  |  | 35 |  |  | 1.5483
Bridgehampton - Buell New 69 kV UG Cable | 2023 |  |  | 0 | 4.0496 | 4.0496 | 4.0496 | 4.0496 | 4.0496 | 4.0496 | -0.78584 | -0.78584 | -0.78584 | -0.78584 | -0.78584 | -0.78584 | -0.78584 | -0.78584 | -0.78584 | -0.78584 | -0.78584 | -0.78584 | -0.78584 | -0.78584 | -0.78584 | -0.78584 | -0.78584 | -0.78584 | -0.78584 | -0.78584 | -0.78584 | -0.78584 | -0.78584 | -0.78584 | -0.78584 | -0.78584 | -0.78584 | -0.78584 | -0.78584 | -4.8355 | -4.8355 | -4.8355 | -4.8355 | -4.8355 | -4.8355 | 0 | 0 | 0 | 0 | 0 |  |  | 35 |  |  | 7.9174
Canal - Wainscott New 138 kV UG Cable | 2028 |  |  | 0 | 0 | 0 | 0 | 0 | 0 | 38.957 | 38.957 | 38.957 | 38.957 | 38.957 | 38.957 | -7.5597 | -7.5597 | -7.5597 | -7.5597 | -7.5597 | -7.5597 | -7.5597 | -7.5597 | -7.5597 | -7.5597 | -7.5597 | -7.5597 | -7.5597 | -7.5597 | -7.5597 | -7.5597 | -7.5597 | -7.5597 | -7.5597 | -7.5597 | -7.5597 | -7.5597 | -7.5597 | -7.5597 | -7.5597 | -7.5597 | -7.5597 | -7.5597 | -7.5597 | -46.5167 | -46.5167 | -46.5167 | -46.5167 | -46.5167 | -46.5167 | [5 empty] | 58.276
Total - All Areas (No Deferrals,$Millions) |  |  | 513.3 |  | 11.3926 | 11.9957 | 12.358 | 30.5918 | 30.5918 | 69.5487 | 69.5487 | 69.5487 | 69.5487 | 69.5487 | 69.5487 | 69.5487 | 69.5487 | 69.5487 | 69.5487 | 69.5487 | 69.5487 | 69.5487 | 69.5487 | 69.5487 | 69.5487 | 69.5487 | 69.5487 | 69.5487 | 69.5487 | 69.5487 | 69.5487 | 69.5487 | 69.5487 | 69.5487 | 69.5487 | 69.5487 | 69.5487 | 69.5487 | 69.5487 | 58.1561 | 57.553 | 57.1907 | 38.957 | 38.957 | 0 | 0 | 0 | 0 | 0 | 0 | 0 | 0 |  | 63 | 840.6482 | 117.3552 | = max. total avoided cost in portfolio
Annual Avoided Costs for Deferrals - Area 1 Proposal: (see note*) | Deferral Year |  |  | 2016 | 2017 | 2018 | 2019 | 2020 | 2021 | 2022 | 2023 | 2024 | 2025 | 2026 | 2027 | 2028 | 2029 | 2030 | 2031 | 2032 | 2033 | 2034 | 2035 | 2036 | 2037 | 2038 | 2039 | 2040 | 2041 | 2042 | 2043 | 2044 | 2045 | 2046 | 2047 | 2048 | 2049 | 2050 | 2051 | 2052 | 2053 | 2054 | 2055 | 2056 | 2057 | 2058 | 2059 | 2060 | 2061 | 2062 | 2063 | 2064 |  |  | Differential NPV $M |  | Differential NPV $M (adjusted for COD of Selected Project) | Differntial NPV $/MW | NPV of Transmission Avoided Costs for Selected Project
Area I Projects:
Amagansett Conversion 33 kV | 2030 |  |  | 0 | 0.97582 | 0.97582 | 0.97582 | 0.97582 | 0.97582 | 0.97582 | 0.97582 | 0.97582 | 0.97582 | 0.97582 | 0.97582 | 0.97582 | 0.97582 | -0.4572 | -0.4572 | -0.4572 | -0.4572 | -0.4572 | -0.4572 | -0.4572 | -0.4572 | -0.4572 | -0.4572 | -0.4572 | -0.4572 | -0.4572 | -0.4572 | -0.4572 | -0.4572 | -0.4572 | -0.4572 | -0.4572 | -0.4572 | -0.4572 | -0.4572 | -1.433 | -1.433 | -1.433 | -1.433 | -1.433 | -1.433 | -1.433 | -1.433 | -1.433 | -1.433 | -1.433 | -1.433 | -1.433 |  |  | 3.8129 |  | 0 | 0 | 0
East Hampton Conversion 33 kV | 2030 |  |  | 0 | 0.39033 | 0.39033 | 0.39033 | 0.39033 | 0.39033 | 0.39033 | 0.39033 | 0.39033 | 0.39033 | 0.39033 | 0.39033 | 0.39033 | 0.39033 | -0.18288 | -0.18288 | -0.18288 | -0.18288 | -0.18288 | -0.18288 | -0.18288 | -0.18288 | -0.18288 | -0.18288 | -0.18288 | -0.18288 | -0.18288 | -0.18288 | -0.18288 | -0.18288 | -0.18288 | -0.18288 | -0.18288 | -0.18288 | -0.18288 | -0.18288 | -0.57321 | -0.57321 | -0.57321 | -0.57321 | -0.57321 | -0.57321 | -0.57321 | -0.57321 | -0.57321 | -0.57321 | -0.57321 | -0.57321 | -0.57321 |  |  | 1.5252 |  | 0 | 0 | 0
Buell Conversion 33 kV | 2030 |  |  | 0 | 0.45131 | 0.45131 | 0.45131 | 0.45131 | 0.45131 | 0.45131 | 0.45131 | 0.45131 | 0.45131 | 0.45131 | 0.45131 | 0.45131 | 0.45131 | -0.21146 | -0.21146 | -0.21146 | -0.21146 | -0.21146 | -0.21146 | -0.21146 | -0.21146 | -0.21146 | -0.21146 | -0.21146 | -0.21146 | -0.21146 | -0.21146 | -0.21146 | -0.21146 | -0.21146 | -0.21146 | -0.21146 | -0.21146 | -0.21146 | -0.21146 | -0.66277 | -0.66277 | -0.66277 | -0.66277 | -0.66277 | -0.66277 | -0.66277 | -0.66277 | -0.66277 | -0.66277 | -0.66277 | -0.66277 | -0.66277 |  |  | 1.7635 |  | 0 | 0 | 0
Hither Hills Conversion to 33 kV | 2030 |  |  | 0 | 0 | 0.60305 | 0.60305 | 0.60305 | 0.60305 | 0.60305 | 0.60305 | 0.60305 | 0.60305 | 0.60305 | 0.60305 | 0.60305 | 0.60305 | -0.25676 | -0.25676 | -0.25676 | -0.25676 | -0.25676 | -0.25676 | -0.25676 | -0.25676 | -0.25676 | -0.25676 | -0.25676 | -0.25676 | -0.25676 | -0.25676 | -0.25676 | -0.25676 | -0.25676 | -0.25676 | -0.25676 | -0.25676 | -0.25676 | -0.25676 | -0.25676 | -0.85981 | -0.85981 | -0.85981 | -0.85981 | -0.85981 | -0.85981 | -0.85981 | -0.85981 | -0.85981 | -0.85981 | -0.85981 | -0.85981 |  |  | 2.0853 |  | 2.0853 | 139022.8879 | 0
Culloden Pt Conversion to 33 kV | 2030 |  |  | 0 | 0 | 0 | 0.36233 | 0.36233 | 0.36233 | 0.36233 | 0.36233 | 0.36233 | 0.36233 | 0.36233 | 0.36233 | 0.36233 | 0.36233 | -0.13922 | -0.13922 | -0.13922 | -0.13922 | -0.13922 | -0.13922 | -0.13922 | -0.13922 | -0.13922 | -0.13922 | -0.13922 | -0.13922 | -0.13922 | -0.13922 | -0.13922 | -0.13922 | -0.13922 | -0.13922 | -0.13922 | -0.13922 | -0.13922 | -0.13922 | -0.13922 | -0.13922 | -0.50156 | -0.50156 | -0.50156 | -0.50156 | -0.50156 | -0.50156 | -0.50156 | -0.50156 | -0.50156 | -0.50156 | -0.50156 |  |  | 1.1012 |  | 1.1012 | 73412.135 | 0
[59 empty] | 0 | =Area I Portion
Area II Projects: | [58 empty] | 0 | =Area I+II+III Portions
Riverhead Canal 2nd Line and Bank | 2026 |  |  | 0 | 0 | 0 | 0 | 18.2337 | 18.2337 | 18.2337 | 18.2337 | 18.2337 | 18.2337 | -3.5383 | -3.5383 | -3.5383 | -3.5383 | -3.5383 | -3.5383 | -3.5383 | -3.5383 | -3.5383 | -3.5383 | -3.5383 | -3.5383 | -3.5383 | -3.5383 | -3.5383 | -3.5383 | -3.5383 | -3.5383 | -3.5383 | -3.5383 | -3.5383 | -3.5383 | -3.5383 | -3.5383 | -3.5383 | -3.5383 | -3.5383 | -3.5383 | -3.5383 | -21.772 | -21.772 | -21.772 | -21.772 | -21.772 | -21.772 | 0 | 0 | 0 | 0 |  |  | 30.3588 |  | 30.3588 | 632475.0457 | 0
[59 empty] | 0 | =Area II Portion
Area III Projects: | [58 empty] | 0 | =Area II+III Portions
New Canal - Southampton Cable | 2023 |  |  | 0 | 4.5863 | 4.5863 | 4.5863 | 4.5863 | 4.5863 | 4.5863 | -0.88999 | -0.88999 | -0.88999 | -0.88999 | -0.88999 | -0.88999 | -0.88999 | -0.88999 | -0.88999 | -0.88999 | -0.88999 | -0.88999 | -0.88999 | -0.88999 | -0.88999 | -0.88999 | -0.88999 | -0.88999 | -0.88999 | -0.88999 | -0.88999 | -0.88999 | -0.88999 | -0.88999 | -0.88999 | -0.88999 | -0.88999 | -0.88999 | -0.88999 | -5.4763 | -5.4763 | -5.4763 | -5.4763 | -5.4763 | -5.4763 | 0 | 0 | 0 | 0 | 0 | 0 | 0 |  |  | 8.9667 |  | 0 | 0 | 0
Upgrade Wildwood - Riverhead to 138 kV | 2022 |  |  | 0 | 0.93922 | 0.93922 | 0.93922 | 0.93922 | 0.93922 | -0.14959 | -0.14959 | -0.14959 | -0.14959 | -0.14959 | -0.14959 | -0.14959 | -0.14959 | -0.14959 | -0.14959 | -0.14959 | -0.14959 | -0.14959 | -0.14959 | -0.14959 | -0.14959 | -0.14959 | -0.14959 | -0.14959 | -0.14959 | -0.14959 | -0.14959 | -0.14959 | -0.14959 | -0.14959 | -0.14959 | -0.14959 | -0.14959 | -0.14959 | -0.14959 | -1.0888 | -1.0888 | -1.0888 | -1.0888 | -1.0888 | 0 | 0 | 0 | 0 | 0 | 0 | 0 | 0 |  |  | 1.5483 |  | 0 | 0 | 0
Bridgehampton - Buell New 69 kV UG Cable | 2023 |  |  | 0 | 4.0496 | 4.0496 | 4.0496 | 4.0496 | 4.0496 | 4.0496 | -0.78584 | -0.78584 | -0.78584 | -0.78584 | -0.78584 | -0.78584 | -0.78584 | -0.78584 | -0.78584 | -0.78584 | -0.78584 | -0.78584 | -0.78584 | -0.78584 | -0.78584 | -0.78584 | -0.78584 | -0.78584 | -0.78584 | -0.78584 | -0.78584 | -0.78584 | -0.78584 | -0.78584 | -0.78584 | -0.78584 | -0.78584 | -0.78584 | -0.78584 | -4.8355 | -4.8355 | -4.8355 | -4.8355 | -4.8355 | -4.8355 | 0 | 0 | 0 | 0 | 0 | 0 | 0 |  |  | 7.9174 |  | 0 | 0 | 0
Canal - Wainscott New 138 kV UG Cable | 2028 |  |  | 0 | 0 | 0 | 0 | 0 | 0 | 38.957 | 38.957 | 38.957 | 38.957 | 38.957 | 38.957 | -7.5597 | -7.5597 | -7.5597 | -7.5597 | -7.5597 | -7.5597 | -7.5597 | -7.5597 | -7.5597 | -7.5597 | -7.5597 | -7.5597 | -7.5597 | -7.5597 | -7.5597 | -7.5597 | -7.5597 | -7.5597 | -7.5597 | -7.5597 | -7.5597 | -7.5597 | -7.5597 | -7.5597 | -7.5597 | -7.5597 | -7.5597 | -7.5597 | -7.5597 | -46.5167 | -46.5167 | -46.5167 | -46.5167 | -46.5167 | -46.5167 | 0 | 0 |  |  | 58.276 |  | 58.276 | 925015.732 | 0
[59 empty] | 0 | =Area III Portion
Total - Area 1 Proposal, $Millions (unadjusted) |  |  |  | 0 | 0 | 0.60305 | 0.96539 | 19.1991 | 19.1991 | 58.1561 | 58.1561 | 58.1561 | 58.1561 | 36.3841 | 36.3841 | -10.1326 | -10.1326 | -11.494 | -11.494 | -11.494 | -11.494 | -11.494 | -11.494 | -11.494 | -11.494 | -11.494 | -11.494 | -11.494 | -11.494 | -11.494 | -11.494 | -11.494 | -11.494 | -11.494 | -11.494 | -11.494 | -11.494 | -11.494 | -11.494 | -11.494 | -12.097 | -12.4594 | -30.6931 | -30.6931 | -69.6501 | -69.6501 | -69.6501 | -69.6501 | -47.878 | -47.878 | -1.3614 | -1.3614 |  |  | 91.8213 |  |  | 1769925.8006 | 0
$/MW-yr |  |  |  | 0 | 0 | 40203.5861 | 64359.2408 | 444228.478 | 444228.478 | 1062593.2896 | 1062593.2896 | 1062593.2896 | 1062593.2896 | 609009.5545 | 609009.5545 | -129350.3688 | -129350.3688 | -220108.1448 | -220108.1448 | -220108.1448 | -220108.1448 | -220108.1448 | -220108.1448 | -220108.1448 | -220108.1448 | -220108.1448 | -220108.1448 | -220108.1448 | -220108.1448 | -220108.1448 | -220108.1448 | -220108.1448 | -220108.1448 | -220108.1448 | -220108.1448 | -220108.1448 | -220108.1448 | -220108.1448 | -220108.1448 | -220108.1448 | -260311.731 | -284467.3856 | -664336.6229 | -664336.6229 | -1282701.4345 | -1282701.4345 | -1282701.4345 | -1282701.4345 | -829117.6994 | -829117.6994 | -90757.776 | -90757.776
$Millions (adjusted) |  |  |  | 0 | 0 | 0 | 0 | 0 | 0 | 0 | 0 | 0 | 0 | 0 | 0 | 0 | 0 | 0 | 0 | 0 | 0 | 0 | 0 | 0 | 0 | 0 | 0 | 0 | 0 | 0 | 0 | 0 | 0 | 0 | 0 | 0 | 0 | 0 | 0 | 0 | 0 | 0 | 0 | 0 | 0 | 0 | 0 | 0 | 0 | 0 | 0 | 0 |  |  | 0
Annual Avoided Costs for Deferrals - Area 2 Proposal: (see note*) | Deferral Year |  |  | 2016 | 2017 | 2018 | 2019 | 2020 | 2021 | 2022 | 2023 | 2024 | 2025 | 2026 | 2027 | 2028 | 2029 | 2030 | 2031 | 2032 | 2033 | 2034 | 2035 | 2036 | 2037 | 2038 | 2039 | 2040 | 2041 | 2042 | 2043 | 2044 | 2045 | 2046 | 2047 | 2048 | 2049 | 2050 | 2051 | 2052 | 2053 | 2054 | 2055 | 2056 | 2057 | 2058 | 2059 | 2060 | 2061 | 2062 | 2063 | 2064 |  |  | Differential NPV $M |  | Differential NPV $M (adjusted for COD of Selected Project) | Differntial NPV $/MW | NPV of Transmission Avoided Costs for Selected Project
Area I Projects:
Amagansett Conversion 33 kV | 2030 |  |  | 0 | 0 | 0 | 0 | 0 | 0 | 0 | 0 | 0 | 0 | 0 | 0 | 0 | 0 | 0 | 0 | 0 | 0 | 0 | 0 | 0 | 0 | 0 | 0 | 0 | 0 | 0 | 0 | 0 | 0 | 0 | 0 | 0 | 0 | 0 | 0 | 0 | 0 | 0 | 0 | 0 | 0 | 0 | 0 | 0 | 0 | 0 | 0 | 0 |  |  | 0 |  | 0 | 0 | 0
East Hampton Conversion 33 kV | 2030 |  |  | 0 | 0 | 0 | 0 | 0 | 0 | 0 | 0 | 0 | 0 | 0 | 0 | 0 | 0 | 0 | 0 | 0 | 0 | 0 | 0 | 0 | 0 | 0 | 0 | 0 | 0 | 0 | 0 | 0 | 0 | 0 | 0 | 0 | 0 | 0 | 0 | 0 | 0 | 0 | 0 | 0 | 0 | 0 | 0 | 0 | 0 | 0 | 0 | 0 |  |  | 0 |  | 0 | 0 | 0
Buell Conversion 33 kV | 2030 |  |  | 0 | 0 | 0 | 0 | 0 | 0 | 0 | 0 | 0 | 0 | 0 | 0 | 0 | 0 | 0 | 0 | 0 | 0 | 0 | 0 | 0 | 0 | 0 | 0 | 0 | 0 | 0 | 0 | 0 | 0 | 0 | 0 | 0 | 0 | 0 | 0 | 0 | 0 | 0 | 0 | 0 | 0 | 0 | 0 | 0 | 0 | 0 | 0 | 0 |  |  | 0 |  | 0 | 0 | 0
Hither Hills Conversion to 33 kV | 2030 |  |  | 0 | 0 | 0 | 0 | 0 | 0 | 0 | 0 | 0 | 0 | 0 | 0 | 0 | 0 | 0 | 0 | 0 | 0 | 0 | 0 | 0 | 0 | 0 | 0 | 0 | 0 | 0 | 0 | 0 | 0 | 0 | 0 | 0 | 0 | 0 | 0 | 0 | 0 | 0 | 0 | 0 | 0 | 0 | 0 | 0 | 0 | 0 | 0 | 0 |  |  | 0 |  | 0 | 0 | 0
Culloden Pt Conversion to 33 kV | 2030 |  |  | 0 | 0 | 0 | 0 | 0 | 0 | 0 | 0 | 0 | 0 | 0 | 0 | 0 | 0 | 0 | 0 | 0 | 0 | 0 | 0 | 0 | 0 | 0 | 0 | 0 | 0 | 0 | 0 | 0 | 0 | 0 | 0 | 0 | 0 | 0 | 0 | 0 | 0 | 0 | 0 | 0 | 0 | 0 | 0 | 0 | 0 | 0 | 0 | 0 |  |  | 0 |  | 0 | 0 | 0
[59 empty] | 0 | =Area I Portion
Area II Projects: | [58 empty] | 51397195.6643 | =Area I+II+III Portions
Riverhead Canal 2nd Line and Bank | 2026 |  |  | 0 | 0 | 0 | 0 | 18.2337 | 18.2337 | 18.2337 | 18.2337 | 18.2337 | 18.2337 | -3.5383 | -3.5383 | -3.5383 | -3.5383 | -3.5383 | -3.5383 | -3.5383 | -3.5383 | -3.5383 | -3.5383 | -3.5383 | -3.5383 | -3.5383 | -3.5383 | -3.5383 | -3.5383 | -3.5383 | -3.5383 | -3.5383 | -3.5383 | -3.5383 | -3.5383 | -3.5383 | -3.5383 | -3.5383 | -3.5383 | -3.5383 | -3.5383 | -3.5383 | -21.772 | -21.772 | -21.772 | -21.772 | -21.772 | -21.772 | 0 | 0 | 0 | 0 |  |  | 30.3588 |  | 30.3588 | 632475.0457 | 20871676.5082
[59 empty] | 20871676.5082 | =Area II Portion
Area III Projects: | [58 empty] | 51397195.6643 | =Area II+III Portions
New Canal - Southampton Cable | 2023 |  |  | 0 | 4.5863 | 4.5863 | 4.5863 | 4.5863 | 4.5863 | 4.5863 | -0.88999 | -0.88999 | -0.88999 | -0.88999 | -0.88999 | -0.88999 | -0.88999 | -0.88999 | -0.88999 | -0.88999 | -0.88999 | -0.88999 | -0.88999 | -0.88999 | -0.88999 | -0.88999 | -0.88999 | -0.88999 | -0.88999 | -0.88999 | -0.88999 | -0.88999 | -0.88999 | -0.88999 | -0.88999 | -0.88999 | -0.88999 | -0.88999 | -0.88999 | -5.4763 | -5.4763 | -5.4763 | -5.4763 | -5.4763 | -5.4763 | 0 | 0 | 0 | 0 | 0 | 0 | 0 |  |  | 8.9667 |  | 0 | 0 | 0
Upgrade Wildwood - Riverhead to 138 kV | 2022 |  |  | 0 | 0.93922 | 0.93922 | 0.93922 | 0.93922 | 0.93922 | -0.14959 | -0.14959 | -0.14959 | -0.14959 | -0.14959 | -0.14959 | -0.14959 | -0.14959 | -0.14959 | -0.14959 | -0.14959 | -0.14959 | -0.14959 | -0.14959 | -0.14959 | -0.14959 | -0.14959 | -0.14959 | -0.14959 | -0.14959 | -0.14959 | -0.14959 | -0.14959 | -0.14959 | -0.14959 | -0.14959 | -0.14959 | -0.14959 | -0.14959 | -0.14959 | -1.0888 | -1.0888 | -1.0888 | -1.0888 | -1.0888 | 0 | 0 | 0 | 0 | 0 | 0 | 0 | 0 |  |  | 1.5483 |  | 0 | 0 | 0
Bridgehampton - Buell New 69 kV UG Cable | 2023 |  |  | 0 | 4.0496 | 4.0496 | 4.0496 | 4.0496 | 4.0496 | 4.0496 | -0.78584 | -0.78584 | -0.78584 | -0.78584 | -0.78584 | -0.78584 | -0.78584 | -0.78584 | -0.78584 | -0.78584 | -0.78584 | -0.78584 | -0.78584 | -0.78584 | -0.78584 | -0.78584 | -0.78584 | -0.78584 | -0.78584 | -0.78584 | -0.78584 | -0.78584 | -0.78584 | -0.78584 | -0.78584 | -0.78584 | -0.78584 | -0.78584 | -0.78584 | -4.8355 | -4.8355 | -4.8355 | -4.8355 | -4.8355 | -4.8355 | 0 | 0 | 0 | 0 | 0 | 0 | 0 |  |  | 7.9174 |  | 0 | 0 | 0
Canal - Wainscott New 138 kV UG Cable | 2028 |  |  | 0 | 0 | 0 | 0 | 0 | 0 | 38.957 | 38.957 | 38.957 | 38.957 | 38.957 | 38.957 | -7.5597 | -7.5597 | -7.5597 | -7.5597 | -7.5597 | -7.5597 | -7.5597 | -7.5597 | -7.5597 | -7.5597 | -7.5597 | -7.5597 | -7.5597 | -7.5597 | -7.5597 | -7.5597 | -7.5597 | -7.5597 | -7.5597 | -7.5597 | -7.5597 | -7.5597 | -7.5597 | -7.5597 | -7.5597 | -7.5597 | -7.5597 | -7.5597 | -7.5597 | -46.5167 | -46.5167 | -46.5167 | -46.5167 | -46.5167 | -46.5167 | 0 | 0 |  |  | 58.276 |  | 58.276 | 925015.732 | 30525519.1561
[59 empty] | 30525519.1561 | =Area III Portion
Total - Area 2 Proposal, $Millions (unadjusted) |  |  |  | 0 | 0 | 0 | 0 | 18.2337 | 18.2337 | 57.1907 | 57.1907 | 57.1907 | 57.1907 | 35.4187 | 35.4187 | -11.098 | -11.098 | -11.098 | -11.098 | -11.098 | -11.098 | -11.098 | -11.098 | -11.098 | -11.098 | -11.098 | -11.098 | -11.098 | -11.098 | -11.098 | -11.098 | -11.098 | -11.098 | -11.098 | -11.098 | -11.098 | -11.098 | -11.098 | -11.098 | -11.098 | -11.098 | -11.098 | -29.3317 | -29.3317 | -68.2887 | -68.2887 | -68.2887 | -68.2887 | -46.5167 | -46.5167 | 0 | 0 |  |  | 88.6348 |  |  | 1557490.7777 | 51397195.6643
$/MW-yr |  |  |  | 0 | 0 | 0 | 0 | 379869.2372 | 379869.2372 | 998234.0488 | 998234.0488 | 998234.0488 | 998234.0488 | 544650.3137 | 544650.3137 | -193709.6096 | -193709.6096 | -193709.6096 | -193709.6096 | -193709.6096 | -193709.6096 | -193709.6096 | -193709.6096 | -193709.6096 | -193709.6096 | -193709.6096 | -193709.6096 | -193709.6096 | -193709.6096 | -193709.6096 | -193709.6096 | -193709.6096 | -193709.6096 | -193709.6096 | -193709.6096 | -193709.6096 | -193709.6096 | -193709.6096 | -193709.6096 | -193709.6096 | -193709.6096 | -193709.6096 | -573578.8469 | -573578.8469 | -1191943.6585 | -1191943.6585 | -1191943.6585 | -1191943.6585 | -738359.9234 | -738359.9234 | 0 | 0
$Millions (adjusted) |  |  |  | 0 | 0 | 0 | 0 | 12.5357 | 12.5357 | 32.9417 | 32.9417 | 32.9417 | 32.9417 | 17.9735 | 17.9735 | -6.3924 | -6.3924 | -6.3924 | -6.3924 | -6.3924 | -6.3924 | -6.3924 | -6.3924 | -6.3924 | -6.3924 | -6.3924 | -6.3924 | -6.3924 | -6.3924 | -6.3924 | -6.3924 | -6.3924 | -6.3924 | -6.3924 | -6.3924 | -6.3924 | -6.3924 | -6.3924 | -6.3924 | -6.3924 | -6.3924 | -6.3924 | -18.9281 | -18.9281 | -39.3341 | -39.3341 | -39.3341 | -39.3341 | -24.3659 | -24.3659 | 0 | 0 |  |  | 51397.1957
Annual Avoided Costs for Deferrals - Area 3 Proposal: (see note*) | Deferral Year |  |  | 2016 | 2017 | 2018 | 2019 | 2020 | 2021 | 2022 | 2023 | 2024 | 2025 | 2026 | 2027 | 2028 | 2029 | 2030 | 2031 | 2032 | 2033 | 2034 | 2035 | 2036 | 2037 | 2038 | 2039 | 2040 | 2041 | 2042 | 2043 | 2044 | 2045 | 2046 | 2047 | 2048 | 2049 | 2050 | 2051 | 2052 | 2053 | 2054 | 2055 | 2056 | 2057 | 2058 | 2059 | 2060 | 2061 | 2062 | 2063 | 2064 |  |  | Differential NPV $M |  | Differential NPV $M (adjusted for COD of Selected Project) | Differntial NPV $/MW | NPV of Transmission Avoided Costs for Selected Project
Area I Projects:
Amagansett Conversion 33 kV | 2030 |  |  | 0 | 0 | 0 | 0 | 0 | 0 | 0 | 0 | 0 | 0 | 0 | 0 | 0 | 0 | 0 | 0 | 0 | 0 | 0 | 0 | 0 | 0 | 0 | 0 | 0 | 0 | 0 | 0 | 0 | 0 | 0 | 0 | 0 | 0 | 0 | 0 | 0 | 0 | 0 | 0 | 0 | 0 | 0 | 0 | 0 | 0 | 0 | 0 | 0 |  |  | 0 |  | 0 | 0 | 0
East Hampton Conversion 33 kV | 2030 |  |  | 0 | 0 | 0 | 0 | 0 | 0 | 0 | 0 | 0 | 0 | 0 | 0 | 0 | 0 | 0 | 0 | 0 | 0 | 0 | 0 | 0 | 0 | 0 | 0 | 0 | 0 | 0 | 0 | 0 | 0 | 0 | 0 | 0 | 0 | 0 | 0 | 0 | 0 | 0 | 0 | 0 | 0 | 0 | 0 | 0 | 0 | 0 | 0 | 0 |  |  | 0 |  | 0 | 0 | 0
Buell Conversion 33 kV | 2030 |  |  | 0 | 0 | 0 | 0 | 0 | 0 | 0 | 0 | 0 | 0 | 0 | 0 | 0 | 0 | 0 | 0 | 0 | 0 | 0 | 0 | 0 | 0 | 0 | 0 | 0 | 0 | 0 | 0 | 0 | 0 | 0 | 0 | 0 | 0 | 0 | 0 | 0 | 0 | 0 | 0 | 0 | 0 | 0 | 0 | 0 | 0 | 0 | 0 | 0 |  |  | 0 |  | 0 | 0 | 0
Hither Hills Conversion to 33 kV | 2030 |  |  | 0 | 0 | 0 | 0 | 0 | 0 | 0 | 0 | 0 | 0 | 0 | 0 | 0 | 0 | 0 | 0 | 0 | 0 | 0 | 0 | 0 | 0 | 0 | 0 | 0 | 0 | 0 | 0 | 0 | 0 | 0 | 0 | 0 | 0 | 0 | 0 | 0 | 0 | 0 | 0 | 0 | 0 | 0 | 0 | 0 | 0 | 0 | 0 | 0 |  |  | 0 |  | 0 | 0 | 0
Culloden Pt Conversion to 33 kV | 2030 |  |  | 0 | 0 | 0 | 0 | 0 | 0 | 0 | 0 | 0 | 0 | 0 | 0 | 0 | 0 | 0 | 0 | 0 | 0 | 0 | 0 | 0 | 0 | 0 | 0 | 0 | 0 | 0 | 0 | 0 | 0 | 0 | 0 | 0 | 0 | 0 | 0 | 0 | 0 | 0 | 0 | 0 | 0 | 0 | 0 | 0 | 0 | 0 | 0 | 0 |  |  | 0 |  | 0 | 0 | 0
[59 empty] | 0 | =Area I Portion
Area II Projects: | [58 empty] | 0 | =Area I+II+III Portions
Riverhead Canal 2nd Line and Bank | 2026 |  |  | 0 | 0 | 0 | 0 | 0 | 0 | 0 | 0 | 0 | 0 | 0 | 0 | 0 | 0 | 0 | 0 | 0 | 0 | 0 | 0 | 0 | 0 | 0 | 0 | 0 | 0 | 0 | 0 | 0 | 0 | 0 | 0 | 0 | 0 | 0 | 0 | 0 | 0 | 0 | 0 | 0 | 0 | 0 | 0 | 0 | 0 | 0 | 0 | 0 |  |  | 0 |  | 0 | 0 | 0
[59 empty] | 0 | =Area II Portion
Area III Projects: | [58 empty] | 0 | =Area II+III Portions
New Canal - Southampton Cable | 2023 |  |  | 0 | 4.5863 | 4.5863 | 4.5863 | 4.5863 | 4.5863 | 4.5863 | -0.88999 | -0.88999 | -0.88999 | -0.88999 | -0.88999 | -0.88999 | -0.88999 | -0.88999 | -0.88999 | -0.88999 | -0.88999 | -0.88999 | -0.88999 | -0.88999 | -0.88999 | -0.88999 | -0.88999 | -0.88999 | -0.88999 | -0.88999 | -0.88999 | -0.88999 | -0.88999 | -0.88999 | -0.88999 | -0.88999 | -0.88999 | -0.88999 | -0.88999 | -5.4763 | -5.4763 | -5.4763 | -5.4763 | -5.4763 | -5.4763 | 0 | 0 | 0 | 0 | 0 | 0 | 0 |  |  | 8.9667 |  | 0 | 0 | 0
Upgrade Wildwood - Riverhead to 138 kV | 2022 |  |  | 0 | 0.93922 | 0.93922 | 0.93922 | 0.93922 | 0.93922 | -0.14959 | -0.14959 | -0.14959 | -0.14959 | -0.14959 | -0.14959 | -0.14959 | -0.14959 | -0.14959 | -0.14959 | -0.14959 | -0.14959 | -0.14959 | -0.14959 | -0.14959 | -0.14959 | -0.14959 | -0.14959 | -0.14959 | -0.14959 | -0.14959 | -0.14959 | -0.14959 | -0.14959 | -0.14959 | -0.14959 | -0.14959 | -0.14959 | -0.14959 | -0.14959 | -1.0888 | -1.0888 | -1.0888 | -1.0888 | -1.0888 | 0 | 0 | 0 | 0 | 0 | 0 | 0 | 0 |  |  | 1.5483 |  | 0 | 0 | 0
Bridgehampton - Buell New 69 kV UG Cable | 2023 |  |  | 0 | 4.0496 | 4.0496 | 4.0496 | 4.0496 | 4.0496 | 4.0496 | -0.78584 | -0.78584 | -0.78584 | -0.78584 | -0.78584 | -0.78584 | -0.78584 | -0.78584 | -0.78584 | -0.78584 | -0.78584 | -0.78584 | -0.78584 | -0.78584 | -0.78584 | -0.78584 | -0.78584 | -0.78584 | -0.78584 | -0.78584 | -0.78584 | -0.78584 | -0.78584 | -0.78584 | -0.78584 | -0.78584 | -0.78584 | -0.78584 | -0.78584 | -4.8355 | -4.8355 | -4.8355 | -4.8355 | -4.8355 | -4.8355 | 0 | 0 | 0 | 0 | 0 | 0 | 0 |  |  | 7.9174 |  | 0 | 0 | 0
Canal - Wainscott New 138 kV UG Cable | 2028 |  |  | 0 | 0 | 0 | 0 | 0 | 0 | 38.957 | 38.957 | 38.957 | 38.957 | 38.957 | 38.957 | -7.5597 | -7.5597 | -7.5597 | -7.5597 | -7.5597 | -7.5597 | -7.5597 | -7.5597 | -7.5597 | -7.5597 | -7.5597 | -7.5597 | -7.5597 | -7.5597 | -7.5597 | -7.5597 | -7.5597 | -7.5597 | -7.5597 | -7.5597 | -7.5597 | -7.5597 | -7.5597 | -7.5597 | -7.5597 | -7.5597 | -7.5597 | -7.5597 | -7.5597 | -46.5167 | -46.5167 | -46.5167 | -46.5167 | -46.5167 | -46.5167 | 0 | 0 |  |  | 58.276 |  | 58.276 | 925015.732 | 0
[59 empty] | 0 | =Area III Portion
Total - Area 3 Proposal, $Millions (unadjusted) |  |  |  | 0 | 9.5752 | 9.5752 | 9.5752 | 9.5752 | 9.5752 | 47.4434 | 37.1316 | 37.1316 | 37.1316 | 37.1316 | 37.1316 | -9.3851 | -9.3851 | -9.3851 | -9.3851 | -9.3851 | -9.3851 | -9.3851 | -9.3851 | -9.3851 | -9.3851 | -9.3851 | -9.3851 | -9.3851 | -9.3851 | -9.3851 | -9.3851 | -9.3851 | -9.3851 | -9.3851 | -9.3851 | -9.3851 | -9.3851 | -9.3851 | -9.3851 | -18.9603 | -18.9603 | -18.9603 | -18.9603 | -18.9603 | -56.8285 | -46.5167 | -46.5167 | -46.5167 | -46.5167 | -46.5167 | 0 | 0 |  |  | 76.7083 |  |  | 925015.732 | 0
$/MW-yr |  |  |  | 0 | 0 | 0 | 0 | 0 | 0 | 618364.8116 | 618364.8116 | 618364.8116 | 618364.8116 | 618364.8116 | 618364.8116 | -119995.1118 | -119995.1118 | -119995.1118 | -119995.1118 | -119995.1118 | -119995.1118 | -119995.1118 | -119995.1118 | -119995.1118 | -119995.1118 | -119995.1118 | -119995.1118 | -119995.1118 | -119995.1118 | -119995.1118 | -119995.1118 | -119995.1118 | -119995.1118 | -119995.1118 | -119995.1118 | -119995.1118 | -119995.1118 | -119995.1118 | -119995.1118 | -119995.1118 | -119995.1118 | -119995.1118 | -119995.1118 | -119995.1118 | -738359.9234 | -738359.9234 | -738359.9234 | -738359.9234 | -738359.9234 | -738359.9234 | 0 | 0
$Millions (adjusted) |  |  |  | 0 | 0 | 0 | 0 | 0 | 0 | 0 | 0 | 0 | 0 | 0 | 0 | 0 | 0 | 0 | 0 | 0 | 0 | 0 | 0 | 0 | 0 | 0 | 0 | 0 | 0 | 0 | 0 | 0 | 0 | 0 | 0 | 0 | 0 | 0 | 0 | 0 | 0 | 0 | 0 | 0 | 0 | 0 | 0 | 0 | 0 | 0 | 0 | 0 |  |  | 0
Discount Factor (Relative to 1/1/2016) = |  |  |  | 0.94787 | 0.89845 | 0.85161 | 0.80722 | 0.76513 | 0.72525 | 0.68744 | 0.6516 | 0.61763 | 0.58543 | 0.55491 | 0.52598 | 0.49856 | 0.47257 | 0.44793 | 0.42458 | 0.40245 | 0.38147 | 0.36158 | 0.34273 | 0.32486 | 0.30793 | 0.29187 | 0.27666 | 0.26223 | 0.24856 | 0.2356 | 0.22332 | 0.21168 | 0.20064 | 0.19018 | 0.18027 | 0.17087 | 0.16196 | 0.15352 | 0.14552 | 0.13793 | 0.13074 | 0.12392 | 0.11746 | 0.11134 | 0.10554 | 0.10003 | 0.094818 | 0.089875 | 0.08519 | 0.080748 | 0.076539 | 0.072549
* Note: A positive (+) avoided cost in a given year represents a cost savings relative to not having a transmission project deferral.
Note on BF17: Todd Kantarek: Interconnection at East Hampton Sub transmission side, so no loss factor

## PhII (NEX100)
Version |  | Based on PSEGLI file: "East End Utility 2_0_Economics_2014_10_13_r28_Sargent_Lundy.xlsx"
Annual Revenue Requirements (Millions of $s)
1) Reference (Transmission only) Case
Project | I/S Year | Investor | Capital (2015$s) | 2016 | 2017 | 2018 | 2019 | 2020 | 2021 | 2022 | 2023 | 2024 | 2025 | 2026 | 2027 | 2028 | 2029 | 2030 | 2031 | 2032 | 2033 | 2034 | 2035 | 2036 | 2037 | 2038 | 2039 | 2040 | 2041 | 2042 | 2043 | 2044 | 2045 | 2046 | 2047 | 2048 | 2049 | 2050 | 2051 | 2052 | 2053 | 2054 | 2055 | 2056 | 2057 | 2058 | 2059 | 2060 | 2061 | 2062 | 2063 | 2064 |  | NPV |  | Proposal Number = | NEX100
Transmission Reinforcement I | 2017 | PSEGLI | 93.4 | 0 | 11.3926 | 11.3926 | 11.3926 | 11.3926 | 11.3926 | 11.3926 | 11.3926 | 11.3926 | 11.3926 | 11.3926 | 11.3926 | 11.3926 | 11.3926 | 11.3926 | 11.3926 | 11.3926 | 11.3926 | 11.3926 | 11.3926 | 11.3926 | 11.3926 | 11.3926 | 11.3926 | 11.3926 | 11.3926 | 11.3926 | 11.3926 | 11.3926 | 11.3926 | 11.3926 | 11.3926 | 11.3926 | 11.3926 | 11.3926 | 11.3926 | [13 empty] | 35 | 166.1982 |  | Proposer Name = | NextEra Energy
Transmission Reinforcement II | 2018 | PSEGLI | 4.8 | 0 | 0 | 0.60305 | 0.60305 | 0.60305 | 0.60305 | 0.60305 | 0.60305 | 0.60305 | 0.60305 | 0.60305 | 0.60305 | 0.60305 | 0.60305 | 0.60305 | 0.60305 | 0.60305 | 0.60305 | 0.60305 | 0.60305 | 0.60305 | 0.60305 | 0.60305 | 0.60305 | 0.60305 | 0.60305 | 0.60305 | 0.60305 | 0.60305 | 0.60305 | 0.60305 | 0.60305 | 0.60305 | 0.60305 | 0.60305 | 0.60305 | 0.60305 | [12 empty] | 35 | 8.3388 |  | Proposal/Project = | South Fork Thermal Energy Storage
Transmission Reinforcement III | 2019 | PSEGLI | 2.8 | 0 | 0 | 0 | 0.36233 | 0.36233 | 0.36233 | 0.36233 | 0.36233 | 0.36233 | 0.36233 | 0.36233 | 0.36233 | 0.36233 | 0.36233 | 0.36233 | 0.36233 | 0.36233 | 0.36233 | 0.36233 | 0.36233 | 0.36233 | 0.36233 | 0.36233 | 0.36233 | 0.36233 | 0.36233 | 0.36233 | 0.36233 | 0.36233 | 0.36233 | 0.36233 | 0.36233 | 0.36233 | 0.36233 | 0.36233 | 0.36233 | 0.36233 | 0.36233 | [11 empty] | 35 | 4.7491 |  | Option Number = | 1
Transmission Reinforcement IV | 2020 | PSEGLI | 136.8 | 0 | 0 | 0 | 0 | 18.2337 | 18.2337 | 18.2337 | 18.2337 | 18.2337 | 18.2337 | 18.2337 | 18.2337 | 18.2337 | 18.2337 | 18.2337 | 18.2337 | 18.2337 | 18.2337 | 18.2337 | 18.2337 | 18.2337 | 18.2337 | 18.2337 | 18.2337 | 18.2337 | 18.2337 | 18.2337 | 18.2337 | 18.2337 | 18.2337 | 18.2337 | 18.2337 | 18.2337 | 18.2337 | 18.2337 | 18.2337 | 18.2337 | 18.2337 | 18.2337 | [10 empty] | 35 | 226.5269 |  | Location = | All
Transmission Reinforcement V | 2022 | PSEGLI | 275.5 | 0 | 0 | 0 | 0 | 0 | 0 | 38.957 | 38.957 | 38.957 | 38.957 | 38.957 | 38.957 | 38.957 | 38.957 | 38.957 | 38.957 | 38.957 | 38.957 | 38.957 | 38.957 | 38.957 | 38.957 | 38.957 | 38.957 | 38.957 | 38.957 | 38.957 | 38.957 | 38.957 | 38.957 | 38.957 | 38.957 | 38.957 | 38.957 | 38.957 | 38.957 | 38.957 | 38.957 | 38.957 | 38.957 | 38.957 | [8 empty] | 35 | 434.8353 |  | Technology = | Thermal Energy Storage
[56 empty] | Interconnection Points = | Behind the Meter
Total |  |  | 513.3 | 0 | 11.3926 | 11.9957 | 12.358 | 30.5918 | 30.5918 | 69.5487 | 69.5487 | 69.5487 | 69.5487 | 69.5487 | 69.5487 | 69.5487 | 69.5487 | 69.5487 | 69.5487 | 69.5487 | 69.5487 | 69.5487 | 69.5487 | 69.5487 | 69.5487 | 69.5487 | 69.5487 | 69.5487 | 69.5487 | 69.5487 | 69.5487 | 69.5487 | 69.5487 | 69.5487 | 69.5487 | 69.5487 | 69.5487 | 69.5487 | 69.5487 | 58.1561 | 57.553 | 57.1907 | 38.957 | 38.957 | 0 | 0 | 0 | 0 | 0 | 0 | 0 | 0 |  | 840.6482 |  | Loss Factor = | 1.067
2016 NPV @ 5.5%, thru 2035 |  |  |  | 2016: 559.7216
2016 NPV @ 5.5%, thru 2056 |  |  |  | 2016: 840.6482 |  |  |  | MW Required by 2022 (cap) = | 15 | 33 | 15 | Output: NPV of Transmission Avoided Costs for Selected Project (see note*)
[57 empty] | Selected Project Inputs - Area 1 Portion | Selected Project Inputs - Area 2 Portion | Selected Project Inputs - Area 3 Portion | Area 1 | Area 2 | Area 3 | Total | check
[56 empty] | Project kW = | 666.875 | 1200.375 | 3467.75
[55 empty] | Capped kW = | 5335 | 666.875 | 1200.375 | 3467.75
[56 empty] | Project Area (1, 2, or 3) = | 1 | 2 | 3
[56 empty] | Proportion of Peak Hours Covered = | 100% | 100% | 100%
[55 empty] | Project COD = | 2018
[55 empty] | Effective kW = | 5335 |  |  |  | 1180319.2683 | 1869572.9923 | 3207723.3047 | 6257615.5652
[60 empty] | check | check | check
| I/S Year |  | Capital (2015$s) | 2016 | 2017 | 2018 | 2019 | 2020 | 2021 | 2022 | 2023 | 2024 | 2025 | 2026 | 2027 | 2028 | 2029 | 2030 | 2031 | 2032 | 2033 | 2034 | 2035 | 2036 | 2037 | 2038 | 2039 | 2040 | 2041 | 2042 | 2043 | 2044 | 2045 | 2046 | 2047 | 2048 | 2049 | 2050 | 2051 | 2052 | 2053 | 2054 | 2055 | 2056 | 2057 | 2058 | 2059 | 2060 | 2061 | 2062 | 2063 | 2064 |  | MW Required by 2022 | NPV Base $M | Differential NPV $M | Differential NPV $M (adjusted for COD of Selected Project) | Differntial NPV $/MW | NPV of Transmission Avoided Costs for Selected Project
Area I Projects: | [53 empty] | 15
Amagansett Conversion 33 kV | 2017 |  | 8 | 0 | 0.97582 | 0.97582 | 0.97582 | 0.97582 | 0.97582 | 0.97582 | 0.97582 | 0.97582 | 0.97582 | 0.97582 | 0.97582 | 0.97582 | 0.97582 | 0.97582 | 0.97582 | 0.97582 | 0.97582 | 0.97582 | 0.97582 | 0.97582 | 0.97582 | 0.97582 | 0.97582 | 0.97582 | 0.97582 | 0.97582 | 0.97582 | 0.97582 | 0.97582 | 0.97582 | 0.97582 | 0.97582 | 0.97582 | 0.97582 | 0.97582 | [13 empty] | 35 |  | 14.2354
East Hampton Conversion 33 kV | 2017 |  | 3.2 | 0 | 0.39033 | 0.39033 | 0.39033 | 0.39033 | 0.39033 | 0.39033 | 0.39033 | 0.39033 | 0.39033 | 0.39033 | 0.39033 | 0.39033 | 0.39033 | 0.39033 | 0.39033 | 0.39033 | 0.39033 | 0.39033 | 0.39033 | 0.39033 | 0.39033 | 0.39033 | 0.39033 | 0.39033 | 0.39033 | 0.39033 | 0.39033 | 0.39033 | 0.39033 | 0.39033 | 0.39033 | 0.39033 | 0.39033 | 0.39033 | 0.39033 | [13 empty] | 35 |  | 5.6942
Buell Conversion 33 kV | 2017 |  | 3.7 | 0 | 0.45131 | 0.45131 | 0.45131 | 0.45131 | 0.45131 | 0.45131 | 0.45131 | 0.45131 | 0.45131 | 0.45131 | 0.45131 | 0.45131 | 0.45131 | 0.45131 | 0.45131 | 0.45131 | 0.45131 | 0.45131 | 0.45131 | 0.45131 | 0.45131 | 0.45131 | 0.45131 | 0.45131 | 0.45131 | 0.45131 | 0.45131 | 0.45131 | 0.45131 | 0.45131 | 0.45131 | 0.45131 | 0.45131 | 0.45131 | 0.45131 | [13 empty] | 35 |  | 6.5839
Hither Hills Conversion to 33 kV | 2018 |  | 4.8 | 0 | 0 | 0.60305 | 0.60305 | 0.60305 | 0.60305 | 0.60305 | 0.60305 | 0.60305 | 0.60305 | 0.60305 | 0.60305 | 0.60305 | 0.60305 | 0.60305 | 0.60305 | 0.60305 | 0.60305 | 0.60305 | 0.60305 | 0.60305 | 0.60305 | 0.60305 | 0.60305 | 0.60305 | 0.60305 | 0.60305 | 0.60305 | 0.60305 | 0.60305 | 0.60305 | 0.60305 | 0.60305 | 0.60305 | 0.60305 | 0.60305 | 0.60305 | [12 empty] | 35 |  | 8.3388
Culloden Pt Conversion to 33 kV | 2019 |  | 2.8 | 0 | 0 | 0 | 0.36233 | 0.36233 | 0.36233 | 0.36233 | 0.36233 | 0.36233 | 0.36233 | 0.36233 | 0.36233 | 0.36233 | 0.36233 | 0.36233 | 0.36233 | 0.36233 | 0.36233 | 0.36233 | 0.36233 | 0.36233 | 0.36233 | 0.36233 | 0.36233 | 0.36233 | 0.36233 | 0.36233 | 0.36233 | 0.36233 | 0.36233 | 0.36233 | 0.36233 | 0.36233 | 0.36233 | 0.36233 | 0.36233 | 0.36233 | 0.36233 | [11 empty] | 35 |  | 4.7491
No Deferral |  |  | 22.5 |  | 1.8175 | 2.4205 | 2.7828 | 2.7828 | 2.7828 | 2.7828 | 2.7828 | 2.7828 | 2.7828 | 2.7828 | 2.7828 | 2.7828 | 2.7828 | 2.7828 | 2.7828 | 2.7828 | 2.7828 | 2.7828 | 2.7828 | 2.7828 | 2.7828 | 2.7828 | 2.7828 | 2.7828 | 2.7828 | 2.7828 | 2.7828 | 2.7828 | 2.7828 | 2.7828 | 2.7828 | 2.7828 | 2.7828 | 2.7828 | 2.7828 | 0.96539 | 0.36233 | 0 | 0 | 0 | [10 empty] | 39.6013
Amagansett Conversion 33 kV | 2030 |  | 8 | [14 empty] | 1.433 | 1.433 | 1.433 | 1.433 | 1.433 | 1.433 | 1.433 | 1.433 | 1.433 | 1.433 | 1.433 | 1.433 | 1.433 | 1.433 | 1.433 | 1.433 | 1.433 | 1.433 | 1.433 | 1.433 | 1.433 | 1.433 | 1.433 | 1.433 | 1.433 | 1.433 | 1.433 | 1.433 | 1.433 | 1.433 | 1.433 | 1.433 | 1.433 | 1.433 | 1.433 | 35 |  | 10.4225 | 3.8129 | 0 | 0 | 0
East Hampton Conversion 33 kV | 2030 |  | 3.2 | [14 empty] | 0.57321 | 0.57321 | 0.57321 | 0.57321 | 0.57321 | 0.57321 | 0.57321 | 0.57321 | 0.57321 | 0.57321 | 0.57321 | 0.57321 | 0.57321 | 0.57321 | 0.57321 | 0.57321 | 0.57321 | 0.57321 | 0.57321 | 0.57321 | 0.57321 | 0.57321 | 0.57321 | 0.57321 | 0.57321 | 0.57321 | 0.57321 | 0.57321 | 0.57321 | 0.57321 | 0.57321 | 0.57321 | 0.57321 | 0.57321 | 0.57321 | 35 |  | 4.169 | 1.5252 | 0 | 0 | 0
Buell Conversion 33 kV | 2030 |  | 3.7 | [14 empty] | 0.66277 | 0.66277 | 0.66277 | 0.66277 | 0.66277 | 0.66277 | 0.66277 | 0.66277 | 0.66277 | 0.66277 | 0.66277 | 0.66277 | 0.66277 | 0.66277 | 0.66277 | 0.66277 | 0.66277 | 0.66277 | 0.66277 | 0.66277 | 0.66277 | 0.66277 | 0.66277 | 0.66277 | 0.66277 | 0.66277 | 0.66277 | 0.66277 | 0.66277 | 0.66277 | 0.66277 | 0.66277 | 0.66277 | 0.66277 | 0.66277 | 35 |  | 4.8204 | 1.7635 | 0 | 0 | 0
Hither Hills Conversion to 33 kV | 2030 |  | 4.8 | [14 empty] | 0.85981 | 0.85981 | 0.85981 | 0.85981 | 0.85981 | 0.85981 | 0.85981 | 0.85981 | 0.85981 | 0.85981 | 0.85981 | 0.85981 | 0.85981 | 0.85981 | 0.85981 | 0.85981 | 0.85981 | 0.85981 | 0.85981 | 0.85981 | 0.85981 | 0.85981 | 0.85981 | 0.85981 | 0.85981 | 0.85981 | 0.85981 | 0.85981 | 0.85981 | 0.85981 | 0.85981 | 0.85981 | 0.85981 | 0.85981 | 0.85981 | 35 |  | 6.2535 | 2.0853 | 2.0853 | 139022.8879 | 741687.1071
Culloden Pt Conversion to 33 kV | 2030 |  | 2.8 | [14 empty] | 0.50156 | 0.50156 | 0.50156 | 0.50156 | 0.50156 | 0.50156 | 0.50156 | 0.50156 | 0.50156 | 0.50156 | 0.50156 | 0.50156 | 0.50156 | 0.50156 | 0.50156 | 0.50156 | 0.50156 | 0.50156 | 0.50156 | 0.50156 | 0.50156 | 0.50156 | 0.50156 | 0.50156 | 0.50156 | 0.50156 | 0.50156 | 0.50156 | 0.50156 | 0.50156 | 0.50156 | 0.50156 | 0.50156 | 0.50156 | 0.50156 | 35 |  | 3.6479 | 1.1012 | 1.1012 | 73412.135 | 391653.7402
Deferral to Indicated Year |  |  | 22.5 | [6 empty] | 0 | 0 | 0 | 0 | 0 | 0 | 0 | 0 | 4.0304 | 4.0304 | 4.0304 | 4.0304 | 4.0304 | 4.0304 | 4.0304 | 4.0304 | 4.0304 | 4.0304 | 4.0304 | 4.0304 | 4.0304 | 4.0304 | 4.0304 | 4.0304 | 4.0304 | 4.0304 | 4.0304 | 4.0304 | 4.0304 | 4.0304 | 4.0304 | 4.0304 | 4.0304 | 4.0304 | 4.0304 | 4.0304 | 4.0304 | 4.0304 | 4.0304 | 4.0304 | 4.0304 | 4.0304 | 4.0304 | 35 |  | 29.3132 | 10.2881 | 3.1865 | 212435.0229 | 1133340.8473 | =Area I Portion
[59 empty] | 9442554.1464 | =Area I+II+III Portions
Annual Avoided Costs for Deferral to Indicated Year:
Amagansett Conversion 33 kV | 2030 |  |  | 0 | 0.97582 | 0.97582 | 0.97582 | 0.97582 | 0.97582 | 0.97582 | 0.97582 | 0.97582 | 0.97582 | 0.97582 | 0.97582 | 0.97582 | 0.97582 | -0.4572 | -0.4572 | -0.4572 | -0.4572 | -0.4572 | -0.4572 | -0.4572 | -0.4572 | -0.4572 | -0.4572 | -0.4572 | -0.4572 | -0.4572 | -0.4572 | -0.4572 | -0.4572 | -0.4572 | -0.4572 | -0.4572 | -0.4572 | -0.4572 | -0.4572 | -1.433 | -1.433 | -1.433 | -1.433 | -1.433 | -1.433 | -1.433 | -1.433 | -1.433 | -1.433 | -1.433 | -1.433 | -1.433 | 35 |  |  | 3.8129
East Hampton Conversion 33 kV | 2030 |  |  | 0 | 0.39033 | 0.39033 | 0.39033 | 0.39033 | 0.39033 | 0.39033 | 0.39033 | 0.39033 | 0.39033 | 0.39033 | 0.39033 | 0.39033 | 0.39033 | -0.18288 | -0.18288 | -0.18288 | -0.18288 | -0.18288 | -0.18288 | -0.18288 | -0.18288 | -0.18288 | -0.18288 | -0.18288 | -0.18288 | -0.18288 | -0.18288 | -0.18288 | -0.18288 | -0.18288 | -0.18288 | -0.18288 | -0.18288 | -0.18288 | -0.18288 | -0.57321 | -0.57321 | -0.57321 | -0.57321 | -0.57321 | -0.57321 | -0.57321 | -0.57321 | -0.57321 | -0.57321 | -0.57321 | -0.57321 | -0.57321 | 35 |  |  | 1.5252
Buell Conversion 33 kV | 2030 |  |  | 0 | 0.45131 | 0.45131 | 0.45131 | 0.45131 | 0.45131 | 0.45131 | 0.45131 | 0.45131 | 0.45131 | 0.45131 | 0.45131 | 0.45131 | 0.45131 | -0.21146 | -0.21146 | -0.21146 | -0.21146 | -0.21146 | -0.21146 | -0.21146 | -0.21146 | -0.21146 | -0.21146 | -0.21146 | -0.21146 | -0.21146 | -0.21146 | -0.21146 | -0.21146 | -0.21146 | -0.21146 | -0.21146 | -0.21146 | -0.21146 | -0.21146 | -0.66277 | -0.66277 | -0.66277 | -0.66277 | -0.66277 | -0.66277 | -0.66277 | -0.66277 | -0.66277 | -0.66277 | -0.66277 | -0.66277 | -0.66277 | 35 |  |  | 1.7635
Hither Hills Conversion to 33 kV | 2030 |  |  | 0 | 0 | 0.60305 | 0.60305 | 0.60305 | 0.60305 | 0.60305 | 0.60305 | 0.60305 | 0.60305 | 0.60305 | 0.60305 | 0.60305 | 0.60305 | -0.25676 | -0.25676 | -0.25676 | -0.25676 | -0.25676 | -0.25676 | -0.25676 | -0.25676 | -0.25676 | -0.25676 | -0.25676 | -0.25676 | -0.25676 | -0.25676 | -0.25676 | -0.25676 | -0.25676 | -0.25676 | -0.25676 | -0.25676 | -0.25676 | -0.25676 | -0.25676 | -0.85981 | -0.85981 | -0.85981 | -0.85981 | -0.85981 | -0.85981 | -0.85981 | -0.85981 | -0.85981 | -0.85981 | -0.85981 | -0.85981 | 35 |  |  | 2.0853
Culloden Pt Conversion to 33 kV | 2030 |  |  | 0 | 0 | 0 | 0.36233 | 0.36233 | 0.36233 | 0.36233 | 0.36233 | 0.36233 | 0.36233 | 0.36233 | 0.36233 | 0.36233 | 0.36233 | -0.13922 | -0.13922 | -0.13922 | -0.13922 | -0.13922 | -0.13922 | -0.13922 | -0.13922 | -0.13922 | -0.13922 | -0.13922 | -0.13922 | -0.13922 | -0.13922 | -0.13922 | -0.13922 | -0.13922 | -0.13922 | -0.13922 | -0.13922 | -0.13922 | -0.13922 | -0.13922 | -0.13922 | -0.50156 | -0.50156 | -0.50156 | -0.50156 | -0.50156 | -0.50156 | -0.50156 | -0.50156 | -0.50156 | -0.50156 | -0.50156 | 35 |  |  | 1.1012
Area II Projects: | [53 empty] | 33
Riverhead Canal 2nd Line and Bank | 2020 |  | 136.8 | 0 | 0 | 0 | 0 | 18.2337 | 18.2337 | 18.2337 | 18.2337 | 18.2337 | 18.2337 | 18.2337 | 18.2337 | 18.2337 | 18.2337 | 18.2337 | 18.2337 | 18.2337 | 18.2337 | 18.2337 | 18.2337 | 18.2337 | 18.2337 | 18.2337 | 18.2337 | 18.2337 | 18.2337 | 18.2337 | 18.2337 | 18.2337 | 18.2337 | 18.2337 | 18.2337 | 18.2337 | 18.2337 | 18.2337 | 18.2337 | 18.2337 | 18.2337 | 18.2337 | [10 empty] | 35 |  | 226.5269
No Deferral |  |  | 136.8 |  | 0 | 0 | 0 | 18.2337 | 18.2337 | 18.2337 | 18.2337 | 18.2337 | 18.2337 | 18.2337 | 18.2337 | 18.2337 | 18.2337 | 18.2337 | 18.2337 | 18.2337 | 18.2337 | 18.2337 | 18.2337 | 18.2337 | 18.2337 | 18.2337 | 18.2337 | 18.2337 | 18.2337 | 18.2337 | 18.2337 | 18.2337 | 18.2337 | 18.2337 | 18.2337 | 18.2337 | 18.2337 | 18.2337 | 18.2337 | 18.2337 | 18.2337 | 18.2337 | [10 empty] | 35 |  | 226.5269
Riverhead Canal 2nd Line and Bank | 2026 |  | 136.8 | [10 empty] | 21.772 | 21.772 | 21.772 | 21.772 | 21.772 | 21.772 | 21.772 | 21.772 | 21.772 | 21.772 | 21.772 | 21.772 | 21.772 | 21.772 | 21.772 | 21.772 | 21.772 | 21.772 | 21.772 | 21.772 | 21.772 | 21.772 | 21.772 | 21.772 | 21.772 | 21.772 | 21.772 | 21.772 | 21.772 | 21.772 | 21.772 | 21.772 | 21.772 | 21.772 | 21.772 |  |  |  |  | 35 |  | 196.1681 | 30.3588 | 30.3588 | 632475.0457 | 3374254.3688
Deferral to Indicated Year |  |  | 136.8 | [6 empty] | 0 | 0 | 0 | 0 | 21.772 | 21.772 | 21.772 | 21.772 | 21.772 | 21.772 | 21.772 | 21.772 | 21.772 | 21.772 | 21.772 | 21.772 | 21.772 | 21.772 | 21.772 | 21.772 | 21.772 | 21.772 | 21.772 | 21.772 | 21.772 | 21.772 | 21.772 | 21.772 | 21.772 | 21.772 | 21.772 | 21.772 | 21.772 | 21.772 | 21.772 | 21.772 | 21.772 | 21.772 | 21.772 |  |  |  |  | 35 |  | 196.1681 | 30.3588 | 30.3588 | 632475.0457 | 3374254.3688 | =Area II Portion
[59 empty] | 8309213.2991 | =Area II+III Portions
Annual Avoided Costs for Deferral to Indicated Year:
Riverhead Canal 2nd Line and Bank | 2026 |  |  | 0 | 0 | 0 | 0 | 18.2337 | 18.2337 | 18.2337 | 18.2337 | 18.2337 | 18.2337 | -3.5383 | -3.5383 | -3.5383 | -3.5383 | -3.5383 | -3.5383 | -3.5383 | -3.5383 | -3.5383 | -3.5383 | -3.5383 | -3.5383 | -3.5383 | -3.5383 | -3.5383 | -3.5383 | -3.5383 | -3.5383 | -3.5383 | -3.5383 | -3.5383 | -3.5383 | -3.5383 | -3.5383 | -3.5383 | -3.5383 | -3.5383 | -3.5383 | -3.5383 | -21.772 | -21.772 | -21.772 | -21.772 | -21.772 | -21.772 |  |  |  |  | 35 |  |  | 30.3588
0
Area III Projects: | [52 empty] | 0 | 15
New Canal - Southampton Cable | 2017 |  | 37.6 | 0 | 4.5863 | 4.5863 | 4.5863 | 4.5863 | 4.5863 | 4.5863 | 4.5863 | 4.5863 | 4.5863 | 4.5863 | 4.5863 | 4.5863 | 4.5863 | 4.5863 | 4.5863 | 4.5863 | 4.5863 | 4.5863 | 4.5863 | 4.5863 | 4.5863 | 4.5863 | 4.5863 | 4.5863 | 4.5863 | 4.5863 | 4.5863 | 4.5863 | 4.5863 | 4.5863 | 4.5863 | 4.5863 | 4.5863 | 4.5863 | 4.5863 | [13 empty] | 35 |  | 66.9063
Upgrade Wildwood - Riverhead to 138 kV | 2017 |  | 7.7 | 0 | 0.93922 | 0.93922 | 0.93922 | 0.93922 | 0.93922 | 0.93922 | 0.93922 | 0.93922 | 0.93922 | 0.93922 | 0.93922 | 0.93922 | 0.93922 | 0.93922 | 0.93922 | 0.93922 | 0.93922 | 0.93922 | 0.93922 | 0.93922 | 0.93922 | 0.93922 | 0.93922 | 0.93922 | 0.93922 | 0.93922 | 0.93922 | 0.93922 | 0.93922 | 0.93922 | 0.93922 | 0.93922 | 0.93922 | 0.93922 | 0.93922 | [13 empty] | 35 |  | 13.7016
Bridgehampton - Buell New 69 kV UG Cable | 2017 |  | 33.2 | 0 | 4.0496 | 4.0496 | 4.0496 | 4.0496 | 4.0496 | 4.0496 | 4.0496 | 4.0496 | 4.0496 | 4.0496 | 4.0496 | 4.0496 | 4.0496 | 4.0496 | 4.0496 | 4.0496 | 4.0496 | 4.0496 | 4.0496 | 4.0496 | 4.0496 | 4.0496 | 4.0496 | 4.0496 | 4.0496 | 4.0496 | 4.0496 | 4.0496 | 4.0496 | 4.0496 | 4.0496 | 4.0496 | 4.0496 | 4.0496 | 4.0496 | [13 empty] | 35 |  | 59.0769
Canal - Wainscott New 138 kV UG Cable | 2022 |  | 275.5 | 0 | 0 | 0 | 0 | 0 | 0 | 38.957 | 38.957 | 38.957 | 38.957 | 38.957 | 38.957 | 38.957 | 38.957 | 38.957 | 38.957 | 38.957 | 38.957 | 38.957 | 38.957 | 38.957 | 38.957 | 38.957 | 38.957 | 38.957 | 38.957 | 38.957 | 38.957 | 38.957 | 38.957 | 38.957 | 38.957 | 38.957 | 38.957 | 38.957 | 38.957 | 38.957 | 38.957 | 38.957 | 38.957 | 38.957 | [8 empty] | 35 |  | 434.8353
No Deferral |  |  | 354 |  | 9.5752 | 9.5752 | 9.5752 | 9.5752 | 9.5752 | 48.5322 | 48.5322 | 48.5322 | 48.5322 | 48.5322 | 48.5322 | 48.5322 | 48.5322 | 48.5322 | 48.5322 | 48.5322 | 48.5322 | 48.5322 | 48.5322 | 48.5322 | 48.5322 | 48.5322 | 48.5322 | 48.5322 | 48.5322 | 48.5322 | 48.5322 | 48.5322 | 48.5322 | 48.5322 | 48.5322 | 48.5322 | 48.5322 | 48.5322 | 48.5322 | 38.957 | 38.957 | 38.957 | 38.957 | 38.957 | [10 empty] | 574.52
New Canal - Southampton Cable | 2023 |  | 37.6 | [7 empty] | 5.4763 | 5.4763 | 5.4763 | 5.4763 | 5.4763 | 5.4763 | 5.4763 | 5.4763 | 5.4763 | 5.4763 | 5.4763 | 5.4763 | 5.4763 | 5.4763 | 5.4763 | 5.4763 | 5.4763 | 5.4763 | 5.4763 | 5.4763 | 5.4763 | 5.4763 | 5.4763 | 5.4763 | 5.4763 | 5.4763 | 5.4763 | 5.4763 | 5.4763 | 5.4763 | 5.4763 | 5.4763 | 5.4763 | 5.4763 | 5.4763 | [7 empty] | 35 |  | 57.9396 | 8.9667 | 0 | 0 | 0
Upgrade Wildwood - Riverhead to 138 kV | 2022 |  | 7.7 | [6 empty] | 1.0888 | 1.0888 | 1.0888 | 1.0888 | 1.0888 | 1.0888 | 1.0888 | 1.0888 | 1.0888 | 1.0888 | 1.0888 | 1.0888 | 1.0888 | 1.0888 | 1.0888 | 1.0888 | 1.0888 | 1.0888 | 1.0888 | 1.0888 | 1.0888 | 1.0888 | 1.0888 | 1.0888 | 1.0888 | 1.0888 | 1.0888 | 1.0888 | 1.0888 | 1.0888 | 1.0888 | 1.0888 | 1.0888 | 1.0888 | 1.0888 | [8 empty] | 35 |  | 12.1533 | 1.5483 | 0 | 0 | 0
Bridgehampton - Buell New 69 kV UG Cable | 2023 |  | 33.2 | [7 empty] | 4.8355 | 4.8355 | 4.8355 | 4.8355 | 4.8355 | 4.8355 | 4.8355 | 4.8355 | 4.8355 | 4.8355 | 4.8355 | 4.8355 | 4.8355 | 4.8355 | 4.8355 | 4.8355 | 4.8355 | 4.8355 | 4.8355 | 4.8355 | 4.8355 | 4.8355 | 4.8355 | 4.8355 | 4.8355 | 4.8355 | 4.8355 | 4.8355 | 4.8355 | 4.8355 | 4.8355 | 4.8355 | 4.8355 | 4.8355 | 4.8355 | [7 empty] | 35 |  | 51.1595 | 7.9174 | 0 | 0 | 0
Canal - Wainscott New 138 kV UG Cable | 2028 |  | 275.5 | [12 empty] | 46.5167 | 46.5167 | 46.5167 | 46.5167 | 46.5167 | 46.5167 | 46.5167 | 46.5167 | 46.5167 | 46.5167 | 46.5167 | 46.5167 | 46.5167 | 46.5167 | 46.5167 | 46.5167 | 46.5167 | 46.5167 | 46.5167 | 46.5167 | 46.5167 | 46.5167 | 46.5167 | 46.5167 | 46.5167 | 46.5167 | 46.5167 | 46.5167 | 46.5167 | 46.5167 | 46.5167 | 46.5167 | 46.5167 | 46.5167 | 46.5167 |  |  | 35 |  | 376.5593 | 58.276 | 58.276 | 925015.732 | 4934958.9302
Deferral to Indicated Year |  |  | 354 | [6 empty] | 1.0888 | 11.4006 | 11.4006 | 11.4006 | 11.4006 | 11.4006 | 57.9173 | 57.9173 | 57.9173 | 57.9173 | 57.9173 | 57.9173 | 57.9173 | 57.9173 | 57.9173 | 57.9173 | 57.9173 | 57.9173 | 57.9173 | 57.9173 | 57.9173 | 57.9173 | 57.9173 | 57.9173 | 57.9173 | 57.9173 | 57.9173 | 57.9173 | 57.9173 | 57.9173 | 57.9173 | 57.9173 | 57.9173 | 57.9173 | 57.9173 | 56.8285 | 46.5167 | 46.5167 | 46.5167 | 46.5167 | 46.5167 |  |  | 41 |  | 497.8117 | 76.7083 | 58.276 | 925015.732 | 4934958.9302 | =Area III Portion
[59 empty] | 4934958.9302 | =Area III Portion
Annual Avoided Costs for Deferral to Indicated Year:
New Canal - Southampton Cable | 2023 |  |  | 0 | 4.5863 | 4.5863 | 4.5863 | 4.5863 | 4.5863 | 4.5863 | -0.88999 | -0.88999 | -0.88999 | -0.88999 | -0.88999 | -0.88999 | -0.88999 | -0.88999 | -0.88999 | -0.88999 | -0.88999 | -0.88999 | -0.88999 | -0.88999 | -0.88999 | -0.88999 | -0.88999 | -0.88999 | -0.88999 | -0.88999 | -0.88999 | -0.88999 | -0.88999 | -0.88999 | -0.88999 | -0.88999 | -0.88999 | -0.88999 | -0.88999 | -5.4763 | -5.4763 | -5.4763 | -5.4763 | -5.4763 | -5.4763 | 0 | 0 | 0 | 0 | 0 |  |  | 35 |  |  | 8.9667
Upgrade Wildwood - Riverhead to 138 kV | 2022 |  |  | 0 | 0.93922 | 0.93922 | 0.93922 | 0.93922 | 0.93922 | -0.14959 | -0.14959 | -0.14959 | -0.14959 | -0.14959 | -0.14959 | -0.14959 | -0.14959 | -0.14959 | -0.14959 | -0.14959 | -0.14959 | -0.14959 | -0.14959 | -0.14959 | -0.14959 | -0.14959 | -0.14959 | -0.14959 | -0.14959 | -0.14959 | -0.14959 | -0.14959 | -0.14959 | -0.14959 | -0.14959 | -0.14959 | -0.14959 | -0.14959 | -0.14959 | -1.0888 | -1.0888 | -1.0888 | -1.0888 | -1.0888 | 0 | 0 | 0 | 0 | 0 | 0 |  |  | 35 |  |  | 1.5483
Bridgehampton - Buell New 69 kV UG Cable | 2023 |  |  | 0 | 4.0496 | 4.0496 | 4.0496 | 4.0496 | 4.0496 | 4.0496 | -0.78584 | -0.78584 | -0.78584 | -0.78584 | -0.78584 | -0.78584 | -0.78584 | -0.78584 | -0.78584 | -0.78584 | -0.78584 | -0.78584 | -0.78584 | -0.78584 | -0.78584 | -0.78584 | -0.78584 | -0.78584 | -0.78584 | -0.78584 | -0.78584 | -0.78584 | -0.78584 | -0.78584 | -0.78584 | -0.78584 | -0.78584 | -0.78584 | -0.78584 | -4.8355 | -4.8355 | -4.8355 | -4.8355 | -4.8355 | -4.8355 | 0 | 0 | 0 | 0 | 0 |  |  | 35 |  |  | 7.9174
Canal - Wainscott New 138 kV UG Cable | 2028 |  |  | 0 | 0 | 0 | 0 | 0 | 0 | 38.957 | 38.957 | 38.957 | 38.957 | 38.957 | 38.957 | -7.5597 | -7.5597 | -7.5597 | -7.5597 | -7.5597 | -7.5597 | -7.5597 | -7.5597 | -7.5597 | -7.5597 | -7.5597 | -7.5597 | -7.5597 | -7.5597 | -7.5597 | -7.5597 | -7.5597 | -7.5597 | -7.5597 | -7.5597 | -7.5597 | -7.5597 | -7.5597 | -7.5597 | -7.5597 | -7.5597 | -7.5597 | -7.5597 | -7.5597 | -46.5167 | -46.5167 | -46.5167 | -46.5167 | -46.5167 | -46.5167 | [5 empty] | 58.276
Total - All Areas (No Deferrals,$Millions) |  |  | 513.3 |  | 11.3926 | 11.9957 | 12.358 | 30.5918 | 30.5918 | 69.5487 | 69.5487 | 69.5487 | 69.5487 | 69.5487 | 69.5487 | 69.5487 | 69.5487 | 69.5487 | 69.5487 | 69.5487 | 69.5487 | 69.5487 | 69.5487 | 69.5487 | 69.5487 | 69.5487 | 69.5487 | 69.5487 | 69.5487 | 69.5487 | 69.5487 | 69.5487 | 69.5487 | 69.5487 | 69.5487 | 69.5487 | 69.5487 | 69.5487 | 69.5487 | 58.1561 | 57.553 | 57.1907 | 38.957 | 38.957 | 0 | 0 | 0 | 0 | 0 | 0 | 0 | 0 |  | 63 | 840.6482 | 117.3552 | = max. total avoided cost in portfolio
Annual Avoided Costs for Deferrals - Area 1 Proposal: (see note*) | Deferral Year |  |  | 2016 | 2017 | 2018 | 2019 | 2020 | 2021 | 2022 | 2023 | 2024 | 2025 | 2026 | 2027 | 2028 | 2029 | 2030 | 2031 | 2032 | 2033 | 2034 | 2035 | 2036 | 2037 | 2038 | 2039 | 2040 | 2041 | 2042 | 2043 | 2044 | 2045 | 2046 | 2047 | 2048 | 2049 | 2050 | 2051 | 2052 | 2053 | 2054 | 2055 | 2056 | 2057 | 2058 | 2059 | 2060 | 2061 | 2062 | 2063 | 2064 |  |  | Differential NPV $M |  | Differential NPV $M (adjusted for COD of Selected Project) | Differntial NPV $/MW | NPV of Transmission Avoided Costs for Selected Project
Area I Projects:
Amagansett Conversion 33 kV | 2030 |  |  | 0 | 0.97582 | 0.97582 | 0.97582 | 0.97582 | 0.97582 | 0.97582 | 0.97582 | 0.97582 | 0.97582 | 0.97582 | 0.97582 | 0.97582 | 0.97582 | -0.4572 | -0.4572 | -0.4572 | -0.4572 | -0.4572 | -0.4572 | -0.4572 | -0.4572 | -0.4572 | -0.4572 | -0.4572 | -0.4572 | -0.4572 | -0.4572 | -0.4572 | -0.4572 | -0.4572 | -0.4572 | -0.4572 | -0.4572 | -0.4572 | -0.4572 | -1.433 | -1.433 | -1.433 | -1.433 | -1.433 | -1.433 | -1.433 | -1.433 | -1.433 | -1.433 | -1.433 | -1.433 | -1.433 |  |  | 3.8129 |  | 0 | 0 | 0
East Hampton Conversion 33 kV | 2030 |  |  | 0 | 0.39033 | 0.39033 | 0.39033 | 0.39033 | 0.39033 | 0.39033 | 0.39033 | 0.39033 | 0.39033 | 0.39033 | 0.39033 | 0.39033 | 0.39033 | -0.18288 | -0.18288 | -0.18288 | -0.18288 | -0.18288 | -0.18288 | -0.18288 | -0.18288 | -0.18288 | -0.18288 | -0.18288 | -0.18288 | -0.18288 | -0.18288 | -0.18288 | -0.18288 | -0.18288 | -0.18288 | -0.18288 | -0.18288 | -0.18288 | -0.18288 | -0.57321 | -0.57321 | -0.57321 | -0.57321 | -0.57321 | -0.57321 | -0.57321 | -0.57321 | -0.57321 | -0.57321 | -0.57321 | -0.57321 | -0.57321 |  |  | 1.5252 |  | 0 | 0 | 0
Buell Conversion 33 kV | 2030 |  |  | 0 | 0.45131 | 0.45131 | 0.45131 | 0.45131 | 0.45131 | 0.45131 | 0.45131 | 0.45131 | 0.45131 | 0.45131 | 0.45131 | 0.45131 | 0.45131 | -0.21146 | -0.21146 | -0.21146 | -0.21146 | -0.21146 | -0.21146 | -0.21146 | -0.21146 | -0.21146 | -0.21146 | -0.21146 | -0.21146 | -0.21146 | -0.21146 | -0.21146 | -0.21146 | -0.21146 | -0.21146 | -0.21146 | -0.21146 | -0.21146 | -0.21146 | -0.66277 | -0.66277 | -0.66277 | -0.66277 | -0.66277 | -0.66277 | -0.66277 | -0.66277 | -0.66277 | -0.66277 | -0.66277 | -0.66277 | -0.66277 |  |  | 1.7635 |  | 0 | 0 | 0
Hither Hills Conversion to 33 kV | 2030 |  |  | 0 | 0 | 0.60305 | 0.60305 | 0.60305 | 0.60305 | 0.60305 | 0.60305 | 0.60305 | 0.60305 | 0.60305 | 0.60305 | 0.60305 | 0.60305 | -0.25676 | -0.25676 | -0.25676 | -0.25676 | -0.25676 | -0.25676 | -0.25676 | -0.25676 | -0.25676 | -0.25676 | -0.25676 | -0.25676 | -0.25676 | -0.25676 | -0.25676 | -0.25676 | -0.25676 | -0.25676 | -0.25676 | -0.25676 | -0.25676 | -0.25676 | -0.25676 | -0.85981 | -0.85981 | -0.85981 | -0.85981 | -0.85981 | -0.85981 | -0.85981 | -0.85981 | -0.85981 | -0.85981 | -0.85981 | -0.85981 |  |  | 2.0853 |  | 2.0853 | 139022.8879 | 92710.8884
Culloden Pt Conversion to 33 kV | 2030 |  |  | 0 | 0 | 0 | 0.36233 | 0.36233 | 0.36233 | 0.36233 | 0.36233 | 0.36233 | 0.36233 | 0.36233 | 0.36233 | 0.36233 | 0.36233 | -0.13922 | -0.13922 | -0.13922 | -0.13922 | -0.13922 | -0.13922 | -0.13922 | -0.13922 | -0.13922 | -0.13922 | -0.13922 | -0.13922 | -0.13922 | -0.13922 | -0.13922 | -0.13922 | -0.13922 | -0.13922 | -0.13922 | -0.13922 | -0.13922 | -0.13922 | -0.13922 | -0.13922 | -0.50156 | -0.50156 | -0.50156 | -0.50156 | -0.50156 | -0.50156 | -0.50156 | -0.50156 | -0.50156 | -0.50156 | -0.50156 |  |  | 1.1012 |  | 1.1012 | 73412.135 | 48956.7175
[59 empty] | 141667.6059 | =Area I Portion
Area II Projects: | [58 empty] | 1180319.2683 | =Area I+II+III Portions
Riverhead Canal 2nd Line and Bank | 2026 |  |  | 0 | 0 | 0 | 0 | 18.2337 | 18.2337 | 18.2337 | 18.2337 | 18.2337 | 18.2337 | -3.5383 | -3.5383 | -3.5383 | -3.5383 | -3.5383 | -3.5383 | -3.5383 | -3.5383 | -3.5383 | -3.5383 | -3.5383 | -3.5383 | -3.5383 | -3.5383 | -3.5383 | -3.5383 | -3.5383 | -3.5383 | -3.5383 | -3.5383 | -3.5383 | -3.5383 | -3.5383 | -3.5383 | -3.5383 | -3.5383 | -3.5383 | -3.5383 | -3.5383 | -21.772 | -21.772 | -21.772 | -21.772 | -21.772 | -21.772 | 0 | 0 | 0 | 0 |  |  | 30.3588 |  | 30.3588 | 632475.0457 | 421781.7961
[59 empty] | 421781.7961 | =Area II Portion
Area III Projects: | [58 empty] | 1038651.6624 | =Area II+III Portions
New Canal - Southampton Cable | 2023 |  |  | 0 | 4.5863 | 4.5863 | 4.5863 | 4.5863 | 4.5863 | 4.5863 | -0.88999 | -0.88999 | -0.88999 | -0.88999 | -0.88999 | -0.88999 | -0.88999 | -0.88999 | -0.88999 | -0.88999 | -0.88999 | -0.88999 | -0.88999 | -0.88999 | -0.88999 | -0.88999 | -0.88999 | -0.88999 | -0.88999 | -0.88999 | -0.88999 | -0.88999 | -0.88999 | -0.88999 | -0.88999 | -0.88999 | -0.88999 | -0.88999 | -0.88999 | -5.4763 | -5.4763 | -5.4763 | -5.4763 | -5.4763 | -5.4763 | 0 | 0 | 0 | 0 | 0 | 0 | 0 |  |  | 8.9667 |  | 0 | 0 | 0
Upgrade Wildwood - Riverhead to 138 kV | 2022 |  |  | 0 | 0.93922 | 0.93922 | 0.93922 | 0.93922 | 0.93922 | -0.14959 | -0.14959 | -0.14959 | -0.14959 | -0.14959 | -0.14959 | -0.14959 | -0.14959 | -0.14959 | -0.14959 | -0.14959 | -0.14959 | -0.14959 | -0.14959 | -0.14959 | -0.14959 | -0.14959 | -0.14959 | -0.14959 | -0.14959 | -0.14959 | -0.14959 | -0.14959 | -0.14959 | -0.14959 | -0.14959 | -0.14959 | -0.14959 | -0.14959 | -0.14959 | -1.0888 | -1.0888 | -1.0888 | -1.0888 | -1.0888 | 0 | 0 | 0 | 0 | 0 | 0 | 0 | 0 |  |  | 1.5483 |  | 0 | 0 | 0
Bridgehampton - Buell New 69 kV UG Cable | 2023 |  |  | 0 | 4.0496 | 4.0496 | 4.0496 | 4.0496 | 4.0496 | 4.0496 | -0.78584 | -0.78584 | -0.78584 | -0.78584 | -0.78584 | -0.78584 | -0.78584 | -0.78584 | -0.78584 | -0.78584 | -0.78584 | -0.78584 | -0.78584 | -0.78584 | -0.78584 | -0.78584 | -0.78584 | -0.78584 | -0.78584 | -0.78584 | -0.78584 | -0.78584 | -0.78584 | -0.78584 | -0.78584 | -0.78584 | -0.78584 | -0.78584 | -0.78584 | -4.8355 | -4.8355 | -4.8355 | -4.8355 | -4.8355 | -4.8355 | 0 | 0 | 0 | 0 | 0 | 0 | 0 |  |  | 7.9174 |  | 0 | 0 | 0
Canal - Wainscott New 138 kV UG Cable | 2028 |  |  | 0 | 0 | 0 | 0 | 0 | 0 | 38.957 | 38.957 | 38.957 | 38.957 | 38.957 | 38.957 | -7.5597 | -7.5597 | -7.5597 | -7.5597 | -7.5597 | -7.5597 | -7.5597 | -7.5597 | -7.5597 | -7.5597 | -7.5597 | -7.5597 | -7.5597 | -7.5597 | -7.5597 | -7.5597 | -7.5597 | -7.5597 | -7.5597 | -7.5597 | -7.5597 | -7.5597 | -7.5597 | -7.5597 | -7.5597 | -7.5597 | -7.5597 | -7.5597 | -7.5597 | -46.5167 | -46.5167 | -46.5167 | -46.5167 | -46.5167 | -46.5167 | 0 | 0 |  |  | 58.276 |  | 58.276 | 925015.732 | 616869.8663
[59 empty] | 616869.8663 | =Area III Portion
Total - Area 1 Proposal, $Millions (unadjusted) |  |  |  | 0 | 0 | 0.60305 | 0.96539 | 19.1991 | 19.1991 | 58.1561 | 58.1561 | 58.1561 | 58.1561 | 36.3841 | 36.3841 | -10.1326 | -10.1326 | -11.494 | -11.494 | -11.494 | -11.494 | -11.494 | -11.494 | -11.494 | -11.494 | -11.494 | -11.494 | -11.494 | -11.494 | -11.494 | -11.494 | -11.494 | -11.494 | -11.494 | -11.494 | -11.494 | -11.494 | -11.494 | -11.494 | -11.494 | -12.097 | -12.4594 | -30.6931 | -30.6931 | -69.6501 | -69.6501 | -69.6501 | -69.6501 | -47.878 | -47.878 | -1.3614 | -1.3614 |  |  | 91.8213 |  |  | 1769925.8006 | 1180319.2683
$/MW-yr |  |  |  | 0 | 0 | 40203.5861 | 64359.2408 | 444228.478 | 444228.478 | 1062593.2896 | 1062593.2896 | 1062593.2896 | 1062593.2896 | 609009.5545 | 609009.5545 | -129350.3688 | -129350.3688 | -220108.1448 | -220108.1448 | -220108.1448 | -220108.1448 | -220108.1448 | -220108.1448 | -220108.1448 | -220108.1448 | -220108.1448 | -220108.1448 | -220108.1448 | -220108.1448 | -220108.1448 | -220108.1448 | -220108.1448 | -220108.1448 | -220108.1448 | -220108.1448 | -220108.1448 | -220108.1448 | -220108.1448 | -220108.1448 | -220108.1448 | -260311.731 | -284467.3856 | -664336.6229 | -664336.6229 | -1282701.4345 | -1282701.4345 | -1282701.4345 | -1282701.4345 | -829117.6994 | -829117.6994 | -90757.776 | -90757.776
$Millions (adjusted) |  |  |  | 0 | 0 | 0.026811 | 0.04292 | 0.29624 | 0.29624 | 0.70862 | 0.70862 | 0.70862 | 0.70862 | 0.40613 | 0.40613 | -0.086261 | -0.086261 | -0.14678 | -0.14678 | -0.14678 | -0.14678 | -0.14678 | -0.14678 | -0.14678 | -0.14678 | -0.14678 | -0.14678 | -0.14678 | -0.14678 | -0.14678 | -0.14678 | -0.14678 | -0.14678 | -0.14678 | -0.14678 | -0.14678 | -0.14678 | -0.14678 | -0.14678 | -0.14678 | -0.1736 | -0.1897 | -0.44303 | -0.44303 | -0.8554 | -0.8554 | -0.8554 | -0.8554 | -0.55292 | -0.55292 | -0.060524 | -0.060524 |  |  | 1180.3193
Annual Avoided Costs for Deferrals - Area 2 Proposal: (see note*) | Deferral Year |  |  | 2016 | 2017 | 2018 | 2019 | 2020 | 2021 | 2022 | 2023 | 2024 | 2025 | 2026 | 2027 | 2028 | 2029 | 2030 | 2031 | 2032 | 2033 | 2034 | 2035 | 2036 | 2037 | 2038 | 2039 | 2040 | 2041 | 2042 | 2043 | 2044 | 2045 | 2046 | 2047 | 2048 | 2049 | 2050 | 2051 | 2052 | 2053 | 2054 | 2055 | 2056 | 2057 | 2058 | 2059 | 2060 | 2061 | 2062 | 2063 | 2064 |  |  | Differential NPV $M |  | Differential NPV $M (adjusted for COD of Selected Project) | Differntial NPV $/MW | NPV of Transmission Avoided Costs for Selected Project
Area I Projects:
Amagansett Conversion 33 kV | 2030 |  |  | 0 | 0 | 0 | 0 | 0 | 0 | 0 | 0 | 0 | 0 | 0 | 0 | 0 | 0 | 0 | 0 | 0 | 0 | 0 | 0 | 0 | 0 | 0 | 0 | 0 | 0 | 0 | 0 | 0 | 0 | 0 | 0 | 0 | 0 | 0 | 0 | 0 | 0 | 0 | 0 | 0 | 0 | 0 | 0 | 0 | 0 | 0 | 0 | 0 |  |  | 0 |  | 0 | 0 | 0
East Hampton Conversion 33 kV | 2030 |  |  | 0 | 0 | 0 | 0 | 0 | 0 | 0 | 0 | 0 | 0 | 0 | 0 | 0 | 0 | 0 | 0 | 0 | 0 | 0 | 0 | 0 | 0 | 0 | 0 | 0 | 0 | 0 | 0 | 0 | 0 | 0 | 0 | 0 | 0 | 0 | 0 | 0 | 0 | 0 | 0 | 0 | 0 | 0 | 0 | 0 | 0 | 0 | 0 | 0 |  |  | 0 |  | 0 | 0 | 0
Buell Conversion 33 kV | 2030 |  |  | 0 | 0 | 0 | 0 | 0 | 0 | 0 | 0 | 0 | 0 | 0 | 0 | 0 | 0 | 0 | 0 | 0 | 0 | 0 | 0 | 0 | 0 | 0 | 0 | 0 | 0 | 0 | 0 | 0 | 0 | 0 | 0 | 0 | 0 | 0 | 0 | 0 | 0 | 0 | 0 | 0 | 0 | 0 | 0 | 0 | 0 | 0 | 0 | 0 |  |  | 0 |  | 0 | 0 | 0
Hither Hills Conversion to 33 kV | 2030 |  |  | 0 | 0 | 0 | 0 | 0 | 0 | 0 | 0 | 0 | 0 | 0 | 0 | 0 | 0 | 0 | 0 | 0 | 0 | 0 | 0 | 0 | 0 | 0 | 0 | 0 | 0 | 0 | 0 | 0 | 0 | 0 | 0 | 0 | 0 | 0 | 0 | 0 | 0 | 0 | 0 | 0 | 0 | 0 | 0 | 0 | 0 | 0 | 0 | 0 |  |  | 0 |  | 0 | 0 | 0
Culloden Pt Conversion to 33 kV | 2030 |  |  | 0 | 0 | 0 | 0 | 0 | 0 | 0 | 0 | 0 | 0 | 0 | 0 | 0 | 0 | 0 | 0 | 0 | 0 | 0 | 0 | 0 | 0 | 0 | 0 | 0 | 0 | 0 | 0 | 0 | 0 | 0 | 0 | 0 | 0 | 0 | 0 | 0 | 0 | 0 | 0 | 0 | 0 | 0 | 0 | 0 | 0 | 0 | 0 | 0 |  |  | 0 |  | 0 | 0 | 0
[59 empty] | 0 | =Area I Portion
Area II Projects: | [58 empty] | 1869572.9923 | =Area I+II+III Portions
Riverhead Canal 2nd Line and Bank | 2026 |  |  | 0 | 0 | 0 | 0 | 18.2337 | 18.2337 | 18.2337 | 18.2337 | 18.2337 | 18.2337 | -3.5383 | -3.5383 | -3.5383 | -3.5383 | -3.5383 | -3.5383 | -3.5383 | -3.5383 | -3.5383 | -3.5383 | -3.5383 | -3.5383 | -3.5383 | -3.5383 | -3.5383 | -3.5383 | -3.5383 | -3.5383 | -3.5383 | -3.5383 | -3.5383 | -3.5383 | -3.5383 | -3.5383 | -3.5383 | -3.5383 | -3.5383 | -3.5383 | -3.5383 | -21.772 | -21.772 | -21.772 | -21.772 | -21.772 | -21.772 | 0 | 0 | 0 | 0 |  |  | 30.3588 |  | 30.3588 | 632475.0457 | 759207.233
[59 empty] | 759207.233 | =Area II Portion
Area III Projects: | [58 empty] | 1869572.9923 | =Area II+III Portions
New Canal - Southampton Cable | 2023 |  |  | 0 | 4.5863 | 4.5863 | 4.5863 | 4.5863 | 4.5863 | 4.5863 | -0.88999 | -0.88999 | -0.88999 | -0.88999 | -0.88999 | -0.88999 | -0.88999 | -0.88999 | -0.88999 | -0.88999 | -0.88999 | -0.88999 | -0.88999 | -0.88999 | -0.88999 | -0.88999 | -0.88999 | -0.88999 | -0.88999 | -0.88999 | -0.88999 | -0.88999 | -0.88999 | -0.88999 | -0.88999 | -0.88999 | -0.88999 | -0.88999 | -0.88999 | -5.4763 | -5.4763 | -5.4763 | -5.4763 | -5.4763 | -5.4763 | 0 | 0 | 0 | 0 | 0 | 0 | 0 |  |  | 8.9667 |  | 0 | 0 | 0
Upgrade Wildwood - Riverhead to 138 kV | 2022 |  |  | 0 | 0.93922 | 0.93922 | 0.93922 | 0.93922 | 0.93922 | -0.14959 | -0.14959 | -0.14959 | -0.14959 | -0.14959 | -0.14959 | -0.14959 | -0.14959 | -0.14959 | -0.14959 | -0.14959 | -0.14959 | -0.14959 | -0.14959 | -0.14959 | -0.14959 | -0.14959 | -0.14959 | -0.14959 | -0.14959 | -0.14959 | -0.14959 | -0.14959 | -0.14959 | -0.14959 | -0.14959 | -0.14959 | -0.14959 | -0.14959 | -0.14959 | -1.0888 | -1.0888 | -1.0888 | -1.0888 | -1.0888 | 0 | 0 | 0 | 0 | 0 | 0 | 0 | 0 |  |  | 1.5483 |  | 0 | 0 | 0
Bridgehampton - Buell New 69 kV UG Cable | 2023 |  |  | 0 | 4.0496 | 4.0496 | 4.0496 | 4.0496 | 4.0496 | 4.0496 | -0.78584 | -0.78584 | -0.78584 | -0.78584 | -0.78584 | -0.78584 | -0.78584 | -0.78584 | -0.78584 | -0.78584 | -0.78584 | -0.78584 | -0.78584 | -0.78584 | -0.78584 | -0.78584 | -0.78584 | -0.78584 | -0.78584 | -0.78584 | -0.78584 | -0.78584 | -0.78584 | -0.78584 | -0.78584 | -0.78584 | -0.78584 | -0.78584 | -0.78584 | -4.8355 | -4.8355 | -4.8355 | -4.8355 | -4.8355 | -4.8355 | 0 | 0 | 0 | 0 | 0 | 0 | 0 |  |  | 7.9174 |  | 0 | 0 | 0
Canal - Wainscott New 138 kV UG Cable | 2028 |  |  | 0 | 0 | 0 | 0 | 0 | 0 | 38.957 | 38.957 | 38.957 | 38.957 | 38.957 | 38.957 | -7.5597 | -7.5597 | -7.5597 | -7.5597 | -7.5597 | -7.5597 | -7.5597 | -7.5597 | -7.5597 | -7.5597 | -7.5597 | -7.5597 | -7.5597 | -7.5597 | -7.5597 | -7.5597 | -7.5597 | -7.5597 | -7.5597 | -7.5597 | -7.5597 | -7.5597 | -7.5597 | -7.5597 | -7.5597 | -7.5597 | -7.5597 | -7.5597 | -7.5597 | -46.5167 | -46.5167 | -46.5167 | -46.5167 | -46.5167 | -46.5167 | 0 | 0 |  |  | 58.276 |  | 58.276 | 925015.732 | 1110365.7593
[59 empty] | 1110365.7593 | =Area III Portion
Total - Area 2 Proposal, $Millions (unadjusted) |  |  |  | 0 | 0 | 0 | 0 | 18.2337 | 18.2337 | 57.1907 | 57.1907 | 57.1907 | 57.1907 | 35.4187 | 35.4187 | -11.098 | -11.098 | -11.098 | -11.098 | -11.098 | -11.098 | -11.098 | -11.098 | -11.098 | -11.098 | -11.098 | -11.098 | -11.098 | -11.098 | -11.098 | -11.098 | -11.098 | -11.098 | -11.098 | -11.098 | -11.098 | -11.098 | -11.098 | -11.098 | -11.098 | -11.098 | -11.098 | -29.3317 | -29.3317 | -68.2887 | -68.2887 | -68.2887 | -68.2887 | -46.5167 | -46.5167 | 0 | 0 |  |  | 88.6348 |  |  | 1557490.7777 | 1869572.9923
$/MW-yr |  |  |  | 0 | 0 | 0 | 0 | 379869.2372 | 379869.2372 | 998234.0488 | 998234.0488 | 998234.0488 | 998234.0488 | 544650.3137 | 544650.3137 | -193709.6096 | -193709.6096 | -193709.6096 | -193709.6096 | -193709.6096 | -193709.6096 | -193709.6096 | -193709.6096 | -193709.6096 | -193709.6096 | -193709.6096 | -193709.6096 | -193709.6096 | -193709.6096 | -193709.6096 | -193709.6096 | -193709.6096 | -193709.6096 | -193709.6096 | -193709.6096 | -193709.6096 | -193709.6096 | -193709.6096 | -193709.6096 | -193709.6096 | -193709.6096 | -193709.6096 | -573578.8469 | -573578.8469 | -1191943.6585 | -1191943.6585 | -1191943.6585 | -1191943.6585 | -738359.9234 | -738359.9234 | 0 | 0
$Millions (adjusted) |  |  |  | 0 | 0 | 0 | 0 | 0.45599 | 0.45599 | 1.1983 | 1.1983 | 1.1983 | 1.1983 | 0.65378 | 0.65378 | -0.23252 | -0.23252 | -0.23252 | -0.23252 | -0.23252 | -0.23252 | -0.23252 | -0.23252 | -0.23252 | -0.23252 | -0.23252 | -0.23252 | -0.23252 | -0.23252 | -0.23252 | -0.23252 | -0.23252 | -0.23252 | -0.23252 | -0.23252 | -0.23252 | -0.23252 | -0.23252 | -0.23252 | -0.23252 | -0.23252 | -0.23252 | -0.68851 | -0.68851 | -1.4308 | -1.4308 | -1.4308 | -1.4308 | -0.88631 | -0.88631 | 0 | 0 |  |  | 1869.573
Annual Avoided Costs for Deferrals - Area 3 Proposal: (see note*) | Deferral Year |  |  | 2016 | 2017 | 2018 | 2019 | 2020 | 2021 | 2022 | 2023 | 2024 | 2025 | 2026 | 2027 | 2028 | 2029 | 2030 | 2031 | 2032 | 2033 | 2034 | 2035 | 2036 | 2037 | 2038 | 2039 | 2040 | 2041 | 2042 | 2043 | 2044 | 2045 | 2046 | 2047 | 2048 | 2049 | 2050 | 2051 | 2052 | 2053 | 2054 | 2055 | 2056 | 2057 | 2058 | 2059 | 2060 | 2061 | 2062 | 2063 | 2064 |  |  | Differential NPV $M |  | Differential NPV $M (adjusted for COD of Selected Project) | Differntial NPV $/MW | NPV of Transmission Avoided Costs for Selected Project
Area I Projects:
Amagansett Conversion 33 kV | 2030 |  |  | 0 | 0 | 0 | 0 | 0 | 0 | 0 | 0 | 0 | 0 | 0 | 0 | 0 | 0 | 0 | 0 | 0 | 0 | 0 | 0 | 0 | 0 | 0 | 0 | 0 | 0 | 0 | 0 | 0 | 0 | 0 | 0 | 0 | 0 | 0 | 0 | 0 | 0 | 0 | 0 | 0 | 0 | 0 | 0 | 0 | 0 | 0 | 0 | 0 |  |  | 0 |  | 0 | 0 | 0
East Hampton Conversion 33 kV | 2030 |  |  | 0 | 0 | 0 | 0 | 0 | 0 | 0 | 0 | 0 | 0 | 0 | 0 | 0 | 0 | 0 | 0 | 0 | 0 | 0 | 0 | 0 | 0 | 0 | 0 | 0 | 0 | 0 | 0 | 0 | 0 | 0 | 0 | 0 | 0 | 0 | 0 | 0 | 0 | 0 | 0 | 0 | 0 | 0 | 0 | 0 | 0 | 0 | 0 | 0 |  |  | 0 |  | 0 | 0 | 0
Buell Conversion 33 kV | 2030 |  |  | 0 | 0 | 0 | 0 | 0 | 0 | 0 | 0 | 0 | 0 | 0 | 0 | 0 | 0 | 0 | 0 | 0 | 0 | 0 | 0 | 0 | 0 | 0 | 0 | 0 | 0 | 0 | 0 | 0 | 0 | 0 | 0 | 0 | 0 | 0 | 0 | 0 | 0 | 0 | 0 | 0 | 0 | 0 | 0 | 0 | 0 | 0 | 0 | 0 |  |  | 0 |  | 0 | 0 | 0
Hither Hills Conversion to 33 kV | 2030 |  |  | 0 | 0 | 0 | 0 | 0 | 0 | 0 | 0 | 0 | 0 | 0 | 0 | 0 | 0 | 0 | 0 | 0 | 0 | 0 | 0 | 0 | 0 | 0 | 0 | 0 | 0 | 0 | 0 | 0 | 0 | 0 | 0 | 0 | 0 | 0 | 0 | 0 | 0 | 0 | 0 | 0 | 0 | 0 | 0 | 0 | 0 | 0 | 0 | 0 |  |  | 0 |  | 0 | 0 | 0
Culloden Pt Conversion to 33 kV | 2030 |  |  | 0 | 0 | 0 | 0 | 0 | 0 | 0 | 0 | 0 | 0 | 0 | 0 | 0 | 0 | 0 | 0 | 0 | 0 | 0 | 0 | 0 | 0 | 0 | 0 | 0 | 0 | 0 | 0 | 0 | 0 | 0 | 0 | 0 | 0 | 0 | 0 | 0 | 0 | 0 | 0 | 0 | 0 | 0 | 0 | 0 | 0 | 0 | 0 | 0 |  |  | 0 |  | 0 | 0 | 0
[59 empty] | 0 | =Area I Portion
Area II Projects: | [58 empty] | 3207723.3047 | =Area I+II+III Portions
Riverhead Canal 2nd Line and Bank | 2026 |  |  | 0 | 0 | 0 | 0 | 0 | 0 | 0 | 0 | 0 | 0 | 0 | 0 | 0 | 0 | 0 | 0 | 0 | 0 | 0 | 0 | 0 | 0 | 0 | 0 | 0 | 0 | 0 | 0 | 0 | 0 | 0 | 0 | 0 | 0 | 0 | 0 | 0 | 0 | 0 | 0 | 0 | 0 | 0 | 0 | 0 | 0 | 0 | 0 | 0 |  |  | 0 |  | 0 | 0 | 0
[59 empty] | 0 | =Area II Portion
Area III Projects: | [58 empty] | 3207723.3047 | =Area II+III Portions
New Canal - Southampton Cable | 2023 |  |  | 0 | 4.5863 | 4.5863 | 4.5863 | 4.5863 | 4.5863 | 4.5863 | -0.88999 | -0.88999 | -0.88999 | -0.88999 | -0.88999 | -0.88999 | -0.88999 | -0.88999 | -0.88999 | -0.88999 | -0.88999 | -0.88999 | -0.88999 | -0.88999 | -0.88999 | -0.88999 | -0.88999 | -0.88999 | -0.88999 | -0.88999 | -0.88999 | -0.88999 | -0.88999 | -0.88999 | -0.88999 | -0.88999 | -0.88999 | -0.88999 | -0.88999 | -5.4763 | -5.4763 | -5.4763 | -5.4763 | -5.4763 | -5.4763 | 0 | 0 | 0 | 0 | 0 | 0 | 0 |  |  | 8.9667 |  | 0 | 0 | 0
Upgrade Wildwood - Riverhead to 138 kV | 2022 |  |  | 0 | 0.93922 | 0.93922 | 0.93922 | 0.93922 | 0.93922 | -0.14959 | -0.14959 | -0.14959 | -0.14959 | -0.14959 | -0.14959 | -0.14959 | -0.14959 | -0.14959 | -0.14959 | -0.14959 | -0.14959 | -0.14959 | -0.14959 | -0.14959 | -0.14959 | -0.14959 | -0.14959 | -0.14959 | -0.14959 | -0.14959 | -0.14959 | -0.14959 | -0.14959 | -0.14959 | -0.14959 | -0.14959 | -0.14959 | -0.14959 | -0.14959 | -1.0888 | -1.0888 | -1.0888 | -1.0888 | -1.0888 | 0 | 0 | 0 | 0 | 0 | 0 | 0 | 0 |  |  | 1.5483 |  | 0 | 0 | 0
Bridgehampton - Buell New 69 kV UG Cable | 2023 |  |  | 0 | 4.0496 | 4.0496 | 4.0496 | 4.0496 | 4.0496 | 4.0496 | -0.78584 | -0.78584 | -0.78584 | -0.78584 | -0.78584 | -0.78584 | -0.78584 | -0.78584 | -0.78584 | -0.78584 | -0.78584 | -0.78584 | -0.78584 | -0.78584 | -0.78584 | -0.78584 | -0.78584 | -0.78584 | -0.78584 | -0.78584 | -0.78584 | -0.78584 | -0.78584 | -0.78584 | -0.78584 | -0.78584 | -0.78584 | -0.78584 | -0.78584 | -4.8355 | -4.8355 | -4.8355 | -4.8355 | -4.8355 | -4.8355 | 0 | 0 | 0 | 0 | 0 | 0 | 0 |  |  | 7.9174 |  | 0 | 0 | 0
Canal - Wainscott New 138 kV UG Cable | 2028 |  |  | 0 | 0 | 0 | 0 | 0 | 0 | 38.957 | 38.957 | 38.957 | 38.957 | 38.957 | 38.957 | -7.5597 | -7.5597 | -7.5597 | -7.5597 | -7.5597 | -7.5597 | -7.5597 | -7.5597 | -7.5597 | -7.5597 | -7.5597 | -7.5597 | -7.5597 | -7.5597 | -7.5597 | -7.5597 | -7.5597 | -7.5597 | -7.5597 | -7.5597 | -7.5597 | -7.5597 | -7.5597 | -7.5597 | -7.5597 | -7.5597 | -7.5597 | -7.5597 | -7.5597 | -46.5167 | -46.5167 | -46.5167 | -46.5167 | -46.5167 | -46.5167 | 0 | 0 |  |  | 58.276 |  | 58.276 | 925015.732 | 3207723.3047
[59 empty] | 3207723.3047 | =Area III Portion
Total - Area 3 Proposal, $Millions (unadjusted) |  |  |  | 0 | 9.5752 | 9.5752 | 9.5752 | 9.5752 | 9.5752 | 47.4434 | 37.1316 | 37.1316 | 37.1316 | 37.1316 | 37.1316 | -9.3851 | -9.3851 | -9.3851 | -9.3851 | -9.3851 | -9.3851 | -9.3851 | -9.3851 | -9.3851 | -9.3851 | -9.3851 | -9.3851 | -9.3851 | -9.3851 | -9.3851 | -9.3851 | -9.3851 | -9.3851 | -9.3851 | -9.3851 | -9.3851 | -9.3851 | -9.3851 | -9.3851 | -18.9603 | -18.9603 | -18.9603 | -18.9603 | -18.9603 | -56.8285 | -46.5167 | -46.5167 | -46.5167 | -46.5167 | -46.5167 | 0 | 0 |  |  | 76.7083 |  |  | 925015.732 | 3207723.3047
$/MW-yr |  |  |  | 0 | 0 | 0 | 0 | 0 | 0 | 618364.8116 | 618364.8116 | 618364.8116 | 618364.8116 | 618364.8116 | 618364.8116 | -119995.1118 | -119995.1118 | -119995.1118 | -119995.1118 | -119995.1118 | -119995.1118 | -119995.1118 | -119995.1118 | -119995.1118 | -119995.1118 | -119995.1118 | -119995.1118 | -119995.1118 | -119995.1118 | -119995.1118 | -119995.1118 | -119995.1118 | -119995.1118 | -119995.1118 | -119995.1118 | -119995.1118 | -119995.1118 | -119995.1118 | -119995.1118 | -119995.1118 | -119995.1118 | -119995.1118 | -119995.1118 | -119995.1118 | -738359.9234 | -738359.9234 | -738359.9234 | -738359.9234 | -738359.9234 | -738359.9234 | 0 | 0
$Millions (adjusted) |  |  |  | 0 | 0 | 0 | 0 | 0 | 0 | 2.1443 | 2.1443 | 2.1443 | 2.1443 | 2.1443 | 2.1443 | -0.41611 | -0.41611 | -0.41611 | -0.41611 | -0.41611 | -0.41611 | -0.41611 | -0.41611 | -0.41611 | -0.41611 | -0.41611 | -0.41611 | -0.41611 | -0.41611 | -0.41611 | -0.41611 | -0.41611 | -0.41611 | -0.41611 | -0.41611 | -0.41611 | -0.41611 | -0.41611 | -0.41611 | -0.41611 | -0.41611 | -0.41611 | -0.41611 | -0.41611 | -2.5604 | -2.5604 | -2.5604 | -2.5604 | -2.5604 | -2.5604 | 0 | 0 |  |  | 3207.7233
Discount Factor (Relative to 1/1/2016) = |  |  |  | 0.94787 | 0.89845 | 0.85161 | 0.80722 | 0.76513 | 0.72525 | 0.68744 | 0.6516 | 0.61763 | 0.58543 | 0.55491 | 0.52598 | 0.49856 | 0.47257 | 0.44793 | 0.42458 | 0.40245 | 0.38147 | 0.36158 | 0.34273 | 0.32486 | 0.30793 | 0.29187 | 0.27666 | 0.26223 | 0.24856 | 0.2356 | 0.22332 | 0.21168 | 0.20064 | 0.19018 | 0.18027 | 0.17087 | 0.16196 | 0.15352 | 0.14552 | 0.13793 | 0.13074 | 0.12392 | 0.11746 | 0.11134 | 0.10554 | 0.10003 | 0.094818 | 0.089875 | 0.08519 | 0.080748 | 0.076539 | 0.072549
* Note: A positive (+) avoided cost in a given year represents a cost savings relative to not having a transmission project deferral.
Note on BF17: Todd Kantarek: Behind the meter system warrants T&D losses adjustment factor

## PhII (RES100-Montauk)
Version |  | Based on PSEGLI file: "East End Utility 2_0_Economics_2014_10_13_r28_Sargent_Lundy.xlsx"
Annual Revenue Requirements (Millions of $s)
1) Reference (Transmission only) Case
Project | I/S Year | Investor | Capital (2015$s) | 2016 | 2017 | 2018 | 2019 | 2020 | 2021 | 2022 | 2023 | 2024 | 2025 | 2026 | 2027 | 2028 | 2029 | 2030 | 2031 | 2032 | 2033 | 2034 | 2035 | 2036 | 2037 | 2038 | 2039 | 2040 | 2041 | 2042 | 2043 | 2044 | 2045 | 2046 | 2047 | 2048 | 2049 | 2050 | 2051 | 2052 | 2053 | 2054 | 2055 | 2056 | 2057 | 2058 | 2059 | 2060 | 2061 | 2062 | 2063 | 2064 |  | NPV |  | Proposal Number = | RES100
Transmission Reinforcement I | 2017 | PSEGLI | 93.4 | 0 | 11.3926 | 11.3926 | 11.3926 | 11.3926 | 11.3926 | 11.3926 | 11.3926 | 11.3926 | 11.3926 | 11.3926 | 11.3926 | 11.3926 | 11.3926 | 11.3926 | 11.3926 | 11.3926 | 11.3926 | 11.3926 | 11.3926 | 11.3926 | 11.3926 | 11.3926 | 11.3926 | 11.3926 | 11.3926 | 11.3926 | 11.3926 | 11.3926 | 11.3926 | 11.3926 | 11.3926 | 11.3926 | 11.3926 | 11.3926 | 11.3926 | [13 empty] | 35 | 166.1982 |  | Proposer Name = | RES America Developments, Inc.
Transmission Reinforcement II | 2018 | PSEGLI | 4.8 | 0 | 0 | 0.60305 | 0.60305 | 0.60305 | 0.60305 | 0.60305 | 0.60305 | 0.60305 | 0.60305 | 0.60305 | 0.60305 | 0.60305 | 0.60305 | 0.60305 | 0.60305 | 0.60305 | 0.60305 | 0.60305 | 0.60305 | 0.60305 | 0.60305 | 0.60305 | 0.60305 | 0.60305 | 0.60305 | 0.60305 | 0.60305 | 0.60305 | 0.60305 | 0.60305 | 0.60305 | 0.60305 | 0.60305 | 0.60305 | 0.60305 | 0.60305 | [12 empty] | 35 | 8.3388 |  | Proposal/Project = | South Fork Mobile Energy Storage Solution
Transmission Reinforcement III | 2019 | PSEGLI | 2.8 | 0 | 0 | 0 | 0.36233 | 0.36233 | 0.36233 | 0.36233 | 0.36233 | 0.36233 | 0.36233 | 0.36233 | 0.36233 | 0.36233 | 0.36233 | 0.36233 | 0.36233 | 0.36233 | 0.36233 | 0.36233 | 0.36233 | 0.36233 | 0.36233 | 0.36233 | 0.36233 | 0.36233 | 0.36233 | 0.36233 | 0.36233 | 0.36233 | 0.36233 | 0.36233 | 0.36233 | 0.36233 | 0.36233 | 0.36233 | 0.36233 | 0.36233 | 0.36233 | [11 empty] | 35 | 4.7491 |  | Option Number = | 1
Transmission Reinforcement IV | 2020 | PSEGLI | 136.8 | 0 | 0 | 0 | 0 | 18.2337 | 18.2337 | 18.2337 | 18.2337 | 18.2337 | 18.2337 | 18.2337 | 18.2337 | 18.2337 | 18.2337 | 18.2337 | 18.2337 | 18.2337 | 18.2337 | 18.2337 | 18.2337 | 18.2337 | 18.2337 | 18.2337 | 18.2337 | 18.2337 | 18.2337 | 18.2337 | 18.2337 | 18.2337 | 18.2337 | 18.2337 | 18.2337 | 18.2337 | 18.2337 | 18.2337 | 18.2337 | 18.2337 | 18.2337 | 18.2337 | [10 empty] | 35 | 226.5269 |  | Location = | 1
Transmission Reinforcement V | 2022 | PSEGLI | 275.5 | 0 | 0 | 0 | 0 | 0 | 0 | 38.957 | 38.957 | 38.957 | 38.957 | 38.957 | 38.957 | 38.957 | 38.957 | 38.957 | 38.957 | 38.957 | 38.957 | 38.957 | 38.957 | 38.957 | 38.957 | 38.957 | 38.957 | 38.957 | 38.957 | 38.957 | 38.957 | 38.957 | 38.957 | 38.957 | 38.957 | 38.957 | 38.957 | 38.957 | 38.957 | 38.957 | 38.957 | 38.957 | 38.957 | 38.957 | [8 empty] | 35 | 434.8353 |  | Technology = | Battery Storage
[56 empty] | Interconnection Points = | Montauk (23kV) or Various
Total |  |  | 513.3 | 0 | 11.3926 | 11.9957 | 12.358 | 30.5918 | 30.5918 | 69.5487 | 69.5487 | 69.5487 | 69.5487 | 69.5487 | 69.5487 | 69.5487 | 69.5487 | 69.5487 | 69.5487 | 69.5487 | 69.5487 | 69.5487 | 69.5487 | 69.5487 | 69.5487 | 69.5487 | 69.5487 | 69.5487 | 69.5487 | 69.5487 | 69.5487 | 69.5487 | 69.5487 | 69.5487 | 69.5487 | 69.5487 | 69.5487 | 69.5487 | 69.5487 | 58.1561 | 57.553 | 57.1907 | 38.957 | 38.957 | 0 | 0 | 0 | 0 | 0 | 0 | 0 | 0 |  | 840.6482 |  | Loss Factor = | 1
2016 NPV @ 5.5%, thru 2035 |  |  |  | 2016: 559.7216
2016 NPV @ 5.5%, thru 2056 |  |  |  | 2016: 840.6482 |  |  |  | MW Required by 2022 (cap) = | 15 | 33 | 15 | Output: NPV of Transmission Avoided Costs for Selected Project (see note*)
[57 empty] | Selected Project Inputs - Area 1 Portion | Selected Project Inputs - Area 2 Portion | Selected Project Inputs - Area 3 Portion | Area 1 | Area 2 | Area 3 | Total | check
[56 empty] | Project kW = | 1000 | 0 | 0
[55 empty] | Capped kW = | 1000 | 1000 | 0 | 0
[56 empty] | Project Area (1, 2, or 3) = | 1 | 2 | 3
[56 empty] | Proportion of Peak Hours Covered = | 100% | 100% | 100%
[55 empty] | Project COD = | 2018
[55 empty] | Effective kW = | 1000 |  |  |  | 1769925.8006 | 0 | 0 | 1769925.8006
[60 empty] | check | check | check
| I/S Year |  | Capital (2015$s) | 2016 | 2017 | 2018 | 2019 | 2020 | 2021 | 2022 | 2023 | 2024 | 2025 | 2026 | 2027 | 2028 | 2029 | 2030 | 2031 | 2032 | 2033 | 2034 | 2035 | 2036 | 2037 | 2038 | 2039 | 2040 | 2041 | 2042 | 2043 | 2044 | 2045 | 2046 | 2047 | 2048 | 2049 | 2050 | 2051 | 2052 | 2053 | 2054 | 2055 | 2056 | 2057 | 2058 | 2059 | 2060 | 2061 | 2062 | 2063 | 2064 |  | MW Required by 2022 | NPV Base $M | Differential NPV $M | Differential NPV $M (adjusted for COD of Selected Project) | Differntial NPV $/MW | NPV of Transmission Avoided Costs for Selected Project
Area I Projects: | [53 empty] | 15
Amagansett Conversion 33 kV | 2017 |  | 8 | 0 | 0.97582 | 0.97582 | 0.97582 | 0.97582 | 0.97582 | 0.97582 | 0.97582 | 0.97582 | 0.97582 | 0.97582 | 0.97582 | 0.97582 | 0.97582 | 0.97582 | 0.97582 | 0.97582 | 0.97582 | 0.97582 | 0.97582 | 0.97582 | 0.97582 | 0.97582 | 0.97582 | 0.97582 | 0.97582 | 0.97582 | 0.97582 | 0.97582 | 0.97582 | 0.97582 | 0.97582 | 0.97582 | 0.97582 | 0.97582 | 0.97582 | [13 empty] | 35 |  | 14.2354
East Hampton Conversion 33 kV | 2017 |  | 3.2 | 0 | 0.39033 | 0.39033 | 0.39033 | 0.39033 | 0.39033 | 0.39033 | 0.39033 | 0.39033 | 0.39033 | 0.39033 | 0.39033 | 0.39033 | 0.39033 | 0.39033 | 0.39033 | 0.39033 | 0.39033 | 0.39033 | 0.39033 | 0.39033 | 0.39033 | 0.39033 | 0.39033 | 0.39033 | 0.39033 | 0.39033 | 0.39033 | 0.39033 | 0.39033 | 0.39033 | 0.39033 | 0.39033 | 0.39033 | 0.39033 | 0.39033 | [13 empty] | 35 |  | 5.6942
Buell Conversion 33 kV | 2017 |  | 3.7 | 0 | 0.45131 | 0.45131 | 0.45131 | 0.45131 | 0.45131 | 0.45131 | 0.45131 | 0.45131 | 0.45131 | 0.45131 | 0.45131 | 0.45131 | 0.45131 | 0.45131 | 0.45131 | 0.45131 | 0.45131 | 0.45131 | 0.45131 | 0.45131 | 0.45131 | 0.45131 | 0.45131 | 0.45131 | 0.45131 | 0.45131 | 0.45131 | 0.45131 | 0.45131 | 0.45131 | 0.45131 | 0.45131 | 0.45131 | 0.45131 | 0.45131 | [13 empty] | 35 |  | 6.5839
Hither Hills Conversion to 33 kV | 2018 |  | 4.8 | 0 | 0 | 0.60305 | 0.60305 | 0.60305 | 0.60305 | 0.60305 | 0.60305 | 0.60305 | 0.60305 | 0.60305 | 0.60305 | 0.60305 | 0.60305 | 0.60305 | 0.60305 | 0.60305 | 0.60305 | 0.60305 | 0.60305 | 0.60305 | 0.60305 | 0.60305 | 0.60305 | 0.60305 | 0.60305 | 0.60305 | 0.60305 | 0.60305 | 0.60305 | 0.60305 | 0.60305 | 0.60305 | 0.60305 | 0.60305 | 0.60305 | 0.60305 | [12 empty] | 35 |  | 8.3388
Culloden Pt Conversion to 33 kV | 2019 |  | 2.8 | 0 | 0 | 0 | 0.36233 | 0.36233 | 0.36233 | 0.36233 | 0.36233 | 0.36233 | 0.36233 | 0.36233 | 0.36233 | 0.36233 | 0.36233 | 0.36233 | 0.36233 | 0.36233 | 0.36233 | 0.36233 | 0.36233 | 0.36233 | 0.36233 | 0.36233 | 0.36233 | 0.36233 | 0.36233 | 0.36233 | 0.36233 | 0.36233 | 0.36233 | 0.36233 | 0.36233 | 0.36233 | 0.36233 | 0.36233 | 0.36233 | 0.36233 | 0.36233 | [11 empty] | 35 |  | 4.7491
No Deferral |  |  | 22.5 |  | 1.8175 | 2.4205 | 2.7828 | 2.7828 | 2.7828 | 2.7828 | 2.7828 | 2.7828 | 2.7828 | 2.7828 | 2.7828 | 2.7828 | 2.7828 | 2.7828 | 2.7828 | 2.7828 | 2.7828 | 2.7828 | 2.7828 | 2.7828 | 2.7828 | 2.7828 | 2.7828 | 2.7828 | 2.7828 | 2.7828 | 2.7828 | 2.7828 | 2.7828 | 2.7828 | 2.7828 | 2.7828 | 2.7828 | 2.7828 | 2.7828 | 0.96539 | 0.36233 | 0 | 0 | 0 | [10 empty] | 39.6013
Amagansett Conversion 33 kV | 2030 |  | 8 | [14 empty] | 1.433 | 1.433 | 1.433 | 1.433 | 1.433 | 1.433 | 1.433 | 1.433 | 1.433 | 1.433 | 1.433 | 1.433 | 1.433 | 1.433 | 1.433 | 1.433 | 1.433 | 1.433 | 1.433 | 1.433 | 1.433 | 1.433 | 1.433 | 1.433 | 1.433 | 1.433 | 1.433 | 1.433 | 1.433 | 1.433 | 1.433 | 1.433 | 1.433 | 1.433 | 1.433 | 35 |  | 10.4225 | 3.8129 | 0 | 0 | 0
East Hampton Conversion 33 kV | 2030 |  | 3.2 | [14 empty] | 0.57321 | 0.57321 | 0.57321 | 0.57321 | 0.57321 | 0.57321 | 0.57321 | 0.57321 | 0.57321 | 0.57321 | 0.57321 | 0.57321 | 0.57321 | 0.57321 | 0.57321 | 0.57321 | 0.57321 | 0.57321 | 0.57321 | 0.57321 | 0.57321 | 0.57321 | 0.57321 | 0.57321 | 0.57321 | 0.57321 | 0.57321 | 0.57321 | 0.57321 | 0.57321 | 0.57321 | 0.57321 | 0.57321 | 0.57321 | 0.57321 | 35 |  | 4.169 | 1.5252 | 0 | 0 | 0
Buell Conversion 33 kV | 2030 |  | 3.7 | [14 empty] | 0.66277 | 0.66277 | 0.66277 | 0.66277 | 0.66277 | 0.66277 | 0.66277 | 0.66277 | 0.66277 | 0.66277 | 0.66277 | 0.66277 | 0.66277 | 0.66277 | 0.66277 | 0.66277 | 0.66277 | 0.66277 | 0.66277 | 0.66277 | 0.66277 | 0.66277 | 0.66277 | 0.66277 | 0.66277 | 0.66277 | 0.66277 | 0.66277 | 0.66277 | 0.66277 | 0.66277 | 0.66277 | 0.66277 | 0.66277 | 0.66277 | 35 |  | 4.8204 | 1.7635 | 0 | 0 | 0
Hither Hills Conversion to 33 kV | 2030 |  | 4.8 | [14 empty] | 0.85981 | 0.85981 | 0.85981 | 0.85981 | 0.85981 | 0.85981 | 0.85981 | 0.85981 | 0.85981 | 0.85981 | 0.85981 | 0.85981 | 0.85981 | 0.85981 | 0.85981 | 0.85981 | 0.85981 | 0.85981 | 0.85981 | 0.85981 | 0.85981 | 0.85981 | 0.85981 | 0.85981 | 0.85981 | 0.85981 | 0.85981 | 0.85981 | 0.85981 | 0.85981 | 0.85981 | 0.85981 | 0.85981 | 0.85981 | 0.85981 | 35 |  | 6.2535 | 2.0853 | 2.0853 | 139022.8879 | 139022.8879
Culloden Pt Conversion to 33 kV | 2030 |  | 2.8 | [14 empty] | 0.50156 | 0.50156 | 0.50156 | 0.50156 | 0.50156 | 0.50156 | 0.50156 | 0.50156 | 0.50156 | 0.50156 | 0.50156 | 0.50156 | 0.50156 | 0.50156 | 0.50156 | 0.50156 | 0.50156 | 0.50156 | 0.50156 | 0.50156 | 0.50156 | 0.50156 | 0.50156 | 0.50156 | 0.50156 | 0.50156 | 0.50156 | 0.50156 | 0.50156 | 0.50156 | 0.50156 | 0.50156 | 0.50156 | 0.50156 | 0.50156 | 35 |  | 3.6479 | 1.1012 | 1.1012 | 73412.135 | 73412.135
Deferral to Indicated Year |  |  | 22.5 | [6 empty] | 0 | 0 | 0 | 0 | 0 | 0 | 0 | 0 | 4.0304 | 4.0304 | 4.0304 | 4.0304 | 4.0304 | 4.0304 | 4.0304 | 4.0304 | 4.0304 | 4.0304 | 4.0304 | 4.0304 | 4.0304 | 4.0304 | 4.0304 | 4.0304 | 4.0304 | 4.0304 | 4.0304 | 4.0304 | 4.0304 | 4.0304 | 4.0304 | 4.0304 | 4.0304 | 4.0304 | 4.0304 | 4.0304 | 4.0304 | 4.0304 | 4.0304 | 4.0304 | 4.0304 | 4.0304 | 4.0304 | 35 |  | 29.3132 | 10.2881 | 3.1865 | 212435.0229 | 212435.0229 | =Area I Portion
[59 empty] | 1769925.8006 | =Area I+II+III Portions
Annual Avoided Costs for Deferral to Indicated Year:
Amagansett Conversion 33 kV | 2030 |  |  | 0 | 0.97582 | 0.97582 | 0.97582 | 0.97582 | 0.97582 | 0.97582 | 0.97582 | 0.97582 | 0.97582 | 0.97582 | 0.97582 | 0.97582 | 0.97582 | -0.4572 | -0.4572 | -0.4572 | -0.4572 | -0.4572 | -0.4572 | -0.4572 | -0.4572 | -0.4572 | -0.4572 | -0.4572 | -0.4572 | -0.4572 | -0.4572 | -0.4572 | -0.4572 | -0.4572 | -0.4572 | -0.4572 | -0.4572 | -0.4572 | -0.4572 | -1.433 | -1.433 | -1.433 | -1.433 | -1.433 | -1.433 | -1.433 | -1.433 | -1.433 | -1.433 | -1.433 | -1.433 | -1.433 | 35 |  |  | 3.8129
East Hampton Conversion 33 kV | 2030 |  |  | 0 | 0.39033 | 0.39033 | 0.39033 | 0.39033 | 0.39033 | 0.39033 | 0.39033 | 0.39033 | 0.39033 | 0.39033 | 0.39033 | 0.39033 | 0.39033 | -0.18288 | -0.18288 | -0.18288 | -0.18288 | -0.18288 | -0.18288 | -0.18288 | -0.18288 | -0.18288 | -0.18288 | -0.18288 | -0.18288 | -0.18288 | -0.18288 | -0.18288 | -0.18288 | -0.18288 | -0.18288 | -0.18288 | -0.18288 | -0.18288 | -0.18288 | -0.57321 | -0.57321 | -0.57321 | -0.57321 | -0.57321 | -0.57321 | -0.57321 | -0.57321 | -0.57321 | -0.57321 | -0.57321 | -0.57321 | -0.57321 | 35 |  |  | 1.5252
Buell Conversion 33 kV | 2030 |  |  | 0 | 0.45131 | 0.45131 | 0.45131 | 0.45131 | 0.45131 | 0.45131 | 0.45131 | 0.45131 | 0.45131 | 0.45131 | 0.45131 | 0.45131 | 0.45131 | -0.21146 | -0.21146 | -0.21146 | -0.21146 | -0.21146 | -0.21146 | -0.21146 | -0.21146 | -0.21146 | -0.21146 | -0.21146 | -0.21146 | -0.21146 | -0.21146 | -0.21146 | -0.21146 | -0.21146 | -0.21146 | -0.21146 | -0.21146 | -0.21146 | -0.21146 | -0.66277 | -0.66277 | -0.66277 | -0.66277 | -0.66277 | -0.66277 | -0.66277 | -0.66277 | -0.66277 | -0.66277 | -0.66277 | -0.66277 | -0.66277 | 35 |  |  | 1.7635
Hither Hills Conversion to 33 kV | 2030 |  |  | 0 | 0 | 0.60305 | 0.60305 | 0.60305 | 0.60305 | 0.60305 | 0.60305 | 0.60305 | 0.60305 | 0.60305 | 0.60305 | 0.60305 | 0.60305 | -0.25676 | -0.25676 | -0.25676 | -0.25676 | -0.25676 | -0.25676 | -0.25676 | -0.25676 | -0.25676 | -0.25676 | -0.25676 | -0.25676 | -0.25676 | -0.25676 | -0.25676 | -0.25676 | -0.25676 | -0.25676 | -0.25676 | -0.25676 | -0.25676 | -0.25676 | -0.25676 | -0.85981 | -0.85981 | -0.85981 | -0.85981 | -0.85981 | -0.85981 | -0.85981 | -0.85981 | -0.85981 | -0.85981 | -0.85981 | -0.85981 | 35 |  |  | 2.0853
Culloden Pt Conversion to 33 kV | 2030 |  |  | 0 | 0 | 0 | 0.36233 | 0.36233 | 0.36233 | 0.36233 | 0.36233 | 0.36233 | 0.36233 | 0.36233 | 0.36233 | 0.36233 | 0.36233 | -0.13922 | -0.13922 | -0.13922 | -0.13922 | -0.13922 | -0.13922 | -0.13922 | -0.13922 | -0.13922 | -0.13922 | -0.13922 | -0.13922 | -0.13922 | -0.13922 | -0.13922 | -0.13922 | -0.13922 | -0.13922 | -0.13922 | -0.13922 | -0.13922 | -0.13922 | -0.13922 | -0.13922 | -0.50156 | -0.50156 | -0.50156 | -0.50156 | -0.50156 | -0.50156 | -0.50156 | -0.50156 | -0.50156 | -0.50156 | -0.50156 | 35 |  |  | 1.1012
Area II Projects: | [53 empty] | 33
Riverhead Canal 2nd Line and Bank | 2020 |  | 136.8 | 0 | 0 | 0 | 0 | 18.2337 | 18.2337 | 18.2337 | 18.2337 | 18.2337 | 18.2337 | 18.2337 | 18.2337 | 18.2337 | 18.2337 | 18.2337 | 18.2337 | 18.2337 | 18.2337 | 18.2337 | 18.2337 | 18.2337 | 18.2337 | 18.2337 | 18.2337 | 18.2337 | 18.2337 | 18.2337 | 18.2337 | 18.2337 | 18.2337 | 18.2337 | 18.2337 | 18.2337 | 18.2337 | 18.2337 | 18.2337 | 18.2337 | 18.2337 | 18.2337 | [10 empty] | 35 |  | 226.5269
No Deferral |  |  | 136.8 |  | 0 | 0 | 0 | 18.2337 | 18.2337 | 18.2337 | 18.2337 | 18.2337 | 18.2337 | 18.2337 | 18.2337 | 18.2337 | 18.2337 | 18.2337 | 18.2337 | 18.2337 | 18.2337 | 18.2337 | 18.2337 | 18.2337 | 18.2337 | 18.2337 | 18.2337 | 18.2337 | 18.2337 | 18.2337 | 18.2337 | 18.2337 | 18.2337 | 18.2337 | 18.2337 | 18.2337 | 18.2337 | 18.2337 | 18.2337 | 18.2337 | 18.2337 | 18.2337 | [10 empty] | 35 |  | 226.5269
Riverhead Canal 2nd Line and Bank | 2026 |  | 136.8 | [10 empty] | 21.772 | 21.772 | 21.772 | 21.772 | 21.772 | 21.772 | 21.772 | 21.772 | 21.772 | 21.772 | 21.772 | 21.772 | 21.772 | 21.772 | 21.772 | 21.772 | 21.772 | 21.772 | 21.772 | 21.772 | 21.772 | 21.772 | 21.772 | 21.772 | 21.772 | 21.772 | 21.772 | 21.772 | 21.772 | 21.772 | 21.772 | 21.772 | 21.772 | 21.772 | 21.772 |  |  |  |  | 35 |  | 196.1681 | 30.3588 | 30.3588 | 632475.0457 | 632475.0457
Deferral to Indicated Year |  |  | 136.8 | [6 empty] | 0 | 0 | 0 | 0 | 21.772 | 21.772 | 21.772 | 21.772 | 21.772 | 21.772 | 21.772 | 21.772 | 21.772 | 21.772 | 21.772 | 21.772 | 21.772 | 21.772 | 21.772 | 21.772 | 21.772 | 21.772 | 21.772 | 21.772 | 21.772 | 21.772 | 21.772 | 21.772 | 21.772 | 21.772 | 21.772 | 21.772 | 21.772 | 21.772 | 21.772 | 21.772 | 21.772 | 21.772 | 21.772 |  |  |  |  | 35 |  | 196.1681 | 30.3588 | 30.3588 | 632475.0457 | 632475.0457 | =Area II Portion
[59 empty] | 1557490.7777 | =Area II+III Portions
Annual Avoided Costs for Deferral to Indicated Year:
Riverhead Canal 2nd Line and Bank | 2026 |  |  | 0 | 0 | 0 | 0 | 18.2337 | 18.2337 | 18.2337 | 18.2337 | 18.2337 | 18.2337 | -3.5383 | -3.5383 | -3.5383 | -3.5383 | -3.5383 | -3.5383 | -3.5383 | -3.5383 | -3.5383 | -3.5383 | -3.5383 | -3.5383 | -3.5383 | -3.5383 | -3.5383 | -3.5383 | -3.5383 | -3.5383 | -3.5383 | -3.5383 | -3.5383 | -3.5383 | -3.5383 | -3.5383 | -3.5383 | -3.5383 | -3.5383 | -3.5383 | -3.5383 | -21.772 | -21.772 | -21.772 | -21.772 | -21.772 | -21.772 |  |  |  |  | 35 |  |  | 30.3588
0
Area III Projects: | [52 empty] | 0 | 15
New Canal - Southampton Cable | 2017 |  | 37.6 | 0 | 4.5863 | 4.5863 | 4.5863 | 4.5863 | 4.5863 | 4.5863 | 4.5863 | 4.5863 | 4.5863 | 4.5863 | 4.5863 | 4.5863 | 4.5863 | 4.5863 | 4.5863 | 4.5863 | 4.5863 | 4.5863 | 4.5863 | 4.5863 | 4.5863 | 4.5863 | 4.5863 | 4.5863 | 4.5863 | 4.5863 | 4.5863 | 4.5863 | 4.5863 | 4.5863 | 4.5863 | 4.5863 | 4.5863 | 4.5863 | 4.5863 | [13 empty] | 35 |  | 66.9063
Upgrade Wildwood - Riverhead to 138 kV | 2017 |  | 7.7 | 0 | 0.93922 | 0.93922 | 0.93922 | 0.93922 | 0.93922 | 0.93922 | 0.93922 | 0.93922 | 0.93922 | 0.93922 | 0.93922 | 0.93922 | 0.93922 | 0.93922 | 0.93922 | 0.93922 | 0.93922 | 0.93922 | 0.93922 | 0.93922 | 0.93922 | 0.93922 | 0.93922 | 0.93922 | 0.93922 | 0.93922 | 0.93922 | 0.93922 | 0.93922 | 0.93922 | 0.93922 | 0.93922 | 0.93922 | 0.93922 | 0.93922 | [13 empty] | 35 |  | 13.7016
Bridgehampton - Buell New 69 kV UG Cable | 2017 |  | 33.2 | 0 | 4.0496 | 4.0496 | 4.0496 | 4.0496 | 4.0496 | 4.0496 | 4.0496 | 4.0496 | 4.0496 | 4.0496 | 4.0496 | 4.0496 | 4.0496 | 4.0496 | 4.0496 | 4.0496 | 4.0496 | 4.0496 | 4.0496 | 4.0496 | 4.0496 | 4.0496 | 4.0496 | 4.0496 | 4.0496 | 4.0496 | 4.0496 | 4.0496 | 4.0496 | 4.0496 | 4.0496 | 4.0496 | 4.0496 | 4.0496 | 4.0496 | [13 empty] | 35 |  | 59.0769
Canal - Wainscott New 138 kV UG Cable | 2022 |  | 275.5 | 0 | 0 | 0 | 0 | 0 | 0 | 38.957 | 38.957 | 38.957 | 38.957 | 38.957 | 38.957 | 38.957 | 38.957 | 38.957 | 38.957 | 38.957 | 38.957 | 38.957 | 38.957 | 38.957 | 38.957 | 38.957 | 38.957 | 38.957 | 38.957 | 38.957 | 38.957 | 38.957 | 38.957 | 38.957 | 38.957 | 38.957 | 38.957 | 38.957 | 38.957 | 38.957 | 38.957 | 38.957 | 38.957 | 38.957 | [8 empty] | 35 |  | 434.8353
No Deferral |  |  | 354 |  | 9.5752 | 9.5752 | 9.5752 | 9.5752 | 9.5752 | 48.5322 | 48.5322 | 48.5322 | 48.5322 | 48.5322 | 48.5322 | 48.5322 | 48.5322 | 48.5322 | 48.5322 | 48.5322 | 48.5322 | 48.5322 | 48.5322 | 48.5322 | 48.5322 | 48.5322 | 48.5322 | 48.5322 | 48.5322 | 48.5322 | 48.5322 | 48.5322 | 48.5322 | 48.5322 | 48.5322 | 48.5322 | 48.5322 | 48.5322 | 48.5322 | 38.957 | 38.957 | 38.957 | 38.957 | 38.957 | [10 empty] | 574.52
New Canal - Southampton Cable | 2023 |  | 37.6 | [7 empty] | 5.4763 | 5.4763 | 5.4763 | 5.4763 | 5.4763 | 5.4763 | 5.4763 | 5.4763 | 5.4763 | 5.4763 | 5.4763 | 5.4763 | 5.4763 | 5.4763 | 5.4763 | 5.4763 | 5.4763 | 5.4763 | 5.4763 | 5.4763 | 5.4763 | 5.4763 | 5.4763 | 5.4763 | 5.4763 | 5.4763 | 5.4763 | 5.4763 | 5.4763 | 5.4763 | 5.4763 | 5.4763 | 5.4763 | 5.4763 | 5.4763 | [7 empty] | 35 |  | 57.9396 | 8.9667 | 0 | 0 | 0
Upgrade Wildwood - Riverhead to 138 kV | 2022 |  | 7.7 | [6 empty] | 1.0888 | 1.0888 | 1.0888 | 1.0888 | 1.0888 | 1.0888 | 1.0888 | 1.0888 | 1.0888 | 1.0888 | 1.0888 | 1.0888 | 1.0888 | 1.0888 | 1.0888 | 1.0888 | 1.0888 | 1.0888 | 1.0888 | 1.0888 | 1.0888 | 1.0888 | 1.0888 | 1.0888 | 1.0888 | 1.0888 | 1.0888 | 1.0888 | 1.0888 | 1.0888 | 1.0888 | 1.0888 | 1.0888 | 1.0888 | 1.0888 | [8 empty] | 35 |  | 12.1533 | 1.5483 | 0 | 0 | 0
Bridgehampton - Buell New 69 kV UG Cable | 2023 |  | 33.2 | [7 empty] | 4.8355 | 4.8355 | 4.8355 | 4.8355 | 4.8355 | 4.8355 | 4.8355 | 4.8355 | 4.8355 | 4.8355 | 4.8355 | 4.8355 | 4.8355 | 4.8355 | 4.8355 | 4.8355 | 4.8355 | 4.8355 | 4.8355 | 4.8355 | 4.8355 | 4.8355 | 4.8355 | 4.8355 | 4.8355 | 4.8355 | 4.8355 | 4.8355 | 4.8355 | 4.8355 | 4.8355 | 4.8355 | 4.8355 | 4.8355 | 4.8355 | [7 empty] | 35 |  | 51.1595 | 7.9174 | 0 | 0 | 0
Canal - Wainscott New 138 kV UG Cable | 2028 |  | 275.5 | [12 empty] | 46.5167 | 46.5167 | 46.5167 | 46.5167 | 46.5167 | 46.5167 | 46.5167 | 46.5167 | 46.5167 | 46.5167 | 46.5167 | 46.5167 | 46.5167 | 46.5167 | 46.5167 | 46.5167 | 46.5167 | 46.5167 | 46.5167 | 46.5167 | 46.5167 | 46.5167 | 46.5167 | 46.5167 | 46.5167 | 46.5167 | 46.5167 | 46.5167 | 46.5167 | 46.5167 | 46.5167 | 46.5167 | 46.5167 | 46.5167 | 46.5167 |  |  | 35 |  | 376.5593 | 58.276 | 58.276 | 925015.732 | 925015.732
Deferral to Indicated Year |  |  | 354 | [6 empty] | 1.0888 | 11.4006 | 11.4006 | 11.4006 | 11.4006 | 11.4006 | 57.9173 | 57.9173 | 57.9173 | 57.9173 | 57.9173 | 57.9173 | 57.9173 | 57.9173 | 57.9173 | 57.9173 | 57.9173 | 57.9173 | 57.9173 | 57.9173 | 57.9173 | 57.9173 | 57.9173 | 57.9173 | 57.9173 | 57.9173 | 57.9173 | 57.9173 | 57.9173 | 57.9173 | 57.9173 | 57.9173 | 57.9173 | 57.9173 | 57.9173 | 56.8285 | 46.5167 | 46.5167 | 46.5167 | 46.5167 | 46.5167 |  |  | 41 |  | 497.8117 | 76.7083 | 58.276 | 925015.732 | 925015.732 | =Area III Portion
[59 empty] | 925015.732 | =Area III Portion
Annual Avoided Costs for Deferral to Indicated Year:
New Canal - Southampton Cable | 2023 |  |  | 0 | 4.5863 | 4.5863 | 4.5863 | 4.5863 | 4.5863 | 4.5863 | -0.88999 | -0.88999 | -0.88999 | -0.88999 | -0.88999 | -0.88999 | -0.88999 | -0.88999 | -0.88999 | -0.88999 | -0.88999 | -0.88999 | -0.88999 | -0.88999 | -0.88999 | -0.88999 | -0.88999 | -0.88999 | -0.88999 | -0.88999 | -0.88999 | -0.88999 | -0.88999 | -0.88999 | -0.88999 | -0.88999 | -0.88999 | -0.88999 | -0.88999 | -5.4763 | -5.4763 | -5.4763 | -5.4763 | -5.4763 | -5.4763 | 0 | 0 | 0 | 0 | 0 |  |  | 35 |  |  | 8.9667
Upgrade Wildwood - Riverhead to 138 kV | 2022 |  |  | 0 | 0.93922 | 0.93922 | 0.93922 | 0.93922 | 0.93922 | -0.14959 | -0.14959 | -0.14959 | -0.14959 | -0.14959 | -0.14959 | -0.14959 | -0.14959 | -0.14959 | -0.14959 | -0.14959 | -0.14959 | -0.14959 | -0.14959 | -0.14959 | -0.14959 | -0.14959 | -0.14959 | -0.14959 | -0.14959 | -0.14959 | -0.14959 | -0.14959 | -0.14959 | -0.14959 | -0.14959 | -0.14959 | -0.14959 | -0.14959 | -0.14959 | -1.0888 | -1.0888 | -1.0888 | -1.0888 | -1.0888 | 0 | 0 | 0 | 0 | 0 | 0 |  |  | 35 |  |  | 1.5483
Bridgehampton - Buell New 69 kV UG Cable | 2023 |  |  | 0 | 4.0496 | 4.0496 | 4.0496 | 4.0496 | 4.0496 | 4.0496 | -0.78584 | -0.78584 | -0.78584 | -0.78584 | -0.78584 | -0.78584 | -0.78584 | -0.78584 | -0.78584 | -0.78584 | -0.78584 | -0.78584 | -0.78584 | -0.78584 | -0.78584 | -0.78584 | -0.78584 | -0.78584 | -0.78584 | -0.78584 | -0.78584 | -0.78584 | -0.78584 | -0.78584 | -0.78584 | -0.78584 | -0.78584 | -0.78584 | -0.78584 | -4.8355 | -4.8355 | -4.8355 | -4.8355 | -4.8355 | -4.8355 | 0 | 0 | 0 | 0 | 0 |  |  | 35 |  |  | 7.9174
Canal - Wainscott New 138 kV UG Cable | 2028 |  |  | 0 | 0 | 0 | 0 | 0 | 0 | 38.957 | 38.957 | 38.957 | 38.957 | 38.957 | 38.957 | -7.5597 | -7.5597 | -7.5597 | -7.5597 | -7.5597 | -7.5597 | -7.5597 | -7.5597 | -7.5597 | -7.5597 | -7.5597 | -7.5597 | -7.5597 | -7.5597 | -7.5597 | -7.5597 | -7.5597 | -7.5597 | -7.5597 | -7.5597 | -7.5597 | -7.5597 | -7.5597 | -7.5597 | -7.5597 | -7.5597 | -7.5597 | -7.5597 | -7.5597 | -46.5167 | -46.5167 | -46.5167 | -46.5167 | -46.5167 | -46.5167 | [5 empty] | 58.276
Total - All Areas (No Deferrals,$Millions) |  |  | 513.3 |  | 11.3926 | 11.9957 | 12.358 | 30.5918 | 30.5918 | 69.5487 | 69.5487 | 69.5487 | 69.5487 | 69.5487 | 69.5487 | 69.5487 | 69.5487 | 69.5487 | 69.5487 | 69.5487 | 69.5487 | 69.5487 | 69.5487 | 69.5487 | 69.5487 | 69.5487 | 69.5487 | 69.5487 | 69.5487 | 69.5487 | 69.5487 | 69.5487 | 69.5487 | 69.5487 | 69.5487 | 69.5487 | 69.5487 | 69.5487 | 69.5487 | 58.1561 | 57.553 | 57.1907 | 38.957 | 38.957 | 0 | 0 | 0 | 0 | 0 | 0 | 0 | 0 |  | 63 | 840.6482 | 117.3552 | = max. total avoided cost in portfolio
Annual Avoided Costs for Deferrals - Area 1 Proposal: (see note*) | Deferral Year |  |  | 2016 | 2017 | 2018 | 2019 | 2020 | 2021 | 2022 | 2023 | 2024 | 2025 | 2026 | 2027 | 2028 | 2029 | 2030 | 2031 | 2032 | 2033 | 2034 | 2035 | 2036 | 2037 | 2038 | 2039 | 2040 | 2041 | 2042 | 2043 | 2044 | 2045 | 2046 | 2047 | 2048 | 2049 | 2050 | 2051 | 2052 | 2053 | 2054 | 2055 | 2056 | 2057 | 2058 | 2059 | 2060 | 2061 | 2062 | 2063 | 2064 |  |  | Differential NPV $M |  | Differential NPV $M (adjusted for COD of Selected Project) | Differntial NPV $/MW | NPV of Transmission Avoided Costs for Selected Project
Area I Projects:
Amagansett Conversion 33 kV | 2030 |  |  | 0 | 0.97582 | 0.97582 | 0.97582 | 0.97582 | 0.97582 | 0.97582 | 0.97582 | 0.97582 | 0.97582 | 0.97582 | 0.97582 | 0.97582 | 0.97582 | -0.4572 | -0.4572 | -0.4572 | -0.4572 | -0.4572 | -0.4572 | -0.4572 | -0.4572 | -0.4572 | -0.4572 | -0.4572 | -0.4572 | -0.4572 | -0.4572 | -0.4572 | -0.4572 | -0.4572 | -0.4572 | -0.4572 | -0.4572 | -0.4572 | -0.4572 | -1.433 | -1.433 | -1.433 | -1.433 | -1.433 | -1.433 | -1.433 | -1.433 | -1.433 | -1.433 | -1.433 | -1.433 | -1.433 |  |  | 3.8129 |  | 0 | 0 | 0
East Hampton Conversion 33 kV | 2030 |  |  | 0 | 0.39033 | 0.39033 | 0.39033 | 0.39033 | 0.39033 | 0.39033 | 0.39033 | 0.39033 | 0.39033 | 0.39033 | 0.39033 | 0.39033 | 0.39033 | -0.18288 | -0.18288 | -0.18288 | -0.18288 | -0.18288 | -0.18288 | -0.18288 | -0.18288 | -0.18288 | -0.18288 | -0.18288 | -0.18288 | -0.18288 | -0.18288 | -0.18288 | -0.18288 | -0.18288 | -0.18288 | -0.18288 | -0.18288 | -0.18288 | -0.18288 | -0.57321 | -0.57321 | -0.57321 | -0.57321 | -0.57321 | -0.57321 | -0.57321 | -0.57321 | -0.57321 | -0.57321 | -0.57321 | -0.57321 | -0.57321 |  |  | 1.5252 |  | 0 | 0 | 0
Buell Conversion 33 kV | 2030 |  |  | 0 | 0.45131 | 0.45131 | 0.45131 | 0.45131 | 0.45131 | 0.45131 | 0.45131 | 0.45131 | 0.45131 | 0.45131 | 0.45131 | 0.45131 | 0.45131 | -0.21146 | -0.21146 | -0.21146 | -0.21146 | -0.21146 | -0.21146 | -0.21146 | -0.21146 | -0.21146 | -0.21146 | -0.21146 | -0.21146 | -0.21146 | -0.21146 | -0.21146 | -0.21146 | -0.21146 | -0.21146 | -0.21146 | -0.21146 | -0.21146 | -0.21146 | -0.66277 | -0.66277 | -0.66277 | -0.66277 | -0.66277 | -0.66277 | -0.66277 | -0.66277 | -0.66277 | -0.66277 | -0.66277 | -0.66277 | -0.66277 |  |  | 1.7635 |  | 0 | 0 | 0
Hither Hills Conversion to 33 kV | 2030 |  |  | 0 | 0 | 0.60305 | 0.60305 | 0.60305 | 0.60305 | 0.60305 | 0.60305 | 0.60305 | 0.60305 | 0.60305 | 0.60305 | 0.60305 | 0.60305 | -0.25676 | -0.25676 | -0.25676 | -0.25676 | -0.25676 | -0.25676 | -0.25676 | -0.25676 | -0.25676 | -0.25676 | -0.25676 | -0.25676 | -0.25676 | -0.25676 | -0.25676 | -0.25676 | -0.25676 | -0.25676 | -0.25676 | -0.25676 | -0.25676 | -0.25676 | -0.25676 | -0.85981 | -0.85981 | -0.85981 | -0.85981 | -0.85981 | -0.85981 | -0.85981 | -0.85981 | -0.85981 | -0.85981 | -0.85981 | -0.85981 |  |  | 2.0853 |  | 2.0853 | 139022.8879 | 139022.8879
Culloden Pt Conversion to 33 kV | 2030 |  |  | 0 | 0 | 0 | 0.36233 | 0.36233 | 0.36233 | 0.36233 | 0.36233 | 0.36233 | 0.36233 | 0.36233 | 0.36233 | 0.36233 | 0.36233 | -0.13922 | -0.13922 | -0.13922 | -0.13922 | -0.13922 | -0.13922 | -0.13922 | -0.13922 | -0.13922 | -0.13922 | -0.13922 | -0.13922 | -0.13922 | -0.13922 | -0.13922 | -0.13922 | -0.13922 | -0.13922 | -0.13922 | -0.13922 | -0.13922 | -0.13922 | -0.13922 | -0.13922 | -0.50156 | -0.50156 | -0.50156 | -0.50156 | -0.50156 | -0.50156 | -0.50156 | -0.50156 | -0.50156 | -0.50156 | -0.50156 |  |  | 1.1012 |  | 1.1012 | 73412.135 | 73412.135
[59 empty] | 212435.0229 | =Area I Portion
Area II Projects: | [58 empty] | 1769925.8006 | =Area I+II+III Portions
Riverhead Canal 2nd Line and Bank | 2026 |  |  | 0 | 0 | 0 | 0 | 18.2337 | 18.2337 | 18.2337 | 18.2337 | 18.2337 | 18.2337 | -3.5383 | -3.5383 | -3.5383 | -3.5383 | -3.5383 | -3.5383 | -3.5383 | -3.5383 | -3.5383 | -3.5383 | -3.5383 | -3.5383 | -3.5383 | -3.5383 | -3.5383 | -3.5383 | -3.5383 | -3.5383 | -3.5383 | -3.5383 | -3.5383 | -3.5383 | -3.5383 | -3.5383 | -3.5383 | -3.5383 | -3.5383 | -3.5383 | -3.5383 | -21.772 | -21.772 | -21.772 | -21.772 | -21.772 | -21.772 | 0 | 0 | 0 | 0 |  |  | 30.3588 |  | 30.3588 | 632475.0457 | 632475.0457
[59 empty] | 632475.0457 | =Area II Portion
Area III Projects: | [58 empty] | 1557490.7777 | =Area II+III Portions
New Canal - Southampton Cable | 2023 |  |  | 0 | 4.5863 | 4.5863 | 4.5863 | 4.5863 | 4.5863 | 4.5863 | -0.88999 | -0.88999 | -0.88999 | -0.88999 | -0.88999 | -0.88999 | -0.88999 | -0.88999 | -0.88999 | -0.88999 | -0.88999 | -0.88999 | -0.88999 | -0.88999 | -0.88999 | -0.88999 | -0.88999 | -0.88999 | -0.88999 | -0.88999 | -0.88999 | -0.88999 | -0.88999 | -0.88999 | -0.88999 | -0.88999 | -0.88999 | -0.88999 | -0.88999 | -5.4763 | -5.4763 | -5.4763 | -5.4763 | -5.4763 | -5.4763 | 0 | 0 | 0 | 0 | 0 | 0 | 0 |  |  | 8.9667 |  | 0 | 0 | 0
Upgrade Wildwood - Riverhead to 138 kV | 2022 |  |  | 0 | 0.93922 | 0.93922 | 0.93922 | 0.93922 | 0.93922 | -0.14959 | -0.14959 | -0.14959 | -0.14959 | -0.14959 | -0.14959 | -0.14959 | -0.14959 | -0.14959 | -0.14959 | -0.14959 | -0.14959 | -0.14959 | -0.14959 | -0.14959 | -0.14959 | -0.14959 | -0.14959 | -0.14959 | -0.14959 | -0.14959 | -0.14959 | -0.14959 | -0.14959 | -0.14959 | -0.14959 | -0.14959 | -0.14959 | -0.14959 | -0.14959 | -1.0888 | -1.0888 | -1.0888 | -1.0888 | -1.0888 | 0 | 0 | 0 | 0 | 0 | 0 | 0 | 0 |  |  | 1.5483 |  | 0 | 0 | 0
Bridgehampton - Buell New 69 kV UG Cable | 2023 |  |  | 0 | 4.0496 | 4.0496 | 4.0496 | 4.0496 | 4.0496 | 4.0496 | -0.78584 | -0.78584 | -0.78584 | -0.78584 | -0.78584 | -0.78584 | -0.78584 | -0.78584 | -0.78584 | -0.78584 | -0.78584 | -0.78584 | -0.78584 | -0.78584 | -0.78584 | -0.78584 | -0.78584 | -0.78584 | -0.78584 | -0.78584 | -0.78584 | -0.78584 | -0.78584 | -0.78584 | -0.78584 | -0.78584 | -0.78584 | -0.78584 | -0.78584 | -4.8355 | -4.8355 | -4.8355 | -4.8355 | -4.8355 | -4.8355 | 0 | 0 | 0 | 0 | 0 | 0 | 0 |  |  | 7.9174 |  | 0 | 0 | 0
Canal - Wainscott New 138 kV UG Cable | 2028 |  |  | 0 | 0 | 0 | 0 | 0 | 0 | 38.957 | 38.957 | 38.957 | 38.957 | 38.957 | 38.957 | -7.5597 | -7.5597 | -7.5597 | -7.5597 | -7.5597 | -7.5597 | -7.5597 | -7.5597 | -7.5597 | -7.5597 | -7.5597 | -7.5597 | -7.5597 | -7.5597 | -7.5597 | -7.5597 | -7.5597 | -7.5597 | -7.5597 | -7.5597 | -7.5597 | -7.5597 | -7.5597 | -7.5597 | -7.5597 | -7.5597 | -7.5597 | -7.5597 | -7.5597 | -46.5167 | -46.5167 | -46.5167 | -46.5167 | -46.5167 | -46.5167 | 0 | 0 |  |  | 58.276 |  | 58.276 | 925015.732 | 925015.732
[59 empty] | 925015.732 | =Area III Portion
Total - Area 1 Proposal, $Millions (unadjusted) |  |  |  | 0 | 0 | 0.60305 | 0.96539 | 19.1991 | 19.1991 | 58.1561 | 58.1561 | 58.1561 | 58.1561 | 36.3841 | 36.3841 | -10.1326 | -10.1326 | -11.494 | -11.494 | -11.494 | -11.494 | -11.494 | -11.494 | -11.494 | -11.494 | -11.494 | -11.494 | -11.494 | -11.494 | -11.494 | -11.494 | -11.494 | -11.494 | -11.494 | -11.494 | -11.494 | -11.494 | -11.494 | -11.494 | -11.494 | -12.097 | -12.4594 | -30.6931 | -30.6931 | -69.6501 | -69.6501 | -69.6501 | -69.6501 | -47.878 | -47.878 | -1.3614 | -1.3614 |  |  | 91.8213 |  |  | 1769925.8006 | 1769925.8006
$/MW-yr |  |  |  | 0 | 0 | 40203.5861 | 64359.2408 | 444228.478 | 444228.478 | 1062593.2896 | 1062593.2896 | 1062593.2896 | 1062593.2896 | 609009.5545 | 609009.5545 | -129350.3688 | -129350.3688 | -220108.1448 | -220108.1448 | -220108.1448 | -220108.1448 | -220108.1448 | -220108.1448 | -220108.1448 | -220108.1448 | -220108.1448 | -220108.1448 | -220108.1448 | -220108.1448 | -220108.1448 | -220108.1448 | -220108.1448 | -220108.1448 | -220108.1448 | -220108.1448 | -220108.1448 | -220108.1448 | -220108.1448 | -220108.1448 | -220108.1448 | -260311.731 | -284467.3856 | -664336.6229 | -664336.6229 | -1282701.4345 | -1282701.4345 | -1282701.4345 | -1282701.4345 | -829117.6994 | -829117.6994 | -90757.776 | -90757.776
$Millions (adjusted) |  |  |  | 0 | 0 | 0.040204 | 0.064359 | 0.44423 | 0.44423 | 1.0626 | 1.0626 | 1.0626 | 1.0626 | 0.60901 | 0.60901 | -0.12935 | -0.12935 | -0.22011 | -0.22011 | -0.22011 | -0.22011 | -0.22011 | -0.22011 | -0.22011 | -0.22011 | -0.22011 | -0.22011 | -0.22011 | -0.22011 | -0.22011 | -0.22011 | -0.22011 | -0.22011 | -0.22011 | -0.22011 | -0.22011 | -0.22011 | -0.22011 | -0.22011 | -0.22011 | -0.26031 | -0.28447 | -0.66434 | -0.66434 | -1.2827 | -1.2827 | -1.2827 | -1.2827 | -0.82912 | -0.82912 | -0.090758 | -0.090758 |  |  | 1769.9258
Annual Avoided Costs for Deferrals - Area 2 Proposal: (see note*) | Deferral Year |  |  | 2016 | 2017 | 2018 | 2019 | 2020 | 2021 | 2022 | 2023 | 2024 | 2025 | 2026 | 2027 | 2028 | 2029 | 2030 | 2031 | 2032 | 2033 | 2034 | 2035 | 2036 | 2037 | 2038 | 2039 | 2040 | 2041 | 2042 | 2043 | 2044 | 2045 | 2046 | 2047 | 2048 | 2049 | 2050 | 2051 | 2052 | 2053 | 2054 | 2055 | 2056 | 2057 | 2058 | 2059 | 2060 | 2061 | 2062 | 2063 | 2064 |  |  | Differential NPV $M |  | Differential NPV $M (adjusted for COD of Selected Project) | Differntial NPV $/MW | NPV of Transmission Avoided Costs for Selected Project
Area I Projects:
Amagansett Conversion 33 kV | 2030 |  |  | 0 | 0 | 0 | 0 | 0 | 0 | 0 | 0 | 0 | 0 | 0 | 0 | 0 | 0 | 0 | 0 | 0 | 0 | 0 | 0 | 0 | 0 | 0 | 0 | 0 | 0 | 0 | 0 | 0 | 0 | 0 | 0 | 0 | 0 | 0 | 0 | 0 | 0 | 0 | 0 | 0 | 0 | 0 | 0 | 0 | 0 | 0 | 0 | 0 |  |  | 0 |  | 0 | 0 | 0
East Hampton Conversion 33 kV | 2030 |  |  | 0 | 0 | 0 | 0 | 0 | 0 | 0 | 0 | 0 | 0 | 0 | 0 | 0 | 0 | 0 | 0 | 0 | 0 | 0 | 0 | 0 | 0 | 0 | 0 | 0 | 0 | 0 | 0 | 0 | 0 | 0 | 0 | 0 | 0 | 0 | 0 | 0 | 0 | 0 | 0 | 0 | 0 | 0 | 0 | 0 | 0 | 0 | 0 | 0 |  |  | 0 |  | 0 | 0 | 0
Buell Conversion 33 kV | 2030 |  |  | 0 | 0 | 0 | 0 | 0 | 0 | 0 | 0 | 0 | 0 | 0 | 0 | 0 | 0 | 0 | 0 | 0 | 0 | 0 | 0 | 0 | 0 | 0 | 0 | 0 | 0 | 0 | 0 | 0 | 0 | 0 | 0 | 0 | 0 | 0 | 0 | 0 | 0 | 0 | 0 | 0 | 0 | 0 | 0 | 0 | 0 | 0 | 0 | 0 |  |  | 0 |  | 0 | 0 | 0
Hither Hills Conversion to 33 kV | 2030 |  |  | 0 | 0 | 0 | 0 | 0 | 0 | 0 | 0 | 0 | 0 | 0 | 0 | 0 | 0 | 0 | 0 | 0 | 0 | 0 | 0 | 0 | 0 | 0 | 0 | 0 | 0 | 0 | 0 | 0 | 0 | 0 | 0 | 0 | 0 | 0 | 0 | 0 | 0 | 0 | 0 | 0 | 0 | 0 | 0 | 0 | 0 | 0 | 0 | 0 |  |  | 0 |  | 0 | 0 | 0
Culloden Pt Conversion to 33 kV | 2030 |  |  | 0 | 0 | 0 | 0 | 0 | 0 | 0 | 0 | 0 | 0 | 0 | 0 | 0 | 0 | 0 | 0 | 0 | 0 | 0 | 0 | 0 | 0 | 0 | 0 | 0 | 0 | 0 | 0 | 0 | 0 | 0 | 0 | 0 | 0 | 0 | 0 | 0 | 0 | 0 | 0 | 0 | 0 | 0 | 0 | 0 | 0 | 0 | 0 | 0 |  |  | 0 |  | 0 | 0 | 0
[59 empty] | 0 | =Area I Portion
Area II Projects: | [58 empty] | 0 | =Area I+II+III Portions
Riverhead Canal 2nd Line and Bank | 2026 |  |  | 0 | 0 | 0 | 0 | 18.2337 | 18.2337 | 18.2337 | 18.2337 | 18.2337 | 18.2337 | -3.5383 | -3.5383 | -3.5383 | -3.5383 | -3.5383 | -3.5383 | -3.5383 | -3.5383 | -3.5383 | -3.5383 | -3.5383 | -3.5383 | -3.5383 | -3.5383 | -3.5383 | -3.5383 | -3.5383 | -3.5383 | -3.5383 | -3.5383 | -3.5383 | -3.5383 | -3.5383 | -3.5383 | -3.5383 | -3.5383 | -3.5383 | -3.5383 | -3.5383 | -21.772 | -21.772 | -21.772 | -21.772 | -21.772 | -21.772 | 0 | 0 | 0 | 0 |  |  | 30.3588 |  | 30.3588 | 632475.0457 | 0
[59 empty] | 0 | =Area II Portion
Area III Projects: | [58 empty] | 0 | =Area II+III Portions
New Canal - Southampton Cable | 2023 |  |  | 0 | 4.5863 | 4.5863 | 4.5863 | 4.5863 | 4.5863 | 4.5863 | -0.88999 | -0.88999 | -0.88999 | -0.88999 | -0.88999 | -0.88999 | -0.88999 | -0.88999 | -0.88999 | -0.88999 | -0.88999 | -0.88999 | -0.88999 | -0.88999 | -0.88999 | -0.88999 | -0.88999 | -0.88999 | -0.88999 | -0.88999 | -0.88999 | -0.88999 | -0.88999 | -0.88999 | -0.88999 | -0.88999 | -0.88999 | -0.88999 | -0.88999 | -5.4763 | -5.4763 | -5.4763 | -5.4763 | -5.4763 | -5.4763 | 0 | 0 | 0 | 0 | 0 | 0 | 0 |  |  | 8.9667 |  | 0 | 0 | 0
Upgrade Wildwood - Riverhead to 138 kV | 2022 |  |  | 0 | 0.93922 | 0.93922 | 0.93922 | 0.93922 | 0.93922 | -0.14959 | -0.14959 | -0.14959 | -0.14959 | -0.14959 | -0.14959 | -0.14959 | -0.14959 | -0.14959 | -0.14959 | -0.14959 | -0.14959 | -0.14959 | -0.14959 | -0.14959 | -0.14959 | -0.14959 | -0.14959 | -0.14959 | -0.14959 | -0.14959 | -0.14959 | -0.14959 | -0.14959 | -0.14959 | -0.14959 | -0.14959 | -0.14959 | -0.14959 | -0.14959 | -1.0888 | -1.0888 | -1.0888 | -1.0888 | -1.0888 | 0 | 0 | 0 | 0 | 0 | 0 | 0 | 0 |  |  | 1.5483 |  | 0 | 0 | 0
Bridgehampton - Buell New 69 kV UG Cable | 2023 |  |  | 0 | 4.0496 | 4.0496 | 4.0496 | 4.0496 | 4.0496 | 4.0496 | -0.78584 | -0.78584 | -0.78584 | -0.78584 | -0.78584 | -0.78584 | -0.78584 | -0.78584 | -0.78584 | -0.78584 | -0.78584 | -0.78584 | -0.78584 | -0.78584 | -0.78584 | -0.78584 | -0.78584 | -0.78584 | -0.78584 | -0.78584 | -0.78584 | -0.78584 | -0.78584 | -0.78584 | -0.78584 | -0.78584 | -0.78584 | -0.78584 | -0.78584 | -4.8355 | -4.8355 | -4.8355 | -4.8355 | -4.8355 | -4.8355 | 0 | 0 | 0 | 0 | 0 | 0 | 0 |  |  | 7.9174 |  | 0 | 0 | 0
Canal - Wainscott New 138 kV UG Cable | 2028 |  |  | 0 | 0 | 0 | 0 | 0 | 0 | 38.957 | 38.957 | 38.957 | 38.957 | 38.957 | 38.957 | -7.5597 | -7.5597 | -7.5597 | -7.5597 | -7.5597 | -7.5597 | -7.5597 | -7.5597 | -7.5597 | -7.5597 | -7.5597 | -7.5597 | -7.5597 | -7.5597 | -7.5597 | -7.5597 | -7.5597 | -7.5597 | -7.5597 | -7.5597 | -7.5597 | -7.5597 | -7.5597 | -7.5597 | -7.5597 | -7.5597 | -7.5597 | -7.5597 | -7.5597 | -46.5167 | -46.5167 | -46.5167 | -46.5167 | -46.5167 | -46.5167 | 0 | 0 |  |  | 58.276 |  | 58.276 | 925015.732 | 0
[59 empty] | 0 | =Area III Portion
Total - Area 2 Proposal, $Millions (unadjusted) |  |  |  | 0 | 0 | 0 | 0 | 18.2337 | 18.2337 | 57.1907 | 57.1907 | 57.1907 | 57.1907 | 35.4187 | 35.4187 | -11.098 | -11.098 | -11.098 | -11.098 | -11.098 | -11.098 | -11.098 | -11.098 | -11.098 | -11.098 | -11.098 | -11.098 | -11.098 | -11.098 | -11.098 | -11.098 | -11.098 | -11.098 | -11.098 | -11.098 | -11.098 | -11.098 | -11.098 | -11.098 | -11.098 | -11.098 | -11.098 | -29.3317 | -29.3317 | -68.2887 | -68.2887 | -68.2887 | -68.2887 | -46.5167 | -46.5167 | 0 | 0 |  |  | 88.6348 |  |  | 1557490.7777 | 0
$/MW-yr |  |  |  | 0 | 0 | 0 | 0 | 379869.2372 | 379869.2372 | 998234.0488 | 998234.0488 | 998234.0488 | 998234.0488 | 544650.3137 | 544650.3137 | -193709.6096 | -193709.6096 | -193709.6096 | -193709.6096 | -193709.6096 | -193709.6096 | -193709.6096 | -193709.6096 | -193709.6096 | -193709.6096 | -193709.6096 | -193709.6096 | -193709.6096 | -193709.6096 | -193709.6096 | -193709.6096 | -193709.6096 | -193709.6096 | -193709.6096 | -193709.6096 | -193709.6096 | -193709.6096 | -193709.6096 | -193709.6096 | -193709.6096 | -193709.6096 | -193709.6096 | -573578.8469 | -573578.8469 | -1191943.6585 | -1191943.6585 | -1191943.6585 | -1191943.6585 | -738359.9234 | -738359.9234 | 0 | 0
$Millions (adjusted) |  |  |  | 0 | 0 | 0 | 0 | 0 | 0 | 0 | 0 | 0 | 0 | 0 | 0 | 0 | 0 | 0 | 0 | 0 | 0 | 0 | 0 | 0 | 0 | 0 | 0 | 0 | 0 | 0 | 0 | 0 | 0 | 0 | 0 | 0 | 0 | 0 | 0 | 0 | 0 | 0 | 0 | 0 | 0 | 0 | 0 | 0 | 0 | 0 | 0 | 0 |  |  | 0
Annual Avoided Costs for Deferrals - Area 3 Proposal: (see note*) | Deferral Year |  |  | 2016 | 2017 | 2018 | 2019 | 2020 | 2021 | 2022 | 2023 | 2024 | 2025 | 2026 | 2027 | 2028 | 2029 | 2030 | 2031 | 2032 | 2033 | 2034 | 2035 | 2036 | 2037 | 2038 | 2039 | 2040 | 2041 | 2042 | 2043 | 2044 | 2045 | 2046 | 2047 | 2048 | 2049 | 2050 | 2051 | 2052 | 2053 | 2054 | 2055 | 2056 | 2057 | 2058 | 2059 | 2060 | 2061 | 2062 | 2063 | 2064 |  |  | Differential NPV $M |  | Differential NPV $M (adjusted for COD of Selected Project) | Differntial NPV $/MW | NPV of Transmission Avoided Costs for Selected Project
Area I Projects:
Amagansett Conversion 33 kV | 2030 |  |  | 0 | 0 | 0 | 0 | 0 | 0 | 0 | 0 | 0 | 0 | 0 | 0 | 0 | 0 | 0 | 0 | 0 | 0 | 0 | 0 | 0 | 0 | 0 | 0 | 0 | 0 | 0 | 0 | 0 | 0 | 0 | 0 | 0 | 0 | 0 | 0 | 0 | 0 | 0 | 0 | 0 | 0 | 0 | 0 | 0 | 0 | 0 | 0 | 0 |  |  | 0 |  | 0 | 0 | 0
East Hampton Conversion 33 kV | 2030 |  |  | 0 | 0 | 0 | 0 | 0 | 0 | 0 | 0 | 0 | 0 | 0 | 0 | 0 | 0 | 0 | 0 | 0 | 0 | 0 | 0 | 0 | 0 | 0 | 0 | 0 | 0 | 0 | 0 | 0 | 0 | 0 | 0 | 0 | 0 | 0 | 0 | 0 | 0 | 0 | 0 | 0 | 0 | 0 | 0 | 0 | 0 | 0 | 0 | 0 |  |  | 0 |  | 0 | 0 | 0
Buell Conversion 33 kV | 2030 |  |  | 0 | 0 | 0 | 0 | 0 | 0 | 0 | 0 | 0 | 0 | 0 | 0 | 0 | 0 | 0 | 0 | 0 | 0 | 0 | 0 | 0 | 0 | 0 | 0 | 0 | 0 | 0 | 0 | 0 | 0 | 0 | 0 | 0 | 0 | 0 | 0 | 0 | 0 | 0 | 0 | 0 | 0 | 0 | 0 | 0 | 0 | 0 | 0 | 0 |  |  | 0 |  | 0 | 0 | 0
Hither Hills Conversion to 33 kV | 2030 |  |  | 0 | 0 | 0 | 0 | 0 | 0 | 0 | 0 | 0 | 0 | 0 | 0 | 0 | 0 | 0 | 0 | 0 | 0 | 0 | 0 | 0 | 0 | 0 | 0 | 0 | 0 | 0 | 0 | 0 | 0 | 0 | 0 | 0 | 0 | 0 | 0 | 0 | 0 | 0 | 0 | 0 | 0 | 0 | 0 | 0 | 0 | 0 | 0 | 0 |  |  | 0 |  | 0 | 0 | 0
Culloden Pt Conversion to 33 kV | 2030 |  |  | 0 | 0 | 0 | 0 | 0 | 0 | 0 | 0 | 0 | 0 | 0 | 0 | 0 | 0 | 0 | 0 | 0 | 0 | 0 | 0 | 0 | 0 | 0 | 0 | 0 | 0 | 0 | 0 | 0 | 0 | 0 | 0 | 0 | 0 | 0 | 0 | 0 | 0 | 0 | 0 | 0 | 0 | 0 | 0 | 0 | 0 | 0 | 0 | 0 |  |  | 0 |  | 0 | 0 | 0
[59 empty] | 0 | =Area I Portion
Area II Projects: | [58 empty] | 0 | =Area I+II+III Portions
Riverhead Canal 2nd Line and Bank | 2026 |  |  | 0 | 0 | 0 | 0 | 0 | 0 | 0 | 0 | 0 | 0 | 0 | 0 | 0 | 0 | 0 | 0 | 0 | 0 | 0 | 0 | 0 | 0 | 0 | 0 | 0 | 0 | 0 | 0 | 0 | 0 | 0 | 0 | 0 | 0 | 0 | 0 | 0 | 0 | 0 | 0 | 0 | 0 | 0 | 0 | 0 | 0 | 0 | 0 | 0 |  |  | 0 |  | 0 | 0 | 0
[59 empty] | 0 | =Area II Portion
Area III Projects: | [58 empty] | 0 | =Area II+III Portions
New Canal - Southampton Cable | 2023 |  |  | 0 | 4.5863 | 4.5863 | 4.5863 | 4.5863 | 4.5863 | 4.5863 | -0.88999 | -0.88999 | -0.88999 | -0.88999 | -0.88999 | -0.88999 | -0.88999 | -0.88999 | -0.88999 | -0.88999 | -0.88999 | -0.88999 | -0.88999 | -0.88999 | -0.88999 | -0.88999 | -0.88999 | -0.88999 | -0.88999 | -0.88999 | -0.88999 | -0.88999 | -0.88999 | -0.88999 | -0.88999 | -0.88999 | -0.88999 | -0.88999 | -0.88999 | -5.4763 | -5.4763 | -5.4763 | -5.4763 | -5.4763 | -5.4763 | 0 | 0 | 0 | 0 | 0 | 0 | 0 |  |  | 8.9667 |  | 0 | 0 | 0
Upgrade Wildwood - Riverhead to 138 kV | 2022 |  |  | 0 | 0.93922 | 0.93922 | 0.93922 | 0.93922 | 0.93922 | -0.14959 | -0.14959 | -0.14959 | -0.14959 | -0.14959 | -0.14959 | -0.14959 | -0.14959 | -0.14959 | -0.14959 | -0.14959 | -0.14959 | -0.14959 | -0.14959 | -0.14959 | -0.14959 | -0.14959 | -0.14959 | -0.14959 | -0.14959 | -0.14959 | -0.14959 | -0.14959 | -0.14959 | -0.14959 | -0.14959 | -0.14959 | -0.14959 | -0.14959 | -0.14959 | -1.0888 | -1.0888 | -1.0888 | -1.0888 | -1.0888 | 0 | 0 | 0 | 0 | 0 | 0 | 0 | 0 |  |  | 1.5483 |  | 0 | 0 | 0
Bridgehampton - Buell New 69 kV UG Cable | 2023 |  |  | 0 | 4.0496 | 4.0496 | 4.0496 | 4.0496 | 4.0496 | 4.0496 | -0.78584 | -0.78584 | -0.78584 | -0.78584 | -0.78584 | -0.78584 | -0.78584 | -0.78584 | -0.78584 | -0.78584 | -0.78584 | -0.78584 | -0.78584 | -0.78584 | -0.78584 | -0.78584 | -0.78584 | -0.78584 | -0.78584 | -0.78584 | -0.78584 | -0.78584 | -0.78584 | -0.78584 | -0.78584 | -0.78584 | -0.78584 | -0.78584 | -0.78584 | -4.8355 | -4.8355 | -4.8355 | -4.8355 | -4.8355 | -4.8355 | 0 | 0 | 0 | 0 | 0 | 0 | 0 |  |  | 7.9174 |  | 0 | 0 | 0
Canal - Wainscott New 138 kV UG Cable | 2028 |  |  | 0 | 0 | 0 | 0 | 0 | 0 | 38.957 | 38.957 | 38.957 | 38.957 | 38.957 | 38.957 | -7.5597 | -7.5597 | -7.5597 | -7.5597 | -7.5597 | -7.5597 | -7.5597 | -7.5597 | -7.5597 | -7.5597 | -7.5597 | -7.5597 | -7.5597 | -7.5597 | -7.5597 | -7.5597 | -7.5597 | -7.5597 | -7.5597 | -7.5597 | -7.5597 | -7.5597 | -7.5597 | -7.5597 | -7.5597 | -7.5597 | -7.5597 | -7.5597 | -7.5597 | -46.5167 | -46.5167 | -46.5167 | -46.5167 | -46.5167 | -46.5167 | 0 | 0 |  |  | 58.276 |  | 58.276 | 925015.732 | 0
[59 empty] | 0 | =Area III Portion
Total - Area 3 Proposal, $Millions (unadjusted) |  |  |  | 0 | 9.5752 | 9.5752 | 9.5752 | 9.5752 | 9.5752 | 47.4434 | 37.1316 | 37.1316 | 37.1316 | 37.1316 | 37.1316 | -9.3851 | -9.3851 | -9.3851 | -9.3851 | -9.3851 | -9.3851 | -9.3851 | -9.3851 | -9.3851 | -9.3851 | -9.3851 | -9.3851 | -9.3851 | -9.3851 | -9.3851 | -9.3851 | -9.3851 | -9.3851 | -9.3851 | -9.3851 | -9.3851 | -9.3851 | -9.3851 | -9.3851 | -18.9603 | -18.9603 | -18.9603 | -18.9603 | -18.9603 | -56.8285 | -46.5167 | -46.5167 | -46.5167 | -46.5167 | -46.5167 | 0 | 0 |  |  | 76.7083 |  |  | 925015.732 | 0
$/MW-yr |  |  |  | 0 | 0 | 0 | 0 | 0 | 0 | 618364.8116 | 618364.8116 | 618364.8116 | 618364.8116 | 618364.8116 | 618364.8116 | -119995.1118 | -119995.1118 | -119995.1118 | -119995.1118 | -119995.1118 | -119995.1118 | -119995.1118 | -119995.1118 | -119995.1118 | -119995.1118 | -119995.1118 | -119995.1118 | -119995.1118 | -119995.1118 | -119995.1118 | -119995.1118 | -119995.1118 | -119995.1118 | -119995.1118 | -119995.1118 | -119995.1118 | -119995.1118 | -119995.1118 | -119995.1118 | -119995.1118 | -119995.1118 | -119995.1118 | -119995.1118 | -119995.1118 | -738359.9234 | -738359.9234 | -738359.9234 | -738359.9234 | -738359.9234 | -738359.9234 | 0 | 0
$Millions (adjusted) |  |  |  | 0 | 0 | 0 | 0 | 0 | 0 | 0 | 0 | 0 | 0 | 0 | 0 | 0 | 0 | 0 | 0 | 0 | 0 | 0 | 0 | 0 | 0 | 0 | 0 | 0 | 0 | 0 | 0 | 0 | 0 | 0 | 0 | 0 | 0 | 0 | 0 | 0 | 0 | 0 | 0 | 0 | 0 | 0 | 0 | 0 | 0 | 0 | 0 | 0 |  |  | 0
Discount Factor (Relative to 1/1/2016) = |  |  |  | 0.94787 | 0.89845 | 0.85161 | 0.80722 | 0.76513 | 0.72525 | 0.68744 | 0.6516 | 0.61763 | 0.58543 | 0.55491 | 0.52598 | 0.49856 | 0.47257 | 0.44793 | 0.42458 | 0.40245 | 0.38147 | 0.36158 | 0.34273 | 0.32486 | 0.30793 | 0.29187 | 0.27666 | 0.26223 | 0.24856 | 0.2356 | 0.22332 | 0.21168 | 0.20064 | 0.19018 | 0.18027 | 0.17087 | 0.16196 | 0.15352 | 0.14552 | 0.13793 | 0.13074 | 0.12392 | 0.11746 | 0.11134 | 0.10554 | 0.10003 | 0.094818 | 0.089875 | 0.08519 | 0.080748 | 0.076539 | 0.072549
* Note: A positive (+) avoided cost in a given year represents a cost savings relative to not having a transmission project deferral.
Note on BF17: Todd Kantarek: Interconnection at Montauk 23kV. No loss factor.

## PhII (STM100)
Version |  | Based on PSEGLI file: "East End Utility 2_0_Economics_2014_10_13_r28_Sargent_Lundy.xlsx"
Annual Revenue Requirements (Millions of $s)
1) Reference (Transmission only) Case
Project | I/S Year | Investor | Capital (2015$s) | 2016 | 2017 | 2018 | 2019 | 2020 | 2021 | 2022 | 2023 | 2024 | 2025 | 2026 | 2027 | 2028 | 2029 | 2030 | 2031 | 2032 | 2033 | 2034 | 2035 | 2036 | 2037 | 2038 | 2039 | 2040 | 2041 | 2042 | 2043 | 2044 | 2045 | 2046 | 2047 | 2048 | 2049 | 2050 | 2051 | 2052 | 2053 | 2054 | 2055 | 2056 | 2057 | 2058 | 2059 | 2060 | 2061 | 2062 | 2063 | 2064 |  | NPV |  | Proposal Number = | STM100
Transmission Reinforcement I | 2017 | PSEGLI | 93.4 | 0 | 11.3926 | 11.3926 | 11.3926 | 11.3926 | 11.3926 | 11.3926 | 11.3926 | 11.3926 | 11.3926 | 11.3926 | 11.3926 | 11.3926 | 11.3926 | 11.3926 | 11.3926 | 11.3926 | 11.3926 | 11.3926 | 11.3926 | 11.3926 | 11.3926 | 11.3926 | 11.3926 | 11.3926 | 11.3926 | 11.3926 | 11.3926 | 11.3926 | 11.3926 | 11.3926 | 11.3926 | 11.3926 | 11.3926 | 11.3926 | 11.3926 | [13 empty] | 35 | 166.1982 |  | Proposer Name = | Stem, Inc.
Transmission Reinforcement II | 2018 | PSEGLI | 4.8 | 0 | 0 | 0.60305 | 0.60305 | 0.60305 | 0.60305 | 0.60305 | 0.60305 | 0.60305 | 0.60305 | 0.60305 | 0.60305 | 0.60305 | 0.60305 | 0.60305 | 0.60305 | 0.60305 | 0.60305 | 0.60305 | 0.60305 | 0.60305 | 0.60305 | 0.60305 | 0.60305 | 0.60305 | 0.60305 | 0.60305 | 0.60305 | 0.60305 | 0.60305 | 0.60305 | 0.60305 | 0.60305 | 0.60305 | 0.60305 | 0.60305 | 0.60305 | [12 empty] | 35 | 8.3388 |  | Proposal/Project = | Energy Storage
Transmission Reinforcement III | 2019 | PSEGLI | 2.8 | 0 | 0 | 0 | 0.36233 | 0.36233 | 0.36233 | 0.36233 | 0.36233 | 0.36233 | 0.36233 | 0.36233 | 0.36233 | 0.36233 | 0.36233 | 0.36233 | 0.36233 | 0.36233 | 0.36233 | 0.36233 | 0.36233 | 0.36233 | 0.36233 | 0.36233 | 0.36233 | 0.36233 | 0.36233 | 0.36233 | 0.36233 | 0.36233 | 0.36233 | 0.36233 | 0.36233 | 0.36233 | 0.36233 | 0.36233 | 0.36233 | 0.36233 | 0.36233 | [11 empty] | 35 | 4.7491 |  | Option Number = | 1
Transmission Reinforcement IV | 2020 | PSEGLI | 136.8 | 0 | 0 | 0 | 0 | 18.2337 | 18.2337 | 18.2337 | 18.2337 | 18.2337 | 18.2337 | 18.2337 | 18.2337 | 18.2337 | 18.2337 | 18.2337 | 18.2337 | 18.2337 | 18.2337 | 18.2337 | 18.2337 | 18.2337 | 18.2337 | 18.2337 | 18.2337 | 18.2337 | 18.2337 | 18.2337 | 18.2337 | 18.2337 | 18.2337 | 18.2337 | 18.2337 | 18.2337 | 18.2337 | 18.2337 | 18.2337 | 18.2337 | 18.2337 | 18.2337 | [10 empty] | 35 | 226.5269 |  | Location = | All (partially specified)
Transmission Reinforcement V | 2022 | PSEGLI | 275.5 | 0 | 0 | 0 | 0 | 0 | 0 | 38.957 | 38.957 | 38.957 | 38.957 | 38.957 | 38.957 | 38.957 | 38.957 | 38.957 | 38.957 | 38.957 | 38.957 | 38.957 | 38.957 | 38.957 | 38.957 | 38.957 | 38.957 | 38.957 | 38.957 | 38.957 | 38.957 | 38.957 | 38.957 | 38.957 | 38.957 | 38.957 | 38.957 | 38.957 | 38.957 | 38.957 | 38.957 | 38.957 | 38.957 | 38.957 | [8 empty] | 35 | 434.8353 |  | Technology = | Energy Storage (Battery)
[56 empty] | Interconnection Points = | Behind the Meter
Total |  |  | 513.3 | 0 | 11.3926 | 11.9957 | 12.358 | 30.5918 | 30.5918 | 69.5487 | 69.5487 | 69.5487 | 69.5487 | 69.5487 | 69.5487 | 69.5487 | 69.5487 | 69.5487 | 69.5487 | 69.5487 | 69.5487 | 69.5487 | 69.5487 | 69.5487 | 69.5487 | 69.5487 | 69.5487 | 69.5487 | 69.5487 | 69.5487 | 69.5487 | 69.5487 | 69.5487 | 69.5487 | 69.5487 | 69.5487 | 69.5487 | 69.5487 | 69.5487 | 58.1561 | 57.553 | 57.1907 | 38.957 | 38.957 | 0 | 0 | 0 | 0 | 0 | 0 | 0 | 0 |  | 840.6482 |  | Loss Factor = | 1.067
2016 NPV @ 5.5%, thru 2035 |  |  |  | 2016: 559.7216
2016 NPV @ 5.5%, thru 2056 |  |  |  | 2016: 840.6482 |  |  |  | MW Required by 2022 (cap) = | 15 | 33 | 15 | Output: NPV of Transmission Avoided Costs for Selected Project (see note*)
[57 empty] | Selected Project Inputs - Area 1 Portion | Selected Project Inputs - Area 2 Portion | Selected Project Inputs - Area 3 Portion | Area 1 | Area 2 | Area 3 | Total | check
[56 empty] | Project kW = | 533.5 | 533.5 | 2134
[55 empty] | Capped kW = | 3201 | 533.5 | 533.5 | 2134
[56 empty] | Project Area (1, 2, or 3) = | 1 | 2 | 3
[56 empty] | Proportion of Peak Hours Covered = | 100% | 100% | 100%
[55 empty] | Project COD = | 2018
[55 empty] | Effective kW = | 3201 |  |  |  | 944255.4146 | 830921.3299 | 1973983.5721 | 3749160.3166
[60 empty] | check | check | check
| I/S Year |  | Capital (2015$s) | 2016 | 2017 | 2018 | 2019 | 2020 | 2021 | 2022 | 2023 | 2024 | 2025 | 2026 | 2027 | 2028 | 2029 | 2030 | 2031 | 2032 | 2033 | 2034 | 2035 | 2036 | 2037 | 2038 | 2039 | 2040 | 2041 | 2042 | 2043 | 2044 | 2045 | 2046 | 2047 | 2048 | 2049 | 2050 | 2051 | 2052 | 2053 | 2054 | 2055 | 2056 | 2057 | 2058 | 2059 | 2060 | 2061 | 2062 | 2063 | 2064 |  | MW Required by 2022 | NPV Base $M | Differential NPV $M | Differential NPV $M (adjusted for COD of Selected Project) | Differntial NPV $/MW | NPV of Transmission Avoided Costs for Selected Project
Area I Projects: | [53 empty] | 15
Amagansett Conversion 33 kV | 2017 |  | 8 | 0 | 0.97582 | 0.97582 | 0.97582 | 0.97582 | 0.97582 | 0.97582 | 0.97582 | 0.97582 | 0.97582 | 0.97582 | 0.97582 | 0.97582 | 0.97582 | 0.97582 | 0.97582 | 0.97582 | 0.97582 | 0.97582 | 0.97582 | 0.97582 | 0.97582 | 0.97582 | 0.97582 | 0.97582 | 0.97582 | 0.97582 | 0.97582 | 0.97582 | 0.97582 | 0.97582 | 0.97582 | 0.97582 | 0.97582 | 0.97582 | 0.97582 | [13 empty] | 35 |  | 14.2354
East Hampton Conversion 33 kV | 2017 |  | 3.2 | 0 | 0.39033 | 0.39033 | 0.39033 | 0.39033 | 0.39033 | 0.39033 | 0.39033 | 0.39033 | 0.39033 | 0.39033 | 0.39033 | 0.39033 | 0.39033 | 0.39033 | 0.39033 | 0.39033 | 0.39033 | 0.39033 | 0.39033 | 0.39033 | 0.39033 | 0.39033 | 0.39033 | 0.39033 | 0.39033 | 0.39033 | 0.39033 | 0.39033 | 0.39033 | 0.39033 | 0.39033 | 0.39033 | 0.39033 | 0.39033 | 0.39033 | [13 empty] | 35 |  | 5.6942
Buell Conversion 33 kV | 2017 |  | 3.7 | 0 | 0.45131 | 0.45131 | 0.45131 | 0.45131 | 0.45131 | 0.45131 | 0.45131 | 0.45131 | 0.45131 | 0.45131 | 0.45131 | 0.45131 | 0.45131 | 0.45131 | 0.45131 | 0.45131 | 0.45131 | 0.45131 | 0.45131 | 0.45131 | 0.45131 | 0.45131 | 0.45131 | 0.45131 | 0.45131 | 0.45131 | 0.45131 | 0.45131 | 0.45131 | 0.45131 | 0.45131 | 0.45131 | 0.45131 | 0.45131 | 0.45131 | [13 empty] | 35 |  | 6.5839
Hither Hills Conversion to 33 kV | 2018 |  | 4.8 | 0 | 0 | 0.60305 | 0.60305 | 0.60305 | 0.60305 | 0.60305 | 0.60305 | 0.60305 | 0.60305 | 0.60305 | 0.60305 | 0.60305 | 0.60305 | 0.60305 | 0.60305 | 0.60305 | 0.60305 | 0.60305 | 0.60305 | 0.60305 | 0.60305 | 0.60305 | 0.60305 | 0.60305 | 0.60305 | 0.60305 | 0.60305 | 0.60305 | 0.60305 | 0.60305 | 0.60305 | 0.60305 | 0.60305 | 0.60305 | 0.60305 | 0.60305 | [12 empty] | 35 |  | 8.3388
Culloden Pt Conversion to 33 kV | 2019 |  | 2.8 | 0 | 0 | 0 | 0.36233 | 0.36233 | 0.36233 | 0.36233 | 0.36233 | 0.36233 | 0.36233 | 0.36233 | 0.36233 | 0.36233 | 0.36233 | 0.36233 | 0.36233 | 0.36233 | 0.36233 | 0.36233 | 0.36233 | 0.36233 | 0.36233 | 0.36233 | 0.36233 | 0.36233 | 0.36233 | 0.36233 | 0.36233 | 0.36233 | 0.36233 | 0.36233 | 0.36233 | 0.36233 | 0.36233 | 0.36233 | 0.36233 | 0.36233 | 0.36233 | [11 empty] | 35 |  | 4.7491
No Deferral |  |  | 22.5 |  | 1.8175 | 2.4205 | 2.7828 | 2.7828 | 2.7828 | 2.7828 | 2.7828 | 2.7828 | 2.7828 | 2.7828 | 2.7828 | 2.7828 | 2.7828 | 2.7828 | 2.7828 | 2.7828 | 2.7828 | 2.7828 | 2.7828 | 2.7828 | 2.7828 | 2.7828 | 2.7828 | 2.7828 | 2.7828 | 2.7828 | 2.7828 | 2.7828 | 2.7828 | 2.7828 | 2.7828 | 2.7828 | 2.7828 | 2.7828 | 2.7828 | 0.96539 | 0.36233 | 0 | 0 | 0 | [10 empty] | 39.6013
Amagansett Conversion 33 kV | 2030 |  | 8 | [14 empty] | 1.433 | 1.433 | 1.433 | 1.433 | 1.433 | 1.433 | 1.433 | 1.433 | 1.433 | 1.433 | 1.433 | 1.433 | 1.433 | 1.433 | 1.433 | 1.433 | 1.433 | 1.433 | 1.433 | 1.433 | 1.433 | 1.433 | 1.433 | 1.433 | 1.433 | 1.433 | 1.433 | 1.433 | 1.433 | 1.433 | 1.433 | 1.433 | 1.433 | 1.433 | 1.433 | 35 |  | 10.4225 | 3.8129 | 0 | 0 | 0
East Hampton Conversion 33 kV | 2030 |  | 3.2 | [14 empty] | 0.57321 | 0.57321 | 0.57321 | 0.57321 | 0.57321 | 0.57321 | 0.57321 | 0.57321 | 0.57321 | 0.57321 | 0.57321 | 0.57321 | 0.57321 | 0.57321 | 0.57321 | 0.57321 | 0.57321 | 0.57321 | 0.57321 | 0.57321 | 0.57321 | 0.57321 | 0.57321 | 0.57321 | 0.57321 | 0.57321 | 0.57321 | 0.57321 | 0.57321 | 0.57321 | 0.57321 | 0.57321 | 0.57321 | 0.57321 | 0.57321 | 35 |  | 4.169 | 1.5252 | 0 | 0 | 0
Buell Conversion 33 kV | 2030 |  | 3.7 | [14 empty] | 0.66277 | 0.66277 | 0.66277 | 0.66277 | 0.66277 | 0.66277 | 0.66277 | 0.66277 | 0.66277 | 0.66277 | 0.66277 | 0.66277 | 0.66277 | 0.66277 | 0.66277 | 0.66277 | 0.66277 | 0.66277 | 0.66277 | 0.66277 | 0.66277 | 0.66277 | 0.66277 | 0.66277 | 0.66277 | 0.66277 | 0.66277 | 0.66277 | 0.66277 | 0.66277 | 0.66277 | 0.66277 | 0.66277 | 0.66277 | 0.66277 | 35 |  | 4.8204 | 1.7635 | 0 | 0 | 0
Hither Hills Conversion to 33 kV | 2030 |  | 4.8 | [14 empty] | 0.85981 | 0.85981 | 0.85981 | 0.85981 | 0.85981 | 0.85981 | 0.85981 | 0.85981 | 0.85981 | 0.85981 | 0.85981 | 0.85981 | 0.85981 | 0.85981 | 0.85981 | 0.85981 | 0.85981 | 0.85981 | 0.85981 | 0.85981 | 0.85981 | 0.85981 | 0.85981 | 0.85981 | 0.85981 | 0.85981 | 0.85981 | 0.85981 | 0.85981 | 0.85981 | 0.85981 | 0.85981 | 0.85981 | 0.85981 | 0.85981 | 35 |  | 6.2535 | 2.0853 | 2.0853 | 139022.8879 | 445012.2643
Culloden Pt Conversion to 33 kV | 2030 |  | 2.8 | [14 empty] | 0.50156 | 0.50156 | 0.50156 | 0.50156 | 0.50156 | 0.50156 | 0.50156 | 0.50156 | 0.50156 | 0.50156 | 0.50156 | 0.50156 | 0.50156 | 0.50156 | 0.50156 | 0.50156 | 0.50156 | 0.50156 | 0.50156 | 0.50156 | 0.50156 | 0.50156 | 0.50156 | 0.50156 | 0.50156 | 0.50156 | 0.50156 | 0.50156 | 0.50156 | 0.50156 | 0.50156 | 0.50156 | 0.50156 | 0.50156 | 0.50156 | 35 |  | 3.6479 | 1.1012 | 1.1012 | 73412.135 | 234992.2441
Deferral to Indicated Year |  |  | 22.5 | [6 empty] | 0 | 0 | 0 | 0 | 0 | 0 | 0 | 0 | 4.0304 | 4.0304 | 4.0304 | 4.0304 | 4.0304 | 4.0304 | 4.0304 | 4.0304 | 4.0304 | 4.0304 | 4.0304 | 4.0304 | 4.0304 | 4.0304 | 4.0304 | 4.0304 | 4.0304 | 4.0304 | 4.0304 | 4.0304 | 4.0304 | 4.0304 | 4.0304 | 4.0304 | 4.0304 | 4.0304 | 4.0304 | 4.0304 | 4.0304 | 4.0304 | 4.0304 | 4.0304 | 4.0304 | 4.0304 | 4.0304 | 35 |  | 29.3132 | 10.2881 | 3.1865 | 212435.0229 | 680004.5084 | =Area I Portion
[59 empty] | 5665532.4878 | =Area I+II+III Portions
Annual Avoided Costs for Deferral to Indicated Year:
Amagansett Conversion 33 kV | 2030 |  |  | 0 | 0.97582 | 0.97582 | 0.97582 | 0.97582 | 0.97582 | 0.97582 | 0.97582 | 0.97582 | 0.97582 | 0.97582 | 0.97582 | 0.97582 | 0.97582 | -0.4572 | -0.4572 | -0.4572 | -0.4572 | -0.4572 | -0.4572 | -0.4572 | -0.4572 | -0.4572 | -0.4572 | -0.4572 | -0.4572 | -0.4572 | -0.4572 | -0.4572 | -0.4572 | -0.4572 | -0.4572 | -0.4572 | -0.4572 | -0.4572 | -0.4572 | -1.433 | -1.433 | -1.433 | -1.433 | -1.433 | -1.433 | -1.433 | -1.433 | -1.433 | -1.433 | -1.433 | -1.433 | -1.433 | 35 |  |  | 3.8129
East Hampton Conversion 33 kV | 2030 |  |  | 0 | 0.39033 | 0.39033 | 0.39033 | 0.39033 | 0.39033 | 0.39033 | 0.39033 | 0.39033 | 0.39033 | 0.39033 | 0.39033 | 0.39033 | 0.39033 | -0.18288 | -0.18288 | -0.18288 | -0.18288 | -0.18288 | -0.18288 | -0.18288 | -0.18288 | -0.18288 | -0.18288 | -0.18288 | -0.18288 | -0.18288 | -0.18288 | -0.18288 | -0.18288 | -0.18288 | -0.18288 | -0.18288 | -0.18288 | -0.18288 | -0.18288 | -0.57321 | -0.57321 | -0.57321 | -0.57321 | -0.57321 | -0.57321 | -0.57321 | -0.57321 | -0.57321 | -0.57321 | -0.57321 | -0.57321 | -0.57321 | 35 |  |  | 1.5252
Buell Conversion 33 kV | 2030 |  |  | 0 | 0.45131 | 0.45131 | 0.45131 | 0.45131 | 0.45131 | 0.45131 | 0.45131 | 0.45131 | 0.45131 | 0.45131 | 0.45131 | 0.45131 | 0.45131 | -0.21146 | -0.21146 | -0.21146 | -0.21146 | -0.21146 | -0.21146 | -0.21146 | -0.21146 | -0.21146 | -0.21146 | -0.21146 | -0.21146 | -0.21146 | -0.21146 | -0.21146 | -0.21146 | -0.21146 | -0.21146 | -0.21146 | -0.21146 | -0.21146 | -0.21146 | -0.66277 | -0.66277 | -0.66277 | -0.66277 | -0.66277 | -0.66277 | -0.66277 | -0.66277 | -0.66277 | -0.66277 | -0.66277 | -0.66277 | -0.66277 | 35 |  |  | 1.7635
Hither Hills Conversion to 33 kV | 2030 |  |  | 0 | 0 | 0.60305 | 0.60305 | 0.60305 | 0.60305 | 0.60305 | 0.60305 | 0.60305 | 0.60305 | 0.60305 | 0.60305 | 0.60305 | 0.60305 | -0.25676 | -0.25676 | -0.25676 | -0.25676 | -0.25676 | -0.25676 | -0.25676 | -0.25676 | -0.25676 | -0.25676 | -0.25676 | -0.25676 | -0.25676 | -0.25676 | -0.25676 | -0.25676 | -0.25676 | -0.25676 | -0.25676 | -0.25676 | -0.25676 | -0.25676 | -0.25676 | -0.85981 | -0.85981 | -0.85981 | -0.85981 | -0.85981 | -0.85981 | -0.85981 | -0.85981 | -0.85981 | -0.85981 | -0.85981 | -0.85981 | 35 |  |  | 2.0853
Culloden Pt Conversion to 33 kV | 2030 |  |  | 0 | 0 | 0 | 0.36233 | 0.36233 | 0.36233 | 0.36233 | 0.36233 | 0.36233 | 0.36233 | 0.36233 | 0.36233 | 0.36233 | 0.36233 | -0.13922 | -0.13922 | -0.13922 | -0.13922 | -0.13922 | -0.13922 | -0.13922 | -0.13922 | -0.13922 | -0.13922 | -0.13922 | -0.13922 | -0.13922 | -0.13922 | -0.13922 | -0.13922 | -0.13922 | -0.13922 | -0.13922 | -0.13922 | -0.13922 | -0.13922 | -0.13922 | -0.13922 | -0.50156 | -0.50156 | -0.50156 | -0.50156 | -0.50156 | -0.50156 | -0.50156 | -0.50156 | -0.50156 | -0.50156 | -0.50156 | 35 |  |  | 1.1012
Area II Projects: | [53 empty] | 33
Riverhead Canal 2nd Line and Bank | 2020 |  | 136.8 | 0 | 0 | 0 | 0 | 18.2337 | 18.2337 | 18.2337 | 18.2337 | 18.2337 | 18.2337 | 18.2337 | 18.2337 | 18.2337 | 18.2337 | 18.2337 | 18.2337 | 18.2337 | 18.2337 | 18.2337 | 18.2337 | 18.2337 | 18.2337 | 18.2337 | 18.2337 | 18.2337 | 18.2337 | 18.2337 | 18.2337 | 18.2337 | 18.2337 | 18.2337 | 18.2337 | 18.2337 | 18.2337 | 18.2337 | 18.2337 | 18.2337 | 18.2337 | 18.2337 | [10 empty] | 35 |  | 226.5269
No Deferral |  |  | 136.8 |  | 0 | 0 | 0 | 18.2337 | 18.2337 | 18.2337 | 18.2337 | 18.2337 | 18.2337 | 18.2337 | 18.2337 | 18.2337 | 18.2337 | 18.2337 | 18.2337 | 18.2337 | 18.2337 | 18.2337 | 18.2337 | 18.2337 | 18.2337 | 18.2337 | 18.2337 | 18.2337 | 18.2337 | 18.2337 | 18.2337 | 18.2337 | 18.2337 | 18.2337 | 18.2337 | 18.2337 | 18.2337 | 18.2337 | 18.2337 | 18.2337 | 18.2337 | 18.2337 | [10 empty] | 35 |  | 226.5269
Riverhead Canal 2nd Line and Bank | 2026 |  | 136.8 | [10 empty] | 21.772 | 21.772 | 21.772 | 21.772 | 21.772 | 21.772 | 21.772 | 21.772 | 21.772 | 21.772 | 21.772 | 21.772 | 21.772 | 21.772 | 21.772 | 21.772 | 21.772 | 21.772 | 21.772 | 21.772 | 21.772 | 21.772 | 21.772 | 21.772 | 21.772 | 21.772 | 21.772 | 21.772 | 21.772 | 21.772 | 21.772 | 21.772 | 21.772 | 21.772 | 21.772 |  |  |  |  | 35 |  | 196.1681 | 30.3588 | 30.3588 | 632475.0457 | 2024552.6213
Deferral to Indicated Year |  |  | 136.8 | [6 empty] | 0 | 0 | 0 | 0 | 21.772 | 21.772 | 21.772 | 21.772 | 21.772 | 21.772 | 21.772 | 21.772 | 21.772 | 21.772 | 21.772 | 21.772 | 21.772 | 21.772 | 21.772 | 21.772 | 21.772 | 21.772 | 21.772 | 21.772 | 21.772 | 21.772 | 21.772 | 21.772 | 21.772 | 21.772 | 21.772 | 21.772 | 21.772 | 21.772 | 21.772 | 21.772 | 21.772 | 21.772 | 21.772 |  |  |  |  | 35 |  | 196.1681 | 30.3588 | 30.3588 | 632475.0457 | 2024552.6213 | =Area II Portion
[59 empty] | 4985527.9794 | =Area II+III Portions
Annual Avoided Costs for Deferral to Indicated Year:
Riverhead Canal 2nd Line and Bank | 2026 |  |  | 0 | 0 | 0 | 0 | 18.2337 | 18.2337 | 18.2337 | 18.2337 | 18.2337 | 18.2337 | -3.5383 | -3.5383 | -3.5383 | -3.5383 | -3.5383 | -3.5383 | -3.5383 | -3.5383 | -3.5383 | -3.5383 | -3.5383 | -3.5383 | -3.5383 | -3.5383 | -3.5383 | -3.5383 | -3.5383 | -3.5383 | -3.5383 | -3.5383 | -3.5383 | -3.5383 | -3.5383 | -3.5383 | -3.5383 | -3.5383 | -3.5383 | -3.5383 | -3.5383 | -21.772 | -21.772 | -21.772 | -21.772 | -21.772 | -21.772 |  |  |  |  | 35 |  |  | 30.3588
0
Area III Projects: | [52 empty] | 0 | 15
New Canal - Southampton Cable | 2017 |  | 37.6 | 0 | 4.5863 | 4.5863 | 4.5863 | 4.5863 | 4.5863 | 4.5863 | 4.5863 | 4.5863 | 4.5863 | 4.5863 | 4.5863 | 4.5863 | 4.5863 | 4.5863 | 4.5863 | 4.5863 | 4.5863 | 4.5863 | 4.5863 | 4.5863 | 4.5863 | 4.5863 | 4.5863 | 4.5863 | 4.5863 | 4.5863 | 4.5863 | 4.5863 | 4.5863 | 4.5863 | 4.5863 | 4.5863 | 4.5863 | 4.5863 | 4.5863 | [13 empty] | 35 |  | 66.9063
Upgrade Wildwood - Riverhead to 138 kV | 2017 |  | 7.7 | 0 | 0.93922 | 0.93922 | 0.93922 | 0.93922 | 0.93922 | 0.93922 | 0.93922 | 0.93922 | 0.93922 | 0.93922 | 0.93922 | 0.93922 | 0.93922 | 0.93922 | 0.93922 | 0.93922 | 0.93922 | 0.93922 | 0.93922 | 0.93922 | 0.93922 | 0.93922 | 0.93922 | 0.93922 | 0.93922 | 0.93922 | 0.93922 | 0.93922 | 0.93922 | 0.93922 | 0.93922 | 0.93922 | 0.93922 | 0.93922 | 0.93922 | [13 empty] | 35 |  | 13.7016
Bridgehampton - Buell New 69 kV UG Cable | 2017 |  | 33.2 | 0 | 4.0496 | 4.0496 | 4.0496 | 4.0496 | 4.0496 | 4.0496 | 4.0496 | 4.0496 | 4.0496 | 4.0496 | 4.0496 | 4.0496 | 4.0496 | 4.0496 | 4.0496 | 4.0496 | 4.0496 | 4.0496 | 4.0496 | 4.0496 | 4.0496 | 4.0496 | 4.0496 | 4.0496 | 4.0496 | 4.0496 | 4.0496 | 4.0496 | 4.0496 | 4.0496 | 4.0496 | 4.0496 | 4.0496 | 4.0496 | 4.0496 | [13 empty] | 35 |  | 59.0769
Canal - Wainscott New 138 kV UG Cable | 2022 |  | 275.5 | 0 | 0 | 0 | 0 | 0 | 0 | 38.957 | 38.957 | 38.957 | 38.957 | 38.957 | 38.957 | 38.957 | 38.957 | 38.957 | 38.957 | 38.957 | 38.957 | 38.957 | 38.957 | 38.957 | 38.957 | 38.957 | 38.957 | 38.957 | 38.957 | 38.957 | 38.957 | 38.957 | 38.957 | 38.957 | 38.957 | 38.957 | 38.957 | 38.957 | 38.957 | 38.957 | 38.957 | 38.957 | 38.957 | 38.957 | [8 empty] | 35 |  | 434.8353
No Deferral |  |  | 354 |  | 9.5752 | 9.5752 | 9.5752 | 9.5752 | 9.5752 | 48.5322 | 48.5322 | 48.5322 | 48.5322 | 48.5322 | 48.5322 | 48.5322 | 48.5322 | 48.5322 | 48.5322 | 48.5322 | 48.5322 | 48.5322 | 48.5322 | 48.5322 | 48.5322 | 48.5322 | 48.5322 | 48.5322 | 48.5322 | 48.5322 | 48.5322 | 48.5322 | 48.5322 | 48.5322 | 48.5322 | 48.5322 | 48.5322 | 48.5322 | 48.5322 | 38.957 | 38.957 | 38.957 | 38.957 | 38.957 | [10 empty] | 574.52
New Canal - Southampton Cable | 2023 |  | 37.6 | [7 empty] | 5.4763 | 5.4763 | 5.4763 | 5.4763 | 5.4763 | 5.4763 | 5.4763 | 5.4763 | 5.4763 | 5.4763 | 5.4763 | 5.4763 | 5.4763 | 5.4763 | 5.4763 | 5.4763 | 5.4763 | 5.4763 | 5.4763 | 5.4763 | 5.4763 | 5.4763 | 5.4763 | 5.4763 | 5.4763 | 5.4763 | 5.4763 | 5.4763 | 5.4763 | 5.4763 | 5.4763 | 5.4763 | 5.4763 | 5.4763 | 5.4763 | [7 empty] | 35 |  | 57.9396 | 8.9667 | 0 | 0 | 0
Upgrade Wildwood - Riverhead to 138 kV | 2022 |  | 7.7 | [6 empty] | 1.0888 | 1.0888 | 1.0888 | 1.0888 | 1.0888 | 1.0888 | 1.0888 | 1.0888 | 1.0888 | 1.0888 | 1.0888 | 1.0888 | 1.0888 | 1.0888 | 1.0888 | 1.0888 | 1.0888 | 1.0888 | 1.0888 | 1.0888 | 1.0888 | 1.0888 | 1.0888 | 1.0888 | 1.0888 | 1.0888 | 1.0888 | 1.0888 | 1.0888 | 1.0888 | 1.0888 | 1.0888 | 1.0888 | 1.0888 | 1.0888 | [8 empty] | 35 |  | 12.1533 | 1.5483 | 0 | 0 | 0
Bridgehampton - Buell New 69 kV UG Cable | 2023 |  | 33.2 | [7 empty] | 4.8355 | 4.8355 | 4.8355 | 4.8355 | 4.8355 | 4.8355 | 4.8355 | 4.8355 | 4.8355 | 4.8355 | 4.8355 | 4.8355 | 4.8355 | 4.8355 | 4.8355 | 4.8355 | 4.8355 | 4.8355 | 4.8355 | 4.8355 | 4.8355 | 4.8355 | 4.8355 | 4.8355 | 4.8355 | 4.8355 | 4.8355 | 4.8355 | 4.8355 | 4.8355 | 4.8355 | 4.8355 | 4.8355 | 4.8355 | 4.8355 | [7 empty] | 35 |  | 51.1595 | 7.9174 | 0 | 0 | 0
Canal - Wainscott New 138 kV UG Cable | 2028 |  | 275.5 | [12 empty] | 46.5167 | 46.5167 | 46.5167 | 46.5167 | 46.5167 | 46.5167 | 46.5167 | 46.5167 | 46.5167 | 46.5167 | 46.5167 | 46.5167 | 46.5167 | 46.5167 | 46.5167 | 46.5167 | 46.5167 | 46.5167 | 46.5167 | 46.5167 | 46.5167 | 46.5167 | 46.5167 | 46.5167 | 46.5167 | 46.5167 | 46.5167 | 46.5167 | 46.5167 | 46.5167 | 46.5167 | 46.5167 | 46.5167 | 46.5167 | 46.5167 |  |  | 35 |  | 376.5593 | 58.276 | 58.276 | 925015.732 | 2960975.3581
Deferral to Indicated Year |  |  | 354 | [6 empty] | 1.0888 | 11.4006 | 11.4006 | 11.4006 | 11.4006 | 11.4006 | 57.9173 | 57.9173 | 57.9173 | 57.9173 | 57.9173 | 57.9173 | 57.9173 | 57.9173 | 57.9173 | 57.9173 | 57.9173 | 57.9173 | 57.9173 | 57.9173 | 57.9173 | 57.9173 | 57.9173 | 57.9173 | 57.9173 | 57.9173 | 57.9173 | 57.9173 | 57.9173 | 57.9173 | 57.9173 | 57.9173 | 57.9173 | 57.9173 | 57.9173 | 56.8285 | 46.5167 | 46.5167 | 46.5167 | 46.5167 | 46.5167 |  |  | 41 |  | 497.8117 | 76.7083 | 58.276 | 925015.732 | 2960975.3581 | =Area III Portion
[59 empty] | 2960975.3581 | =Area III Portion
Annual Avoided Costs for Deferral to Indicated Year:
New Canal - Southampton Cable | 2023 |  |  | 0 | 4.5863 | 4.5863 | 4.5863 | 4.5863 | 4.5863 | 4.5863 | -0.88999 | -0.88999 | -0.88999 | -0.88999 | -0.88999 | -0.88999 | -0.88999 | -0.88999 | -0.88999 | -0.88999 | -0.88999 | -0.88999 | -0.88999 | -0.88999 | -0.88999 | -0.88999 | -0.88999 | -0.88999 | -0.88999 | -0.88999 | -0.88999 | -0.88999 | -0.88999 | -0.88999 | -0.88999 | -0.88999 | -0.88999 | -0.88999 | -0.88999 | -5.4763 | -5.4763 | -5.4763 | -5.4763 | -5.4763 | -5.4763 | 0 | 0 | 0 | 0 | 0 |  |  | 35 |  |  | 8.9667
Upgrade Wildwood - Riverhead to 138 kV | 2022 |  |  | 0 | 0.93922 | 0.93922 | 0.93922 | 0.93922 | 0.93922 | -0.14959 | -0.14959 | -0.14959 | -0.14959 | -0.14959 | -0.14959 | -0.14959 | -0.14959 | -0.14959 | -0.14959 | -0.14959 | -0.14959 | -0.14959 | -0.14959 | -0.14959 | -0.14959 | -0.14959 | -0.14959 | -0.14959 | -0.14959 | -0.14959 | -0.14959 | -0.14959 | -0.14959 | -0.14959 | -0.14959 | -0.14959 | -0.14959 | -0.14959 | -0.14959 | -1.0888 | -1.0888 | -1.0888 | -1.0888 | -1.0888 | 0 | 0 | 0 | 0 | 0 | 0 |  |  | 35 |  |  | 1.5483
Bridgehampton - Buell New 69 kV UG Cable | 2023 |  |  | 0 | 4.0496 | 4.0496 | 4.0496 | 4.0496 | 4.0496 | 4.0496 | -0.78584 | -0.78584 | -0.78584 | -0.78584 | -0.78584 | -0.78584 | -0.78584 | -0.78584 | -0.78584 | -0.78584 | -0.78584 | -0.78584 | -0.78584 | -0.78584 | -0.78584 | -0.78584 | -0.78584 | -0.78584 | -0.78584 | -0.78584 | -0.78584 | -0.78584 | -0.78584 | -0.78584 | -0.78584 | -0.78584 | -0.78584 | -0.78584 | -0.78584 | -4.8355 | -4.8355 | -4.8355 | -4.8355 | -4.8355 | -4.8355 | 0 | 0 | 0 | 0 | 0 |  |  | 35 |  |  | 7.9174
Canal - Wainscott New 138 kV UG Cable | 2028 |  |  | 0 | 0 | 0 | 0 | 0 | 0 | 38.957 | 38.957 | 38.957 | 38.957 | 38.957 | 38.957 | -7.5597 | -7.5597 | -7.5597 | -7.5597 | -7.5597 | -7.5597 | -7.5597 | -7.5597 | -7.5597 | -7.5597 | -7.5597 | -7.5597 | -7.5597 | -7.5597 | -7.5597 | -7.5597 | -7.5597 | -7.5597 | -7.5597 | -7.5597 | -7.5597 | -7.5597 | -7.5597 | -7.5597 | -7.5597 | -7.5597 | -7.5597 | -7.5597 | -7.5597 | -46.5167 | -46.5167 | -46.5167 | -46.5167 | -46.5167 | -46.5167 | [5 empty] | 58.276
Total - All Areas (No Deferrals,$Millions) |  |  | 513.3 |  | 11.3926 | 11.9957 | 12.358 | 30.5918 | 30.5918 | 69.5487 | 69.5487 | 69.5487 | 69.5487 | 69.5487 | 69.5487 | 69.5487 | 69.5487 | 69.5487 | 69.5487 | 69.5487 | 69.5487 | 69.5487 | 69.5487 | 69.5487 | 69.5487 | 69.5487 | 69.5487 | 69.5487 | 69.5487 | 69.5487 | 69.5487 | 69.5487 | 69.5487 | 69.5487 | 69.5487 | 69.5487 | 69.5487 | 69.5487 | 69.5487 | 58.1561 | 57.553 | 57.1907 | 38.957 | 38.957 | 0 | 0 | 0 | 0 | 0 | 0 | 0 | 0 |  | 63 | 840.6482 | 117.3552 | = max. total avoided cost in portfolio
Annual Avoided Costs for Deferrals - Area 1 Proposal: (see note*) | Deferral Year |  |  | 2016 | 2017 | 2018 | 2019 | 2020 | 2021 | 2022 | 2023 | 2024 | 2025 | 2026 | 2027 | 2028 | 2029 | 2030 | 2031 | 2032 | 2033 | 2034 | 2035 | 2036 | 2037 | 2038 | 2039 | 2040 | 2041 | 2042 | 2043 | 2044 | 2045 | 2046 | 2047 | 2048 | 2049 | 2050 | 2051 | 2052 | 2053 | 2054 | 2055 | 2056 | 2057 | 2058 | 2059 | 2060 | 2061 | 2062 | 2063 | 2064 |  |  | Differential NPV $M |  | Differential NPV $M (adjusted for COD of Selected Project) | Differntial NPV $/MW | NPV of Transmission Avoided Costs for Selected Project
Area I Projects:
Amagansett Conversion 33 kV | 2030 |  |  | 0 | 0.97582 | 0.97582 | 0.97582 | 0.97582 | 0.97582 | 0.97582 | 0.97582 | 0.97582 | 0.97582 | 0.97582 | 0.97582 | 0.97582 | 0.97582 | -0.4572 | -0.4572 | -0.4572 | -0.4572 | -0.4572 | -0.4572 | -0.4572 | -0.4572 | -0.4572 | -0.4572 | -0.4572 | -0.4572 | -0.4572 | -0.4572 | -0.4572 | -0.4572 | -0.4572 | -0.4572 | -0.4572 | -0.4572 | -0.4572 | -0.4572 | -1.433 | -1.433 | -1.433 | -1.433 | -1.433 | -1.433 | -1.433 | -1.433 | -1.433 | -1.433 | -1.433 | -1.433 | -1.433 |  |  | 3.8129 |  | 0 | 0 | 0
East Hampton Conversion 33 kV | 2030 |  |  | 0 | 0.39033 | 0.39033 | 0.39033 | 0.39033 | 0.39033 | 0.39033 | 0.39033 | 0.39033 | 0.39033 | 0.39033 | 0.39033 | 0.39033 | 0.39033 | -0.18288 | -0.18288 | -0.18288 | -0.18288 | -0.18288 | -0.18288 | -0.18288 | -0.18288 | -0.18288 | -0.18288 | -0.18288 | -0.18288 | -0.18288 | -0.18288 | -0.18288 | -0.18288 | -0.18288 | -0.18288 | -0.18288 | -0.18288 | -0.18288 | -0.18288 | -0.57321 | -0.57321 | -0.57321 | -0.57321 | -0.57321 | -0.57321 | -0.57321 | -0.57321 | -0.57321 | -0.57321 | -0.57321 | -0.57321 | -0.57321 |  |  | 1.5252 |  | 0 | 0 | 0
Buell Conversion 33 kV | 2030 |  |  | 0 | 0.45131 | 0.45131 | 0.45131 | 0.45131 | 0.45131 | 0.45131 | 0.45131 | 0.45131 | 0.45131 | 0.45131 | 0.45131 | 0.45131 | 0.45131 | -0.21146 | -0.21146 | -0.21146 | -0.21146 | -0.21146 | -0.21146 | -0.21146 | -0.21146 | -0.21146 | -0.21146 | -0.21146 | -0.21146 | -0.21146 | -0.21146 | -0.21146 | -0.21146 | -0.21146 | -0.21146 | -0.21146 | -0.21146 | -0.21146 | -0.21146 | -0.66277 | -0.66277 | -0.66277 | -0.66277 | -0.66277 | -0.66277 | -0.66277 | -0.66277 | -0.66277 | -0.66277 | -0.66277 | -0.66277 | -0.66277 |  |  | 1.7635 |  | 0 | 0 | 0
Hither Hills Conversion to 33 kV | 2030 |  |  | 0 | 0 | 0.60305 | 0.60305 | 0.60305 | 0.60305 | 0.60305 | 0.60305 | 0.60305 | 0.60305 | 0.60305 | 0.60305 | 0.60305 | 0.60305 | -0.25676 | -0.25676 | -0.25676 | -0.25676 | -0.25676 | -0.25676 | -0.25676 | -0.25676 | -0.25676 | -0.25676 | -0.25676 | -0.25676 | -0.25676 | -0.25676 | -0.25676 | -0.25676 | -0.25676 | -0.25676 | -0.25676 | -0.25676 | -0.25676 | -0.25676 | -0.25676 | -0.85981 | -0.85981 | -0.85981 | -0.85981 | -0.85981 | -0.85981 | -0.85981 | -0.85981 | -0.85981 | -0.85981 | -0.85981 | -0.85981 |  |  | 2.0853 |  | 2.0853 | 139022.8879 | 74168.7107
Culloden Pt Conversion to 33 kV | 2030 |  |  | 0 | 0 | 0 | 0.36233 | 0.36233 | 0.36233 | 0.36233 | 0.36233 | 0.36233 | 0.36233 | 0.36233 | 0.36233 | 0.36233 | 0.36233 | -0.13922 | -0.13922 | -0.13922 | -0.13922 | -0.13922 | -0.13922 | -0.13922 | -0.13922 | -0.13922 | -0.13922 | -0.13922 | -0.13922 | -0.13922 | -0.13922 | -0.13922 | -0.13922 | -0.13922 | -0.13922 | -0.13922 | -0.13922 | -0.13922 | -0.13922 | -0.13922 | -0.13922 | -0.50156 | -0.50156 | -0.50156 | -0.50156 | -0.50156 | -0.50156 | -0.50156 | -0.50156 | -0.50156 | -0.50156 | -0.50156 |  |  | 1.1012 |  | 1.1012 | 73412.135 | 39165.374
[59 empty] | 113334.0847 | =Area I Portion
Area II Projects: | [58 empty] | 944255.4146 | =Area I+II+III Portions
Riverhead Canal 2nd Line and Bank | 2026 |  |  | 0 | 0 | 0 | 0 | 18.2337 | 18.2337 | 18.2337 | 18.2337 | 18.2337 | 18.2337 | -3.5383 | -3.5383 | -3.5383 | -3.5383 | -3.5383 | -3.5383 | -3.5383 | -3.5383 | -3.5383 | -3.5383 | -3.5383 | -3.5383 | -3.5383 | -3.5383 | -3.5383 | -3.5383 | -3.5383 | -3.5383 | -3.5383 | -3.5383 | -3.5383 | -3.5383 | -3.5383 | -3.5383 | -3.5383 | -3.5383 | -3.5383 | -3.5383 | -3.5383 | -21.772 | -21.772 | -21.772 | -21.772 | -21.772 | -21.772 | 0 | 0 | 0 | 0 |  |  | 30.3588 |  | 30.3588 | 632475.0457 | 337425.4369
[59 empty] | 337425.4369 | =Area II Portion
Area III Projects: | [58 empty] | 830921.3299 | =Area II+III Portions
New Canal - Southampton Cable | 2023 |  |  | 0 | 4.5863 | 4.5863 | 4.5863 | 4.5863 | 4.5863 | 4.5863 | -0.88999 | -0.88999 | -0.88999 | -0.88999 | -0.88999 | -0.88999 | -0.88999 | -0.88999 | -0.88999 | -0.88999 | -0.88999 | -0.88999 | -0.88999 | -0.88999 | -0.88999 | -0.88999 | -0.88999 | -0.88999 | -0.88999 | -0.88999 | -0.88999 | -0.88999 | -0.88999 | -0.88999 | -0.88999 | -0.88999 | -0.88999 | -0.88999 | -0.88999 | -5.4763 | -5.4763 | -5.4763 | -5.4763 | -5.4763 | -5.4763 | 0 | 0 | 0 | 0 | 0 | 0 | 0 |  |  | 8.9667 |  | 0 | 0 | 0
Upgrade Wildwood - Riverhead to 138 kV | 2022 |  |  | 0 | 0.93922 | 0.93922 | 0.93922 | 0.93922 | 0.93922 | -0.14959 | -0.14959 | -0.14959 | -0.14959 | -0.14959 | -0.14959 | -0.14959 | -0.14959 | -0.14959 | -0.14959 | -0.14959 | -0.14959 | -0.14959 | -0.14959 | -0.14959 | -0.14959 | -0.14959 | -0.14959 | -0.14959 | -0.14959 | -0.14959 | -0.14959 | -0.14959 | -0.14959 | -0.14959 | -0.14959 | -0.14959 | -0.14959 | -0.14959 | -0.14959 | -1.0888 | -1.0888 | -1.0888 | -1.0888 | -1.0888 | 0 | 0 | 0 | 0 | 0 | 0 | 0 | 0 |  |  | 1.5483 |  | 0 | 0 | 0
Bridgehampton - Buell New 69 kV UG Cable | 2023 |  |  | 0 | 4.0496 | 4.0496 | 4.0496 | 4.0496 | 4.0496 | 4.0496 | -0.78584 | -0.78584 | -0.78584 | -0.78584 | -0.78584 | -0.78584 | -0.78584 | -0.78584 | -0.78584 | -0.78584 | -0.78584 | -0.78584 | -0.78584 | -0.78584 | -0.78584 | -0.78584 | -0.78584 | -0.78584 | -0.78584 | -0.78584 | -0.78584 | -0.78584 | -0.78584 | -0.78584 | -0.78584 | -0.78584 | -0.78584 | -0.78584 | -0.78584 | -4.8355 | -4.8355 | -4.8355 | -4.8355 | -4.8355 | -4.8355 | 0 | 0 | 0 | 0 | 0 | 0 | 0 |  |  | 7.9174 |  | 0 | 0 | 0
Canal - Wainscott New 138 kV UG Cable | 2028 |  |  | 0 | 0 | 0 | 0 | 0 | 0 | 38.957 | 38.957 | 38.957 | 38.957 | 38.957 | 38.957 | -7.5597 | -7.5597 | -7.5597 | -7.5597 | -7.5597 | -7.5597 | -7.5597 | -7.5597 | -7.5597 | -7.5597 | -7.5597 | -7.5597 | -7.5597 | -7.5597 | -7.5597 | -7.5597 | -7.5597 | -7.5597 | -7.5597 | -7.5597 | -7.5597 | -7.5597 | -7.5597 | -7.5597 | -7.5597 | -7.5597 | -7.5597 | -7.5597 | -7.5597 | -46.5167 | -46.5167 | -46.5167 | -46.5167 | -46.5167 | -46.5167 | 0 | 0 |  |  | 58.276 |  | 58.276 | 925015.732 | 493495.893
[59 empty] | 493495.893 | =Area III Portion
Total - Area 1 Proposal, $Millions (unadjusted) |  |  |  | 0 | 0 | 0.60305 | 0.96539 | 19.1991 | 19.1991 | 58.1561 | 58.1561 | 58.1561 | 58.1561 | 36.3841 | 36.3841 | -10.1326 | -10.1326 | -11.494 | -11.494 | -11.494 | -11.494 | -11.494 | -11.494 | -11.494 | -11.494 | -11.494 | -11.494 | -11.494 | -11.494 | -11.494 | -11.494 | -11.494 | -11.494 | -11.494 | -11.494 | -11.494 | -11.494 | -11.494 | -11.494 | -11.494 | -12.097 | -12.4594 | -30.6931 | -30.6931 | -69.6501 | -69.6501 | -69.6501 | -69.6501 | -47.878 | -47.878 | -1.3614 | -1.3614 |  |  | 91.8213 |  |  | 1769925.8006 | 944255.4146
$/MW-yr |  |  |  | 0 | 0 | 40203.5861 | 64359.2408 | 444228.478 | 444228.478 | 1062593.2896 | 1062593.2896 | 1062593.2896 | 1062593.2896 | 609009.5545 | 609009.5545 | -129350.3688 | -129350.3688 | -220108.1448 | -220108.1448 | -220108.1448 | -220108.1448 | -220108.1448 | -220108.1448 | -220108.1448 | -220108.1448 | -220108.1448 | -220108.1448 | -220108.1448 | -220108.1448 | -220108.1448 | -220108.1448 | -220108.1448 | -220108.1448 | -220108.1448 | -220108.1448 | -220108.1448 | -220108.1448 | -220108.1448 | -220108.1448 | -220108.1448 | -260311.731 | -284467.3856 | -664336.6229 | -664336.6229 | -1282701.4345 | -1282701.4345 | -1282701.4345 | -1282701.4345 | -829117.6994 | -829117.6994 | -90757.776 | -90757.776
$Millions (adjusted) |  |  |  | 0 | 0 | 0.021449 | 0.034336 | 0.237 | 0.237 | 0.56689 | 0.56689 | 0.56689 | 0.56689 | 0.32491 | 0.32491 | -0.069008 | -0.069008 | -0.11743 | -0.11743 | -0.11743 | -0.11743 | -0.11743 | -0.11743 | -0.11743 | -0.11743 | -0.11743 | -0.11743 | -0.11743 | -0.11743 | -0.11743 | -0.11743 | -0.11743 | -0.11743 | -0.11743 | -0.11743 | -0.11743 | -0.11743 | -0.11743 | -0.11743 | -0.11743 | -0.13888 | -0.15176 | -0.35442 | -0.35442 | -0.68432 | -0.68432 | -0.68432 | -0.68432 | -0.44233 | -0.44233 | -0.048419 | -0.048419 |  |  | 944.2554
Annual Avoided Costs for Deferrals - Area 2 Proposal: (see note*) | Deferral Year |  |  | 2016 | 2017 | 2018 | 2019 | 2020 | 2021 | 2022 | 2023 | 2024 | 2025 | 2026 | 2027 | 2028 | 2029 | 2030 | 2031 | 2032 | 2033 | 2034 | 2035 | 2036 | 2037 | 2038 | 2039 | 2040 | 2041 | 2042 | 2043 | 2044 | 2045 | 2046 | 2047 | 2048 | 2049 | 2050 | 2051 | 2052 | 2053 | 2054 | 2055 | 2056 | 2057 | 2058 | 2059 | 2060 | 2061 | 2062 | 2063 | 2064 |  |  | Differential NPV $M |  | Differential NPV $M (adjusted for COD of Selected Project) | Differntial NPV $/MW | NPV of Transmission Avoided Costs for Selected Project
Area I Projects:
Amagansett Conversion 33 kV | 2030 |  |  | 0 | 0 | 0 | 0 | 0 | 0 | 0 | 0 | 0 | 0 | 0 | 0 | 0 | 0 | 0 | 0 | 0 | 0 | 0 | 0 | 0 | 0 | 0 | 0 | 0 | 0 | 0 | 0 | 0 | 0 | 0 | 0 | 0 | 0 | 0 | 0 | 0 | 0 | 0 | 0 | 0 | 0 | 0 | 0 | 0 | 0 | 0 | 0 | 0 |  |  | 0 |  | 0 | 0 | 0
East Hampton Conversion 33 kV | 2030 |  |  | 0 | 0 | 0 | 0 | 0 | 0 | 0 | 0 | 0 | 0 | 0 | 0 | 0 | 0 | 0 | 0 | 0 | 0 | 0 | 0 | 0 | 0 | 0 | 0 | 0 | 0 | 0 | 0 | 0 | 0 | 0 | 0 | 0 | 0 | 0 | 0 | 0 | 0 | 0 | 0 | 0 | 0 | 0 | 0 | 0 | 0 | 0 | 0 | 0 |  |  | 0 |  | 0 | 0 | 0
Buell Conversion 33 kV | 2030 |  |  | 0 | 0 | 0 | 0 | 0 | 0 | 0 | 0 | 0 | 0 | 0 | 0 | 0 | 0 | 0 | 0 | 0 | 0 | 0 | 0 | 0 | 0 | 0 | 0 | 0 | 0 | 0 | 0 | 0 | 0 | 0 | 0 | 0 | 0 | 0 | 0 | 0 | 0 | 0 | 0 | 0 | 0 | 0 | 0 | 0 | 0 | 0 | 0 | 0 |  |  | 0 |  | 0 | 0 | 0
Hither Hills Conversion to 33 kV | 2030 |  |  | 0 | 0 | 0 | 0 | 0 | 0 | 0 | 0 | 0 | 0 | 0 | 0 | 0 | 0 | 0 | 0 | 0 | 0 | 0 | 0 | 0 | 0 | 0 | 0 | 0 | 0 | 0 | 0 | 0 | 0 | 0 | 0 | 0 | 0 | 0 | 0 | 0 | 0 | 0 | 0 | 0 | 0 | 0 | 0 | 0 | 0 | 0 | 0 | 0 |  |  | 0 |  | 0 | 0 | 0
Culloden Pt Conversion to 33 kV | 2030 |  |  | 0 | 0 | 0 | 0 | 0 | 0 | 0 | 0 | 0 | 0 | 0 | 0 | 0 | 0 | 0 | 0 | 0 | 0 | 0 | 0 | 0 | 0 | 0 | 0 | 0 | 0 | 0 | 0 | 0 | 0 | 0 | 0 | 0 | 0 | 0 | 0 | 0 | 0 | 0 | 0 | 0 | 0 | 0 | 0 | 0 | 0 | 0 | 0 | 0 |  |  | 0 |  | 0 | 0 | 0
[59 empty] | 0 | =Area I Portion
Area II Projects: | [58 empty] | 830921.3299 | =Area I+II+III Portions
Riverhead Canal 2nd Line and Bank | 2026 |  |  | 0 | 0 | 0 | 0 | 18.2337 | 18.2337 | 18.2337 | 18.2337 | 18.2337 | 18.2337 | -3.5383 | -3.5383 | -3.5383 | -3.5383 | -3.5383 | -3.5383 | -3.5383 | -3.5383 | -3.5383 | -3.5383 | -3.5383 | -3.5383 | -3.5383 | -3.5383 | -3.5383 | -3.5383 | -3.5383 | -3.5383 | -3.5383 | -3.5383 | -3.5383 | -3.5383 | -3.5383 | -3.5383 | -3.5383 | -3.5383 | -3.5383 | -3.5383 | -3.5383 | -21.772 | -21.772 | -21.772 | -21.772 | -21.772 | -21.772 | 0 | 0 | 0 | 0 |  |  | 30.3588 |  | 30.3588 | 632475.0457 | 337425.4369
[59 empty] | 337425.4369 | =Area II Portion
Area III Projects: | [58 empty] | 830921.3299 | =Area II+III Portions
New Canal - Southampton Cable | 2023 |  |  | 0 | 4.5863 | 4.5863 | 4.5863 | 4.5863 | 4.5863 | 4.5863 | -0.88999 | -0.88999 | -0.88999 | -0.88999 | -0.88999 | -0.88999 | -0.88999 | -0.88999 | -0.88999 | -0.88999 | -0.88999 | -0.88999 | -0.88999 | -0.88999 | -0.88999 | -0.88999 | -0.88999 | -0.88999 | -0.88999 | -0.88999 | -0.88999 | -0.88999 | -0.88999 | -0.88999 | -0.88999 | -0.88999 | -0.88999 | -0.88999 | -0.88999 | -5.4763 | -5.4763 | -5.4763 | -5.4763 | -5.4763 | -5.4763 | 0 | 0 | 0 | 0 | 0 | 0 | 0 |  |  | 8.9667 |  | 0 | 0 | 0
Upgrade Wildwood - Riverhead to 138 kV | 2022 |  |  | 0 | 0.93922 | 0.93922 | 0.93922 | 0.93922 | 0.93922 | -0.14959 | -0.14959 | -0.14959 | -0.14959 | -0.14959 | -0.14959 | -0.14959 | -0.14959 | -0.14959 | -0.14959 | -0.14959 | -0.14959 | -0.14959 | -0.14959 | -0.14959 | -0.14959 | -0.14959 | -0.14959 | -0.14959 | -0.14959 | -0.14959 | -0.14959 | -0.14959 | -0.14959 | -0.14959 | -0.14959 | -0.14959 | -0.14959 | -0.14959 | -0.14959 | -1.0888 | -1.0888 | -1.0888 | -1.0888 | -1.0888 | 0 | 0 | 0 | 0 | 0 | 0 | 0 | 0 |  |  | 1.5483 |  | 0 | 0 | 0
Bridgehampton - Buell New 69 kV UG Cable | 2023 |  |  | 0 | 4.0496 | 4.0496 | 4.0496 | 4.0496 | 4.0496 | 4.0496 | -0.78584 | -0.78584 | -0.78584 | -0.78584 | -0.78584 | -0.78584 | -0.78584 | -0.78584 | -0.78584 | -0.78584 | -0.78584 | -0.78584 | -0.78584 | -0.78584 | -0.78584 | -0.78584 | -0.78584 | -0.78584 | -0.78584 | -0.78584 | -0.78584 | -0.78584 | -0.78584 | -0.78584 | -0.78584 | -0.78584 | -0.78584 | -0.78584 | -0.78584 | -4.8355 | -4.8355 | -4.8355 | -4.8355 | -4.8355 | -4.8355 | 0 | 0 | 0 | 0 | 0 | 0 | 0 |  |  | 7.9174 |  | 0 | 0 | 0
Canal - Wainscott New 138 kV UG Cable | 2028 |  |  | 0 | 0 | 0 | 0 | 0 | 0 | 38.957 | 38.957 | 38.957 | 38.957 | 38.957 | 38.957 | -7.5597 | -7.5597 | -7.5597 | -7.5597 | -7.5597 | -7.5597 | -7.5597 | -7.5597 | -7.5597 | -7.5597 | -7.5597 | -7.5597 | -7.5597 | -7.5597 | -7.5597 | -7.5597 | -7.5597 | -7.5597 | -7.5597 | -7.5597 | -7.5597 | -7.5597 | -7.5597 | -7.5597 | -7.5597 | -7.5597 | -7.5597 | -7.5597 | -7.5597 | -46.5167 | -46.5167 | -46.5167 | -46.5167 | -46.5167 | -46.5167 | 0 | 0 |  |  | 58.276 |  | 58.276 | 925015.732 | 493495.893
[59 empty] | 493495.893 | =Area III Portion
Total - Area 2 Proposal, $Millions (unadjusted) |  |  |  | 0 | 0 | 0 | 0 | 18.2337 | 18.2337 | 57.1907 | 57.1907 | 57.1907 | 57.1907 | 35.4187 | 35.4187 | -11.098 | -11.098 | -11.098 | -11.098 | -11.098 | -11.098 | -11.098 | -11.098 | -11.098 | -11.098 | -11.098 | -11.098 | -11.098 | -11.098 | -11.098 | -11.098 | -11.098 | -11.098 | -11.098 | -11.098 | -11.098 | -11.098 | -11.098 | -11.098 | -11.098 | -11.098 | -11.098 | -29.3317 | -29.3317 | -68.2887 | -68.2887 | -68.2887 | -68.2887 | -46.5167 | -46.5167 | 0 | 0 |  |  | 88.6348 |  |  | 1557490.7777 | 830921.3299
$/MW-yr |  |  |  | 0 | 0 | 0 | 0 | 379869.2372 | 379869.2372 | 998234.0488 | 998234.0488 | 998234.0488 | 998234.0488 | 544650.3137 | 544650.3137 | -193709.6096 | -193709.6096 | -193709.6096 | -193709.6096 | -193709.6096 | -193709.6096 | -193709.6096 | -193709.6096 | -193709.6096 | -193709.6096 | -193709.6096 | -193709.6096 | -193709.6096 | -193709.6096 | -193709.6096 | -193709.6096 | -193709.6096 | -193709.6096 | -193709.6096 | -193709.6096 | -193709.6096 | -193709.6096 | -193709.6096 | -193709.6096 | -193709.6096 | -193709.6096 | -193709.6096 | -573578.8469 | -573578.8469 | -1191943.6585 | -1191943.6585 | -1191943.6585 | -1191943.6585 | -738359.9234 | -738359.9234 | 0 | 0
$Millions (adjusted) |  |  |  | 0 | 0 | 0 | 0 | 0.20266 | 0.20266 | 0.53256 | 0.53256 | 0.53256 | 0.53256 | 0.29057 | 0.29057 | -0.10334 | -0.10334 | -0.10334 | -0.10334 | -0.10334 | -0.10334 | -0.10334 | -0.10334 | -0.10334 | -0.10334 | -0.10334 | -0.10334 | -0.10334 | -0.10334 | -0.10334 | -0.10334 | -0.10334 | -0.10334 | -0.10334 | -0.10334 | -0.10334 | -0.10334 | -0.10334 | -0.10334 | -0.10334 | -0.10334 | -0.10334 | -0.306 | -0.306 | -0.6359 | -0.6359 | -0.6359 | -0.6359 | -0.39392 | -0.39392 | 0 | 0 |  |  | 830.9213
Annual Avoided Costs for Deferrals - Area 3 Proposal: (see note*) | Deferral Year |  |  | 2016 | 2017 | 2018 | 2019 | 2020 | 2021 | 2022 | 2023 | 2024 | 2025 | 2026 | 2027 | 2028 | 2029 | 2030 | 2031 | 2032 | 2033 | 2034 | 2035 | 2036 | 2037 | 2038 | 2039 | 2040 | 2041 | 2042 | 2043 | 2044 | 2045 | 2046 | 2047 | 2048 | 2049 | 2050 | 2051 | 2052 | 2053 | 2054 | 2055 | 2056 | 2057 | 2058 | 2059 | 2060 | 2061 | 2062 | 2063 | 2064 |  |  | Differential NPV $M |  | Differential NPV $M (adjusted for COD of Selected Project) | Differntial NPV $/MW | NPV of Transmission Avoided Costs for Selected Project
Area I Projects:
Amagansett Conversion 33 kV | 2030 |  |  | 0 | 0 | 0 | 0 | 0 | 0 | 0 | 0 | 0 | 0 | 0 | 0 | 0 | 0 | 0 | 0 | 0 | 0 | 0 | 0 | 0 | 0 | 0 | 0 | 0 | 0 | 0 | 0 | 0 | 0 | 0 | 0 | 0 | 0 | 0 | 0 | 0 | 0 | 0 | 0 | 0 | 0 | 0 | 0 | 0 | 0 | 0 | 0 | 0 |  |  | 0 |  | 0 | 0 | 0
East Hampton Conversion 33 kV | 2030 |  |  | 0 | 0 | 0 | 0 | 0 | 0 | 0 | 0 | 0 | 0 | 0 | 0 | 0 | 0 | 0 | 0 | 0 | 0 | 0 | 0 | 0 | 0 | 0 | 0 | 0 | 0 | 0 | 0 | 0 | 0 | 0 | 0 | 0 | 0 | 0 | 0 | 0 | 0 | 0 | 0 | 0 | 0 | 0 | 0 | 0 | 0 | 0 | 0 | 0 |  |  | 0 |  | 0 | 0 | 0
Buell Conversion 33 kV | 2030 |  |  | 0 | 0 | 0 | 0 | 0 | 0 | 0 | 0 | 0 | 0 | 0 | 0 | 0 | 0 | 0 | 0 | 0 | 0 | 0 | 0 | 0 | 0 | 0 | 0 | 0 | 0 | 0 | 0 | 0 | 0 | 0 | 0 | 0 | 0 | 0 | 0 | 0 | 0 | 0 | 0 | 0 | 0 | 0 | 0 | 0 | 0 | 0 | 0 | 0 |  |  | 0 |  | 0 | 0 | 0
Hither Hills Conversion to 33 kV | 2030 |  |  | 0 | 0 | 0 | 0 | 0 | 0 | 0 | 0 | 0 | 0 | 0 | 0 | 0 | 0 | 0 | 0 | 0 | 0 | 0 | 0 | 0 | 0 | 0 | 0 | 0 | 0 | 0 | 0 | 0 | 0 | 0 | 0 | 0 | 0 | 0 | 0 | 0 | 0 | 0 | 0 | 0 | 0 | 0 | 0 | 0 | 0 | 0 | 0 | 0 |  |  | 0 |  | 0 | 0 | 0
Culloden Pt Conversion to 33 kV | 2030 |  |  | 0 | 0 | 0 | 0 | 0 | 0 | 0 | 0 | 0 | 0 | 0 | 0 | 0 | 0 | 0 | 0 | 0 | 0 | 0 | 0 | 0 | 0 | 0 | 0 | 0 | 0 | 0 | 0 | 0 | 0 | 0 | 0 | 0 | 0 | 0 | 0 | 0 | 0 | 0 | 0 | 0 | 0 | 0 | 0 | 0 | 0 | 0 | 0 | 0 |  |  | 0 |  | 0 | 0 | 0
[59 empty] | 0 | =Area I Portion
Area II Projects: | [58 empty] | 1973983.5721 | =Area I+II+III Portions
Riverhead Canal 2nd Line and Bank | 2026 |  |  | 0 | 0 | 0 | 0 | 0 | 0 | 0 | 0 | 0 | 0 | 0 | 0 | 0 | 0 | 0 | 0 | 0 | 0 | 0 | 0 | 0 | 0 | 0 | 0 | 0 | 0 | 0 | 0 | 0 | 0 | 0 | 0 | 0 | 0 | 0 | 0 | 0 | 0 | 0 | 0 | 0 | 0 | 0 | 0 | 0 | 0 | 0 | 0 | 0 |  |  | 0 |  | 0 | 0 | 0
[59 empty] | 0 | =Area II Portion
Area III Projects: | [58 empty] | 1973983.5721 | =Area II+III Portions
New Canal - Southampton Cable | 2023 |  |  | 0 | 4.5863 | 4.5863 | 4.5863 | 4.5863 | 4.5863 | 4.5863 | -0.88999 | -0.88999 | -0.88999 | -0.88999 | -0.88999 | -0.88999 | -0.88999 | -0.88999 | -0.88999 | -0.88999 | -0.88999 | -0.88999 | -0.88999 | -0.88999 | -0.88999 | -0.88999 | -0.88999 | -0.88999 | -0.88999 | -0.88999 | -0.88999 | -0.88999 | -0.88999 | -0.88999 | -0.88999 | -0.88999 | -0.88999 | -0.88999 | -0.88999 | -5.4763 | -5.4763 | -5.4763 | -5.4763 | -5.4763 | -5.4763 | 0 | 0 | 0 | 0 | 0 | 0 | 0 |  |  | 8.9667 |  | 0 | 0 | 0
Upgrade Wildwood - Riverhead to 138 kV | 2022 |  |  | 0 | 0.93922 | 0.93922 | 0.93922 | 0.93922 | 0.93922 | -0.14959 | -0.14959 | -0.14959 | -0.14959 | -0.14959 | -0.14959 | -0.14959 | -0.14959 | -0.14959 | -0.14959 | -0.14959 | -0.14959 | -0.14959 | -0.14959 | -0.14959 | -0.14959 | -0.14959 | -0.14959 | -0.14959 | -0.14959 | -0.14959 | -0.14959 | -0.14959 | -0.14959 | -0.14959 | -0.14959 | -0.14959 | -0.14959 | -0.14959 | -0.14959 | -1.0888 | -1.0888 | -1.0888 | -1.0888 | -1.0888 | 0 | 0 | 0 | 0 | 0 | 0 | 0 | 0 |  |  | 1.5483 |  | 0 | 0 | 0
Bridgehampton - Buell New 69 kV UG Cable | 2023 |  |  | 0 | 4.0496 | 4.0496 | 4.0496 | 4.0496 | 4.0496 | 4.0496 | -0.78584 | -0.78584 | -0.78584 | -0.78584 | -0.78584 | -0.78584 | -0.78584 | -0.78584 | -0.78584 | -0.78584 | -0.78584 | -0.78584 | -0.78584 | -0.78584 | -0.78584 | -0.78584 | -0.78584 | -0.78584 | -0.78584 | -0.78584 | -0.78584 | -0.78584 | -0.78584 | -0.78584 | -0.78584 | -0.78584 | -0.78584 | -0.78584 | -0.78584 | -4.8355 | -4.8355 | -4.8355 | -4.8355 | -4.8355 | -4.8355 | 0 | 0 | 0 | 0 | 0 | 0 | 0 |  |  | 7.9174 |  | 0 | 0 | 0
Canal - Wainscott New 138 kV UG Cable | 2028 |  |  | 0 | 0 | 0 | 0 | 0 | 0 | 38.957 | 38.957 | 38.957 | 38.957 | 38.957 | 38.957 | -7.5597 | -7.5597 | -7.5597 | -7.5597 | -7.5597 | -7.5597 | -7.5597 | -7.5597 | -7.5597 | -7.5597 | -7.5597 | -7.5597 | -7.5597 | -7.5597 | -7.5597 | -7.5597 | -7.5597 | -7.5597 | -7.5597 | -7.5597 | -7.5597 | -7.5597 | -7.5597 | -7.5597 | -7.5597 | -7.5597 | -7.5597 | -7.5597 | -7.5597 | -46.5167 | -46.5167 | -46.5167 | -46.5167 | -46.5167 | -46.5167 | 0 | 0 |  |  | 58.276 |  | 58.276 | 925015.732 | 1973983.5721
[59 empty] | 1973983.5721 | =Area III Portion
Total - Area 3 Proposal, $Millions (unadjusted) |  |  |  | 0 | 9.5752 | 9.5752 | 9.5752 | 9.5752 | 9.5752 | 47.4434 | 37.1316 | 37.1316 | 37.1316 | 37.1316 | 37.1316 | -9.3851 | -9.3851 | -9.3851 | -9.3851 | -9.3851 | -9.3851 | -9.3851 | -9.3851 | -9.3851 | -9.3851 | -9.3851 | -9.3851 | -9.3851 | -9.3851 | -9.3851 | -9.3851 | -9.3851 | -9.3851 | -9.3851 | -9.3851 | -9.3851 | -9.3851 | -9.3851 | -9.3851 | -18.9603 | -18.9603 | -18.9603 | -18.9603 | -18.9603 | -56.8285 | -46.5167 | -46.5167 | -46.5167 | -46.5167 | -46.5167 | 0 | 0 |  |  | 76.7083 |  |  | 925015.732 | 1973983.5721
$/MW-yr |  |  |  | 0 | 0 | 0 | 0 | 0 | 0 | 618364.8116 | 618364.8116 | 618364.8116 | 618364.8116 | 618364.8116 | 618364.8116 | -119995.1118 | -119995.1118 | -119995.1118 | -119995.1118 | -119995.1118 | -119995.1118 | -119995.1118 | -119995.1118 | -119995.1118 | -119995.1118 | -119995.1118 | -119995.1118 | -119995.1118 | -119995.1118 | -119995.1118 | -119995.1118 | -119995.1118 | -119995.1118 | -119995.1118 | -119995.1118 | -119995.1118 | -119995.1118 | -119995.1118 | -119995.1118 | -119995.1118 | -119995.1118 | -119995.1118 | -119995.1118 | -119995.1118 | -738359.9234 | -738359.9234 | -738359.9234 | -738359.9234 | -738359.9234 | -738359.9234 | 0 | 0
$Millions (adjusted) |  |  |  | 0 | 0 | 0 | 0 | 0 | 0 | 1.3196 | 1.3196 | 1.3196 | 1.3196 | 1.3196 | 1.3196 | -0.25607 | -0.25607 | -0.25607 | -0.25607 | -0.25607 | -0.25607 | -0.25607 | -0.25607 | -0.25607 | -0.25607 | -0.25607 | -0.25607 | -0.25607 | -0.25607 | -0.25607 | -0.25607 | -0.25607 | -0.25607 | -0.25607 | -0.25607 | -0.25607 | -0.25607 | -0.25607 | -0.25607 | -0.25607 | -0.25607 | -0.25607 | -0.25607 | -0.25607 | -1.5757 | -1.5757 | -1.5757 | -1.5757 | -1.5757 | -1.5757 | 0 | 0 |  |  | 1973.9836
Discount Factor (Relative to 1/1/2016) = |  |  |  | 0.94787 | 0.89845 | 0.85161 | 0.80722 | 0.76513 | 0.72525 | 0.68744 | 0.6516 | 0.61763 | 0.58543 | 0.55491 | 0.52598 | 0.49856 | 0.47257 | 0.44793 | 0.42458 | 0.40245 | 0.38147 | 0.36158 | 0.34273 | 0.32486 | 0.30793 | 0.29187 | 0.27666 | 0.26223 | 0.24856 | 0.2356 | 0.22332 | 0.21168 | 0.20064 | 0.19018 | 0.18027 | 0.17087 | 0.16196 | 0.15352 | 0.14552 | 0.13793 | 0.13074 | 0.12392 | 0.11746 | 0.11134 | 0.10554 | 0.10003 | 0.094818 | 0.089875 | 0.08519 | 0.080748 | 0.076539 | 0.072549
* Note: A positive (+) avoided cost in a given year represents a cost savings relative to not having a transmission project deferral.
Note on BF17: Todd Kantarek: Behind the meter system warrants T&D losses adjustment factor

## Area-Line Cross Ref
|  | Reference Case Details |  | Capital
Cost ($M)
Area | Line | Transmission 1 (Total) | 2017 | 93.4
III | LS5 | New Canal - Southampton Cable | 2017 | 37.6
III | LS7 | Upgrade Wildwood - Riverhead to 138 kV | 2017 | 7.7
II | LS3 | Bridgehampton - Buell New 69 kV UG Cable | 2017 | 33.2 | Moved from 2020 (6/15/16, S. Manessis)
I | -- | Amagansett Conversion 33 kV | 2017 | 8
I | -- | East Hampton Conversion 33 kV | 2017 | 3.2
I | -- | Buell Conversion 33 kV | 2017 | 3.7
|  | Transmission 2 | 2018 | 4.8
I | -- | Hither Hills Conversion to 33 kV | 2018 | 4.8
|  | Transmission 3 | 2019 | 2.8
I | -- | Culloden Pt Conversion to 33 kV | 2019 | 2.8
|  | Transmission 4 | 2020 | 136.8
III | LS6 | Riverhead Canal 2nd Line and Bank | 2020 | 136.8 | Moved from 2017 (6/15/16, S. Manessis)
|  | Transmission 5 | 2022 | 275.5
III | LS4 | Canal - Wainscott New 138 kV UG Cable | 2022 | 275.5