## Cover
ROADS & BUILDINGS DEPARTMENT
Name of work : |  | Construction of Helipad with Cement concrete for the visit of Hon'ble Chief Minister of Andhra pradesh Sri Nara Chandrababu Naidu Garu on the occasion of "Pattadar Pass Book- distribution" Programme at Siddantham village of Penugonda mandal (Achanta constituency)in West Godavari District on 8.6.2026.
| Estimate Amount : |  | 7.8 | Lakhs
Assembly Constituency : Achanta
Parliament Constituency : Narsapuram
(R&B) Section : Penugonda
(R&B) Sub-Division : Tanuku
(R&B) Division : Bhimavaram
(R&B) Circle : Eluru
WEST GODAVARI DISTRICT
GOVERNMENT OF ANDHRA PRADESH

## Specification
Specification Report to accompany the estimate “Construction of Helipad with Cement concrete for the visit of Hon'ble Chief Minister of Andhra pradesh Sri Nara Chandrababu Naidu Garu on the occasion of "Pattadar Pass Book- distribution" Programme at Siddantham village of Penugonda mandal (Achanta constituency)in West Godavari District on 8.6.2026.”
|  |  | Estimate Amount :- | 7.8 | Lakhs
Authority :-
Instructions of the Higher Authorities in view of visit of Hon'ble Chief minister of Andhra Pradesh Sri Nara Chandrababu Naidu at Siddantham of Penugonda Mandal in West Godavari District on Dt 8.6.2026 on Pass Book Distribution programme . The Collector &Disrtict Magistrate,W.G.Dt was instructed vide proceedings e- File No. 1976814/Cord/Proto/2025 Dt.3.06.2026of the Collector & DistructMgistrate,West GodavariDistrict, Bhimavaram. For arrangements of construction of Helipad for Landing Helicopter at Siddantham village of Penugonda Mandal of Achanta Assembly constituency. | [5 empty] | The Siddantham - Juttiga road (SH215) is an important State Highway in the West Godavari District. This road connects NH216A with State Highways Martair - Prakkilanka road (SH022) and Kanuru - Lankalakoderu Road (SH228). This road connects number of villeages like Penugonda, Kakileru, Kanteru, Karthavapadu, Podalada and Juttiga. The agricultural produces from the surrounding villages are transported to the nearest market places by this road. The road stretch in the village limits has an built up area along the road causes stagnation of rain water during every rainy season on the road causes damage to the road. Hence, it is essential to provide CC pavement in the village limits. This road was damaged with deep sunken portions and pot holes due to recent cyclonic rains. The public was facing much inconcenience while plying on this road due to damaged condition of the road. The traffic intensity on this road is very high. This road was last renewed during the year 2011-12.
Necessity:-
Accordingly the Estimate is prepared as per the instructions of the Higher Authorities for construction of Helipad arrangements on private layout at Siddantham with CC Helipad as per instructions of the higher Authorities for security of the landing of chapper..
Hence an estimate is prepared with the following Provisions.
Provisions:-
1 | Scarifying the existing B.T surface to a depth of 50 mm by Mechanical means and disposal of scarified material with all leads and lifts upto 1000 Mtrs as per MoRT&H (5th Revision) Specn. No.305.4.3
2 | Providing, Laying, Spreading and compacting graded HBG crushed stone aggregate to Wet Mix macadem specification (5th Revision) as per Table 400-13, including cost of all materials and including premixing the material with water at OMC in Mechanical mix plant carriage of mixed material by tipper to site, laying in uniform layers with paver in base courses on well prepared surface and compacting with Vibratory roller to acheive the desired density etc., as directed by the Engineer-in-Charge and as per MoRT&H specification 406 (5th revision) for finished item of work.
3 | Providing and applying prime coat with bitumen emulsion (SS1) Bulk using emulsion pressure distributor on prepared surface of granular base including clearing of road surface and spraying emulsion at the rate of 0.70 kg/sqm using emulsion pressure distributor for finished item of work etc., complete as per MoRT&H Specification 502 (5th revision) and as directed by the Engineer-in-charge
4 | Providing and applying tack coat with bitumen VG-10 (Bulk) using Bitumen pressure distributor at the rate of 0.25 kgs per sqm on the prepared Granular surface treated with primer cleaned with mechanical broom for finished item of work as per MoRT&H Specification 503 (5th revision) and as directed by the Engineer-in-Charge.
1 | Forming Subgrade with borrowed useful selected soils having MDD of not less than 1.75 gm/cc and CBR not less than 10%, from outside road boundary by mechanical means up to SDR with all leads and lifts including pre-watering of soil at borrow area, removal of top soil, excavation of soils at borrowed area, conveyance of soil, depositing the soil on the embankment, spreading soil, breaking clods, sectioning, grading and consolidation with 8 to 10 Tonnes Vibratory Road Roller @ OMC to meet requirement of table 300-2 of MoRT&H, including all hire and operational charges of T&P, complete for finished item of work as per MoRT&H (5th Revision) Specification Clause No. 305
2 | Construction of Granular sub-base by providing HBG material confirming to Grading - V of MoRT&H Table 400-1 including cost and conveyance of all materials to work site and spreading in uniform layers with motor grader or by approved means, on prepared surface mixing by mix in place method with Rotavator / approved means at OMC and compacting with vibratory roller to achieve the desired density etc., complete for finished item of work as per MoRT&H Specification 401 (5th revision) and as directed by the Engineer-in-charge.
1 | Vibrated reinforced cement concrete M 25 grade using 20mm & 10mm HBG crushed stone aggregate (Coarse aggregate conforming to table 1000-1 and fine aggregate conforming to table 1000-2) including cost, conveyance of all materials to site and labour charges, centering, machine mixing, laying, vibrating, curing etc., including all other incidental and operational charges of all T&P etc., complete for finished item of work as per Approved drawing but excluding cost of steel and its fabrication charges as per MoRT&H specification 1500, 1600, 1700 & 2704 (5th Revision) and as directed by the Engineer-in-Charge
2 | Painting with best approved white cement two coats including cost and conveyance of all materials and labour charges, cost of brushes etc., complete for finished item of work.
5 | Forming embankment with borrowed useful earth from outside road boundary by mechanical means upto SDR with all leads and lifts including pre-watering of soil at borrow area, removal of top soil, excavation of soils at borrowed area, conveyance of soil, depositing the soil on the embankment, spreading soil, breaking clods, sectioning, grading and consolidation with 8 to 10 Tonnes Vibratory Road Roller @ OMC to meet requirement of table 300-2 of MoRT&H, including all hire and operational charges of T&P, complete for finished item of work as per MoRT&H specification 305 (5th revision) (Payment will be made based on level for finished item of work).
3 | Hire chargesd of front end loader for clearing Debris and levelling ground including oils and all other incidental charges etc as directed by the engineer -in -charge
11 | Providing B.T. patch work for pot holes using 20mm HBG machine crushed metal with required quantity of 10 to 12mm size HBG key chips and 80/100 grade 72 kgs /1 cum of work for filling the pot holes including removal of loose material in the pot holes, trimming the edges to provideform vertical faces, cleaning the surface, applying tack coat with hot bitumen, filling the pot holes compacting with power road roller of 8 to 10 T and finishing including cost and conveyance of materials T&P charges and all labour charges for all operations etc., complete for finished item of work as directed by the Engineer-In-Charge.
4 | Hire charges of water tanker for wartering the helipad ground and alround Helipad including oils, and all other incidental charges etc complete as directed by the Engineer - in - Charge .
13 | Forming embankment with Side earth by mechanical means upto SDR including pre-watering of soil, removal of top soil, excavation of soils, depositing the soils on the embankment, spreading soil, breaking clods, sectioning, grading and consolidation with 8 to 10 Tonnes Vibratory Road Roller @ OMC to meet requirement of table 300-2 of MoRT&H, including all hire and operational charges of T&P, complete for finished item of work as per MoRT&H specification 305 (5th revision) (Payment will be made based on level for finished item of work).
8 | Earthwork excavation in soils upto SDR by mechanical means including trimming bottom and side slopes in accordance with requirements of lines, grades and cross sections etc., complete for finished item of work for trench cutting as per MoRT&H specification 301 (5th Revision) and as directed by the Engineer-in-Charge
5 | Hire charges of vibratory roller 8-10 Tonnes, conveyance of Machinery to work site and all other incidental charges etc complete as directed by the Engineer - in - Charge .
7 | Providing Dry lean cement concrete Sub- base over a prepared sub-grade with coarse and fine aggregate conforming to IS: 383, the size of coarse aggregate not exceeding 25 mm, aggregate cement ratio not to exceed 15:1, aggregate gradation after blending to be as per table 600-1, cement content not to be less than 150 kg/ cum, optimum moisture content to be determined during trial length construction, concrete strength not to be less than 10 Mpa at 7 days, mixed in a concrete mixer 0.28/0.4 cum capacity with weigh batcher, laid with a paver / manual means, compacting with 8-10 tonnes vibratory roller, finishing and curing complete for finished item of work as per MoRT&H specification 601 (5th Revision) and as directed by the Engineer-in-Charge for base coarse below CC Pavement.
8 | Construction of un-reinforced, dowel jointed, plain cement concrete pavement over a prepared sub base with 43 grade cement @ 400 kg per cum, coarse and fine aggregate conforming to IS 383, maximum size of coarse aggregate not exceeding 25 mm and confirming to clause 602.2.6.4 mixed in concrete mixer 0.28/0.4 cum capacity with weigh batcher as per approved mix design, laid with a fixed form paver / manual means, spread, compacted and finished in a continuous operation including provision of contraction, expansion, construction and longitudinal joints, joint filler, separation membrane, sealant primer, joint sealant, debonding strip, dowel bar, tie rod, admixtures as approved, curing compound, finishing to lines and grades as per drawing complete for finished item of work as per MoRT&H specification 602 (5th Revision) and as directed by the Engineer-in-Charge
9 | Forming shoulders with borrowed useful seclected earth having MDD of not less than 1.75 gms/cc from outside road boundary by mechnical means with all leads and lifts including pre-watering of soil at borrow area, removal of top soil, excavation of soils at borrowed area, conveyance of soil, depositing the soils on the embankment, spreading soils, breaking clods, sectioning and consolidation with vibratory road roller @ OMC to meet requirement of table 300-2 of MORT&H including all hire and operational charges of T&P, complete for finished item of work as per MORT&H specification 305 (5th revision) (Payment will be made based on levels for finished item of work)
25 | Vibrated reinforced cement concrete M 30 grade using 20mm & 10mm HBG crushed stone aggregate (Coarse aggregate conforming to table 1000-1 and fine aggregate conforming to table 1000-2) including cost, conveyance of all materials to site and labour charges, centering, machine mixing, laying, vibrating, curing etc., including all other incidental and operational charges of all T&P etc., complete for finished item of work as per drawing BD/1-69( A) but excluding cost of steel and its fabrication charges as per MoRT&H specification 1500, 1600, 1700 & 2702 (5th Revision) and as directed by the Engineer-in-Charge for wearing coat over Deck slab.
26 | Slab Culvert Provisions:-
27 | Dismantling of existing structures like culverts, bridges, retaining walls and other structures comprising of masonry, cement, concrete, wood work, steel work, including T&P and scaffolding wherever necessary sorting the dismantled material, disposal of unserviceable materials and stacking the materials with all lifts and lead of 1000 m ( By Mechanical means in Cement concrete grade M-15 & M-20) as per MoRTH specification 202, 2.4 II (A) (5th revision)
28 | Earthwork excavation in soils upto SDR by mechanical means for foundations of structures as per drawing and technical specification including setting out, construction of shoring and bracing, removal of stumps and other deleterious matter, dressing sides of bottom, back filling the excavation earth to the extent required etc., complete for finished item of work, excluding seigniorage charges, as per MoRT&H specification 304 (5th Revision) and as directed by the Engineer-in-Charge
29 | Sand filling in foundation including cost and conveyence of all materials to site and watering, tamping etc., complete for finshed item of work as per MoRT&H specification 304 (5th Revision) and as directed by the Engineer-in-Charge.
30 | Providing Vibrated Cement Concrete (1:3:6) mix using 40mm size HBG crushed stone aggregate and fine aggregate conforming to table 1000-2 of MoRT&H including cost, conveyance of all materials to site and labour charges, centering, machine mixing, laying, Vibrating, curing etc., including all other incidental and operational charges of all T&P etc., complete for finished item of work as per MoRT&H specification 1500, 1700, 2100 (5th Revision) and as directed by the Engineer-in-Charge for Base Course
31 | Vibrated reinforced cement concrete M 20 grade using 20mm & 10mm HBG crushed stone aggregate (Coarse aggregate conforming to table 1000-1 and fine aggregate conforming to table 1000-2) including cost, conveyance of all materials to site and labour charges, centering, machine mixing, laying, vibrating, curing etc., including other incidental hire and operational charges of all T&P as per approved drawings and as directed during execution but excluding cost of steel and its fabrication charges for finished item as per MoRT&H specification 1500, 1600, 1700 & 2100 (5th revision ) and as directed by the Engineer-in-Charge for for Raft Foundations
32 | Vibrated cement concrete M 15 Grade Concrete using 40mm, 20mm and 10mm size HBG crushed stone aggregate (Coarse aggregate conforming to table 1000-1 and fine aggregate conforming to table 1000-2) including cost and conveyance of all materials to site and all labour charges for machine mixing, laying in position, Compacting, Vibrating and curing including all other incidental and all other operational charges of T&P required etc., complete as per MoRT&H Specification 1500, 1700, 2200 (5th Revision) for Sub structure.
33 | Vibrated reinforced cement concrete M 20 grade using 20mm & 10mm HBG crushed stone aggregate (Coarse aggregate conforming to table 1000-1 and fine aggregate conforming to table 1000-2) including cost, conveyance of all materials to site and labour charges, centering, machine mixing, laying, vibrating, curing etc., including other incidental hire and operational charges of all T&P as per approved drawings and as directed during execution but excluding cost of steel and its fabrication charges for finished item as per MoRT&H specification 1500, 1600, 1700 & 2200 (5th revision) and as directed by the Engineer-in-Charge for Bed blocks & Backing walls
34 | Vibrated reinforced cement concrete M 20 grade using 20mm & 10mm HBG crushed stone aggregate (Coarse aggregate conforming to table 1000-1 and fine aggregate conforming to table 1000-2) including cost, conveyance of all materials to site and labour charges, centering, machine mixing, laying, vibrating, curing etc., including other incidental hire and operational charges of all T&P etc., complete as per approved drawings and as directed during execution but excluding cost of steel and its fabrication charges for finished item as per MoRT&H specification 1500, 1600, 1700 & 2300 (5th revision ) and as directed by the Engineer-in-Charge for Deck slab
35 | Vibrated reinforced cement concrete M 30 grade using 20mm & 10mm HBG crushed stone aggregate (Coarse aggregate conforming to table 1000-1 and fine aggregate conforming to table 1000-2) including cost, conveyance of all materials to site and labour charges, centering, machine mixing, laying, vibrating, curing etc., including all other incidental and operational charges of all T&P etc., complete for finished item of work as per drawing BD/1-69( A) but excluding cost of steel and its fabrication charges as per MoRT&H specification 1500, 1600, 1700 & 2702 (5th Revision) and as directed by the Engineer-in-Charge for wearing coat over Deck slab.
36 | Providing HYSD bars ( Fe-415) of different diameters, wrought and put up bars of all diameters including cost and conveyance of steel to site and all labour charges for fabrication of reinforcement including cutting, bending, binding rods, tying grills, placing them in position etc., complete including cost and conveyance of binding wire and all handling charges and operational charges etc., and including over lapping welding if required etc., complete for all R.C.C items for finished item of work as per standard drawings, as per the directions of the Engineer-in-Charge and as per MoRT&H specification 1600 & 2300 (5th revision) and as per I.S.1786 of 1985 for Super structure of R.C.C items.
37 | Providing HYSD bars ( Fe-415) of different diameters, wrought and put up bars of all diameters including cost and conveyance of steel to site and all labour charges for fabrication of reinforcement including cutting, bending, binding rods, tying grills, placing them in position etc., complete including cost and conveyance of binding wire and all handling charges and operational charges etc., and including over lapping welding if required etc., complete for all R.C.C items for finished item of work as per standard drawings, as per the directions of the Engineer-in-Charge and as per MoRT&H specification 1600 & 2200 (5th revision) and as per I.S.1786 of 1985 for Sub structure of R.C.C items.
38 | Providing HYSD bars ( Fe-415) of different diameters, wrought and put up bars of all diameters including cost and conveyance of steel to site and all labour charges for fabrication of reinforcement including cutting, bending, binding rods, tying grills, placing them in position etc., complete including cost and conveyance of binding wire and all handling charges and operational charges etc., and including over lapping welding if required etc., complete for all R.C.C items for finished item of work as per standard drawings, as per the directions of the Engineer-in-Charge and as per MoRT&H specification 1600 & 2100 (5th revision) and as per I.S.1786 of 1985 for foundations of R.C.C items.
39 | Back filling behind Abutments with gravel including cost, conveyance of all materials to site etc., complete as per Clause 710.1.4 of IRC : 78 and as per MoRT&H Specification No. 2200 (5th Revision) and as per Drawing and technical specifications for finished item of work
40 | Providing and laying of filter media using 50% of 150 mm IRC soling stone and 50 % of 40 mm HBG metal satisfying the requirements laid down in clause 2504.2.2 of MoRT&H specifications to athickness of not less than 600mm with smaller size towards the soil and bigger size towards the wall and provided over the entire surface behind the abutment, wing wall and return wall to the full height compacted to a firm condition including cost and conveyance and all labour charges as directed by the departmental officers as per drawing and Technical specifications as per clause 710.1.1 of IRC:78 and Clause 2200 of MoRT&H (5th Revision) for finished item of work.
41 | Providing weep holes in VCC Abutments, Return walls and wing walls with 100mm Diameter AC pipe extending through the full width of the structure at 1.00m C/C in both horizontal and vertical direction so that the weep holes in each horizontal direction is staggered from the weep holes laying above and below lines as shown in drawing including cost and conveyance of the A.C pipes and labour charges for cutting to required length, placing the pipe with a slope of about 1V : 20H towards stream side face etc., complete for finished item of work for weep holes as per MoRT&H specification 2706 & 2200 (5th Revision)
42 | Providing 25.4 mm thick Mastic pads for Expansion joints etc., complete for finished item of work.
43 | Supplying and fixing of CI Drainage spouts complete as per MoRT&H specification No. 2705 (5th Revision) and as per drawing Sd/205
Pipe Culverts Provisions:-
11 | Earthwork excavation in soils upto SDR by mechanical means for foundations of structures as per drawing and technical specification including setting out, construction of shoring and bracing, removal of stumps and other deleterious matter, dressing sides of bottom, back filling the excavation earth to the extent required etc., complete for finished item of work, excluding seigniorage charges, as per MoRT&H specification 304 (5th Revision) and as directed by the Engineer-in-Charge
12 | Sand filling in foundation including cost and conveyence of all materials to site and watering, tamping etc., complete for finshed item of work as per MoRT&H specification 304 (5th Revision) and as directed by the Engineer-in-Charge.
13 | Vibrated cement concrete M 15 Grade Concrete using 40mm, 20mm and 10mm size HBG crushed stone aggregate (Coarse aggregate conforming to table 1000-1 and fine aggregate conforming to table 1000-2) including cost and conveyance of all materials to site and all labour charges for machine mixing, laying in position, Compacting, Vibrating and curing including all other incidental and all other operational charges of T&P required etc., complete as per MoRT&H Specification 1500, 1700, 2100 (5th Revision) for Foundations
14 | Vibrated cement concrete M 15 Grade Concrete using 40mm, 20mm and 10mm size HBG crushed stone aggregate (Coarse aggregate conforming to table 1000-1 and fine aggregate conforming to table 1000-2) including cost and conveyance of all materials to site and all labour charges for machine mixing, laying in position, Compacting, Vibrating and curing including all other incidental and all other operational charges of T&P required etc., complete as per MoRT&H Specification 1500, 1700, 2200 (5th Revision) for Body Walls
15 | Filling in between body walls with gravel including cost and conveyance of all materials to site etc., complete as per Clause 710.1.4 of IRC : 78 and as per MoRT&H Specification No. 2200 & 2907 (5th Revision) and as per Drawing and technical specifications for finished item of work.
16 | Providing, laying Reinforced cement concrete Hume pipes of 450 mm Dia., NP-4 class for pipe culverts including cost and conveyance of Pipes etc., complete and Labour charges for laying, jointing of 450 mm dia. R.C.C Hume pipes in position including lifting, aligning, lowering and hoisting etc., as per drawing and as per MoRT&H Specification 2900, 2905 and 2906 (5th Revision) and IRC Special Publication No: 13 and as directed by the Engineer-in-Charge for finished item of work.
17 | Providing, laying Reinforced cement concrete Hume pipes of 900 mm Dia., NP-4 class for pipe culverts including cost and conveyance of Pipes etc., complete and Labour charges for laying, jointing of 900 mm dia. R.C.C Hume pipes in position including lifting, aligning, lowering and hoisting etc., as per drawing and as per MoRT&H Specification 2900, 2905 and 2906 (5th Revision) and IRC Special Publication No: 13 and as directed by the Engineer-in-Charge for finished item of work.
RSI Provisions:-
10 | Supplying of hot applied thermoplastic road marking compound, 2.5mm thick including reflectorising glass beads @ 250gms with Reflectorising Glass Beads on Bituminous Surface at 250 gms per sqm area, thickness of 2.5mm is exclusive of surface applied glass bead as per IRC: 35, the material should be of BERGER Company/ BERGER Equivalent/ Equivalent brand and must comply with the following: a) White index for the product should be in the range of 60-70 when measured against standard reference. The applied panel 7/8 number must be submitted for checking up the white index in the department lab. In case the department approves the white index of any vendor, the department engineer may carryout random checking of the applied products at site against the approved panel. In case of any major deviation, beyond acceptance limit, department reserve the right to cancel or reject the total supplied consignment of the said material and will compell the vendor has to replace the full consignment by the desired material as per approved panel at his own cost and additional demurrages may be claimed due to loss of man days (as per the rules of the department). b) Luminance factor of the material should be in the range of 80-85% at 45 degree centigrade as per AASTHOM 249. c) Crack resistance: The applied panel cured for 7 days under ambient condition and then should be tested as per BS3262, Part-1, 1989 and should pass at the range of '0' degree centigrade to '-10' degree centigrade D) Adhesion : Strong E) Softening point: 102 degree centigrade F) Dried film finish : Smooth and uniform G) Night Vision: High as directed by the Engineer-in-Charge and confirming to IS: 164-1961 (1st revision reaffirmed in 1986) and clause conforming to IRC 35-1997
11 | Supplying & Fixing of Molded Shanks Raised Pavement Markers made of polycarbonate and ABS moulded body and reflective panels with micro prismatic lens capable of providing total internal reflection of the light entering the lens face and shall support a load of 16000 kg tested in accordance to ASTM D 4280 Type H and complying to Specifications of Category A of MORTH Circular No RW/NH/33023/10-97 – DO III Dt 11.06. 1997. The height, width and length shall not exceed 50 mm, 100 mm and 100 mm and with minimum reflective area of 13 Sqcm on each side and the slope to the base shall be 35 +/- 5 degree. The strength of detachment of the integrated cylindrical shanks, (of diameter not less than 19 +/- 2 mm and height not less than 30+/- 2 mm) from the body is to be a minimum value of 700 Kgs. Fixing will be by drilling holes on the road for the twin shanks to go inside, without nails and using epoxy resin based adhesive as per manufacturer’s recommendation and complete as directed by the engineer.
12 | Providing and fixing Cautionary / Warning sign boards size 900 mm equilateral triangle made out of Type - XI of ASTMD 4956-09 wide angle cube cornered micro Prismatic Retro reflective sheeting and confirming to IRC 67:2012 for full background of White colour and letters/logos done by screen printing in Black colour, boarders by screen printing in Red colour and fixed over 4MM Aluminium Composite Material sheet having minimum 0.5 mm thick Aluminium skin on both sides with back side painted grey colour and fixed over back support frame of M.S angle 25x25x3mm all round and fixing with 35x35x4mm and mounted on a MS angle post of size 75x75x6mm with clear height of not less than 2.1 m from the ground level to the bottom of the board. The signpost should be painted with one coat of red oxide paint and 2 coats of synthetic enamel paint Black and White colour with bands of 30cm of height. The signpost shall be firmly fixed with MS base angle 35x35x4 mm in to the ground by M-15 Concrete foundation of size 450x450x600mm including cost and conveyance of all materials ,equipment, machinery and labour with all leads and lift, loading chages necessary for satisfactory completion of the work as directed by Engineer -in-Charge.
13 | Providing and fixing Village name board size 900x450 mm made out of Type - IV of ASTMD 4956-09 High Intensity Prismatic Prismatic Retro reflective sheeting and confirming to IRC 67:2012 for full background of Green Colour & White Letters and fixed over 3MM Alluminium Composite Material sheet having minimum 0.30 mm thick Aluminium skin on both sides with back side painted grey colour and fixed over back support frame of M.S angle 25x25x3mm all round and fixing with 35x35x4mm and mounted on a MS angle post of size 75x75x6mm with clear height of not less than 2.1 m from the ground level to the bottom of the board. The signpost should be painted with one coat of red oxide paint and 2 coats of synthetic enamel paint Black and White colour with bands of 30cm of height. The signpost shall be firmly fixed with MS base angle 35x35x4 mm in to the ground by M-15 Concrete foundation of size 450x450x600mm including cost and conveyance of all materials, equipment, machinery and labour with all leads and lift, loading charges necessary for satisfactory completion of the work as directed by Engineer -in-Charge.
14 | Supply and installation of Hazard Markers/Delinators using M.S angle of size 55x55x6 mm and 120 cm high above ground level painted with two coats of black & white strips of 15cm wide with first quality synthetic enamel paint over one coat of appropriate primer of approved brand, colour, with 30cm x 90cm Type- XI of ASTMD 4956-09 wide angle cube concerned micro prismatic Retro Reflective sheeting of Yellow yellow colour and confirming to IRC 67:2012 fixed over 3mm aluminum composite material having minimum 0.30mm thick Aluminium skin on both sides with standard supports consisting of alternately black and yellow strips, in screen printing slopoing downward at an angle of 45 degrees towards the side of the obstruction on which the traffic is to pass and buried into the ground in a trench of size 30cm x 30cm and 50cm depth filled with CC M-20 including cost and conveyhance of all materials, equipment,machinery and labour with all leads and lifts, loading and unloading charges necessaryu for successful completion of the work on any road in division as directed by the Engineer-in-charge and conforming to IRC 67-2012 & MoRT&H specification No 805 and approved drawings etc., complete for finished item of work.
15 | Providing & fixing junctin boards of size 1500 x 1200 mm made out of Type - XI of ASTMD 4956-09 wide angle cube cornered micro Prismatic Retro reflective sheeting and confirming to IRC 67:2012 for full background of Green Colour & White Letters and fixed over 4MM Alluminium Composite Material sheet having minimum 0.5 mm thick Aluminium skin on both sides with back side painted grey colour and fixed over back support frame of M.S angle 25x25x3mm all round and fixing with 35x35x4mm and mounted on a MS angle post of size 75x75x6mm with clear height of not less than 2.1 m from the ground level to the bottom of the board. The signpost should be painted with one coat of red oxide paint and 2 coats of synthetic enamel paint Black and White colour with bands of 30cm of height. The signpost shall be firmly fixed with MS base angle 35x35x4 mm in to the ground by M-15 Concrete foundation of size 450x450x600mm including cost and conveyance of all materials, equipment, machinery and labour with all leads and lift, loading charges necessary for satisfactory completion of the work as directed by Engineer -in-Charge.
6 | Hire charges of Generator set 125 KVA to work site for night time lighting for all other incidental charges etc complete as directed by the Engineer - in - Charge .
Ls Provisions
3 | Provision for Seignorage Charges
17 | Provision for Price Adjustment
4 | Provision for Corpus fund of NAC @ 0.1%
5 | Provision for GST @ 18%
20 | Provision for Qulaity Control Charges
21 | Provision for CD Works
22 | Provision for Shifting of Electrical Poles
23 | Provision for Avagahana Sadassu
6 | Provision for Unforceen items & Rounding off
The estimate is prepared based on approved SOR 2025-26. The work will be carried out as per standard specifications and relevent circulars issued from time to time.
|  | Assistant Engineer (R&B) |  | Deputy Executive Engineer (R&B)
|  | (R&B) Section - Penugonda |  | (R&B) Sub Division - Tanuku
Executive Engineer (R&B)
(R&B) Division - Bhimavaram

## Abstract
GENERAL ABSTRACT
Name of Work :- | Construction of Helipad with Cement concrete for the visit of Hon'ble Chief Minister of Andhra pradesh Sri Nara Chandrababu Naidu Garu on the occasion of "Pattadar Pass Book- distribution" Programme at Siddantham village of Penugonda mandal (Achanta constituency)in West Godavari District on 8.6.2026.
S. No | Description |  | Amount in Rs.
1 | Road wok |  | 637864 |  | 7157621 | -6519757
| Sub Total ECV |  | 637864 |  | 8043355 | -7405491
Part - B:- Ls Provisions
3 | Provision for Seignorage Charges |  | 17588
4 | Provision for Price Adjustment |  | 0 | 19135.92
5 | Provision for Corpus fund of NAC @ 0.1% |  | 655
6 | Provision for GST @ 18% |  | 118099
7 | Provision for Qulaity Control Charges |  | 0
8 | Provision for CD Works |  | 0
9 | Provision for Shifting of Electrical Poles |  | 0
10 | Provision for Avagahana Sadassu |  | 0
11 | Unforceen items & Rounding off |  | 5794
| Grand Total |  | 780000 | -5000
| Assistant Engineer (R&B) | Deputy Executive Engineer (R&B)
| (R&B) Section - Penugonda | (R&B) Sub Division - Tanuku
Executive Engineer (R&B)
(R&B) Division - Bhimavaram

## Road Work Detailed (hidden)
DETAILED CUM ABSTRACT ESTIMATE
Name of Work :- |  | Construction of Helipad with Cement concrete for the visit of Hon'ble Chief Minister of Andhra pradesh Sri Nara Chandrababu Naidu Garu on the occasion of "Pattadar Pass Book- distribution" Programme at Siddantham village of Penugonda mandal (Achanta constituency)in West Godavari District on 8.6.2026.
S. No | Description of item |  | No |  |  | Length | Breadth | Depth | Quantity | Rate / Unit | Amunt
1 | 2 |  | 3 |  |  | 4 | 5 | 6 | 7 | 8 | 9
1 | Scarifying the existing B.T surface to a depth of 50 mm by Mechanical means and disposal of scarified material with all leads and lifts upto 1000 Mtrs as per MoRT&H (5th Revision) Specn. No.305.4.3
| Km | 10.600 to 12.244 | 1 | x |  | 4: 1644; 5: 3.66; 7: 0
| KLK Road Junction Approach |  | 1 | x |  | 4: 126; 5: 3.66; 7: 0 |  | 1.77
[6 empty] | 1770 |  |  | 0
[13 empty] | 1.644 | 0.126
[8 empty] | Say | 0 | 10.3 | 0
[9 empty] | Sqm | / 1 Sqm
2 | Providing, Laying, Spreading and compacting graded HBG crushed stone aggregate to Wet Mix macadem specification (5th Revision) as per Table 400-13, including cost of all materials and including premixing the material with water at OMC in Mechanical mix plant carriage of mixed material by tipper to site, laying in uniform layers with paver in base courses on well prepared surface and compacting with Vibratory roller to acheive the desired density etc., as directed by the Engineer-in-Charge and as per MoRT&H specification 406 (5th revision) for finished item of work. | [11 empty] | 12.37 | 13.202 | 12.244
| Km | 10.600 to 12.244 | 1 | x |  | 1644 | 3.96 | 0.15 | 0
| KLK Road Junction Approach |  | 1 | x |  | 126 | 3.96 | 0.15 | 0 |  |  | 4.26
[6 empty] | 1770 |  |  | 0
[8 empty] | Say | 0 | 3063 | 0
[6 empty] | 7: Cum; 8: / 1 Cum |  | 2 | 20 | 1.75 | 70 | 10.5
3 | Providing and applying prime coat with bitumen emulsion (SS1) Bulk using emulsion pressure distributor on prepared surface of granular base including clearing of road surface and spraying emulsion at the rate of 0.70 kg/sqm using emulsion pressure distributor for finished item of work etc., complete as per MoRT&H Specification 502 (5th revision) and as directed by the Engineer-in-charge
| Km | 10.600 to 12.244 | 1 | x |  | 4: 1644; 5: 3.66; 7: 0
| KLK Road Junction Approach |  | 1 | x |  | 4: 126; 5: 3.66; 7: 0
[6 empty] | 1770 |  |  | 0
[8 empty] | Say | 0 | 65.6 | 0
[9 empty] | Sqm | / 1 Sqm
4 | Providing and applying tack coat with bitumen VG-10 (Bulk) using Bitumen pressure distributor at the rate of 0.25 kgs per sqm on the prepared Granular surface treated with primer cleaned with mechanical broom for finished item of work as per MoRT&H Specification 503 (5th revision) and as directed by the Engineer-in-Charge.
For BM Layer
| Km | 10.600 to 12.244 | 1 | x |  | 4: 1644; 5: 3.66; 7: 0
| KLK Road Junction Approach |  | 1 | x |  | 4: 126; 5: 3.66; 7: 0
Service Roads
[6 empty] | 1770 |  |  | 0
[8 empty] | Say | 0 | 23.9 | 0
[9 empty] | Sqm | / 1 Sqm
4 | Forming shoulders with borrowed useful seclected earth having MDD of not less than 1.75 gms/cc from outside road boundary by mechnical means with all leads and lifts including pre-watering of soil at borrow area, removal of top soil, excavation of soils at borrowed area, conveyance of soil, depositing the soils on the embankment, spreading soils, breaking clods, sectioning and consolidation with vibratory road roller @ OMC to meet requirement of table 300-2 of MORT&H including all hire and operational charges of T&P, complete for finished item of work as per MORT&H specification 305 (5th revision)
| For helipad base |  | 1 | x | 1 | 26 | 26 | 0.35 | 236.6
236.6
[8 empty] | Say | 0 | 921 | 0
[9 empty] | Cum | / 1 Cum
9 | Forming embankment with borrowed useful earth from outside road boundary by mechanical means upto SDR with all leads and lifts including pre-watering of soil at borrow area, removal of top soil, excavation of soils at borrowed area, conveyance of soil, depositing the soil on the embankment, spreading soil, breaking clods, sectioning, grading and consolidation with 8 to 10 Tonnes Vibratory Road Roller @ OMC to meet requirement of table 300-2 of MoRT&H, including all hire and operational charges of T&P, complete for finished item of work as per MoRT&H specification 305 (5th revision) (Payment will be made based on level for finished item of work).
| For Helipad |  | 1 | x | 1 | 26 | 26 | 0.3 | 202.8
[6 empty] | 7: 202.8 |  | 3.200 to 5.000 | 2 | x | 1 | 830 | 1/2*(1.5*3)
[8 empty] | Say | 203 | 322 | 65366
[9 empty] | Cum | / 1 Cum
5 | Providing B.T patch work using 1.20 cum of 40 mm IRC size HBG metal to get compacted quantity of 1 cum precoated with bitumen (VG-10) 80/100 grade using total quantity of 42 kgs including tack coat, cost and conveyance of all materials and labour charges for cleaning the existing surface, appliying tack coat with hot bitumen, spreading 40 to 45 mm HBG metal, sectioning and rolling with power roller 8 to 10 tones and spreading 9.50 to 11.20mm HBG machine crushed chips at the rate of 0.13cum per 1 Cum of metal as key stone and consolidation with 8 -10 T Power road roller spreading tack coat with hot bitumen and hire charges of T&P etc., compleate for finished work as per standared specification APSS No 1510.
| Pot holes, Sunken portions, Broken edges |  |  |  |  | 7: 68
68
[8 empty] | Say | 68 | 7634 | 519112
[9 empty] | Cum | / 1 Cum
11 | Providing B.T. patch work for pot holes using 20mm HBG machine crushed metal with required quantity of 10 to 12mm size HBG key chips and 80/100 grade 72 kgs /1 cum of work for filling the pot holes including removal of loose material in the pot holes, trimming the edges to provideform vertical faces, cleaning the surface, applying tack coat with hot bitumen, filling the pot holes compacting with power road roller of 8 to 10 T and finishing including cost and conveyance of materials T&P charges and all labour charges for all operations etc., complete for finished item of work as directed by the Engineer-In-Charge.
Pot holes of thickness less than 40mm
0
[8 empty] | Say | 0 | 10484 | 0
[9 empty] | Cum | / 1 Cum
CC Road :-
6 | Scarifying the existing B.T surface to a depth of 50 mm by Mechanical means and disposal of scarified material with all leads and lifts upto 1000 Mtrs as per MoRT&H (5th Revision) Specn. No.305.4.3
| Km | 1.630 to 2.200 | 1 | x | 1 | 4: 570; 5: 7; 7: 3990
| Km | 2.915 to 3.100 | 1 | x | 1 | 4: 185; 5: 7; 7: 1295 | 570
| Km | 4.210 to 4.400 | 1 | x | 1 | 4: 190; 5: 7; 7: 1330 | 185
| Km | 5.100 to 5.170 | 1 | x | 1 | 4: 70; 5: 7; 7: 490
| Km | 6.000 to 7.140 | 1 | x | 1 | 4: 1140; 5: 7; 7: 7980
[6 empty] | 2155 |  |  | 15085
[8 empty] | Say | 0 | 10.3 | 0
[9 empty] | Sqm | / 1 Sqm
7 | Earthwork excavation in soils upto SDR by mechanical means including trimming bottom and side slopes in accordance with requirements of lines, grades and cross sections etc., complete for finished item of work for trench cutting as per MoRT&H specification 301 (5th Revision) and as directed by the Engineer-in-Charge
5.5
| Km | 17.300 to 17.800 | 2 | x |  | 500 | 0.875 | 0.1 | 0 |  |  |  | 1.84
[6 empty] | 4: 500; 7: 0 | 1.75 | 0.92
0.875
[8 empty] | Say | 0 | 0 | 0
[9 empty] | Cum | / 1 Cum
7 | Construction of Granular sub-base by providing HBG material confirming to Grading - V of MoRT&H Table 400-1 including cost and conveyance of all materials to work site and spreading in uniform layers with motor grader or by approved means, on prepared surface mixing by mix in place method with Rotavator / approved means at OMC and compacting with vibratory roller to achieve the desired density etc., complete for finished item of work as per MoRT&H Specification 401 (5th revision) and as directed by the Engineer-in-charge.
| For Helipad |  | 1 | x | 1 | 26 | 26 | 0.15 | 101.4
101.4
[8 empty] | Say | 101 | 2818 | 284618
[9 empty] | Cum | / 1 Cum
8 | Vibrated reinforced cement concrete M 25 grade using 20mm & 10mm HBG crushed stone aggregate (Coarse aggregate conforming to table 1000-1 and fine aggregate conforming to table 1000-2) including cost, conveyance of all materials to site and labour charges, centering, machine mixing, laying, vibrating, curing etc., including all other incidental and operational charges of all T&P etc., complete for finished item of work as per Approved drawing but excluding cost of steel and its fabrication charges as per MoRT&H specification 1500, 1600, 1700 & 2704 (5th Revision) and as directed by the Engineer-in-Charge
| For Helipad |  | 1 | x | 1 | 26 | 26 | 0.15 | 101.4
[6 empty] | 26 |  |  | 101.4
[8 empty] | Say | 101 | 6737 | 680437
[9 empty] | Cum | / 1 Cum
9 | Construction of un-reinforced, dowel jointed, plain cement concrete pavement over a prepared sub base with 43 grade cement @ 400 kg per cum, coarse and fine aggregate conforming to IS 383, maximum size of coarse aggregate not exceeding 25 mm and confirming to clause 602.2.6.4 mixed in concrete mixer 0.28/0.4 cum capacity with weigh batcher as per approved mix design, laid with a fixed form paver / manual means, spread, compacted and finished in a continuous operation including provision of contraction, expansion, construction and longitudinal joints, joint filler, separation membrane, sealant primer, joint sealant, debonding strip, dowel bar, tie rod, admixtures as approved, curing compound, finishing to lines and grades as per drawing complete for finished item of work as per MoRT&H specification 602 (5th Revision) and as directed by the Engineer-in-Charge
| Km | 1.630 to 2.200 | 1 | x | 1 | 570 | 7 | 0.25 | 997.5 | [9 empty] | 5.5 | 0.2 | 0
| Km | 2.915 to 3.100 | 1 | x | 1 | 185 | 7 | 0.25 | 323.75
| Km | 4.210 to 4.400 | 1 | x | 1 | 190 | 7 | 0.25 | 332.5
| Km | 5.100 to 5.170 | 1 | x | 1 | 70 | 7 | 0.25 | 122.5
| Km | 6.000 to 7.140 | 1 | x | 1 | 1140 | 7 | 0.25 | 1995
| Service Roads |  |  |  |  | 7: 60
[6 empty] | 2155 |  |  | 3831.25
[8 empty] | Say | 3831 | 7263 | 27824553
[9 empty] | Cum | / 1 Cum
10 | Forming shoulders with borrowed useful seclected earth having MDD of not less than 1.75 gms/cc from outside road boundary by mechnical means with all leads and lifts including pre-watering of soil at borrow area, removal of top soil, excavation of soils at borrowed area, conveyance of soil, depositing the soils on the embankment, spreading soils, breaking clods, sectioning and consolidation with vibratory road roller @ OMC to meet requirement of table 300-2 of MORT&H including all hire and operational charges of T&P, complete for finished item of work as per MORT&H specification 305 (5th revision) (Payment will be made based on levels for finished item of work)
| Km | 1.630 to 2.200 | 2 | x | 1 | 570 | 1 | 0.3 | 342
| Km | 2.915 to 3.100 | 2 | x | 1 | 185 | 1 | 0.3 | 111
| Km | 4.210 to 4.400 | 2 | x | 1 | 190 | 1 | 0.3 | 114
| Km | 5.100 to 5.170 | 2 | x | 1 | 70 | 1 | 0.3 | 42
| Km | 6.000 to 7.140 | 2 | x | 1 | 1140 | 1 | 0.3 | 684
[6 empty] | 2155 |  |  | 1293
[8 empty] | Say | 1293 | 921 | 1190853
[9 empty] | Cum | / 1 Cum
17 | Vibrated reinforced cement concrete M 30 grade using 20mm & 10mm HBG crushed stone aggregate (Coarse aggregate conforming to table 1000-1 and fine aggregate conforming to table 1000-2) including cost, conveyance of all materials to site and labour charges, centering, machine mixing, laying, vibrating, curing etc., including all other incidental and operational charges of all T&P etc., complete for finished item of work as per drawing BD/1-69( A) but excluding cost of steel and its fabrication charges as per MoRT&H specification 1500, 1600, 1700 & 2702 (5th Revision) and as directed by the Engineer-in-Charge for wearing coat over Deck slab.
| Wearing Coat over Bridge in Km 7/5 |  |  | x | 1 | 32.5 | 4.25 | 0.075 | 0
[6 empty] | 32.5 |  |  | 0
[8 empty] | Say | 0 | 6771 | 0
[9 empty] | Cum | / 1 Cum
Total | [5 empty] | 9: 30564939
|  | Assistant Executive Engineer (R&B) |  |  |  | 7: Deputy Executive Engineer (R&B)
|  | (R&B) Section - Penugonda |  |  |  | 7: (R&B) Sub Division - Tanuku
|  | Executive Engineer (R&B) |  |  |  | 7: Superintending Engineer (R&B)
|  | (R&B) Division - Bhimavaram |  |  |  | 7: (R&B) Circle - Eluru

## Estimate
DETAILED CUM ABSTRACT ESTIMATE
Name of Work :- |  | Construction of Helipad with Cement concrete for the visit of Hon'ble Chief Minister of Andhra pradesh Sri Nara Chandrababu Naidu Garu on the occasion of "Pattadar Pass Book- distribution" Programme at Siddantham village of Penugonda mandal (Achanta constituency)in West Godavari District on 8.6.2026.
A) Preparation of Helipad Base
S. No | Description of item |  | No |  |  | Length | Breadth | Depth | Quantity | Rate / Unit | Amunt |  |  | B) Construction of Helipad with CC and leveling the ground
C) Providing barricading for the visit of Hon'ble Chief Minister of Andhra pradesh on 8.6.2026 to participate for the occasion of PattadarPass Book
1 | 2 |  | 3 |  |  | 4 | 5 | 6 | 7 | 8 | 9
1 | Scarifying the existing B.T surface to a depth of 50 mm by Mechanical means and disposal of scarified material with all leads and lifts upto 1000 Mtrs as per MoRT&H (5th Revision) Specn. No.305.4.3
| Km | 10.600 to 12.244 | 1 | x |  | 4: 1644; 5: 3.66; 7: 0
| KLK Road Junction Approach |  | 1 | x |  | 4: 126; 5: 3.66; 7: 0
[6 empty] | 1770 |  |  | 0
[8 empty] | Say | 0 | 10.3 | 0
[9 empty] | Sqm | / 1 Sqm
2 | Providing, Laying, Spreading and compacting graded HBG crushed stone aggregate to Wet Mix macadem specification (5th Revision) as per Table 400-13, including cost of all materials and including premixing the material with water at OMC in Mechanical mix plant carriage of mixed material by tipper to site, laying in uniform layers with paver in base courses on well prepared surface and compacting with Vibratory roller to acheive the desired density etc., as directed by the Engineer-in-Charge and as per MoRT&H specification 406 (5th revision) for finished item of work.
| Km | 10.600 to 12.244 | 1 | x |  | 1644 | 3.96 | 0.15 | 0
| KLK Road Junction Approach |  | 1 | x |  | 126 | 3.96 | 0.15 | 0 |  |  | 4.26
[6 empty] | 1770 |  |  | 0
[8 empty] | Say | 0 | 3063 | 0
[9 empty] | Cum | / 1 Cum
3 | Providing and applying prime coat with bitumen emulsion (SS1) Bulk using emulsion pressure distributor on prepared surface of granular base including clearing of road surface and spraying emulsion at the rate of 0.70 kg/sqm using emulsion pressure distributor for finished item of work etc., complete as per MoRT&H Specification 502 (5th revision) and as directed by the Engineer-in-charge
| Km | 10.600 to 12.244 | 1 | x |  | 4: 1644; 5: 3.66; 7: 0
| KLK Road Junction Approach |  | 1 | x |  | 4: 126; 5: 3.66; 7: 0
[6 empty] | 1770 |  |  | 0
[8 empty] | Say | 0 | 65.6 | 0
[9 empty] | Sqm | / 1 Sqm
4 | Providing and applying tack coat with bitumen VG-10 (Bulk) using Bitumen pressure distributor at the rate of 0.25 kgs per sqm on the prepared Granular surface treated with primer cleaned with mechanical broom for finished item of work as per MoRT&H Specification 503 (5th revision) and as directed by the Engineer-in-Charge.
For BM Layer
| Km | 10.600 to 12.244 | 1 | x |  | 4: 1644; 5: 3.66; 7: 0
| KLK Road Junction Approach |  | 1 | x |  | 4: 126; 5: 3.66; 7: 0
Service Roads
[6 empty] | 1770 |  |  | 0
[8 empty] | Say | 0 | 23.9 | 0
[9 empty] | Sqm | / 1 Sqm
4 | Forming shoulders with borrowed useful seclected earth having MDD of not less than 1.75 gms/cc from outside road boundary by mechnical means with all leads and lifts including pre-watering of soil at borrow area, removal of top soil, excavation of soils at borrowed area, conveyance of soil, depositing the soils on the embankment, spreading soils, breaking clods, sectioning and consolidation with vibratory road roller @ OMC to meet requirement of table 300-2 of MORT&H including all hire and operational charges of T&P, complete for finished item of work as per MORT&H specification 305 (5th revision)
| For helipad base |  | 1 | x | 1 | 26 | 26 | 0.35 | 236.6
236.6
[8 empty] | Say | 0 | 921 | 0
[9 empty] | Cum | / 1 Cum
1 | Forming Subgrade with borrowed useful selected soils having MDD of not less than 1.75 gm/cc and CBR not less than 10%, from outside road boundary by mechanical means up to SDR with all leads and lifts including pre-watering of soil at borrow area, removal of top soil, excavation of soils at borrowed area, conveyance of soil, depositing the soil on the embankment, spreading soil, breaking clods, sectioning, grading and consolidation with 8 to 10 Tonnes Vibratory Road Roller @ OMC to meet requirement of table 300-2 of MoRT&H, including all hire and operational charges of T&P, complete for finished item of work as per MoRT&H (5th Revision) Specification Clause No. 305
| For Helipad |  | 1 | x | 1 | 26 | 26 | 0.3 | 202.8
|  | approach road | 1 |  | 1 | 18 | 7 | 0.15 | 18.9
221.7
[8 empty] | Say | 0 | 984 | 0 |  | 0
[6 empty] | 7: Cum; 8: / 1 Cum |  | 0
0
5 | Providing B.T patch work using 1.20 cum of 40 mm IRC size HBG metal to get compacted quantity of 1 cum precoated with bitumen (VG-10) 80/100 grade using total quantity of 42 kgs including tack coat, cost and conveyance of all materials and labour charges for cleaning the existing surface, appliying tack coat with hot bitumen, spreading 40 to 45 mm HBG metal, sectioning and rolling with power roller 8 to 10 tones and spreading 9.50 to 11.20mm HBG machine crushed chips at the rate of 0.13cum per 1 Cum of metal as key stone and consolidation with 8 -10 T Power road roller spreading tack coat with hot bitumen and hire charges of T&P etc., compleate for finished work as per standared specification APSS No 1510.
| Pot holes, Sunken portions, Broken edges |  |  |  |  | 7: 68
68
[8 empty] | Say | 0 | 7634 | 0
[9 empty] | Cum | / 1 Cum
11 | Providing B.T. patch work for pot holes using 20mm HBG machine crushed metal with required quantity of 10 to 12mm size HBG key chips and 80/100 grade 72 kgs /1 cum of work for filling the pot holes including removal of loose material in the pot holes, trimming the edges to provideform vertical faces, cleaning the surface, applying tack coat with hot bitumen, filling the pot holes compacting with power road roller of 8 to 10 T and finishing including cost and conveyance of materials T&P charges and all labour charges for all operations etc., complete for finished item of work as directed by the Engineer-In-Charge.
Pot holes of thickness less than 40mm
0
[8 empty] | Say | 0 | 10484 | 0
[9 empty] | Cum | / 1 Cum
CC Road :-
6 | Scarifying the existing B.T surface to a depth of 50 mm by Mechanical means and disposal of scarified material with all leads and lifts upto 1000 Mtrs as per MoRT&H (5th Revision) Specn. No.305.4.3
| Km | 1.630 to 2.200 | 1 | x | 1 | 4: 570; 5: 7; 7: 3990
| Km | 2.915 to 3.100 | 1 | x | 1 | 4: 185; 5: 7; 7: 1295 | 570
| Km | 4.210 to 4.400 | 1 | x | 1 | 4: 190; 5: 7; 7: 1330 | 185
| Km | 5.100 to 5.170 | 1 | x | 1 | 4: 70; 5: 7; 7: 490
| Km | 6.000 to 7.140 | 1 | x | 1 | 4: 1140; 5: 7; 7: 7980
[6 empty] | 2155 |  |  | 15085
[8 empty] | Say | 0 | 10.3 | 0
[9 empty] | Sqm | / 1 Sqm
7 | Earthwork excavation in soils upto SDR by mechanical means including trimming bottom and side slopes in accordance with requirements of lines, grades and cross sections etc., complete for finished item of work for trench cutting as per MoRT&H specification 301 (5th Revision) and as directed by the Engineer-in-Charge
5.5
| Km | 17.300 to 17.800 | 2 | x |  | 500 | 0.875 | 0.1 | 0
[6 empty] | 4: 500; 7: 0 | 1.75
0.875
[8 empty] | Say | 0 | 0 | 0
[9 empty] | Cum | / 1 Cum
2 | Construction of Granular sub-base by providing HBG material confirming to Grading - V of MoRT&H Table 400-1 including cost and conveyance of all materials to work site and spreading in uniform layers with motor grader or by approved means, on prepared surface mixing by mix in place method with Rotavator / approved means at OMC and compacting with vibratory roller to achieve the desired density etc., complete for finished item of work as per MoRT&H Specification 401 (5th revision) and as directed by the Engineer-in-charge. | [11 empty] | 0
| For Helipad |  | 1 | x | 1 | 26 | 26 | 0.15 | 101.4 |  |  |  | 0
|  | approach road | 1 |  | 1 | 18 | 7 | 0.15 | 18.9
120.3
[8 empty] | Say | 0 | 2818 | 0
[9 empty] | Cum | / 1 Cum
1 | Vibrated reinforced cement concrete M 25 grade using 20mm & 10mm HBG crushed stone aggregate (Coarse aggregate conforming to table 1000-1 and fine aggregate conforming to table 1000-2) including cost, conveyance of all materials to site and labour charges, centering, machine mixing, laying, vibrating, curing etc., including all other incidental and operational charges of all T&P etc., complete for finished item of work as per Approved drawing but excluding cost of steel and its fabrication charges as per MoRT&H specification 1500, 1600, 1700 & 2704 (5th Revision) and as directed by the Engineer-in-Charge
| For Helipad |  | 1 | x | 1 | 25 | 25 | 0.15 | 93.75
[6 empty] | 25 |  |  | 93.75
[8 empty] | Say | 94 | 6737 | 633278 |  | 633278
[6 empty] | 7: Cum; 8: / 1 Cum |  | 407476
2 | Painting with best approved white cement two coats including cost and conveyance of all materials and labour charges, cost of brushes etc., complete for finished item of work. | [11 empty] | #REF!
|  | for ' H ' Mark | 2 | x | 1 | 4: 3; 5: 0.4; 7: 2.4 |  |  |  | 0.2 | 0
|  |  | 1 | x | 1 | 4: 1; 5: 0.4; 7: 0.4
|  | For 10M Square | 4 | x | 1 | 4: 10; 5: 0.3; 7: 12
|  | For 25M Square | 4 | x | 1 | 4: 25; 5: 0.3; 7: 30
[6 empty] | 39 |  |  | 44.8
[8 empty] | Say | 45 | 101.9 | 4586
[9 empty] | Cum | / 1 Cum
3 | Hire chargesd of front end loader for clearing Debris and levelling ground including oils and all other incidental charges etc as directed by the engineer -in -charge
| At Helipad site (2 Days) |  | 2 | x | 2 | 10 |  |  | 0 | 2043 | 0
[9 empty] | Hr | / 1 Hr
4 | Hire charges of water tanker for wartering the helipad ground and alround Helipad including oils, and all other incidental charges etc complete as directed by the Engineer - in - Charge .
| At Helipad site (3Days) |  | 3 | x | 4 | 10 |  |  | 0 | 822 | 0
[9 empty] | Hr | / 1 Hr
5 | Hire charges of vibratory roller 8-10 Tonnes, conveyance of Machinery to work site and all other incidental charges etc complete as directed by the Engineer - in - Charge .
| At Helipad site (3 Days) |  | 3 | x | 2 | 8 |  |  | 0 | 3488.54 | 0
[9 empty] | Hr | / 1 Hr
6 | Hire charges of Generator set 125 KVA to work site for night time lighting for all other incidental charges etc complete as directed by the Engineer - in - Charge .
| At Helipad site (3 Days) |  | 3 | x | 1 | 10 |  |  | 0 | 1836 | 0
[9 empty] | Hr | / 1 Hr
10 | Forming shoulders with borrowed useful seclected earth having MDD of not less than 1.75 gms/cc from outside road boundary by mechnical means with all leads and lifts including pre-watering of soil at borrow area, removal of top soil, excavation of soils at borrowed area, conveyance of soil, depositing the soils on the embankment, spreading soils, breaking clods, sectioning and consolidation with vibratory road roller @ OMC to meet requirement of table 300-2 of MORT&H including all hire and operational charges of T&P, complete for finished item of work as per MORT&H specification 305 (5th revision) (Payment will be made based on levels for finished item of work)
| Km | 1.630 to 2.200 | 2 | x | 1 | 570 | 1 | 0.3 | 342
| Km | 2.915 to 3.100 | 2 | x | 1 | 185 | 1 | 0.3 | 111
| Km | 4.210 to 4.400 | 2 | x | 1 | 190 | 1 | 0.3 | 114
| Km | 5.100 to 5.170 | 2 | x | 1 | 70 | 1 | 0.3 | 42
| Km | 6.000 to 7.140 | 2 | x | 1 | 1140 | 1 | 0.3 | 684
[6 empty] | 2155 |  |  | 1293
[8 empty] | Say | 0 | 921 | 0
[9 empty] | Cum | / 1 Cum
17 | Vibrated reinforced cement concrete M 30 grade using 20mm & 10mm HBG crushed stone aggregate (Coarse aggregate conforming to table 1000-1 and fine aggregate conforming to table 1000-2) including cost, conveyance of all materials to site and labour charges, centering, machine mixing, laying, vibrating, curing etc., including all other incidental and operational charges of all T&P etc., complete for finished item of work as per drawing BD/1-69( A) but excluding cost of steel and its fabrication charges as per MoRT&H specification 1500, 1600, 1700 & 2702 (5th Revision) and as directed by the Engineer-in-Charge for wearing coat over Deck slab.
| Wearing Coat over Bridge in Km 7/5 |  |  | x | 1 | 32.5 | 4.25 | 0.075 | 0
[6 empty] | 32.5 |  |  | 0
[8 empty] | Say | 0 | 6771 | 0
[9 empty] | Cum | / 1 Cum
Total | [5 empty] | 9: 637864
|  | Assistant Engineer (R&B) |  |  |  | 7: Deputy Executive Engineer (R&B)
|  | (R&B) Section - Penugonda |  |  |  | 7: (R&B) Sub Division - Tanuku
Executive Engineer (R&B)
(R&B) Division - Bhimavaram

## RSI (hidden)
Name of Work :- |  |  | Construction of Helipad with Cement concrete for the visit of Hon'ble Chief Minister of Andhra pradesh Sri Nara Chandrababu Naidu Garu on the occasion of "Pattadar Pass Book- distribution" Programme at Siddantham village of Penugonda mandal (Achanta constituency)in West Godavari District on 8.6.2026.
DETAILED CUM ABSTRACT ESTIMATE for RSI
Sl No | Description of item |  |  | No |  |  |  | Measurements |  |  | Qty | Rate / Unit | Amount
[8 empty] | L | B | D
1 | Supplying of hot applied thermoplastic road marking compound, 2.5mm thick including reflectorising glass beads @ 250gms with Reflectorising Glass Beads on Bituminous Surface at 250 gms per sqm area, thickness of 2.5mm is exclusive of surface applied glass bead as per IRC: 35, the material should be of BERGER Company/ BERGER Equivalent/ Equivalent brand and must comply with the following: a) White index for the product should be in the range of 60-70 when measured against standard reference. The applied panel 7/8 number must be submitted for checking up the white index in the department lab. In case the department approves the white index of any vendor, the department engineer may carryout random checking of the applied products at site against the approved panel. In case of any major deviation, beyond acceptance limit, department reserve the right to cancel or reject the total supplied consignment of the said material and will compell the vendor has to replace the full consignment by the desired material as per approved panel at his own cost and additional demurrages may be claimed due to loss of man days (as per the rules of the department). b) Luminance factor of the material should be in the range of 80-85% at 45 degree centigrade as per AASTHOM 249. c) Crack resistance: The applied panel cured for 7 days under ambient condition and then should be tested as per BS3262, Part-1, 1989 and should pass at the range of '0' degree centigrade to '-10' degree centigrade D) Adhesion : Strong E) Softening point: 102 degree centigrade F) Dried film finish : Smooth and uniform G) Night Vision: High as directed by the Engineer-in-Charge and confirming to IS: 164-1961 (1st revision reaffirmed in 1986) and clause conforming to IRC 35-1997
476
| Centre Line |  |  | 1 | x | 476 | 3 | 0.1 |  |  | 142.8
| Edge Lines |  |  | 2 | x | 1 | 3570 | 0.1 |  |  | 714
| Zebra Crossings |  |  | 4 | x | 7*3 | 3 | 0.5 |  |  | 126 |  |  | 28.96
| Curves |  |  |  | x | 2 | 50 | 0.1 |  |  | 0
[10 empty] | Total | 982.8
[10 empty] | Say | 983 | 601 | 590783
[11 empty] | Sqm | / 1 Sqm
2 | Supplying & Fixing of Molded Shanks Raised Pavement Markers made of polycarbonate and ABS moulded body and reflective panels with micro prismatic lens capable of providing total internal reflection of the light entering the lens face and shall support a load of 16000 kg tested in accordance to ASTM D 4280 Type H and complying to Specifications of Category A of MORTH Circular No RW/NH/33023/10-97 – DO III Dt 11.06. 1997. The height, width and length shall not exceed 50 mm, 100 mm and 100 mm and with minimum reflective area of 13 Sqcm on each side and the slope to the base shall be 35 +/- 5 degree. The strength of detachment of the integrated cylindrical shanks, (of diameter not less than 19 +/- 2 mm and height not less than 30+/- 2 mm) from the body is to be a minimum value of 700 Kgs. Fixing will be by drilling holes on the road for the twin shanks to go inside, without nails and using epoxy resin based adhesive as per manufacturer’s recommendation and complete as directed by the engineer.
| Centre Line |  |  | 1 | x | 1 | 476 |  |  |  | 476
| Edge Lines |  |  | 2 | x | 1 | 476 |  |  |  | 952 |  |  | 376.6667
| Zebra Crossings |  |  | 4 | x | 7 | 4 |  |  |  | 112
| Curves |  |  | 0 | x | 2 | 7 |  |  |  | 0
[10 empty] | Say | 1540 | 388 | 597520
[11 empty] | No | / 1 No
3 | Providing and fixing Cautionary / Warning sign boards size 900 mm equilateral triangle made out of Type - XI of ASTMD 4956-09 wide angle cube cornered micro Prismatic Retro reflective sheeting and confirming to IRC 67:2012 for full background of White colour and letters/logos done by screen printing in Black colour, boarders by screen printing in Red colour and fixed over 4MM Aluminium Composite Material sheet having minimum 0.5 mm thick Aluminium skin on both sides with back side painted grey colour and fixed over back support frame of M.S angle 25x25x3mm all round and fixing with 35x35x4mm and mounted on a MS angle post of size 75x75x6mm with clear height of not less than 2.1 m from the ground level to the bottom of the board. The signpost should be painted with one coat of red oxide paint and 2 coats of synthetic enamel paint Black and White colour with bands of 30cm of height. The signpost shall be firmly fixed with MS base angle 35x35x4 mm in to the ground by M-15 Concrete foundation of size 450x450x600mm including cost and conveyance of all materials ,equipment, machinery and labour with all leads and lift, loading chages necessary for satisfactory completion of the work as directed by Engineer -in-Charge.
at Curves, speed breakers, schools, Junction of two roads, Narrow culverts, Dip.etc
|  |  | 4 | x | 2 | x | 2 |  |  |  | 16
[10 empty] | Say | 16 | 7496 | 119936
[11 empty] | No | / 1 No
4 | Providing and fixing Village name board size 900x450 mm made out of Type - IV of ASTMD 4956-09 High Intensity Prismatic Prismatic Retro reflective sheeting and confirming to IRC 67:2012 for full background of Green Colour & White Letters and fixed over 3MM Alluminium Composite Material sheet having minimum 0.30 mm thick Aluminium skin on both sides with back side painted grey colour and fixed over back support frame of M.S angle 25x25x3mm all round and fixing with 35x35x4mm and mounted on a MS angle post of size 75x75x6mm with clear height of not less than 2.1 m from the ground level to the bottom of the board. The signpost should be painted with one coat of red oxide paint and 2 coats of synthetic enamel paint Black and White colour with bands of 30cm of height. The signpost shall be firmly fixed with MS base angle 35x35x4 mm in to the ground by M-15 Concrete foundation of size 450x450x600mm including cost and conveyance of all materials, equipment, machinery and labour with all leads and lift, loading charges necessary for satisfactory completion of the work as directed by Engineer -in-Charge.
|  |  |  | 5 | x | 2 |  |  |  |  | 10
[10 empty] | Say | 10 | 7119 | 71190
[11 empty] | No | / 1 No
5 | Supply and installation of Hazard Markers/Delinators using M.S angle of size 55x55x6 mm and 120 cm high above ground level painted with two coats of black & white strips of 15cm wide with first quality synthetic enamel paint over one coat of appropriate primer of approved brand, colour, with 30cm x 90cm Type- XI of ASTMD 4956-09 wide angle cube concerned micro prismatic Retro Reflective sheeting of Yellow yellow colour and confirming to IRC 67:2012 fixed over 3mm aluminum composite material having minimum 0.30mm thick Aluminium skin on both sides with standard supports consisting of alternately black and yellow strips, in screen printing slopoing downward at an angle of 45 degrees towards the side of the obstruction on which the traffic is to pass and buried into the ground in a trench of size 30cm x 30cm and 50cm depth filled with CC M-20 including cost and conveyhance of all materials, equipment,machinery and labour with all leads and lifts, loading and unloading charges necessaryu for successful completion of the work on any road in division as directed by the Engineer-in-charge and conforming to IRC 67-2012 & MoRT&H specification No 805 and approved drawings etc., complete for finished item of work.
| At bridges |  | 2 | x | 1 | x | 2 |  |  |  | 4
[10 empty] | Say | 4 | 4623 | 18492
[11 empty] | No | / 1 No
6 | Providing & fixing junctin boards of size 1500 x 1200 mm made out of Type - XI of ASTMD 4956-09 wide angle cube cornered micro Prismatic Retro reflective sheeting and confirming to IRC 67:2012 for full background of Green Colour & White Letters and fixed over 4MM Alluminium Composite Material sheet having minimum 0.5 mm thick Aluminium skin on both sides with back side painted grey colour and fixed over back support frame of M.S angle 25x25x3mm all round and fixing with 35x35x4mm and mounted on a MS angle post of size 75x75x6mm with clear height of not less than 2.1 m from the ground level to the bottom of the board. The signpost should be painted with one coat of red oxide paint and 2 coats of synthetic enamel paint Black and White colour with bands of 30cm of height. The signpost shall be firmly fixed with MS base angle 35x35x4 mm in to the ground by M-15 Concrete foundation of size 450x450x600mm including cost and conveyance of all materials, equipment, machinery and labour with all leads and lift, loading charges necessary for satisfactory completion of the work as directed by Engineer -in-Charge.
[11 empty] | 6 | 30492 | 182952
[11 empty] | No | / 1 No
[11 empty] | Total |  | 1580873
[11 empty] | for 1 Km |  | 158087.3
[12 empty] | say /Km | 175000
|  | Assistant Executive Engineer (R&B) | [8 empty] | Deputy Executive Engineer (R&B)
|  | (R&B) Section - Penugonda | [8 empty] | (R&B) Sub Division - Tanuku
|  | Executive Engineer (R&B) | [8 empty] | Superintending Engineer (R&B)
|  | (R&B) Division - Bhimavaram | [8 empty] | (R&B) Circle - Eluru

## Seigniorage
Seigniorage Charges Statement
Name of Work :- | Construction of Helipad with Cement concrete for the visit of Hon'ble Chief Minister of Andhra pradesh Sri Nara Chandrababu Naidu Garu on the occasion of "Pattadar Pass Book- distribution" Programme at Siddantham village of Penugonda mandal (Achanta constituency)in West Godavari District on 8.6.2026.
S. No. | Description of item | Quantity in Cum | loose quantity per cum | Seigniorage Charges per unit | Amount in Rs.
Road work
1 | WMM | 0 | 1.32 | 157.5 | 0
1 | BM | 0 | 1.416 | 157.5 | 0
2 | BC | 0 | 1.49 | 157.5 | 0
3 | Shoulders | 0 | 1 | 82.5 | 0
4 | Sub Grade | 0 | 1 | 100 | 0
4 | BT Patchwork 40mm | 0 | 1.33 | 157.5 | 0
7 | BT Patchwork 20mm | 0 | 1.33 | 157.5 | 0
6 | Earthwork Excavation | 0 | 1 | 157.5 | 0
5 | GSB | 0 | 1.28 | 157.5 | 0
6 | M25 | 94 | 0.9 | 157.5 | 13324.5
7 | PQC | 0 | 0.9 | 157.5 | 0
8 | Shoulders | 0 | 1 | 82.5 | 0
Pipe Culverts
9 | Earth Work Excavation |  | 1 | 45 | 0
10 | Sand Filling |  | 1.2 | 100 | 0
11 | VCC M15 for Foundations |  | 0.9 | 90 | 0
|  |  | 0.45 | 100 | 0
12 | VCC M15 for Body Walls |  | 0.9 | 90 | 0
|  |  | 0.45 | 100 | 0
13 | Filling inbetween Body Walls |  | 1.2 | 45 | 0
Slab Culverts
9 | Earth Work Excavation |  | 1 | 45 | 0
10 | Sand Filling |  | 1.2 | 100 | 0
11 | VCC (1:3:6) Base Course |  | 0.9 | 90 | 0
|  |  | 0.45 | 100 | 0
12 | VRCC M20 for Raft |  | 0.9 | 90 | 0
|  |  | 0.45 | 100 | 0
13 | VCC M15 Footing |  | 0.9 | 90 | 0
|  |  | 0.45 | 100 | 0
13 | VCC M15 Sub Structure |  | 0.9 | 90 | 0
|  |  | 0.45 | 100 | 0
14 | VRCC M20 for Bed blocks |  | 0.9 | 90 | 0
|  |  | 0.45 | 100 | 0
15 | VRCC M20 for Deck Slab |  | 0.9 | 90 | 0
|  |  | 0.45 | 100 | 0
16 | VRCC M30 for Wearing Coat |  | 0.9 | 90 | 0
|  |  | 0.45 | 100 | 0
17 | Back Filling |  | 1.2 | 45 | 0
18 | Filter Media |  | 1.2 | 90 | 0
|  |  |  | Total Rs. | 13324.5
A | Seigniorage Fee | 13324.5
B | DMF @ 30% | 3997.35
C | Merit @ 2% | 266.49
| Total | 17588.34
| Say Rs. | 17588
| Assistant Engineer (R&B) |  |  | Deputy Executive Engineer (R&B)
| (R&B) Section - Penugonda |  |  | (R&B) Sub Division - Tanuku
Executive Engineer (R&B)
(R&B) Division - Bhimavaram

## Lead
Lead Statement
Name of Work :- | Construction of Helipad with Cement concrete for the visit of Hon'ble Chief Minister of Andhra pradesh Sri Nara Chandrababu Naidu Garu on the occasion of "Pattadar Pass Book- distribution" Programme at Siddantham village of Penugonda mandal (Achanta constituency)in West Godavari District on 8.6.2026.
1 | HBG Metal from Katheru Quarry
| CT | [5 empty] | - | 1
| Extra CT | [5 empty] | - | 0.1
| Bolleddupalem Road (PR Road) | [5 empty] | - | 2 |  |  | 2
| Raghavapuram - Gokavaram Road |  | Km | 0 | to | 2.2 | - | 2.2 |  |  | 2.2
| Korukonda - Seethanagaram Road |  | Km | 0 | to | 7.4 | - | 7.4 |  |  | 7.4
via Nagampalli
| RMBH Road |  | Km | 5.6 | to | 19.6 | - | 14 |  |  | 14
| Bypass Road IV th Bridge |  | Km | 0 | to | 5.4 | - | 5.4
| EGK Bridge |  | Km | 82.4 | to | 83.121 | - | 0.721
| AGRB Road |  | Km | 10.23 | to | 0 | - | 10.23
| PWD Road |  | Km | 0.79 | to | 0 | - | 0.79
| VN Road |  | Km | 0 | to | 4.2 | - | 4.2 |  | -3.03
| D Muppavaram Road |  | Km | 1.91 | to | 4.62 | - | 2.71
| MP Road |  | Km | 30.1 | to | 4 | - | 26.1
| SJ Road |  | Km | 8 | to | 1.45 | - | 6.55
| Layout road | [5 empty] | - | 0.25 |  | 2.827
[6 empty] | Total | - | 83.651 | Kms
[6 empty] | Weighted Average Lead | :- | 84 | Kms
1 | HBG Metal from I. Pangidi Quarry Km 72/4 of EGK Road
| CT | [5 empty] | - | 0.5
| Extra CT | [5 empty] | - | 0.05
| EGK Road |  | Km | 72.4 | to | 74.3 | - | 1.9
| MP Road |  | Km | 48.3 | to | 4 | - | 44.3
| SJ Road |  | Km | 8 | to | 1.45 | - | 6.55
| Layout road | [5 empty] | - | 0.25
[6 empty] | Total | - | 53.55 | Kms
[6 empty] | Weighted Average Lead | :- | 54 | Kms
2 | Gravel from Arugolanu Quarry
| ZP Road |  | Km | 0 | to | 3 | - | 3
| PN Road |  | Km | 2.8 | to | 0 | - | 2.8
| VV Road |  | Km | 119.5 | to | 139.77 | - | 20.27 |  | 27.07
| MP Road |  | Km | 14.396 | to | 4 | - | 10.396
| SJ Road |  | Km | 8 | to | 1.45 | - | 6.55
| Layout road | [5 empty] | - | 0.25
[6 empty] | Total | - | 43.266 | Kms
[6 empty] | Weighted Average Lead | :- | 43 | Kms
4 | Sand at Siddantham
| CT | [5 empty] | - | 2
| Extra CT | [5 empty] | - | 0.2
| SJ Road |  | Km | 1.42 | to | 0 | - | 1.42
| Layout road | [5 empty] | - | 0.25
[6 empty] | Total | - | 3.87 | Kms
[6 empty] | Weighted Average Lead | :- | 4 | Kms
5 | Bitumen from Vizag
| Vijaywada - Visakhapatnam Road |  | Km | 362 | to | 151.1 | - | 210.9
| S Link Road |  | Km | 1.76 | to | 0 | - | 1.76
| Working Reach (8-0)/2 | [5 empty] | - | 4
[6 empty] | Total | - | 216.66 | Kms
[6 empty] | Weighted Average Lead | :- | 217 | Kms
6 | Bitumen from Chennai
| Chennai to Vijayawada | [5 empty] | - | 425.8
| Vijaywada - Visakhapatnam Road |  | Km | 0 | to | 139.77 | - | 139.77
| MP Road |  | Km | 14.396 | to | 4 | - | 10.396
| Working Reach (8-0)/2 | [5 empty] | - | 4
[6 empty] | Total | - | 579.966 | Kms
[6 empty] | Weighted Average Lead | :- | 580 | Kms
7 | Hume Pipes from Km 114.400 of Vijayawada - Visakhapatnam Road
| Vijaywada - Visakhapatnam Road |  | Km | 114.4 | to | 125.54 | - | 11.14
| Working Reach (7.50-0.00)/2 | [5 empty] | - | 3.75
[6 empty] | Total | - | 14.89 | Kms
[6 empty] | Weighted Average Lead | :- | 15 | Kms
|  | Assistant Engineer (R&B) |  |  |  | Deputy Executive Engineer (R&B)
|  | (R&B) Section - Penugonda |  |  |  | (R&B) Sub Division - Tanuku
Executive Engineer (R&B)
(R&B) Division - Bhimavaram

## RMR Katheru
ROAD METAL RATES (SoR 2025-26)
Name of Work :- |  | Construction of Helipad with Cement concrete for the visit of Hon'ble Chief Minister of Andhra pradesh Sri Nara Chandrababu Naidu Garu on the occasion of "Pattadar Pass Book- distribution" Programme at Siddantham village of Penugonda mandal (Achanta constituency)in West Godavari District on 8.6.2026.
Sl. No | Description of Material | Source of Supply | Lead in Kms | Conveyance | Initial cost | Blasting charges | Machine crushing charges | Toal Cost per Cum
A) FOR ROAD WORKS
1 | 60 to 63 mm IRC and MoRTH HBG metal | Katheru | 84 | 1137.05 | 509 | 70 |  | 1716.05
2 | 40 to 45 mm IRC and MoRTH HBG metal | "" | 84 | 1137.05 | 745 | 70 |  | 1952.05
3 | SS Revetment work 300mm | "" | 84 | 1137.05 | 206 | 70 |  | 1413.05
3 | Quarry spall (Field picked metal) Av. Of rate 25mm & 40mm | "" | 84 | 1137.05 | 47.15 |  |  | 1184.2
5 | 150 mm soling stone HBG metal | "" | 84 | 1137.05 | 105 | 70 |  | 1312.05
6 | Jeddy Stone 450 mm to 600 mm thick | "" | 84 | 1137.05 | 223 | 70 |  | 1430.05
4 | 50 to 55 mm IRC and MoRTH HBG metal | "" | 84 | 1137.05 | 555 | 70 | 138.75 | 1900.8
5 | 40 to 45 mm IRC and MoRTH HBG M/C metal | "" | 84 | 1137.05 | 745 | 70 | 186.25 | 2138.3
6 | 25 to 27 mm IRC and MoRTH HBG M/C metal | "" | 84 | 1137.05 | 1163 | 70 | 290.75 | 2660.8
7 | 19 to 22 mm IRC and MoRTH HBG M/C metal | "" | 84 | 1137.05 | 1170 | 70 | 292.5 | 2669.55
8 | 12 to 14 mm IRC and MoRTH HBG M/C metal | "" | 84 | 1137.05 | 951 | 70 | 237.75 | 2395.8
9 | 9.5 to 11.20 mm IRC and MoRTH HBG M/C metal | "" | 84 | 1137.05 | 840 | 70 | 210 | 2257.05
10 | 5 to 7 mm IRC and MoRTH HBG M/C metal | "" | 84 | 1137.05 | 716 | 70 | 179 | 2102.05
11 | 2.36 to 5 mm IRC and MoRTH HBG M/C metal | "" | 84 | 1137.05 | 487 | 70 | 121.75 | 1815.8
12 | HBG Stone chips 2.36mm and below | "" | 84 | 1137.05 | 466 |  |  | 1603.05
13 | Filler material | "" | 84 | 1137.05 | 99 |  |  | 1236.05
| Assistant Executive Engineer (R&B) |  |  |  |  | Deputy Executive Engineer (R&B)
| (R&B) Section - Penugonda |  |  |  |  | (R&B) Sub Division - Tanuku
| Executive Engineer (R&B) |  |  |  |  | Superintending Engineer (R&B)
| (R&B) Division - Bhimavaram |  |  |  |  | (R&B) Circle - Eluru

## BTR
COST OF BITUMEN / MT WITH LEADS
Name of Work :- |  | Construction of Helipad with Cement concrete for the visit of Hon'ble Chief Minister of Andhra pradesh Sri Nara Chandrababu Naidu Garu on the occasion of "Pattadar Pass Book- distribution" Programme at Siddantham village of Penugonda mandal (Achanta constituency)in West Godavari District on 8.6.2026.
| Ref :- | For Emulsion (Bulk), HINCOL Price List with effect from |  |  |  |  | Dt.16.05.2026 | [5 empty] | Dt.01.09.2021
|  | For Bulk Bitumen VG-30 & VG-10, HPCL Price List With effect from |  |  |  |  | Dt.16.05.2026
|  | For Emulsion (Bulk), IOCL Price List with effect from |  |  |  |  | Dt.16.05.2026
|  | For Bulk Bitumen VG-30 & VG-10, IOCL Price List With effect from |  |  |  |  | Dt.16.05.2026
[5 empty] | Bulk VG-30 Grade | Emulsion (SS1) | Bulk VG-10 Grade |  |  |  | Bulk VG-30 Grade | Emulsion (SS1) | Bulk VG-10 Grade
[5 empty] | Vizag | Vizag | Vizag |  |  |  | IOCL Chennai | IOCL Chennai | IOCL Chennai
| Basic Price |  |  |  | 76140 | 77800 | 72870 | Basic Price |  |  | 37360 | 44630 | 36560
| Lead from Vizag | [6 empty] | Lead from Chennai
|  |  | 217 | Kms | 868 | 868 | 868 |  | 0 | Kms | 0 | 0 | 0
| Lead charges for Bulk @ | [6 empty] | Lead charges for Bulk @
|  |  | 2 | per KM |  |  |  |  | 1.75 | per KM
[5 empty] | 77008 | 78668 | 73738 |  |  |  | #REF! | 44630 | 36560
[5 empty] | Bulk VG-30 Grade | Emulsion (SS1) | Bulk VG-10 Grade
[5 empty] | IOCL Chennai | IOCL Chennai | IOCL Chennai
| Basic Price |  |  |  | 74922 | 76157 | 75652
Lead from Chennai
|  |  | 580 | Kms | 2320 | 2320 | 2320
Lead charges for Bulk @
|  |  | 2 | per KM
[5 empty] | 77242 | 78477 | 77972
| Lowest Price |  |  |  | 77008 | 78477 | 73738
|  | Assistant Executive Engineer (R&B) |  |  |  | Deputy Executive Engineer (R&B)
|  | (R&B) Section - Penugonda |  |  |  | (R&B) Sub Division - Tanuku
|  | Executive Engineer (R&B) |  |  |  | Superintending Engineer (R&B)
|  | (R&B) Division - Bhimavaram |  |  |  | (R&B) Circle - Eluru

## RMR
ROAD METAL RATES (SoR 2025-26)
Name of Work :- |  | Construction of Helipad with Cement concrete for the visit of Hon'ble Chief Minister of Andhra pradesh Sri Nara Chandrababu Naidu Garu on the occasion of "Pattadar Pass Book- distribution" Programme at Siddantham village of Penugonda mandal (Achanta constituency)in West Godavari District on 8.6.2026.
Sl. No | Description of Material | Source of Supply | Lead in Kms | Conveyance | Initial cost | Blasting charges | Machine crushing charges | Toal Cost per Cum
A) FOR ROAD WORKS
1 | 60 to 63 mm IRC and MoRTH HBG metal | I. Pangidi | 54 | 766.25 | 509 | 70 |  | 1345.25
2 | 40 to 45 mm IRC and MoRTH HBG metal | "" | 54 | 766.25 | 745 | 70 |  | 1581.25
3 | SS Revetment work 300mm | "" | 54 | 766.25 | 206 | 70 |  | 1042.25
4 | Quarry spall (Field picked metal) Av. Of rate 25mm & 40mm | "" | 54 | 766.25 | 47.15 |  |  | 813.4
5 | 150 mm soling stone HBG metal | "" | 54 | 766.25 | 105 | 70 |  | 941.25
6 | Jeddy Stone 450 mm to 600 mm thick | "" | 54 | 766.25 | 223 | 70 |  | 1059.25
3 | 50 to 55 mm IRC and MoRTH HBG metal | "" | 54 | 766.25 | 555 | 70 | 138.75 | 1530
4 | 40 to 45 mm IRC and MoRTH HBG M/C metal | "" | 54 | 766.25 | 745 | 70 | 186.25 | 1767.5
5 | 25 to 27 mm IRC and MoRTH HBG M/C metal | "" | 54 | 766.25 | 1163 | 70 | 290.75 | 2290
6 | 19 to 22 mm IRC and MoRTH HBG M/C metal | "" | 54 | 766.25 | 1170 | 70 | 292.5 | 2298.75
7 | 12 to 14 mm IRC and MoRTH HBG M/C metal | "" | 54 | 766.25 | 951 | 70 | 237.75 | 2025
8 | 9.5 to 11.20 mm IRC and MoRTH HBG M/C metal | "" | 54 | 766.25 | 840 | 70 | 210 | 1886.25
9 | 5 to 7 mm IRC and MoRTH HBG M/C metal | "" | 54 | 766.25 | 716 | 70 | 179 | 1731.25
10 | 2.36 to 5 mm IRC and MoRTH HBG M/C metal | "" | 54 | 766.25 | 487 | 70 | 121.75 | 1445
11 | HBG Stone chips 2.36mm and below | "" | 54 | 766.25 | 466 |  |  | 1232.25
12 | Filler material | "" | 54 | 766.25 | 99 |  |  | 865.25
13 | Gravel | Arugolanu | 43 | 656.56 | 165 |  |  | 821.56
B) FOR C.D. WORKS
14 | 40 mm SS-5 HBG M/C metal | I. Pangidi | 54 | 766.25 | 770 | 70 | 192.5 | 1798.75
15 | 25 mm SS-5 HBG M/C metal | "" | 54 | 766.25 | 1230 | 70 | 307.5 | 2373.75
16 | 20 mm SS-5 HBG M/C metal | "" | 54 | 766.25 | 1285 | 70 | 321.25 | 2442.5
17 | 12 mm SS-5 HBG M/C metal | "" | 54 | 766.25 | 1024 | 70 | 256 | 2116.25
18 | 10 mm SS-5 HBG M/C metal | "" | 54 | 766.25 | 860 | 70 | 215 | 1911.25
19 | 6 mm SS-5 HBG M/C metal | "" | 54 | 766.25 | 684 | 70 | 171 | 1691.25
20 | Sand for Concrete | AGRB Road | 4 | 87.55 | 605 |  |  | 692.55
21 | Sand for Filling | "" | 4 | 87.55 | 460 |  |  | 547.55
22 | Sand for Mortar | "" | 4 | 87.55 | 728 |  |  | 815.55
23 | HYSD Steel Fe-415 |  |  |  | 53000 |  |  | 53000
24 | 6mm Mild Steel |  |  |  | 55000 |  |  | 55000
25 | Mild Steel |  |  |  | 54000 |  |  | 54000
26 | Cement |  |  |  | 4220 |  |  | 4220 | 3900
27 | Hume Pipes 300 mm Dia., NP4 |  | 15 | 81.67 | 933.37 |  |  | 1015.04
27 | Hume Pipes 450 mm Dia., NP4 |  | 15 | 119.08 | 1394.748 |  |  | 1513.828
29 | Hume pipes 600mm Dia., NP4 |  | 15 | 213.19 | 2696.748 |  |  | 2909.938
30 | Hume pipes 800mm Dia., NP4 |  | 15 | 273.42 | 4741.632 |  |  | 5015.052
28 | Hume pipes 900mm Dia., NP4 |  | 15 | 402.26 | 5920.348 |  |  | 6322.608
32 | Hume pipes 1000mm Dia., NP4 |  | 15 | 455.4 | 8116.444 |  |  | 8571.844
33 | Hume pipes 1200mm Dia., NP4 |  | 15 | 534.43 | 11019.044 |  |  | 11553.474
| Assistant Executive Engineer (R&B) |  |  |  |  | Deputy Executive Engineer (R&B)
| (R&B) Section - Penugonda |  |  |  |  | (R&B) Sub Division - Tanuku
Executive Engineer (R&B)
(R&B) Division - Bhimavaram
| Cement for NP3 & NP4 |  | As per 1S 458 2003
|  |  | barrel thick | Volume of concrete |  | Wt. of cement
|  | 300 | 40 | 0.042743 |  | 19.2343
|  | 450 | 75 | 0.12375 |  | 55.6875
|  | 600 | 85 | 0.18299 |  | 82.3468
|  | 800 | 95 | 0.26722 |  | 120.2496
|  | 900 | 100 | 0.31429 |  | 141.4286
|  | 1000 | 115 | 0.40299 |  | 181.3468
|  | 1200 | 120 | 0.49783 |  | 224.0229
Steel for NP 4
|  | 300 |  | 3.8152
|  | 450 |  | 5.1256
|  | 600 |  | 13.1256
|  | 800 |  | 27.184
|  | 900 |  | 33.8256
|  | 1000 |  | 45.7776
|  | 1200 |  | 65.4784
Steel for NP3
|  | 300 |  | 2.796
|  | 450 |  | 5.0248
|  | 600 |  | 9.0312
|  | 800 |  | 17.2648
|  | 900 |  | 23.156
|  | 1000 |  | 26.7624
|  | 1200 |  | 41.1484

## Road data
DATA WITH SSR 2025-26
| Name of Work :- |  | Construction of Helipad with Cement concrete for the visit of Hon'ble Chief Minister of Andhra pradesh Sri Nara Chandrababu Naidu Garu on the occasion of "Pattadar Pass Book- distribution" Programme at Siddantham village of Penugonda mandal (Achanta constituency)in West Godavari District on 8.6.2026.
| Quantity |  | Description of Item |  |  |  | Rate | per | Amount
1 | Forming embankment with Side earth by mechanical means upto SDR including pre-watering of soil, removal of top soil, excavation of soils, depositing the soils on the embankment, spreading soil, breaking clods, sectioning, grading and consolidation with 8 to 10 Tonnes Vibratory Road Roller @ OMC to meet requirement of table 300-2 of MoRT&H, including all hire and operational charges of T&P, complete for finished item of work as per MoRT&H specification 305 (5th revision) (Payment will be made based on level for finished item of work).
Unit : Cum
| Taking out put = 100 Cum |  |  |  | Page 70 of MoRT&H SDB
| (A) | Labour
| 0.02 | day | Mate |  |  |  | 645 | day | 12.9
| 0.5 | day | Mazdoor unskilled |  |  |  | 595 | day | 297.5
310.4
| (B) | Machinery
| 1.67 | hr | Hydraulic Excavator 1 cum bucket capacity @ 60 cum per hour |  |  |  | 3594.04 | hr | 6002.05
| 1 | hr | Motor Grador for Grading @ 100 cum per hour |  |  |  | 3834 | hr | 3834
| 4 | hr | Water tanker 6 KL |  |  |  | 822 | hr | 3288
| 1 | hr | Vibratory roller 8T |  |  |  | 3488.54 | hr | 3488.54
16612.59
| (C) | OH charges @ 4.615% on (A) + (B) | [6 empty] | 780.996
| (D) | Total of (A) + (B)+( C) | [6 empty] | 17703.986
| (E) | Add Contractors Profit at 10% on (D) | [6 empty] | 1770.3986
|  | Cost per 100 cum (D)+(E ) | [6 empty] | 19474.3846
|  | Rate per Cum | [6 empty] | 194.7438
|  |  | Rate per 1 cum | [5 empty] | 195
1 Cum
1 | Forming Subgrade with borrowed useful selected soils having MDD of not less than 1.75 gm/cc and CBR not less than 10%, from outside road boundary by mechanical means up to SDR with all leads and lifts including pre-watering of soil at borrow area, removal of top soil, excavation of soils at borrowed area, conveyance of soil, depositing the soil on the embankment, spreading soil, breaking clods, sectioning, grading and consolidation with 8 to 10 Tonnes Vibratory Road Roller @ OMC to meet requirement of table 300-2 of MoRT&H, including all hire and operational charges of T&P, complete for finished item of work as per MoRT&H (5th Revision) Specification Clause No. 305 | [10 empty] | .
| Unit : Cum | [9 empty] | Culvert 1000mm dia 8Nos 2 Rows
| Taking out put = 100 Cum |  |  |  | Page 68,69 of MoRT&H SDB | [5 empty] | EW found | 521 | 0 | 0
| (A) | Labour | [8 empty] | Sand fill | 29 | 0 | 0
| 0.04 | day | Mate |  |  |  | 645 | day | 25.8 |  | VCC 1 3 6 fou | 29 | 0 | 0
| 1 | day | Mazdoor unskilled |  |  |  | 595 | day | 595 |  | VCC 1 3 6 body | 126 | 0 | 0
[9 empty] | 620.8 |  | NP 4 1000mm | 75 | 9343 | 700725
| (B) | Machinery | [8 empty] | Filling gravel | 218 | 0 | 0
| 1.67 | hr | Hydraulic Excavator 1 cum bucket capacity @ 60 cum per hour |  |  |  | 3594.04 | hr | 6002.05 |  |  |  |  | 700725
| 960 | t.km | Tipper (for 1 Km ) |  | 160 | 43 | 8.7 | t.km | 8352 |  | 44720
|  |  | Add 10% of cost of carriage to cover cost of loading and unloading | [5 empty] | 835.2 |  | Protective works
| 0.5 | hr | Dozer 80 HP for spreading @ 200 cum per hour |  |  |  | 3051.04 | hr | 1525.52 |  | EW found | 1224 | 0 | 0
| 1 | hr | Motor Grador for Grading @ 100 cum per hour |  |  |  | 3834 | hr | 3834 |  | Back filling gravel | 1989 | 1340 | 2665260
| 4 | hr | Water tanker 6 KL |  |  |  | 822 | hr | 3288 |  | Revetment toe | 1224 | 1668 | 2041632
| 1 | hr | Vibratory roller 8T |  |  |  | 3488.54 | hr | 3488.54
27325.31
| (D) | OH charges @ 4.615% on (A) + (B)+( C) | [6 empty] | 1289.713
| (E) | Total of (A) + (B)+( C)+(D) | [6 empty] | 29235.823
| (F) | Add Contractors Profit at 10% on (E) | [6 empty] | 2923.5823
|  | Cost per 100 cum (E) + (F) | [6 empty] | 32159.4053
|  | Rate per Cum | [6 empty] | 321.5941
|  |  | Rate per 1 cum | [5 empty] | 322
1 Cum
1 | Forming Subgrade with borrowed useful selected soils having MDD of not less than 1.75 gm/cc and CBR not less than 10%, from outside road boundary by mechanical means up to SDR with all leads and lifts including pre-watering of soil at borrow area, removal of top soil, excavation of soils at borrowed area, conveyance of soil, depositing the soil on the embankment, spreading soil, breaking clods, sectioning, grading and consolidation with 8 to 10 Tonnes Vibratory Road Roller @ OMC to meet requirement of table 300-2 of MoRT&H, including all hire and operational charges of T&P, complete for finished item of work as per MoRT&H (5th Revision) Specification Clause No. 305
| Unit : Cum | [9 empty] | Culvert 1000mm dia 8Nos 2 Rows
| Taking out put = 100 Cum |  |  |  | Page 68,69 of MoRT&H SDB | [5 empty] | EW found | 521 | 0 | 0
| (A) | Labour | [8 empty] | Sand fill | 29 | 0 | 0
| 0.04 | day | Mate |  |  |  | 645 | day | 25.8 |  | VCC 1 3 6 fou | 29 | 0 | 0
| 1 | day | Mazdoor unskilled |  |  |  | 595 | day | 595 |  | VCC 1 3 6 body | 126 | 0 | 0
[9 empty] | 620.8 |  | NP 4 1000mm | 75 | 2707.63 | 203072.25
| (B) | Machinery | [8 empty] | Filling gravel | 218 | 0 | 0
| 1.67 | hr | Hydraulic Excavator 1 cum bucket capacity @ 60 cum per hour |  |  |  | 3594.04 | hr | 6002.05 |  |  |  |  | 203072.25
| 6880 | t.km | Tipper (for 1 Km ) |  | 160 | 43 | 8.7 | t.km | 59856 |  | 44720
|  |  | Add 10% of cost of carriage to cover cost of loading and unloading | [5 empty] | 5985.6 |  | Protective works
| 0.5 | hr | Dozer 80 HP for spreading @ 200 cum per hour |  |  |  | 3051.04 | hr | 1525.52 |  | EW found | 1224 | 0 | 0
| 1 | hr | Motor Grador for Grading @ 100 cum per hour |  |  |  | 3834 | hr | 3834 |  | Back filling gravel | 1989 | 72599 | 144399411
| 4 | hr | Water tanker 6 KL |  |  |  | 822 | hr | 3288 |  | Revetment toe | 1224 | 0 | 0
| 1 | hr | Vibratory roller 8T |  |  |  | 3488.54 | hr | 3488.54 |  | Grouted revet | 2984 | 68.32 | 203866.88
[9 empty] | 83979.71 |  | VCC 1 3 6 | 68 | 0 | 0
| (D) | OH charges @ 4.615% (10%-VAT-insurance) on (A) + (B)+( C) | [6 empty] | 3904.3135 |  |  |  |  | 144603277.88
| (E) | Total of (A) + (B)+( C)+(D) | [6 empty] | 88504.8235
| (F) | Add Contractors Profit at 10% on (E) | [6 empty] | 8850.4824
|  | Cost per 100 cum (E) + (F) | [6 empty] | 97355.3059
|  | Rate per Cum | [6 empty] | 973.5531 |  | Slab culvert ( 2Nos)
|  |  | Rate per 1 cum | [5 empty] | 98328.8589
[9 empty] | 1 Cum |  | Dismantling | 38 | 469.18 | 17828.84
|  | Rate per Cum | [6 empty] | 983.2886
|  |  | Rate per 1 cum | [5 empty] | 984
1 Cum
|  | Rate per Cum | [6 empty] | 0
|  |  | Rate per 1 cum | [5 empty] | 0
1 Cum
4 | Removal of unserviceable soils upto SDR including excavation, loading and disposal upto 1000 mts etc., complete for finished item of work as per MoRT&H specification 301 (5th Revision) and as directed by the Engineer-in-Charge
Unit : Cum
| Taking out put = 360 Cum |  |  |  | Page 58 of MoRT&H SDB
| (A) | Labour
| 0.08 | day |  | Mate |  |  | 645 | day | 51.6
| 2 | day |  | Mazdoor unskilled |  |  | 595 | day | 1190
1241.6
| (B) | Machinery
| 6 | hr | Hydraulic Excavator 1 cum bucket capacity @ 60 cum per hour |  |  |  | 3594.04 | hr | 21564.24
| 16 | Hrs | Tippers 5.50 cum capacity |  |  |  | 1266.61 | Hr | 20265.76
41830
| (C) | OH charges @ 4.615% on (A) + (B) | [6 empty] | 1987.7543
| (D) | Total of (A) + (B)+( C) | [6 empty] | 45059.3543
| (E) | Add Contractors Profit at 10% on (D) | [6 empty] | 4505.9354
|  | Cost per 360 cum(D+(E) | [6 empty] | 49565.2898
|  | Rate per Cum | [6 empty] | 137.6814
|  |  | Rate per 1 cum | [5 empty] | 137.7
1 Cum
5 | Construction of Granular sub-base by providing HBG material confirming to Grading - III of MoRT&H Table 400-1 including cost and conveyance of all materials to work site and spreading in uniform layers with motor grader or by approved means, on prepared surface mixing by mix in place method with Rotavator / approved means at OMC and compacting with vibratory roller to achieve the desired density etc., complete for finished item of work as per MoRT&H Specification 401 (5th revision) and as directed by the Engineer-in-charge. | [9 empty] | 1.28
Unit = cum
| Taking output = 300 cum |  |  |  | Page 95 of MoRT&H SDB
| (A) | Labour
| 0.4 | day | Mate |  |  |  | 645 | day | 258
| 2 | day | Mazdoor skilled |  |  |  | 661 | day | 1322
| 8 | day | Mazdoor unskilled |  |  |  | 595 | day | 4760
|  |  | Total | [5 empty] | 6340
| (B) | Machinery
| 6 | hr | Motor grader 3.35M Blade @ 50 cum/Hr |  |  |  | 3834 | hr | 23004
| 12 | hr | Tractor with Rotavator |  |  |  | 548 | hr | 6576
| 6 | hr | Vibratory roller 8T |  |  |  | 3488.54 | hr | 20931.24
| 3 | hr | Water tanker 6 KL |  |  |  | 822 | hr | 2466
|  |  | Total | [5 empty] | 52977.24
| (C) | Material
Granular sub-base material as per Table 400-1 of MORT&H
| 307.2 | cum | 26.5 mm to 4.75mm @ 80% (Av. rate of 25 - 27 mm, 19 - 22 mm, 12 to 14 mm, 9.5-11.2mm , 5-7mm & 2.36 - 5mm HBG M/C metal) |  |  |  | 1946.0417 | Cum | 597824 |  | 288
| 76.8 | cum | 2.36mm and below @ 20% (Rate of 2.36mm & below HBG metal) |  |  |  | 1232.25 | Cum | 94636.8
|  |  | Total | [5 empty] | 692460.8
| (D) | Over head charges @ 4.615%
| 4.615 | % | Add for Over head charges @ 4.615% on (A)+(B)+( C) | [5 empty] | 34694.56
| (E) | Total of (A) + (B)+( C)+(D) | [6 empty] | 786472.6
| (F) | Add Contractors Profit at 10% on (E) | [6 empty] | 78647.26
|  |  | Cost per 300 cum (E) + (F) | [5 empty] | 865119.86
|  |  | Rate per 1 cum | [5 empty] | 2883.73
|  |  | Rate to be adopted | [5 empty] | 2884 |  | 1791
1 Cum
2 | Construction of Granular sub-base by providing HBG material confirming to Grading - V of MoRT&H Table 400-1 including cost and conveyance of all materials to work site and spreading in uniform layers with motor grader or by approved means, on prepared surface mixing by mix in place method with Rotavator / approved means at OMC and compacting with vibratory roller to achieve the desired density etc., complete for finished item of work as per MoRT&H Specification 401 (5th revision) and as directed by the Engineer-in-charge. | [9 empty] | 1.28
Unit = cum
| Taking output = 300 cum |  |  |  | Page 95 of MoRT&H SDB
| (A) | Labour
| 0.4 | day | Mate |  |  |  | 645 | day | 258
| 2 | day | Mazdoor skilled |  |  |  | 661 | day | 1322
| 8 | day | Mazdoor unskilled |  |  |  | 595 | day | 4760
|  |  | Total | [5 empty] | 6340
| (B) | Machinery
| 6 | hr | Motor grader 3.35M Blade @ 50 cum/Hr |  |  |  | 3834 | hr | 23004
| 12 | hr | Tractor with Rotavator |  |  |  | 548 | hr | 6576
| 6 | hr | Vibratory roller 8T |  |  |  | 3488.54 | hr | 20931.24
| 3 | hr | Water tanker 6 KL |  |  |  | 822 | hr | 2466
|  |  | Total | [5 empty] | 52977.24
| (C) | Material
Granular sub-base material as per Table 400-1 of MORT&H
| 192 | cum | 53 mm to 9.5 mm @ 50% (Av. rate of 50 - 55 mm, 40-45 mm, 25 - 27 mm, 19 - 22 mm, 12 to 14 mm, 9.5-11.2mm HBG M/C metal) |  |  |  | 1966.25 | cum | 377520 |  |  | l
| 134.4 | cum | 9.5 mm to 2.36 mm @ 35% (Av. rate of 9.5-11.2mm , 5-7mm & 2.36 - 5mm HBG M/C metal) |  |  |  | 1687.5 | cum | 226800
| 57.6 | cum | 2.36mm and below @15% (Rate of 2.36mm & below HBG metal) |  |  |  | 1232.25 | cum | 70977.6
|  |  | Total | [5 empty] | 675297.6
| (D) | Over head charges @ 4.615%
| 4.615 | % | Add for Over head charges @ 4.615% on (A)+(B)+( C) | [5 empty] | 33902.47
| (E) | Total of (A) + (B)+( C)+(D) | [6 empty] | 768517.31
| (F) | Add Contractors Profit at 10% on (E) | [6 empty] | 76851.731
|  |  | Cost per 300 cum (E) + (F) | [5 empty] | 845369.041
|  |  | Rate per 1 cum | [5 empty] | 2817.9
|  |  | Rate to be adopted | [5 empty] | 2818 |  | 1791
1 Cum
2 | Scarifying the existing B.T surface to a depth of 50 mm by Mechanical means and disposal of scarified material with all leads and lifts upto 1000 Mtrs as per MoRT&H (5th Revision) Specn. No.305.4.3
| Unit = sqm |  |  |  | Page 67,68 of MoRT&H SDB
Taking output = 100 sqm
| (A) | Labour
| 0.01 | day |  | Mate |  |  | 645 | day | 6.45
| 0.25 | day |  | Mazdoor |  |  | 595 | day | 148.75
|  |  |  | Total |  |  |  |  | 155.2
| (B) | Machinery
| 0.08 | hr |  | Tractor with ripper attachment @ 60 cum per hour |  |  | 548 | hr | 43.84
| 0.2 | hr |  | Front end loader 1 cum capacity |  |  | 2043 | hr | 408.6
| 0.23 | hr |  | Tipper 5.50 cum capacity, 4 trips/Hour |  |  | 1266.61 | hr | 291.32
|  |  |  | Total |  |  |  |  | 743.76
| (C) | Over head charges @ 4.615%
| 4.615 | % |  | Add for Over head charges @ 4.615% on (A)+(B) |  |  |  |  | 41.49
|  |  |  | Add Contractors Profit at 10% on (A)+(B)+(C) |  |  |  |  | 94.045
|  |  |  | Cost per 100 sqm |  |  |  |  | 1034.495
|  |  |  | Rate per 1 sqm |  |  |  |  | 10.34
|  |  |  | Rate to be adopted |  |  |  |  | 10.3
1 Sqm
2 | Providing, Laying, Spreading and compacting graded HBG crushed stone aggregate to Wet Mix macadem specification (5th Revision) as per Table 400-13, including cost of all materials and including premixing the material with water at OMC in Mechanical mix plant carriage of mixed material by tipper to site, laying in uniform layers with paver in base courses on well prepared surface and compacting with Vibratory roller to acheive the desired density etc., as directed by the Engineer-in-Charge and as per MoRT&H specification 406 (5th revision) for finished item of work. | [9 empty] | 1.32
| Unit = cum |  |  |  | Page 110,111 of MoRT&H SDB
Taking output = 225 cum
| (A) | Labour
| 0.48 | nos. | Mate |  |  |  | 645 | day | 309.6
| 2 | nos. | Mazdoor skilled |  |  |  | 661 | day | 1322
| 10 | nos. | Mazdoor |  |  |  | 595 | day | 5950
|  |  | Total | [5 empty] | 7581.6
| (B) | Machinery | [9 empty] | 25
| 6.6 | hr | Wet mix plant of 60 tonne hr. capacity |  |  |  | 2004 | hr | 13226.4
| 6 | hr | Electric generating set 125 KVA |  |  |  | 1836 | hr | 11016
| 6 | hr | Front end loader 1 cum capacity |  |  |  | 2043 | hr | 12258
| 6 | hr | Mechanical Paver finisher 100 TPH |  |  |  | 2861 | hr | 17166
| 3.9 | hr | Vibratory roller 8-10 T |  |  |  | 3488.54 | hr | 13605.31
| 3 | hr | Water tanker |  |  |  | 822 | hr | 2466 |  | 6.6 | 1.32
|  |  | Total | [5 empty] | 69737.71
| (C) | Material
| 89.1 | cum | 45 to 22.40mm IRC&MoRT&H HBG M/C metal @ 30% |  |  |  | 2118.75 | cum | 188780.63
(Av. Of 40-45, 25-27, 19-22mm )
| 118.8 | cum | 22.4 to 2.36 mm IRC&MoRT&H HBG M/C metal @ 40% |  |  |  | 1877.25 | cum | 223017.3
(Av. of 19-22mm, 12-14mm, 9.5-11.2mm, 5-7mm, 2.36 to 5 mm)
| 89.1 | cum | 2.36 mm to 75 micron @ 30% (2.36mm & below) |  |  |  | 1232.25 | cum | 109793.48
|  |  | Total | [5 empty] | 521591.41
| (D) | Over head charges @ 4.615%
| 4.615 | % | Add for Over head charges @ 4.615% on (A)+(B)+( C) | [5 empty] | 27639.73
| (E) | Total of (A) + (B)+( C)+(D) | [6 empty] | 626550.45
| (F) | Add Contractors Profit at 10% on (E) | [6 empty] | 62655.045
|  |  | Cost per 225 cum (E) + (F) | [5 empty] | 689205.495
|  |  | Rate per 1 cum | [5 empty] | 3063.14
|  |  | Rate to be adopted per 1 cum | [5 empty] | 3063
Cum
3 | Providing and applying prime coat with bitumen emulsion (SS1) Bulk using emulsion pressure distributor on prepared surface of granular base including clearing of road surface and spraying emulsion at the rate of 0.70 kg/sqm using emulsion pressure distributor for finished item of work etc., complete as per MoRT&H Specification 502 (5th revision) and as directed by the Engineer-in-charge
Unit = sqm
|  |  | Taking output = 3500 sqm | [7 empty] | 2450
a) Labour
| 0.08 | day | Mate |  |  |  | 645 | day | 51.6
| 2 | day | Mazdoor |  |  |  | 595 | day | 1190
1241.6
b) Machinery
| 2.8 | hr | Mechanical broom @ 1250 sqm per hour |  |  |  | 460 | hour | 1288
| 2.8 | hr | Air compressor 250 cfm |  |  |  | 651.58 | hour | 1824.424
| 2 | hr | Emulsion pressure distributor @ 1750 sqm per hour |  |  |  | 1084 | hour | 2168
| 1 | hr | Water tanker 6 KL capacity @ 1 trip per hour |  |  |  | 822 | hour | 822
6102.424
c) Material
| 2.45 | MT | Bitumen emulsion @ 0.7 kg per sqm |  |  |  | 78477 | MT | 192268.65
|  |  | a+b+c | [5 empty] | 199612.674
| 4.615 | % | d) Over head charges @ 4.615% on (a+b+c) | [5 empty] | 9212.1249
|  |  | a+b+c+d | [5 empty] | 208824.7989
|  |  | e) Contractor's profit @ 10 % input on (a+b+c+d) | [5 empty] | 20882.4799
|  |  | Cost for 3500 sqm = a+b+c+d+e | [5 empty] | 229707.2788
|  |  | Rate per sqm = (a+b+c+d+e)/3500 | [5 empty] | 65.6307
[9 empty] | 65.6 |  | 23.3
1 Sqm
3 | Providing and applying tack coat with bitumen VG-10 (Bulk) using Bitumen pressure distributor at the rate of 0.20 kgs per sqm on the prepared bituminous surface cleaned with mechanical broom for finished item of work as per MoRT&H Specification 503 (5th revision) and as directed by the Engineer-in-Charge.
| unit = sqm |  |  |  | Page 124 of MoRT&H SDB
Taking output = 3500 sqm
| (A) | Labour
| 0.08 | nos | Mate |  |  |  | 645 | day | 51.6
| 2 | nos | Mazdoor |  |  |  | 595 | day | 1190
|  |  | Total | [5 empty] | 1241.6
| (B) | Machinery
| 2.8 | hr | Mechanical broom Hydraulic @ 1250 sqm/hr. |  |  |  | 460 | hr | 1288
| 2.8 | hr | Air compressor 250 cfm |  |  |  | 651.58 | hr | 1824.42
| 2 | hr | Bitumen pressure distributor @1750 sqm/hr |  |  |  | 1907 | hr | 3814
|  |  | Total | [5 empty] | 6926.42
| (C) | Material
| 0.7 | MT | Bitumen VG-10 (Bulk) @ 0.20 Kgs/sqm |  |  |  | 73738 | MT | 51616.6
|  |  | Total | [5 empty] | 51616.6
| (D) | Over head charges @ 4.615%
| 4.615 | % | Add for Over head charges @ 4.615% on (A)+(B)+( C) | [5 empty] | 2759.06
| (E) | Total of (A) + (B)+( C)+(D) | [6 empty] | 62543.68
| (F) | Add Contractors Profit at 10% on (E) | [6 empty] | 6254.368
|  |  | Cost per 3500 sqm (E) + (F) | [5 empty] | 68798.048
|  |  | Rate per 1 sqm | [5 empty] | 19.66
|  |  | Rate to be adopted | [5 empty] | 19.7
1 Sqm
5 | Providing and applying tack coat with bitumen VG-10 (Bulk) using Bitumen pressure distributor at the rate of 0.25 kgs per sqm on the prepared Granular surface treated with primer cleaned with mechanical broom for finished item of work as per MoRT&H Specification 503 (5th revision) and as directed by the Engineer-in-Charge.
| unit = sqm |  |  |  | Page 124 of MoRT&H SDB
Taking output = 3500 sqm
| (A) | Labour
| 0.08 | nos | Mate |  |  |  | 645 | day | 51.6
| 2 | nos | Mazdoor |  |  |  | 595 | day | 1190
|  |  | Total | [5 empty] | 1241.6
| (B) | Machinery
| 2.8 | hr | Mechanical broom Hydraulic @ 1250 sqm/hr. |  |  |  | 460 | hr | 1288
| 2.8 | hr | Air compressor 250 cfm |  |  |  | 651.58 | hr | 1824.42
| 2 | hr | Bitumen pressure distributor @1750 sqm/hr |  |  |  | 1907 | hr | 3814
|  |  | Total | [5 empty] | 6926.42
| (C) | Material
| 0.875 | MT | Bitumen VG-10 (Bulk) @ 0.25 Kgs/sqm |  |  |  | 73738 | MT | 64520.75
|  |  | Total | [5 empty] | 64520.75 |  | 0.875 | 875
| (D) | Over head charges @ 4.615%
| 4.615 | % | Add for Over head charges @ 4.615% on (A)+(B)+( C) | [5 empty] | 3354.59
| (E) | Total of (A) + (B)+( C)+(D) | [6 empty] | 76043.36
| (F) | Add Contractors Profit at 10% on (E) | [6 empty] | 7604.336
|  |  | Cost per 3500 sqm (E) + (F) | [5 empty] | 83647.696
|  |  | Rate per 1 sqm | [5 empty] | 23.9
|  |  | Rate to be adopted | [5 empty] | 23.9
1 Sqm
6 | Providing and laying of 50mm thick Bituminous Macadam with 100 -120 TPH hot mix plant producing an average output of 75 tonnes per hour using hard blasted granite crushed aggregates of Grading - II as per table 500-7 of MoRT&H specificaion 504 (5th Revision) premixed with bituminous binder of VG-30 grade @ 3.4 % by weight of total mixture, transported to site, laid over a previously prepared surface with Hydrostatic paver finisher with sensor control to the required grade, level and alignment and rolled as per Clauses 501.6 and 501.7 to achieve the desired compaction for finished item of work as directed by the Engineer-in-Charge including hire and opeational charges all T&P and all other contingent charges necessary, complete and as per MoRTH specification No. 504 (5th Revision). | [9 empty] | 1.4137
Unit = cum
| Taking out put = 205 cum (450 tonne) |  |  |  | Page 125,126,127 of MoRT&H SDB
| (A) | Labour
| 0.84 | nos. | Mate |  |  |  | 645 | nos. | 541.8
| 14 | nos. | Mazdoor working with HMP, mechanical broom, paver, roller, asphalt cutter and assistance for setting out lines, levels and layout of construction |  |  |  | 595 | nos. | 8330
| 5 | nos. | Mazdoor skilled |  |  |  | 661 | nos. | 3305
|  |  | Total | [5 empty] | 12176.8
| (B) | Machinery
| 6 | hr | Batch mix Hot mix plant @ 100 - 120 TPH |  |  |  | 31115 | hr | 186690
| 2.2 | hr | Air Compressor 250 cfm |  |  |  | 651.58 | hr | 1433.48
| 6 | hr | Hydrostatic Paver finisher with sensor control |  |  |  | 3891 | hr | 23346
| 6 | hr | Generator 250 KVA |  |  |  | 2572 | hr | 15432
| 6 | hr | Front end loader 1 cum bucket capacity |  |  |  | 2043 | hr | 12258
| 3.9 | hr | Smooth wheeled roller 8-10 tonnes for initial break down rolling |  |  |  | 1737.71 | hr | 6777.07
| 3.9 | hr | Vibratory roller 8 tonnes for intermediate rolling |  |  |  | 3488.54 | hr | 13605.31
| 3.9 | hr | Finish rolling with 6-8 tonnes smooth wheeled tandem roller. |  |  |  | 2208 | hr | 8611.2
|  |  | Total | [5 empty] | 268153.06
| (C) | Material
| 15.3 | MT | Bitumen 60/70 @ 3.4 % of weight of mix = 205x2.2=450 tonne |  |  |  | 77008 | MT | 1178222.4 |  | 451
|  |  | ii) | Aggregate
|  |  | Total weight of mix = 450 tonnes | [6 empty] | 15.3
|  |  | weight of bitumen - 15.3 tonnes | [7 empty] | 434.7
Weight of aggregate = 450-15.3 = 434.7 tonnes
|  |  | Taking density of aggregate = 1.5 tonne/cum | [6 empty] | 289.8
|  |  | Volume of aggregate = 289.8 cum | [6 empty] | 1.4137
Grading - II (19 mm nominal size)
|  |  | 116.04 Cum of 25-10mm @ 40% | [7 empty] | 115.92
| 115.92 | cum | IRC & MORT&H HBG M/C chips 25 to 10mm @ 40% |  |  |  | 2495.8 | cum | 289313.14 |  | 57.96 | 1334.7525
|  |  | Average rate of IRC&MoRT&H HBG M/C metal of sizes 25-27mm, 19-22mm, 12-14mm, 9.5-11.2mm | [6 empty] | Katheru Quarry
| 115.92 | cum | IRC &MORT&H HBG M/C chips 10 to 5mm @ 40% |  |  |  | 2179.55 | cum | 252653.44 |  |  | 1048.8
Average rate of IRC&MoRT&H HBG M/C metal of sizes 9.5-11.2mm, 5 to 7mm
| 57.96 | cum | IRC &MORT&H HBG M/C chips 5mm and below @ 20% |  |  |  | 1709.425 | cum | 99078.27 |  |  | 717.425
Average rate of IRC&MoRT&H HBG M/C metal of sizes 2.36 to 5mm and 2.36mm& below
|  |  | Total | [5 empty] | 1819267.25
| (D) | Over head charges @ 4.615%
| 4.615 | % | Add for Over head charges @ 4.615% on (A)+(B)+( C) | [5 empty] | 96896.41
| (E) | Total of (A) + (B)+( C)+(D) | [6 empty] | 2196493.52
| (F) | Add Contractors Profit at 10% on (E) | [6 empty] | 219649.352
|  |  | Cost per 205 cum (E) + (F) | [5 empty] | 2416142.872
|  |  | Rate per 1 cum | [5 empty] | 11786.06
|  |  | Rate to be adopted | [5 empty] | 11786
1 Cum
4 | Providing and laying of 50 mm thick Dense Graded Bituminous Macadam with 100 - 120 TPH batch type hot mix plant producing an average output of 75 tones per hour using hard blasted granite crushed aggregates of Grading - II as per table 500-10 of MoRT&H Specification 505 (5th revision) premixed with bituminous binder of VG 30 grade @ 4.50% of weight of total mixture, transported to site, laid over a previously prepared surface with a hydrostatic paver finisher with sensor control to the required grade, level and alignment and rolled as per Clauses 501.6 and 501.7 to achieve the desired compaction for finished item of work as directed by the Engineer-in-Charge including hire and operational charges all T&P and all other contingent charges necessary including cost of (excluding seigniorage) charges of all materials etc., complete in all respects as directed by Engineer-in-Charge and as per MoRT&H specification No. 505 (5th Revision)
Page 132,133 of MoRT&H SDB
Unit = cum
Taking out put = 195 cum (450 ton)
(A) Labour
| 0.84 | nos. | Mate |  |  |  | 645 | 1 | 541.8
| 14 | nos. | Mazdoor working with HMP, mechanical broom, paver, roller, asphalt cutter and assistance for setting out lines, levels and layout of construction. |  |  |  | 595 | 1 | 8330
| 5 | nos. | Mazdoor skilled |  |  |  | 661 | 1 | 3305
|  |  | TOTAL |  |  |  |  | A = | 12176.8
(B) Machinery
| 6 | hour | Batch mix Hot Mix Plant @ 75 Tonne per hour |  |  |  | 31115 | 1 | 186690
| 6 | hour | Paver finisher hydrostatic with sensor control |  |  |  | 3891 | 1 | 23346
| 6 | hour | Generator 250 KVA |  |  |  | 2572 | 1 | 15432
| 6 | hour | Front end loader 1 cum bucket capacity |  |  |  | 2043 | 1 | 12258
| 3.9 | hour | Smooth wheeled roller 8-10 tonesfor initial break down rolling |  |  |  | 1737.71 | 1 | 6777.07 | 3.9 | 20.25
| 3.9 | hour | Vibratory roller 8 tones for intermediate rolling |  |  |  | 3488.54 | 1 | 13605.31
| 3.9 | hour | Finish rolling with 6-8 tones smooth wheeled tandem roller |  |  |  | 2208 | 1 | 8611.2
|  |  | TOTAL |  |  |  |  | B = | 266719.58
(C) Material
| 20.25 | MT | Wt. of Bitumen = 450 x 4.5/100 = 20.25 MT |  |  |  | 77008 | 1 | 1559412 |  | 286.5
ii) Aggregate
TOTAL weight of mix = 450 tones
weight of bitumen = 450*4.5 / 100 = 20.25 tones
Weight of aggregate = 450-20.25 = 429.75 tones
|  |  | Taking density of aggregate = 1.5 ton/cum | [6 empty] | Katheru Quarry
Volume of aggregate = 286.50 cum
|  |  | Grading - II (19 mm nominal size) | [7 empty] | 85.95
| 85.95 | cum | IRC & MORT&H HBG M/C chips 25-10 mm @ 30 % - Avg. of (25-27 mm), (19-22 mm), (12-14 mm), (9.5-11.2 mm) |  |  |  | 2495.8 | 1 | 214514.01 |  | 80.22
| 80.22 | cum | IRC & MORT&H HBG M/c Chips 10 - 5 mm @ 28 % - Avg. of (9.5-11.2 mm), ( 5-7 mm) |  |  |  | 2179.55 | 1 | 174843.5 |  | 114.6
| 114.6 | cum | IRC & MoRTH HBG M/C Chips 5mm & below @ 40 % - Avg. of (2.36-5), ( 2.36mm & below) |  |  |  | 1709.425 | 1 | 195900.11 |  | 5.73
| 5.73 | cum | Filler @ 2% of weight of aggregates. |  |  |  | 1236.05 | 1 | 7082.57
|  |  | TOTAL |  |  |  |  | C = | 2151752.19
|  |  | (A + B +C) | [5 empty] | 2430648.57
| 4.615 | % | (D) Over Head Charges on (A+B+C) |  |  |  | 2430648.57 |  | 112174.43
| 10 | % | (E) Contractors Profit on (A+B+C+D) |  |  |  | 2542823 |  | 254282.3
| 195 | cum | TOTAL Cost for 195 cum = (A+B+C+D+E) | [5 empty] | 2797105.3
|  |  | Rate per 1 cum | [5 empty] | 14344.1297
|  |  | Rate per 1 cum | [5 empty] | 14344
1 Cum
5 | Providing and laying of 30 mm thick Bituminous Concrete with 100 - 120 TPH batch type hot mix plant producing an average output of 75 tones per hour using hard blasted granite crushed aggregates of Grading - II as per Table 500-17 of specification 507 of MoRT&H (5th revision), premixed with Bituminous binder of VG 30 Grade @ 5.4 % of mix and filler, transporting the hot mix to work site, laying with hydrostatic sensor paver finisher to the required grade, level and alignment, rolling with smooth wheeled, vibratory and tandem rollers to achieve the desired compaction as per MoRT&H Specification 507 (5th revision) complete for finished item of work in all respects as directed by Engineer-in-Charge | [9 empty] | 1.4859
Page 138,139,140 of MoRT&H SDB
Unit = cum
Taking output = 191 cum (450 tones.)
(A) Labour
| 0.84 | nos. | Mate |  |  |  | 645 | 1 | 541.8
| 14 | nos. | Mazdoor working with HMP, Mechanical broom, paver, roller, asphalt cutter and assistance for setting outlines, levels and layout of construction. |  |  |  | 595 | 1 | 8330
| 5 | nos. | Skilled Mazdoor for checking line and levels. |  |  |  | 661 | 1 | 3305
|  |  | TOTAL |  |  |  |  | A = | 12176.8
(B) Machinery
| 6 | hour | Batch mix Hot Mix Plant @ 75 Tonne per hour |  |  |  | 31115 | 1 | 186690
| 6 | hour | Paver finisher hydrostatic with sensor control |  |  |  | 3891 | 1 | 23346
| 6 | hour | Generator 250 KVA |  |  |  | 2572 | 1 | 15432
| 6 | hour | Front end loader 1 cum capacity |  |  |  | 2043 | 1 | 12258
| 3.9 | hour | Power road roller 8 ton for initial break down rolling |  |  |  | 1737.71 | 1 | 6777.07
| 3.9 | hour | Vibratory roller 8 ton for intermediate rolling |  |  |  | 3488.54 | 1 | 13605.31
| 3.9 | hour | Finish rolling with 6-8 ton. smooth wheeled tandem roller |  |  |  | 2208 | 1 | 8611.2
|  |  | TOTAL |  |  |  |  | B = | 266719.58
(C) Material
Bitumen VG 30 @ 5.40 %
| 24.3 | MT | Wi. of Bitumen = 450 x 5.4 / 100 = 24.30 MT |  |  |  | 77008 | 1 | 1871294.4
ii) Aggregate
TOTAL weight of mix = 450 tones
Weight of bitumen - 24.30 tones
Weight of aggregate = 450-24.30 = 425.70 tones
Taking density of aggregate = 1.5 ton/cum
Volume of aggregate = 283.8 cum
Grading - II (13 mm nominal size)
| 85.14 | cum | IRC & MORT&H HBG M/C chips 13.2-10 mm @ 30% - Avg. of (12-14 mm), (9.5-11.2 mm) |  |  |  | 2326.425 | 1 | 198071.82 | Katheru Quarry
| 70.95 | cum | IRC & MORTH HBG M/C Chips 10 - 5 mm @ 25 % - Avg. of (9.5-11.2 mm), ( 5-7 mm) |  |  |  | 2179.55 | 1 | 154639.07
| 122.034 | cum | IRC & MORTH HBG M/C Chips 5 mm & below @ 43% - Avg. of (2.36-5 mm), (2.36mm & below) |  |  |  | 1709.425 | 1 | 208607.97
| 5.676 | cum | Filler @ 2% of weight of aggregates. |  |  |  | 1603.05 | 1 | 9098.91
|  |  | TOTAL |  |  |  |  | C = | 2441712.17
|  |  | (A + B +C) | [5 empty] | 2720608.55
| 4.615 | % | (D) Over Head Charges on (A+B+C) |  |  |  | 2720608.55 |  | 125556.08
| 10 | % | (E) Contractors Profit on (A+B+C+D) |  |  |  | 2846164.63 |  | 284616.46
| 191 | cum | TOTAL Cost for 191 cum = (A+B+C+D+E) | [5 empty] | 3130781.09
|  |  | Rate per 1 cum | [5 empty] | 16391.524
|  |  | Rate per 1 cum | [5 empty] | 16392
1 Cum
16 | Providing, laying of close graded premix surfacing material ( Mixed seal surfacing) of 20 mm thickness by hot mix plant using hard blasted granite crushed aggregates of 13.2 mm to 0.09 mm (Type 'B') as per table 500-19 of specification 508 of MoRT&H (5th Revision), premixed with bituminous binder VG-30 (60/70) grade @ 19.00 Kg per 10 Sqm area, including cost of all materials and transporting the hot mix to work site, laying with mechanical paver finisher to the required grade, level and alignment, rolling with smooth wheeled roller 8 to 10 Tonnes as per MoRT&H (5th Revision) Specification No. 508 complete for finished item of work in all respects as directed by Engineer-in-charge.
| Unit = sqm |  |  |  | Page 146,147 of MoRT&H SDB
Taking output = 10250 sqm (205 cum)
| (A) | Labour
| 0.84 | nos. | Mate |  |  |  | 645 | day | 541.8
| 14 | nos. | Mazdoor working with HMP, road sweeper, paver and roller |  |  |  | 595 | day | 8330
| 5 | nos. | Skilled Mazdoor for checking line and levels. |  |  |  | 661 | day | 3305
|  |  | Total | [5 empty] | 12176.8
| (B) | Machinary
| 12 | hr | Hot mix plant 40 to 60 TPH |  |  |  | 24685 | hr | 296220
| 6 | hr | Generator 250 KVA |  |  |  | 2572 | hr | 15432
| 6 | hr | Front end loader 1 cum capacity |  |  |  | 2043 | hr | 12258
| 6 | hr | Mechanical Paver Fnisher |  |  |  | 2861 | hr | 17166
| 6 | hr | Smooth wheeled roller 8-10 Tonnes |  |  |  | 1737.71 | hr | 10426.26
|  |  | Total | [5 empty] | 351502.26
| (C) | Material
| 19.475 | M.T | (i) Bitumen VG-30 Grade @ 19.00 kg per 10 sqm |  |  |  | 77008 | MT | 1499730.8
(ii) Aggregate
For Type 'B' HBG M/C aggregates 13.2mm to 0.09mm @ 0.27 cum per 10 sqm
| 276.75 | cum | Average rate of IRC&MoRT&H HBG M/C metal of sizes 12-14, 9.5-11.2, 5-7mm, 2.36 - 5mm and HBG 2.36 mm & below |  |  |  | 2034.75 | cum | 563117.06 | Katheru Quarry
|  |  | Total | [5 empty] | 2062847.86
| (D) | Over head charges @ 4.615 % on (A) + (B)+( C)
| 4.615 | % | Add for Over head charges @ 4.615% on (A)+(B)+( C) | [5 empty] | 111984.22
| (E) | Total of (A) + (B)+( C)+(D) | [6 empty] | 2538511.14
| (F) | Add Contractors Profit at 10% on (E) | [6 empty] | 253851.114
|  |  | Cost per 10250 Sqm (E) + (F) | [5 empty] | 2792362.254
|  |  | Rate per 1 sqm | [5 empty] | 272.43 |  |  | 19475
|  |  | Rate to be adopted | [5 empty] | 272
1 sqm
7 | Providing Vibrated Cement Concrete (1:4:8) mix using 40mm size HBG crushed stone aggregate and fine aggregate conforming to table 1000-2 of MoRT&H including cost, conveyance of all materials to site and labour charges, centering, machine mixing, laying, Vibrating, curing etc., including all other incidental and operational charges of all T&P etc., complete for finished item of work as per MoRT&H specification 1500, 1700, 2100 (5th Revision) and as directed by the Engineer-in-Charge for Foundations
Unit = cum
Taking output = 15 cum
| (A) | Labour
| 0.64 | nos | Mate |  |  |  | 645 | day | 412.8
| 1 | nos | Mason |  |  |  | 661 | day | 661
| 15 | nos | Mazdoor |  |  |  | 595 | day | 8925
|  |  | Total | [5 empty] | 9998.8
| (B) | Material
| 13.5 | cum | Cost of 40mm SS-5 HBG M/C metal |  |  |  | 1798.75 | cum | 24283.13
| 6.75 | cum | Sand at site |  |  |  | 692.55 | cum | 4674.71
| 2.43 | MT | Cement at site |  |  |  | 4220 | MT | 10254.6
|  |  | Total | [5 empty] | 39212.44
| © | Machinery
| 6 | hr | Concrete mixer 0.4/0.28 cum |  |  |  | 708.08 | hr | 4248.48
| 6 | hr | Generator set 35 KVA |  |  |  | 1347.84 | hr | 8087.04
| 2 | hr | Water tanker 6 KL |  |  |  | 822 | hr | 1644
|  |  | Total | [5 empty] | 13979.52
| (D) | Over head charges @ 4.615%
| 4.615 | % | Add for Over head charges @ 4.615% on (A)+(B)+( C) | [5 empty] | 2916.25
| (E) | Total of (A) + (B)+( C)+(D) | [6 empty] | 66107.01
| (F) | Add Contractors Profit at 10% on (E) | [6 empty] | 6610.701
|  |  | Cost per 15 cum (E) + (F) | [5 empty] | 72717.711
|  |  | Rate for 1 cum | [5 empty] | 4847.85
|  |  | Rate to be adopted | [5 empty] | 4848
1 Cum
18 | Providing Vibrated Cement Concrete (1:3:6) mix using 40mm size HBG crushed stone aggregate and fine aggregate conforming to table 1000-2 of MoRT&H including cost, conveyance of all materials to site and labour charges, centering, machine mixing, laying, Vibrating, curing etc., including all other incidental and operational charges of all T&P etc., complete for finished item of work as per MoRT&H specification 1500, 1700, 2100 (5th Revision) and as directed by the Engineer-in-Charge for base coarse below CC Pavement.
Unit = cum
|  | Taking output = 15 cum |  |  | Page331of MoRT&H SDB
| (A) | Labour
| 0.64 | nos | Mate |  |  |  | 645 | day | 412.8
| 1 | nos | Mason |  |  |  | 661 | day | 661
| 15 | nos | Mazdoor |  |  |  | 595 | day | 8925
|  |  | Total | [5 empty] | 9998.8
| (B) | Material
| 13.5 | cum | Cost of 40mm SS-5 HBG M/C metal |  |  |  | 1798.75 | cum | 24283.13
| 6.75 | cum | Sand at site |  |  |  | 692.55 | cum | 4674.71
| 3.45 | MT | Cement at site |  |  |  | 4220 | MT | 14559
|  |  | Total | [5 empty] | 43516.84
| (C) | Machinery
| 6 | hr | Concrete mixer 0.4/0.28 cum |  |  |  | 708.08 | hr | 4248.48
| 6 | hr | Generator set 35 KVA |  |  |  | 1347.84 | hr | 8087.04
| 2 | hr | Water tanker 6 KL |  |  |  | 822 | hr | 1644
|  |  | Total | [5 empty] | 13979.52
| (D) | Over head charges @ 4.615%
| 4.615 | % | Add for Over head charges @ 4.615% on (A)+(B)+( C) | [5 empty] | 3114.9
| (E) | Total of (A) + (B)+( C)+(D) | [6 empty] | 70610.06
| (F) | Add Contractors Profit at 10% on (E) | [6 empty] | 7061.006
|  |  | Cost per 15 cum (E) + (F) | [5 empty] | 77671.066
|  |  | Rate for 1 cum | [5 empty] | 5178.07
|  |  | Rate to be adopted | [5 empty] | 5178
1 Cum
11 | Vibrated cement concrete M 35 grade using 20mm & 10mm HBG crushed stone aggregate (Coarse aggregate conforming to table 1000-1 and fine aggregate conforming to table 1000-2) including cost, conveyance of all materials to site and labour charges, centering, machine mixing, laying, vibrating, curing etc., including all other incidental and operational charges of all T&P etc., complete for finished item of work as per MoRT&H specification 1500, 1700, 2100 & 2702 (5th Revision) and as directed by the Engineer-in-Charge for C.C Pavement.
|  |  | Unit = cum |  | Page 345,346 of MoRT&H SDB
Taking output = 15 cum
| (A) | Labour
| 0.86 | nos | Mate |  |  |  | 645 | day | 554.7
| 1.5 | nos | Mason |  |  |  | 661 | day | 991.5
| 20 | nos | Mazdoor |  |  |  | 595 | day | 11900
|  |  | Total | [5 empty] | 13446.2
| (B) | Material
| 8.1 | cum | Cost of 20mm SS-5 HBG M/C metal |  |  |  | 2442.5 | cum | 19784.25
| 5.4 | cum | Cost of 10mm SS-5 HBG M/C metal |  |  |  | 1911.25 | cum | 10320.75
| 6.75 | cum | Sand at site |  |  |  | 692.55 | cum | 4674.71
| 6.33 | MT | Cement at site |  |  |  | 4220 | MT | 26712.6
|  |  | Total | [5 empty] | 61492.31
| (C) | Machinery
| 6 | hr | Concrete mixer 0.4/0.28 cum |  |  |  | 708.08 | hr | 4248.48
| 6 | hr | Generator set 35 KVA |  |  |  | 1347.84 | hr | 8087.04
12335.52
| (D) | Form work
| 3.5 | % | Form work @ 3.50% on (A)+(B)+( C) |  |  |  | 87274.03 | Cum | 3054.59
| (E) | Over head charges @ 4.615%
| 4.615 | % | Add for Over head charges @ 4.615% on (A)+(B)+( C)+(D) | [5 empty] | 4168.67
| (F) | Total of (A) + (B)+( C)+(D)+(E) | [6 empty] | 94497.29
| (G) | Add Contractors Profit at 10% on (F) | [6 empty] | 9449.729
|  |  | Cost per 15 cum (F)+(G) | [5 empty] | 103947.019
|  |  | Rate for 1 cum | [5 empty] | 6929.8013
|  |  | Rate to be adopted | [5 empty] | 6930
1 Cum
6 | Providing Dry lean cement concrete Sub- base over a prepared sub-grade with coarse and fine aggregate conforming to IS: 383, the size of coarse aggregate not exceeding 25 mm, aggregate cement ratio not to exceed 15:1, aggregate gradation after blending to be as per table 600-1, cement content not to be less than 150 kg/ cum, optimum moisture content to be determined during trial length construction, concrete strength not to be less than 10 Mpa at 7 days, mixed in a concrete mixer 0.28/0.4 cum capacity with weigh batcher, laid with a paver / manual means, compacting with 8-10 tonnes vibratory roller, finishing and curing complete for finished item of work as per MoRT&H specification 601 (5th Revision) and as directed by the Engineer-in-Charge for base coarse below CC Pavement.
Unit = cum
Taking output = 450 cum (990 Tonnes)
| (A) | Labour
| 15.36 | nos | Mate |  |  |  | 645 | day | 9907.2
| 24 | nos | Mazdoor Skilled |  |  |  | 661 | day | 15864
| 360 | nos | Mazdoor |  |  |  | 595 | day | 214200
|  |  | Total | [5 empty] | 239971.2
| (B) | Material
| 405 | cum | Crushed stone coarse aggregate of 25 mm and 12.5 mm nominal sizes graded as per table 600-1 @ 0.90 cum/cum of concrete conforming to clause 602.2.4. (Average of 25 mm and 12 mm SS-5 HBG m/c metal) |  |  |  | 2245 | cum | 909225
| 203 | cum | Coarse Sand as per IS: 383 @ 0.45 cum/cum of concrete |  |  |  | 692.55 | cum | 140587.65
| 67.5 | MT | Cement @ 150 kg/cum of concrete |  |  |  | 4220 | MT | 284850
1334662.65
| (C) | Machinery
| 6 | hour | Front end loader 1 cum bucket capacity |  |  |  | 2043 | hour | 12258
| 180 | hour | Conrete Mixer 0.4/0.28 cum |  |  |  | 708.08 | hour | 127454.4
| 6 | hour | Electric generator 100 KVA |  |  |  | 1567 | hour | 9402
|  | hour | Paver with electronic sensor |  |  |  | 2861 | hour | 0
| 8 | hour | Vibratory roller 8-10 t capacity |  |  |  | 3488.54 | hour | 27908.32
| 8 | hour | Water tanker 6 KL capacity |  |  |  | 822 | hour | 6576
|  |  | Total | [5 empty] | 183598.72
| (D) | Over head charges @ 4.615%
| 4.615 | % | Add for Over head charges @ 4.615% on (A)+(B)+( C) | [5 empty] | 81142.43
| (E) | Total of (A) + (B)+( C)+(D) | [6 empty] | 1839375
| (F) | Add Contractors Profit at 10% on (E) | [6 empty] | 183937.5
|  |  | Cost per 450 cum (E) + (F) | [5 empty] | 2023312.5
|  |  | Rate for 1 cum | [5 empty] | 4496.25
|  |  | Rate to be adopted | [5 empty] | 4496
1 Cum
7 | Construction of un-reinforced, dowel jointed, plain cement concrete pavement over a prepared sub base with 43 grade cement @ 400 kg per cum, coarse and fine aggregate conforming to IS 383, maximum size of coarse aggregate not exceeding 25 mm and confirming to clause 602.2.6.4 mixed in concrete mixer 0.28/0.4 cum capacity with weigh batcher as per approved mix design, laid with a fixed form paver / manual means, spread, compacted and finished in a continuous operation including provision of contraction, expansion, construction and longitudinal joints, joint filler, separation membrane, sealant primer, joint sealant, debonding strip, dowel bar, tie rod, admixtures as approved, curing compound, finishing to lines and grades as per drawing complete for finished item of work as per MoRT&H specification 602 (5th Revision) and as directed by the Engineer-in-Charge
Unit = Cum
Taking output = 1050 cum (2415 tonne)
|  | (A) | Labour
| 48.16 | day | Mate |  |  |  | 645 | day | 31063.2
| 84 | day | Mazdoor skilled |  |  |  | 661 | day | 55524
| 1120 | day | Mazdoor |  |  |  | 595 | day | 666400
752987.2
|  | (B) | Machinery
| 2.8 | day | Road Sweeper @ 1250 sqm per hour |  |  |  | 460 | day | 1288
| 18 | day | Front end loader 1 cum bucket capacity |  |  |  | 2043 | day | 36774
| 420 | day | Conrete Mixer 0.4/0.28 cum |  |  |  | 708.08 | day | 297393.6
| 6 | hour | Electric generator 100 KVA |  |  |  | 1567 | hour | 9402
|  | hour | Slip form paver with electronic sensor |  |  |  | 3863 | hour | 0
| 36 | hour | Water tanker 6 KL capacity |  |  |  | 822 | hour | 29592
| 12 | hour | Concrete joint cutting machine |  |  |  | 220 | hour | 2640
| 12 | hour | Texturing machine |  |  |  | 450 | hour | 5400
382489.6
|  | (C) | Material
| 945 | Cum | Crushed stone coarse aggregates of 25mm and 12.5mm nominal size @ 0.90 cum/cum of concrete conforming to clause 602.2.4. |  |  |  | 2245 | Cum | 2121525
| 473 | Cum | Sand as per IS: 383 and conforming to clause 602.2.4 @ 0.45 cum/cum of concrete |  |  |  | 692.55 | Cum | 327576.15
| 414 | MT | Cement 43 grade @ 400 kg/cum of concrete |  |  |  | 4220 | MT | 1747080
| 9.45 | MT | 32 mm mild steel dowel bars of grade S 240 |  |  |  | 54000 | MT | 510300
| 1.17 | MT | 16 mm deformed steel tie bars of grade S 415 |  |  |  | 53000 | MT | 62010
| 3675 | Sqm | Separation Membrane of impermeable plastic sheeting 125 micron thick |  |  |  | 15.25 | Sqm | 56043.75
| 16.33 | Sqm | Pre moulded Joint filler, 25 mm thick for expansion joint. |  |  |  | 296 | Sqm | 4833.68
| 875 | Kg | Joint sealant |  |  |  | 65 | Kg | 56875
| 116.67 | Kg | Sealant primer |  |  |  | 193 | Kg | 22517.31
| 46.67 | Sqm | Plastic sheath,1.25 mm thick for dowel bars |  |  |  | 55 | Sqm | 2566.85
| 1850 | liter | Curing compound |  |  |  | 144 | liter | 266400
| 2070 | Kg | Super plastisizer admixture IS marked as per 9103-1999 @ 0.5 per cent by weight of cement |  |  |  | 63 | Kg | 130410
5308137.74
|  |  | Add 1 per cent of material for cost of miscellaneous materials like tarpauline, Hessian cloth, metal cap, cotton / compressible sponge and cradle for dowel bars, work bridges for men to approach concrete surface without walking over it, cutting blades and bites, minor equipments like scabbling machine, threads, ropes, guide wires and any other unforeseen items. | [5 empty] | 53081.3774
5361219.1174
|  | (D) | Form work @ 2% on A+B+C | [5 empty] | 129933.9183
|  | (E) | A+B+C+D | [5 empty] | 6626629.8357
|  | (F) | Over head charges @ 4.615%
| 4.615 | % | Add for Over head charges @ 4.615% on (E) | [5 empty] | 305818.9669
|  | (G) | Total of (E) + (F) | [5 empty] | 6932448.8027
|  | (H) | Add Contractors Profit at 10% on (E) | [5 empty] | 693244.8803
|  |  | Cost per 1050 cum (E) + (F) | [5 empty] | 7625693.6829
|  |  | Rate for 1 cum | [5 empty] | 7262.57
|  |  | Rate to be adopted | [5 empty] | 7263
1 Cum
11 | Earthwork excavation in soils upto SDR by mechanical means for foundations of structures as per drawing and technical specification including setting out, construction of shoring and bracing, removal of stumps and other deleterious matter, dressing sides of bottom, back filling the excavation earth to the extent required etc., complete for finished item of work, excluding seigniorage charges, as per MoRT&H specification 304 (5th Revision) and as directed by the Engineer-in-Charge
| Unit : Cum |  |  |  | Page 323 of MoRT&H SDB
Taking out put = 240 Cum
| (A) | Labour
| 0.32 | day | Mate |  |  |  | 645 | day | 206.4
| 8 | day | Mazdoor unskilled |  |  |  | 595 | day | 4760
4966.4
| (B) | Machinery
| 6 | hr | Hydraulic Excavator 1 cum bucket capacity @ 60 cum per hour |  |  |  | 3594.04 | hr | 21564.24
| (C) | Over head charges @ 4.615% on (A) + (B) | [6 empty] | 1224.389
| (D) | Total of (A) + (B)+( C) | [6 empty] | 27755.029
| (E) | Add Contractors Profit at 10% on (D) | [6 empty] | 2775.5029
|  |  | Cost per 240 cum (D)+(E) | [5 empty] | 30530.5319
|  |  | Rate for 1 cum | [5 empty] | 127.2105
|  |  | Rate to be adopted | [5 empty] | 127.2
1 Cum
14 | Providing first class bedding with Granular material below the pipes of Hume pipe culverts suitably compacted / rammed including cost and conveyance of materials to site etc., complete as per drawing and MoRT&H Specification 2900 ( 5th Revision) and as directed by the Engineer-in-Charge.
|  |  | Unit = cum |  | Page 462 of MoRT&H SDB
Taking output = 10 cum
| (A) | Labour
| 0.28 | nos | Mate |  |  |  | 645 | day | 180.6
| 7 | nos | Mazdoor |  |  |  | 595 | day | 4165
|  |  | Total | [5 empty] | 4345.6
| (B) | Material
| 12 | cum | Cost of Granular material |  |  |  | 821.56 | cum | 9858.72
|  |  | Total | [5 empty] | 9858.72
| © | Machinery
| 2.5 | hr | Plate compactor/Power rammer |  |  |  | 70 | hr | 175
| 0.05 | hr | Water tanker 6 KL capacity |  |  |  | 822 | hr | 41.1
|  |  | Total | [5 empty] | 216.1
| (D) | Over head charges @ 4.615%
| 4.615 | % | Add for Over head charges @ 4.615% on (A)+(B)+( C) | [5 empty] | 665.5
| (E) | Total of (A) + (B)+( C)+(D) | [6 empty] | 15085.92
| (F) | Add Contractors Profit at 10% on (E) | [6 empty] | 1508.592
|  |  | Cost per 10 cum (E)+(F) | [5 empty] | 16594.512
|  |  | Rate for 1 cum | [5 empty] | 1659.4512
|  |  | Rate to be adopted | [5 empty] | 1659
1 Cum
12 | Providing Vibrated Cement Concrete (1:3:6) mix using 40mm size HBG crushed stone aggregate and fine aggregate conforming to table 1000-2 of MoRT&H including cost, conveyance of all materials to site and labour charges, centering, machine mixing, laying, Vibrating, curing etc., including all other incidental and operational charges of all T&P etc., complete for finished item of work as per MoRT&H specification 1500, 1700, 2100 (5th Revision) and as directed by the Engineer-in-Charge for foundation.
|  |  | Unit = cum |  | Page 331 of MoRT&H SDB
Taking output = 15 cum
| (A) | Labour
| 0.64 | nos | Mate |  |  |  | 645 | day | 412.8
| 1 | nos | Mason |  |  |  | 661 | day | 661
| 15 | nos | Mazdoor |  |  |  | 595 | day | 8925
|  |  | Total | [5 empty] | 9998.8
| (B) | Material
| 13.5 | cum | Cost of 40mm SS-5 HBG M/C metal |  |  |  | 1798.75 | cum | 24283.13
| 6.75 | cum | Sand at site |  |  |  | 692.55 | cum | 4674.71 |  | 0.45
| 3.45 | MT | Cement at site |  |  |  | 4220 | MT | 14559
|  |  | Total | [5 empty] | 43516.84
| (C) | Machinery
| 6 | hr | Concrete mixer 0.4/0.28 cum |  |  |  | 708.08 | hr | 4248.48
| 6 | hr | Generator set 35 KVA |  |  |  | 1347.84 | hr | 8087.04
| 2 | hr | Water tanker 6 KL capacity |  |  |  | 822 | hr | 1644
|  |  | Total | [5 empty] | 13979.52
| (D) | Over head charges @ 4.615%
| 4.615 | % | Add for Over head charges @ 4.615% on (A)+(B)+( C) | [5 empty] | 3114.9
| (E) | Total of (A) + (B)+( C)+(D) | [6 empty] | 70610.06
| (F) | Add Contractors Profit at 10% on (E) | [6 empty] | 7061.006
|  |  | Cost per 15 cum (E)+(F) | [5 empty] | 77671.066
|  |  | Rate for 1 cum | [5 empty] | 5178.07
|  |  | Rate to be adopted | [5 empty] | 5178
1 Cum
25 | Providing Vibrated Cement Concrete (1:3:6) using 40mm size HBG crushed stone aggregate and fine aggregate conforming to table 1000-2 of MoRT&H including cost, conveyance of all materials to site and labour charges, centering, machine mixing, laying, vibrating, curing etc., including all other incidental and operational charges of all T&P etc., complete for finished item of work as per MoRT&H specification 1500, 1700, 2200 (5th Revision) and as directed by the Engineer-in-Charge for Body walls.
|  |  | Unit = cum |  | Page331,455 of MoRT&H SDB
Taking output = 15 cum
| (A) | Labour
| 0.64 | nos | Mate |  |  |  | 645 | day | 412.8
| 1 | nos | Mason |  |  |  | 661 | day | 661
| 15 | nos | Mazdoor |  |  |  | 595 | day | 8925
|  |  | Total | [5 empty] | 9998.8
| (B) | Material
| 13.5 | cum | Cost of 40mm SS-5 HBG M/C metal |  |  |  | 1798.75 | cum | 24283.13
| 6.75 | cum | Sand at site |  |  |  | 692.55 | cum | 4674.71
| 3.45 | MT | Cement at site |  |  |  | 4220 | MT | 14559
|  |  | Total | [5 empty] | 43516.84
| (C) | Machinery
| 6 | hr | Concrete mixer 0.4/0.28 cum |  |  |  | 708.08 | hr | 4248.48
| 6 | hr | Generator set 35 KVA |  |  |  | 1347.84 | hr | 8087.04
| 2 | hr | Water tanker 6 KL capacity |  |  |  | 822 | hr | 1644
13979.52
| (D) | Form work
| 10 | % | Form work @ 10% on (A)+(B)+( C) |  |  |  | 67495.16 | Cum | 6749.52
| (E) | Over head charges @ 4.615%
| 4.615 | % | Add for Over head charges @ 4.615% on (A)+(B)+( C)+(D) | [5 empty] | 3426.39
| (F) | Total of (A) + (B)+( C)+(D)+(E) | [6 empty] | 77671.07
| (G) | Add Contractors Profit at 10% on (F) | [6 empty] | 7767.107
|  |  | Cost per 15 cum (F)+(G) | [5 empty] | 85438.177
|  |  | Rate for 1 cum | [5 empty] | 5695.88
|  |  | Rate to be adopted | [5 empty] | 5696
1 Cum
14 | Providing, laying Reinforced cement concrete Hume pipes of 450 mm, 900mm Dia., NP-4 class for pipe culverts including cost and conveyance of Pipes etc., complete and Labour charges for laying, jointing of 450 mm, 900mm dia. R.C.C Hume pipes in position including lifting, aligning, lowering and hoisting etc., as per drawing and as per MoRT&H Specification 2900, 2905 and 2906 (5th Revision) and IRC Special Publication No: 13 and as directed by the Engineer-in-Charge for finished item of work.
|  |  | Unit = metre |  | Page 272,273 of MoRT&H SDB | [5 empty] | 1000 | 0.81071 | 0.5129
|  |  | Taking output = 12.5 metre | [7 empty] | 800
300 mm Dia.,
| (A) | Labour
| 0.14 | nos | Mate |  |  |  | 645 | day | 90.3
| 0.5 | nos | Mason |  |  |  | 661 | day | 330.5
| 3 | nos | Mazdoor |  |  |  | 595 | day | 1785
|  |  | Total | [5 empty] | 2205.8
| (B) | Material
| 12.5 | RM | Cost of 300 mm Dia., pipes |  |  |  | 1015.04 | RM | 12688
|  |  | Total | [5 empty] | 12688
| (C) | Over head charges @ 4.615%
| 4.615 | % | Add for Over head charges @ 4.615% on (A)+(B) | [5 empty] | 687.35
| (D) | Total of (A) + (B)+( C) | [6 empty] | 15581.15
| (E) | Add Contractors Profit at 10% on (D) | [6 empty] | 1558.115
|  |  | Cost per 12.5 metre (D)+(E) | [5 empty] | 17139.265
|  |  | Rate for 1 RM | [5 empty] | 1371.14
|  |  | Rate to be adopted | [5 empty] | 1371
1 RM
450 mm Dia.,
| (A) | Labour
| 0.14 | nos | Mate |  |  |  | 645 | day | 90.3
| 0.5 | nos | Mason |  |  |  | 661 | day | 330.5
| 3 | nos | Mazdoor |  |  |  | 595 | day | 1785
|  |  | Total | [5 empty] | 2205.8
| (B) | Material
| 12.5 | RM | Cost of 450 mm Dia., pipes |  |  |  | 1513.828 | RM | 18922.85
|  |  | Total | [5 empty] | 18922.85
| (C) | Over head charges @ 4.615%
| 4.615 | % | Add for Over head charges @ 4.615% on (A)+(B) | [5 empty] | 975.09
| (D) | Total of (A) + (B)+( C) | [6 empty] | 22103.74
| (E) | Add Contractors Profit at 10% on (D) | [6 empty] | 2210.374
|  |  | Cost per 12.5 metre (D)+(E) | [5 empty] | 24314.114
|  |  | Rate for 1 RM | [5 empty] | 1945.13
|  |  | Rate to be adopted | [5 empty] | 1945
1 RM
600 mm Dia.,
| (A) | Labour
| 0.14 | nos | Mate |  |  |  | 645 | day | 90.3
| 0.5 | nos | Mason |  |  |  | 661 | day | 330.5
| 3 | nos | Mazdoor |  |  |  | 595 | day | 1785
|  |  | Total | [5 empty] | 2205.8
| (B) | Material
| 12.5 | RM | Cost of 600mm Dia., pipes |  |  |  | 2909.938 | RM | 36374.23
|  |  | Total | [5 empty] | 36374.23
| (C) | Over head charges @ 4.615%
| 4.615 | % | Add for Over head charges @ 4.615% on (A)+(B) | [5 empty] | 1780.47
| (D) | Total of (A) + (B)+( C) | [6 empty] | 40360.5
| (E) | Add Contractors Profit at 10% on (D) | [6 empty] | 4036.05
|  |  | Cost per 12.5 metre (D)+(E) | [5 empty] | 44396.55
|  |  | Rate for 1 RM | [5 empty] | 3551.72
|  |  | Rate to be adopted | [5 empty] | 3552
1 RM
800 mm Dia.,
| (A) | Labour
| 0.18 | nos | Mate |  |  |  | 645 | nos. | 116.1
| 0.5 | nos | Mason |  |  |  | 661 | nos. | 330.5
| 4 | nos | Mazdoor |  |  |  | 595 | nos. | 2380
|  |  | Total | [5 empty] | 2826.6
| (B) | Material
| 12.5 | RM | Cost of 800mm Dia., pipes |  |  |  | 5015.052 | RM | 62688.15
|  |  | Total | [5 empty] | 62688.15
| (C) | Over head charges @ 4.615%
| 4.615 | % | Add for Over head charges @ 4.615% on (A)+(B) | [5 empty] | 3023.51
| (D) | Total of (A) + (B)+( C) | [6 empty] | 68538.26
| (E) | Add Contractors Profit at 10% on (D) | [6 empty] | 6853.826
|  |  | Cost per 12.5 metre (D)+(E) | [5 empty] | 75392.086
|  |  | Rate for 1 RM | [5 empty] | 6031.37
|  |  | Rate to be adopted | [5 empty] | 6031
1 RM
900 mm Dia.,
| (A) | Labour
| 0.18 | nos | Mate |  |  |  | 645 | nos. | 116.1
| 0.5 | nos | Mason |  |  |  | 661 | nos. | 330.5
| 4 | nos | Mazdoor |  |  |  | 595 | nos. | 2380
|  |  | Total | [5 empty] | 2826.6
| (B) | Material
| 12.5 | RM | Cost of 900mm Dia., pipes |  |  |  | 6322.608 | RM | 79032.6
|  |  | Total | [5 empty] | 79032.6
| (C) | Over head charges @ 4.615%
| 4.615 | % | Add for Over head charges @ 4.615% on (A)+(B) | [5 empty] | 3777.8
| (D) | Total of (A) + (B)+( C) | [6 empty] | 85637
| (E) | Add Contractors Profit at 10% on (D) | [6 empty] | 8563.7
|  |  | Cost per 12.5 metre (D)+(E) | [5 empty] | 94200.7
|  |  | Rate for 1 RM | [5 empty] | 7536.06
|  |  | Rate to be adopted | [5 empty] | 7536
1 RM
|  |  | 1000 mm Dia. | [7 empty] | 600
| (A) | Labour
| 0.18 | nos | Mate |  |  |  | 645 | day | 116.1
| 0.5 | nos | Mason |  |  |  | 661 | day | 330.5
| 4 | nos | Mazdoor |  |  |  | 595 | day | 2380
|  |  | Total | [5 empty] | 2826.6
| (B) | Material
| 12.5 | RM | Cost of 1000mm Dia., pipes |  |  |  | 8571.844 | RM | 107148.05
|  |  | Total | [5 empty] | 107148.05
| (C) | Over head charges @ 4.615%
| 4.615 | % | Add for Over head charges @ 4.615% on (A)+(B) | [5 empty] | 5075.33
| (D) | Total of (A) + (B)+( C) | [6 empty] | 115049.98
| (E) | Add Contractors Profit at 10% on (D) | [6 empty] | 11504.998
|  |  | Cost per 12.5 metre (D)+(E) | [5 empty] | 126554.978
|  |  | Rate for 1 RM | [5 empty] | 10124.4
|  |  | Rate to be adopted | [5 empty] | 10124
1 RM
|  |  | 1200 mm Dia. | [7 empty] | 600
| (A) | Labour
| 0.18 | nos | Mate |  |  |  | 645 | day | 116.1
| 0.5 | nos | Mason |  |  |  | 661 | day | 330.5
| 4 | nos | Mazdoor |  |  |  | 595 | day | 2380 |  | 1721
|  |  | Total | [5 empty] | 2826.6
| (B) | Material
| 12.5 | RM | Cost of 1200mm Dia., pipes |  |  |  | 11553.474 | RM | 144418.43
|  |  | Total | [5 empty] | 144418.43
| (C) | Over head charges @ 4.615%
| 4.615 | % | Add for Over head charges @ 4.615% on (A)+(B) | [5 empty] | 6795.36
| (D) | Total of (A) + (B)+( C) | [6 empty] | 154040.39
| (E) | Add Contractors Profit at 10% on (D) | [6 empty] | 15404.039
|  |  | Cost per 12.5 metre (D)+(E) | [5 empty] | 169444.429
|  |  | Rate for 1 RM | [5 empty] | 13555.55
|  |  | Rate to be adopted | [5 empty] | 13556
1 RM
15 | Filling in between body walls with gravel including cost and conveyance of all materials to site etc., complete as per Clause 710.1.4 of IRC : 78 and as per MoRT&H Specification No. 2200 & 2907 (5th Revision) and as per Drawing and technical specifications for finished item of work.
|  |  | Unit = cum |  | Page 462 of MoRT&H SDB
Taking output = 10 cum
| (A) | Labour
| 0.28 | nos | Mate |  |  |  | 645 | day | 180.6
| 7 | nos | Mazdoor |  |  |  | 595 | day | 4165
|  |  | Total | [5 empty] | 4345.6
| (B) | Material
| 12 | cum | Cost of Gravel |  |  |  | 821.56 | cum | 9858.72
|  |  | Total | [5 empty] | 9858.72
| (C) | Machinery
| 2.5 | hr | Plate compactor/Power rammer/road roller |  |  |  | 70 | hr | 175
| 0.05 | hr | Water tanker 6 KL capacity |  |  |  | 822 | hr | 41.1
|  |  | Total | [5 empty] | 216.1
| (D) | Over head charges @ 4.615%
| 4.615 | % | Add for Over head charges @ 4.615 % on (A)+(B)+(C) | [5 empty] | 665.5
| (E) | Total of (A) + (B)+( C)+(D) | [6 empty] | 15085.92
| (F) | Add Contractors Profit at 10% on (E) | [6 empty] | 1508.592
|  |  | Cost per 10 cum (E)+(F) | [5 empty] | 16594.512
|  |  | Rate for 1 cum | [5 empty] | 1659.4512
|  |  | Rate to be adopted | [5 empty] | 1659
1 Cum
29 | Providing SS Revetment 300 mm thick including cost and conveyance of materials to site and including labour charges for packing the stones for revetment etc., complete for finished item of work as per MoRT&H specification 2504 ( 5th revision ) and as directed by the Engineer-in-Charge for Pitching of slopes
| (A) | Labour |  |  | Page 522 of MoRT&H SDB
| 0.04 | nos | Mate |  |  |  | 645 | day | 25.8
| 0.35 | nos | Mason |  |  |  | 661 | day | 231.35
| 0.75 | nos | Mazdoor for laying stones, filling quarry spalls |  |  |  | 595 | day | 446.25
|  |  | Total | [5 empty] | 703.4
| (B) | Material
| 1 | cum | Cost of SS Revetment 300 mm |  |  |  | 1042.25 | cum | 1042.25
| 0.2 | cum | Cost of stone spalls |  |  |  | 813.4 | cum | 162.68
|  |  | Total | [5 empty] | 1204.93
| (C) | Over head charges @ 4.615%
| 4.615 | % | Add for Over head charges @ 4.615% on (A)+(B) | [5 empty] | 88.07
| (D) | Total of (A) + (B)+( C) | [6 empty] | 1996.4
| (E) | Add Contractors Profit at 10% on (D) | [6 empty] | 199.64
|  |  | Cost per 1 cum (D)+(E ) | [5 empty] | 2196.04
|  |  | Rate to be adopted | [5 empty] | 2196
1 Cum
30 | Providing and laying filter material with Gravel underneath pitching in slopes including cost and conveyance of materials to site including labour charges etc., complete for finished item of work as per MoRT&H Specification 2504 (5th Revision) and as directed by the Engineer-in-Charge
|  |  | Unit = cum |  | Page 523 of MoRT&H SDB
Taking output = 1 Cum
|  | (A) | Labour
| 0.05 | nos | Mate |  |  |  | 645 | day | 32.25
| 0.25 | nos | Mazdoor skilled |  |  |  | 661 | day | 165.25
| 1 | nos | Mazdoor for laying stones, filling quarry spalls |  |  |  | 595 | day | 595
|  |  | Total | [5 empty] | 792.5
|  | (B) | Material
| 1.2 | cum | Cost of gravel |  |  |  | 821.56 | cum | 985.87
| (C) | Over head charges @ 4.615 %
| 4.615 | % | Add for Over head charges @ 4.615 % on (A)+(B) | [5 empty] | 82.07
| (D) | Total of (A) + (B)+( C) | [6 empty] | 1860.44
| (E) | Add Contractors Profit at 10% on (D) | [6 empty] | 186.044
|  |  | Cost per 1 cum (D)+(E ) | [5 empty] | 2046.484
|  |  | Rate to be adopted | [5 empty] | 2046
1 Cum
16 | Vibrated cement concrete M 15 Grade Concrete using 40mm, 20mm and 10mm size HBG crushed stone aggregate (Coarse aggregate conforming to table 1000-1 and fine aggregate conforming to table 1000-2) including cost and conveyance of all materials to site and all labour charges for machine mixing, laying in position, Compacting, Vibrating and curing including all other incidental and all other operational charges of T&P required etc., complete as per MoRT&H Specification 1500, 1700, 2100 (5th Revision) for footings and Raft foundation.
|  |  | Unit = cum |  | Page 335 of MoRT&H SDB
Taking output = 15 cum
| (A) | Labour
| 0.86 | nos | Mate |  |  |  | 645 | day | 554.7
| 1.5 | nos | Mason |  |  |  | 661 | day | 991.5
| 20 | nos | Mazdoor |  |  |  | 595 | day | 11900
|  |  | Total | [5 empty] | 13446.2
| (B) | Material
| 8.1 | cum | Cost of 40mm SS-5 HBG M/C metal |  |  |  | 1798.75 | cum | 14569.88
| 4.05 | cum | Cost of 20mm SS-5 HBG M/C metal |  |  |  | 2442.5 | cum | 9892.13
| 1.35 | cum | Cost of 10mm SS-5 HBG M/C metal |  |  |  | 1911.25 | cum | 2580.19
| 6.75 | cum | Sand at site |  |  |  | 692.55 | cum | 4674.71
| 4.13 | MT | Cement at site |  |  |  | 4220 | MT | 17428.6
|  |  | Total | [5 empty] | 49145.51
| (C) | Machinery
| 6 | hr | Concrete mixer 0.4/0.28 cum |  |  |  | 708.08 | hr | 4248.48
| 6 | hr | Generator set 35 KVA |  |  |  | 1347.84 | hr | 8087.04
12335.52
| (D) | Form work
| 4 | % | Form work @ 4% on (A)+(B)+( C) |  |  |  | 74927.23 | Cum | 2997.09
| (E) | Over head charges @ 4.615%
| 4.615 | % | Add for Over head charges @ 4.615% on (A)+(B)+( C)+(D) | [5 empty] | 3596.21
| (F) | Total of (A) + (B)+( C)+(D)+(E) | [6 empty] | 81520.53
| (G) | Add Contractors Profit at 10% on (F) | [6 empty] | 8152.053
|  |  | Cost per 15 cum (F)+(G) | [5 empty] | 89672.583
|  |  | Rate for 1 cum | [5 empty] | 5978.17
|  |  | Rate to be adopted | [5 empty] | 5978
1 Cum
13 | Vibrated cement concrete M 15 Grade Concrete using 40mm, 20mm and 10mm size HBG crushed stone aggregate (Coarse aggregate conforming to table 1000-1 and fine aggregate conforming to table 1000-2) including cost and conveyance of all materials to site and all labour charges for machine mixing, laying in position, Compacting, Vibrating and curing including all other incidental and all other operational charges of T&P required etc., complete as per MoRT&H Specification 1500, 1700, 2200 (5th Revision) for Sub structure.
|  |  | Unit = cum |  | Page 335,455 of MoRT&H SDB
Taking output = 15 cum
| (A) | Labour
| 0.86 | nos | Mate |  |  |  | 645 | day | 554.7
| 1.5 | nos | Mason |  |  |  | 661 | day | 991.5
| 20 | nos | Mazdoor |  |  |  | 595 | day | 11900
|  |  | Total | [5 empty] | 13446.2
| (B) | Material
| 8.1 | cum | Cost of 40mm SS-5 HBG M/C metal |  |  |  | 1798.75 | cum | 14569.88
| 4.05 | cum | Cost of 20mm SS-5 HBG M/C metal |  |  |  | 2442.5 | cum | 9892.13
| 1.35 | cum | Cost of 10mm SS-5 HBG M/C metal |  |  |  | 1911.25 | cum | 2580.19
| 6.75 | cum | Sand at site |  |  |  | 692.55 | cum | 4674.71
| 4.13 | MT | Cement at site |  |  |  | 4220 | MT | 17428.6
|  |  | Total | [5 empty] | 49145.51
| (C) | Machinery
| 6 | hr | Concrete mixer 0.4/0.28 cum |  |  |  | 708.08 | hr | 4248.48
| 6 | hr | Generator set 35 KVA |  |  |  | 1347.84 | hr | 8087.04
12335.52
| (D) | Form work
| 10 | % | Form work @ 10% on (A)+(B)+( C) |  |  |  | 74927.23 | Cum | 7492.72
| (E) | Over head charges @ 4.615%
| 4.615 | % | Add for Over head charges @ 4.615% on (A)+(B)+( C)+(D) | [5 empty] | 3803.68
| (F) | Total of (A) + (B)+( C)+(D)+(E) | [6 empty] | 86223.63
| (G) | Add Contractors Profit at 10% on (F) | [6 empty] | 8622.363
|  |  | Cost per 15 cum (F)+(G) | [5 empty] | 94845.993
|  |  | Rate for 1 cum | [5 empty] | 6323.07
|  |  | Rate to be adopted | [5 empty] | 6323
1 Cum
14 | Vibrated reinforced cement concrete M 20 grade using 20mm & 10mm HBG crushed stone aggregate (Coarse aggregate conforming to table 1000-1 and fine aggregate conforming to table 1000-2) including cost, conveyance of all materials to site and labour charges, centering, machine mixing, laying, vibrating, curing etc., including other incidental hire and operational charges of all T&P as per approved drawings and as directed during execution but excluding cost of steel and its fabrication charges for finished item as per MoRT&H specification 1500, 1600, 1700 & 2100 (5th revision) and as directed by the Engineer-in-Charge for foundations
|  |  | Unit = cum |  | Page 472, 457 of MoRT&H SDB
Taking output = 15 cum
| (A) | Labour
| 0.86 | nos | Mate |  |  |  | 645 | day | 554.7
| 1.5 | nos | Mason |  |  |  | 661 | day | 991.5
| 20 | nos | Mazdoor |  |  |  | 595 | day | 11900
|  |  | Total | [5 empty] | 13446.2
| (B) | Material
| 8.1 | cum | Cost of 20mm SS-5 HBG M/C metal |  |  |  | 2442.5 | cum | 19784.25
| 5.4 | cum | Cost of 10mm SS-5 HBG M/C metal |  |  |  | 1911.25 | cum | 10320.75
| 6.75 | cum | Sand at site |  |  |  | 692.55 | cum | 4674.71
| 5.12 | MT | Cement at site |  |  |  | 4220 | MT | 21606.4
|  |  | Total | [5 empty] | 56386.11
| (C) | Machinery
| 6 | hr | Concrete mixer 0.4/0.28 cum |  |  |  | 708.08 | hr | 4248.48
| 6 | hr | Generator set 35 KVA |  |  |  | 1347.84 | hr | 8087.04
|  |  | Total | [5 empty] | 12335.52
| (D) | Form work
| 4 | % | Form work @ 4% on (A)+(B)+( C) |  |  |  | 82167.83 | Cum | 3286.71
| (E) | Over head charges @ 4.615%
| 4.615 | % | Add for Over head charges @ 4.615% on (A)+(B)+( C)+(D) | [5 empty] | 3943.73
| (F) | Total of (A) + (B)+( C)+(D)+(E) | [6 empty] | 89398.27
| (G) | Add Contractors Profit at 10% on (F) | [6 empty] | 8939.827
|  |  | Cost per 15 cum (F)+(G) | [5 empty] | 98338.097
|  |  | Rate for 1 cum | [5 empty] | 6555.87
|  |  | Rate to be adopted | [5 empty] | 6556
1 Cum
15 | Vibrated reinforced cement concrete M 20 grade using 20mm & 10mm HBG crushed stone aggregate (Coarse aggregate conforming to table 1000-1 and fine aggregate conforming to table 1000-2) including cost, conveyance of all materials to site and labour charges, centering, machine mixing, laying, vibrating, curing etc., including other incidental hire and operational charges of all T&P as per approved drawings and as directed during execution but excluding cost of steel and its fabrication charges for finished item as per MoRT&H specification 1500, 1600, 1700 & 2200 (5th revision ) and as directed by the Engineer-in-Charge for Bed blocks & Backing walls (Sub-structure)
|  |  | Unit = cum |  | Page 472, 457 of MoRT&H SDB
Taking output = 15 cum
| (A) | Labour
| 0.86 | nos | Mate |  |  |  | 645 | day | 554.7
| 1.5 | nos | Mason |  |  |  | 661 | day | 991.5
| 20 | nos | Mazdoor |  |  |  | 595 | day | 11900
|  |  | Total | [5 empty] | 13446.2
| (B) | Material
| 8.1 | cum | Cost of 20mm SS-5 HBG M/C metal |  |  |  | 2442.5 | cum | 19784.25
| 5.4 | cum | Cost of 10mm SS-5 HBG M/C metal |  |  |  | 1911.25 | cum | 10320.75
| 6.75 | cum | Sand at site |  |  |  | 692.55 | cum | 4674.71
| 5.12 | MT | Cement at site |  |  |  | 4220 | MT | 21606.4
|  |  | Total | [5 empty] | 56386.11
| (C) | Machinery
| 6 | hr | Concrete mixer 0.4/0.28 cum |  |  |  | 708.08 | hr | 4248.48
| 6 | hr | Generator set 35 KVA |  |  |  | 1347.84 | hr | 8087.04
|  |  | Total | [5 empty] | 12335.52
| (D) | Form work
| 10 | % | Form work @ 10% on (A)+(B)+( C) |  |  |  | 82167.83 | Cum | 8216.78
| (E) | Over head charges @ 4.615%
| 4.615 | % | Add for Over head charges @ 4.615% on (A)+(B)+( C)+(D) | [5 empty] | 4171.25
| (F) | Total of (A) + (B)+( C)+(D)+(E) | [6 empty] | 94555.86
| (G) | Add Contractors Profit at 10% on (F) | [6 empty] | 9455.586
|  |  | Cost per 15 cum (F)+(G) | [5 empty] | 104011.446
|  |  | Rate for 1 cum | [5 empty] | 6934.1
|  |  | Rate to be adopted | [5 empty] | 6934
1 Cum
16 | Vibrated reinforced cement concrete M 20 grade using 20mm & 10mm HBG crushed stone aggregate (Coarse aggregate conforming to table 1000-1 and fine aggregate conforming to table 1000-2) including cost, conveyance of all materials to site and labour charges, centering, machine mixing, laying, vibrating, curing etc., including other incidental hire and operational charges of all T&P etc., complete as per approved drawings and as directed during execution but excluding cost of steel and its fabrication charges for finished item as per MoRT&H specification 1500, 1600, 1700 & 2300 (5th revision) and as directed by the Engineer-in-Charge for Deck slab
|  |  | Unit = cum |  | Page 472 of MoRT&H SDB
Taking output = 15 cum
| (A) | Labour
| 0.86 | nos | Mate |  |  |  | 645 | day | 554.7
| 1.5 | nos | Mason |  |  |  | 661 | day | 991.5
| 20 | nos | Mazdoor |  |  |  | 595 | day | 11900
|  |  | Total | [5 empty] | 13446.2
| (B) | Material
| 8.1 | cum | Cost of 20mm SS-5 HBG M/C metal |  |  |  | 2442.5 | cum | 19784.25
| 5.4 | cum | Cost of 10mm SS-5 HBG M/C metal |  |  |  | 1911.25 | cum | 10320.75
| 6.75 | cum | Sand at site |  |  |  | 692.55 | cum | 4674.71
| 5.12 | MT | Cement at site |  |  |  | 4220 | MT | 21606.4
|  |  | Total | [5 empty] | 56386.11
| (C) | Machinery
| 6 | hr | Concrete mixer 0.4/0.28 cum |  |  |  | 708.08 | hr | 4248.48
| 6 | hr | Generator set 35 KVA |  |  |  | 1347.84 | hr | 8087.04
|  |  | Total | [5 empty] | 12335.52
| (D) | Form work
| 20 | % | Form work @ 20% on (A)+(B)+( C) |  |  |  | 82167.83 | Cum | 16433.57
| (E) | Over head charges @ 4.615%
| 4.615 | % | Add for Over head charges @ 4.615% on (A)+(B)+( C)+(D) | [5 empty] | 4550.45
| (F) | Total of (A) + (B)+( C)+(D)+(E) | [6 empty] | 103151.85
| (G) | Add Contractors Profit at 10% on (F) | [6 empty] | 10315.185
|  |  | Cost per 15 cum (F)+(G) | [5 empty] | 113467.035
|  |  | Rate for 1 cum | [5 empty] | 7564.47
|  |  | Rate to be adopted | [5 empty] | 7564
1 Cum
17 | Vibrated reinforced cement concrete M 30 grade using 20mm & 10mm HBG crushed stone aggregate (Coarse aggregate conforming to table 1000-1 and fine aggregate conforming to table 1000-2) including cost, conveyance of all materials to site and labour charges, centering, machine mixing, laying, vibrating, curing etc., including all other incidental and operational charges of all T&P etc., complete for finished item of work as per drawing BD/1-69( A) but excluding cost of steel and its fabrication charges as per MoRT&H specification 1500, 1600, 1700 & 2702 (5th Revision) and as directed by the Engineer-in-Charge for wearing coat over Deck slab.
|  |  | Unit = cum |  | Page 477,492 of MoRT&H SDB
Taking output = 15 cum
| (A) | Labour
| 0.9 | nos | Mate |  |  |  | 645 | day | 580.5
| 1.5 | nos | Mason |  |  |  | 661 | day | 991.5
| 21 | nos | Mazdoor |  |  |  | 595 | day | 12495
|  |  | Total | [5 empty] | 14067
| (B) | Material
| 8.1 | cum | Cost of 20mm SS-5 HBG M/C metal |  |  |  | 2442.5 | cum | 19784.25
| 5.4 | cum | Cost of 10mm SS-5 HBG M/C metal |  |  |  | 1911.25 | cum | 10320.75
| 6.75 | cum | Sand at site |  |  |  | 692.55 | cum | 4674.71
| 6.1 | MT | Cement at site |  |  |  | 4220 | MT | 25742
|  |  | Total | [5 empty] | 60521.71
| (C) | Machinery
| 6 | hr | Concrete mixer 0.4/0.28 cum |  |  |  | 708.08 | hr | 4248.48
| 6 | hr | Generator set 35 KVA |  |  |  | 1347.84 | hr | 8087.04
12335.52
| 2.25 | nos | Labour for cleaning deck slab concrete |  |  |  | 595 | day | 1338.75
| (D) | Over head charges @ 4.615%
| 4.615 | % | Add for Over head charges @ 4.615% on (A)+(B)+( C) | [5 empty] | 4073.34
| (E) | Total of (A) + (B)+( C)+(D) | [6 empty] | 92336.32
| (F) | Add Contractors Profit at 10% on (E) | [6 empty] | 9233.632
|  |  | Cost per 15 cum (E)+(F) | [5 empty] | 101569.952
|  |  | Rate for 1 cum M 30 Concrete | [5 empty] | 6771.3301
|  |  | Rate to be adopted | [5 empty] | 6771
1 Cum
1 | Vibrated reinforced cement concrete M 25 grade using 20mm & 10mm HBG crushed stone aggregate (Coarse aggregate conforming to table 1000-1 and fine aggregate conforming to table 1000-2) including cost, conveyance of all materials to site and labour charges, centering, machine mixing, laying, vibrating, curing etc., including all other incidental and operational charges of all T&P etc., complete for finished item of work as per Approved drawing but excluding cost of steel and its fabrication charges as per MoRT&H specification 1500, 1600, 1700 & 2704 (5th Revision) and as directed by the Engineer-in-Charge .
|  |  | Unit = cum |  | Page 340,501 of MoRT&H SDB
Taking output = 15 cum
| (A) | Labour
| 0.86 | nos | Mate |  |  |  | 645 | day | 554.7
| 1.5 | nos | Mason |  |  |  | 661 | day | 991.5
| 20 | nos | Mazdoor |  |  |  | 595 | day | 11900
|  |  | Total | [5 empty] | 13446.2
0.9
| (B) | Material | [8 empty] | 0.45
| 8.1 | cum | Cost of 20mm SS-5 HBG M/C metal |  |  |  | 2442.5 | cum | 19784.25
| 5.4 | cum | Cost of 10mm SS-5 HBG M/C metal |  |  |  | 1911.25 | cum | 10320.75
| 6.75 | cum | Sand at site |  |  |  | 692.55 | cum | 4674.71
| 6.05 | MT | Cement at site |  |  |  | 4220 | MT | 25531
|  |  | Total | [5 empty] | 60310.71
| (C) | Machinery
| 6 | hr | Concrete mixer 0.4/0.28 cum |  |  |  | 708.08 | hr | 4248.48
| 6 | hr | Generator set 35 KVA |  |  |  | 1347.84 | hr | 8087.04
|  |  | Total | [5 empty] | 12335.52
| (D) | Form work
| 2 | % | Form work @ 2% on (A)+(B)+( C) |  |  |  | 86092.43 | Cum | 1721.85
| (E) | Over head charges @ 4.615%
| 4.615 | % | Add for Over head charges @ 4.615% on (A)+(B)+( C)+(D) | [5 empty] | 4052.63
| (F) | Total of (A) + (B)+( C)+(D)+(E) | [6 empty] | 91866.91
| (G) | Add Contractors Profit at 10% on (F) | [6 empty] | 9186.691
|  |  | Cost per 15 cum (F)+(G) | [5 empty] | 101053.601
|  |  | Rate for 1 cum M 25 Concrete | [5 empty] | 6736.9067
|  |  | Rate to be adopted | [5 empty] | 6737
1 Cum
38 | Construction of precast VRCC railing of M20 grade using HBG crushed stone aggregate of size not exceeding 12 mm and fine aggregate conforming to table 1000-2 true to line and grade, tolerance of vertical RCC post not to exceed 1 in 500, centre to centre spacing between vertical posts not to exceed 2000mm, leaving adequate space between vertical posts for expansion including cost, conveyance of all materials to site and labour charges, centering, machine mixing, laying, vibrating, curing etc., including other incidental hire and operational charges of all T&P as per approved drawings and as directed during execution but excluding cost of steel and its fabrication charges as per approved drawings and technical specifications for finished item of work as per MoRT&H Specification 2703, 1500, 1600, 1700 (5th Revision)
|  |  | Unit = 1 RM |  | Page 472,497 of MoRT&H SDB
Hand rails without foot paths
Material
M20 grade VRCC
|  |  | No. of vertical end posts = 2 x 0.30x 0.20 x0.77 = |  |  |  |  | 0.0924 | cum
|  |  | Internal vertical posts = 3x0.18x0.20x0.77 = |  |  |  |  | 0.0832 | cum
hand rail in2 tier =6.74-(2x0.3+3x0.18)=5.60 RM
|  |  | quantity of RCC = 2x5.60x0.115x0.165 = |  |  |  |  | 0.2125 | cum
[6 empty] | Total Concrete = |  | 0.3881 | cum
VRCC M 20 Grade
| (A) | Labour
| 0.86 | nos | Mate |  |  |  | 645 | day | 554.7
| 1.5 | nos | Mason |  |  |  | 661 | day | 991.5
| 20 | nos | Mazdoor |  |  |  | 595 | day | 11900
|  |  | Total | [5 empty] | 13446.2
| (B) | Material
| 8.1 | cum | Cost of 12mm SS-5 HBG M/C metal |  |  |  | 2116.25 | cum | 17141.63
| 5.4 | cum | Cost of 10mm SS-5 HBG M/C metal |  |  |  | 1911.25 | cum | 10320.75
| 6.75 | cum | Sand at site |  |  |  | 692.55 | cum | 4674.71
| 5.12 | MT | Cement at site |  |  |  | 4220 | MT | 21606.4
|  |  | Total | [5 empty] | 53743.49
| (C) | Machinery
| 6 | hr | Concrete mixer 0.4/0.28 cum |  |  |  | 708.08 | hr | 4248.48
| 6 | hr | Generator set 35 KVA |  |  |  | 1347.84 | hr | 8087.04
|  |  | Total | [5 empty] | 12335.52
| (D) | Form work
| 12 | % | Form work @ 12% on (A)+(B)+( C) |  |  |  | 79525.21 | Cum | 9543.03
| (E) | Over head charges @ 4.615%
| 4.615 | % | Add for Over head charges @ 4.615% on (A)+(B)+( C)+(D) | [5 empty] | 4110.5
| (F) | Total of (A) + (B)+( C)+(D)+(E) | [6 empty] | 93178.74
| (G) | Add Contractors Profit at 10% on (F) | [6 empty] | 9317.874
|  |  | Cost per 15 cum (F)+(G)+(H)+(I) | [5 empty] | 102496.614
|  |  | Rate for 1 cum | [5 empty] | 6833.11
Cost of Railing for one side
| 0.3881 | Cum | Cost per |  | 6.74 | RM = | 6833.11 | cum | 2651.93
|  |  | Cost per 1 RM = | [5 empty] | 393.4614
|  |  | Rate to be adopted | [5 empty] | 393
1 RM
Hand rails without foot paths (Output =12.719 RM)
Material
M20 grade VRCC
|  |  | No. of vertical end posts = 2 x 0.30x 0.20 x0.77 = |  |  |  |  | 0.0924 | cum
|  |  | Internal vertical posts = 6x0.18x0.20x0.77 = |  |  |  |  | 0.1663 | cum
|  |  | hand rail in2 tier =12.719-(2x0.3+6x0.18)=11.04 RM | [7 empty] | 0.60984
|  |  | quantity of RCC = 2x11.04x0.115x0.165 = |  |  |  |  | 0.4189 | cum
[6 empty] | Total Concrete = |  | 0.6776 | cum
|  |  | Cost of Railing for one side | [7 empty] | 0.30492
| 0.6776 | Cum | Cost per |  | 12.719 | RM = | 6833.11 | cum | 4630.12
|  |  | Cost per 1 RM = | [5 empty] | 364.0318
|  |  | Rate to be adopted | [5 empty] | 364
1 RM
39 | Vibrated cement concrete M 15 Grade Concrete using 40mm, 20mm and 10mm size HBG crushed stone aggregate (Coarse aggregate conforming to table 1000-1 and fine aggregate conforming to table 1000-2) including cost and conveyance of all materials to site and all labour charges for machine mixing, laying in position, Compacting, Vibrating and curing including all other incidental and all other operational charges of T&P required etc., complete as per MoRT&H Specification 1500,1700, 2100, 2700 (5th Revision) for levelling course
|  |  | Unit = cum |  | Page 335,500 of MoRT&H SDB
Taking output = 15 cum
| (A) | Labour
| 0.86 | nos | Mate |  |  |  | 645 | day | 554.7
| 1.5 | nos | Mason |  |  |  | 661 | day | 991.5
| 20 | nos | Mazdoor |  |  |  | 595 | day | 11900
|  |  | Total | [5 empty] | 13446.2
| (B) | Material
| 8.1 | cum | Cost of 40mm SS-5 HBG M/C metal |  |  |  | 1798.75 | cum | 14569.88
| 4.05 | cum | Cost of 20mm SS-5 HBG M/C metal |  |  |  | 2442.5 | cum | 9892.13
| 1.35 | cum | Cost of 10mm SS-5 HBG M/C metal |  |  |  | 1911.25 | cum | 2580.19
| 6.75 | cum | Sand at site |  |  |  | 692.55 | cum | 4674.71
| 4.13 | MT | Cement at site |  |  |  | 4220 | MT | 17428.6
|  |  | Total | [5 empty] | 49145.51
| (C) | Machinery
| 6 | hr | Concrete mixer 0.4/0.28 cum |  |  |  | 708.08 | hr | 4248.48
| 6 | hr | Generator set 33 KVA |  |  |  | 1347.84 | hr | 8087.04
12335.52
| (D) | Over head charges @ 4.615%
| 4.615 | % | Add for Over head charges @ 4.615% on (A)+(B)+( C) | [5 empty] | 3457.89
| (E) | Total of (A) + (B)+( C)+(D) | [6 empty] | 78385.12
| (F) | Add Contractors Profit at 10% on (F) | [6 empty] | 7838.512
|  |  | Cost per 15 cum (E)+(F) | [5 empty] | 86223.632
|  |  | Rate for 1 cum | [5 empty] | 5748.24
|  |  | Rate to be adopted | [5 empty] | 5748
1 Cum
40 | Providing Grouted Revetment with rough stone (HBG) of not less than 300 mm size grouted with 0.20 cum of CC (1:4:8) including cost and conveyance of materials to site and including labour charges for packing the stones for revetment etc., complete for finished item of work as per MoRT&H specification 2504 ( 5th revision ) and as directed by the Engineer-in-Charge for quadrential revetment.
|  |  | Cost of CC(1:4:8) |  | Page 331,522 of MoRT&H SDB
Taking output = 15 cum
| (A) | Labour
| 0.64 | nos | Mate |  |  |  | 645 | day | 412.8
| 1 | nos | Mason |  |  |  | 661 | day | 661
| 15 | nos | Mazdoor |  |  |  | 595 | day | 8925
|  |  | Total | [5 empty] | 9998.8
| (B) | Material
| 13.5 | cum | Cost of 40mm SS-5 HBG M/C metal |  |  |  | 1798.75 | cum | 24283.13
| 6.75 | cum | Sand at site |  |  |  | 692.55 | cum | 4674.71
| 2.43 | MT | Cement at site |  |  |  | 4220 | MT | 10254.6
|  |  | Total | [5 empty] | 39212.44 |  |  | 0.09
| (C) | Machinery
| 6 | hr | Concrete mixer 0.4/0.28 cum |  |  |  | 708.08 | hr | 4248.48
| 6 | hr | Generator set 33 KVA |  |  |  | 1347.84 | hr | 8087.04
| 2 | hr | Water tanker 6 KL capacity |  |  |  | 822 | hr | 1644
|  |  | Total | [5 empty] | 13979.52
|  |  | Cost per 15 cum | [5 empty] | 63190.76
|  |  | Rate for 1 cum | [5 empty] | 4212.72
Cost of Grouted Revetment
Unit = Cum
Taking output = 1 cum
| (A) | Labour
| 0.04 | nos | Mate |  |  |  | 645 | day | 25.8
| 0.35 | nos | Mason |  |  |  | 661 | day | 231.35
| 0.75 | nos | Mazdoor for laying stones, filling quarry spalls |  |  |  | 595 | day | 446.25 |  |  | 0.18
|  |  | Total | [5 empty] | 703.4 |  |  | Metal | 1.18
| (B) | Material | [9 empty] | sand | 0.09
| 0.2 | cum | Cost of CC(1:4:8) |  |  |  | 4212.72 | cum | 842.54
| 1 | cum | Cost of Rough stone HBG 300mm thick |  |  |  | 1042.25 | cum | 1042.25
|  |  | Total | [5 empty] | 1884.79
| (C) | Over head charges @ 4.615%
| 4.615 | % | Add for Over head charges @ 4.615% on (A)+(B) | [5 empty] | 119.44
| (D) | Total of (A) + (B)+( C) | [6 empty] | 2707.63
| (E) | Add Contractors Profit at 10% on (D) | [6 empty] | 270.763
|  |  | Cost per 1 cum (D)+(E) | [5 empty] | 2978.393
|  |  | Rate to be adopted | [5 empty] | 2978
1 Cum
18 | Back filling behind Abutments with gravel including cost, conveyance of all materials to site etc., complete as per Clause 710.1.4 of IRC : 78 and as per MoRT&H Specification No. 2200 (5th Revision) and as per Drawing and technical specifications for finished item of work
|  |  | Unit = cum |  | Page 462 of MoRT&H SDB
Taking output = 10 cum
| (A) | Labour
| 0.28 | nos | Mate |  |  |  | 645 | day | 180.6
| 7 | nos | Mazdoor |  |  |  | 595 | day | 4165
|  |  | Total | [5 empty] | 4345.6
| (B) | Material
| 12 | cum | Cost of Granular material |  |  |  | 821.56 | cum | 9858.72
|  |  | Total | [5 empty] | 9858.72
| (C) | Machinery
| 2.5 | hr | Plate compactor/Power rammer/road roller |  |  |  | 70 | hr | 175
| 0.05 | hr | Water tanker 6 KL capacity |  |  |  | 822 | hr | 41.1
|  |  | Total | [5 empty] | 216.1
| (D) | Over head charges @ 4.615%
| 4.615 | % | Add for Over head charges @ 4.615% on (A)+(B)+( C) | [5 empty] | 665.5
| (E) | Total of (A) + (B)+( C)+(D) | [6 empty] | 15085.92
| (F) | Add Contractors Profit at 10% on (E) | [6 empty] | 1508.592
|  |  | Cost per 10 cum (E)+(F) | [5 empty] | 16594.512
|  |  | Rate for 1 cum | [5 empty] | 1659.4512
|  |  | Rate to be adopted | [5 empty] | 1659
1 Cum
19 | Providing and laying of filter media using 50% of 150 mm IRC soling stone and 50 % of 40 mm HBG metal satisfying the requirements laid down in clause 2504.2.2 of MoRT&H specifications to athickness of not less than 600mm with smaller size towards the soil and bigger size towards the wall and provided over the entire surface behind the abutment, wing wall and return wall to the full height compacted to a firm condition including cost and conveyance and all labour charges as directed by the departmental officers as per drawing and Technical specifications as per clause 710.1.1 of IRC:78 and Clause 2200 of MoRT&H (5th Revision) for finished item of work.
|  |  | Unit = cum |  | Page 463 of MoRT&H SDB
Taking output = 10 cum
| (A) | Labour
| 0.32 | nos | Mate |  |  |  | 645 | day | 206.4
| 7 | nos | Mazdoor for filling watering, ramming etc |  |  |  | 595 | day | 4165
| 1 | nos | Mazdoor skilled |  |  |  | 661 | day | 661
|  |  | Total | [5 empty] | 5032.4
| (B) | Material
Filter media of stone aggregate conforming
to clause 2504.2.2 of MoRT&H
| 6 | cum | Cost of 150mm size IRC soling stone (HBG) |  |  |  | 941.25 | cum | 5647.5
| 6 | cum | Cost of 40mm size IRC HBG metal |  |  |  | 1581.25 | cum | 9487.5
|  |  | Total | [5 empty] | 15135
| (C) | Machinery
| 0.06 | hr | Water tanker 6 KL capacity |  |  |  | 822 | hr | 49.32
|  |  | Total | [5 empty] | 49.32
| (D) | Over head charges @ 4.615%
| 4.615 | % | Add for Over head charges @ 4.615% on (A)+(B)+( C) | [5 empty] | 933
| (E) | Total of (A) + (B)+( C)+(D) | [6 empty] | 21149.72
| (F) | Add Contractors Profit at 10% on (E) | [6 empty] | 2114.972
|  |  | Cost per 10 cum (E)+(F) | [5 empty] | 23264.692
|  |  | Rate for 1 cum | [5 empty] | 2326.4692
|  |  | Rate to be adopted | [5 empty] | 2326
1 Cum
20 | Providing HYSD bars ( Fe-415 ) of different diameters, wrought and put up bars of all diameters including cost and conveyance of steel to site and all labour charges for fabrication of reinforcement including cutting, bending, binding rods, tying grills, placing them in position etc., complete including cost and conveyance of binding wire and all handling charges and operational charges etc., and including over lapping welding if required etc., complete for all R.C.C items for finished item of work as per standard drawings, as per the directions of the Engineer-in-Charge and as per MoRT&H specification 1600 & 2300 (5th revision) and as per I.S.1786 of 1985 for Super structure of R.C.C items.
|  |  | Unit = MT |  | Page 489,490 of MoRT&H SDB
Taking output = 1 MT
| (A) | Labour
| 0.44 | nos | Mate |  |  |  | 645 | day | 283.8
| 3 | nos | Black smith |  |  |  | 670 | day | 2010
| 8 | nos | Mazdoor |  |  |  | 595 | day | 4760
|  |  | Total | [5 empty] | 7053.8
| (B) | Material
| 1.05 | MT | HYSD bars including overlaps |  |  |  | 53000 | MT | 55650
| 6 | Kg | Binding wire |  |  |  | 64 | MT | 384
|  |  | Total | [5 empty] | 56034
| (C) | Over head charges @ 4.615%
| 4.615 | % | Add for Over head charges @ 4.615% on (A)+(B) | [5 empty] | 2911.5
| (D) | Total of (A) + (B)+( C) | [6 empty] | 65999.3
| (E) | Add Contractors Profit at 10% on (D) | [6 empty] | 6599.93
|  |  | Rate for 1 MT (D)+(E) | [5 empty] | 72599.23
|  |  | Rate to be adopted | [5 empty] | 72599
1 MT
21 | Providing HYSD bars ( Fe-415 ) of different diameters, wrought and put up bars of all diameters including cost and conveyance of steel to site and all labour charges for fabrication of reinforcement including cutting, bending, binding rods, tying grills, placing them in position etc., complete including cost and conveyance of binding wire and all handling charges and operational charges etc., and including over lapping welding if required etc., complete for all R.C.C items for finished item of work as per standard drawings, as per the directions of the Engineer-in-Charge and as per MoRT&H specification 1600 & 2200 (5th revision) and as per I.S.1786 of 1985 for Sub structure of R.C.C items.
|  |  | Unit = MT |  | Page 459,460 of MoRT&H SDB
Taking output = 1 MT
| (A) | Labour
| 0.34 | nos | Mate |  |  |  | 645 | day | 219.3
| 2 | nos | Black smith |  |  |  | 670 | day | 1340
| 6.5 | nos | Mazdoor |  |  |  | 595 | day | 3867.5
|  |  | Total | [5 empty] | 5426.8
| (B) | Material
| 1.05 | MT | HYSD bars including overlaps |  |  |  | 53000 | MT | 55650
| 6 | Kg | Binding wire |  |  |  | 64 | Kg | 384
|  |  | Total | [5 empty] | 56034
| (C) | Over head charges @ 4.615%
| 4.615 | % | Add for Over head charges @ 4.615% on (A)+(B) | [5 empty] | 2836.42
| (D) | Total of (A) + (B)+( C) | [6 empty] | 64297.22
| (E) | Add Contractors Profit at 10% on (D) | [6 empty] | 6429.722
|  |  | Rate for 1 MT (D)+(E) | [5 empty] | 70726.942
|  |  | Rate to be adopted | [5 empty] | 70727
1 MT
22 | Providing HYSD bars ( Fe-415 ) of different diameters, wrought and put up bars of all diameters including cost and conveyance of steel to site and all labour charges for fabrication of reinforcement including cutting, bending, binding rods, tying grills, placing them in position etc., complete including cost and conveyance of binding wire and all handling charges and operational charges etc., and including over lapping welding if required etc., complete for all R.C.C items for finished item of work as per standard drawings, as per the directions of the Engineer-in-Charge and as per MoRT&H specification 1600 & 2100 (5th revision) and as per I.S.1786 of 1985 for foundations of R.C.C items.
|  |  | Unit = MT |  | Page 448 of MoRT&H SDB
Taking output = 1 MT
| (A) | Labour
| 0.4 | nos | Mate |  |  |  | 645 | day | 258
| 2 | nos | Black smith |  |  |  | 670 | day | 1340
| 6 | nos | Mazdoor |  |  |  | 595 | day | 3570
|  |  | Total | [5 empty] | 5168
| (B) | Material
| 1.05 | MT | HYSD bars including overlaps |  |  |  | 53000 | MT | 55650 |  | 4
| 0 | Kg | Binding wire |  |  |  | 64 | Kg | 0
|  |  | Total | [5 empty] | 55650
| (C) | Over head charges @ 4.615%
| 4.615 | % | Add for Over head charges @ 4.615% on (A)+(B) | [5 empty] | 2806.75
| (D) | Total of (A) + (B)+( C) | [6 empty] | 63624.75
| (E) | Add Contractors Profit at 10% on (D) | [6 empty] | 6362.475
|  |  | Rate for 1 MT (D)+(E) | [5 empty] | 69987.225
|  |  | Rate to be adopted | [5 empty] | 69987
1 MT
20 | Providing Uncoated Mild Steel bars ( Fe-250 ) of different diameters, wrought and put up bars of all diameters including cost and conveyance of steel to site and all labour charges for fabrication of reinforcement including cutting, bending, binding rods, tying grills, placing them in position etc., complete including cost and conveyance of binding wire and all handling charges and operational charges etc., and including over lapping welding if required etc., complete for all R.C.C items for finished item of work as per standard drawings, as per the directions of the Engineer-in-Charge and as per MoRT&H specification 1600 & 2200 (5th revision) and as per I.S.1786 of 1985.
|  |  | Unit = MT |  | Page 460 of MoRT&H SDB
Taking output = 1 MT
| (A) | Labour
| 0.28 | nos | Mate |  |  |  | 645 | day | 180.6
| 1.5 | nos | Black smith |  |  |  | 670 | day | 1005
| 5.5 | nos | Mazdoor |  |  |  | 595 | day | 3272.5
|  |  | Total | [5 empty] | 4458.1
| (B) | Material
| 1.05 | MT | Mild steel bars including overlaps |  |  |  | 54000 | MT | 56700
|  | Kg | Binding wire |  |  |  | 64 | Kg | 0
|  |  | Total | [5 empty] | 56700
| (C) | Over head charges @ 4.615%
| 4.615 | % | Add for Over head charges @ 4.615% on (A)+(B) | [5 empty] | 2822.45
| (D) | Total of (A) + (B)+( C) | [6 empty] | 63980.55
| (E) | Add Contractors Profit at 10% on (D) | [6 empty] | 6398.055
|  |  | Rate for 1 MT | [5 empty] | 70378.605
|  |  | Rate to be adopted | [5 empty] | 70379
1 MT
23 | Sand filling in foundation including cost and conveyence of all materials to site and watering, tamping etc., complete for finshed item of work as per MoRT&H specification 304 (5th Revision) and as directed by the Engineer-in-Charge.
| Unit = cum |  |  |  | Page 422 of MoRT&H SDB
Taking output = 1 cum
| (A) | Labour
| 0.01 | day | Mate |  |  |  | 645 | day | 6.45
| 0.3 | day | Mazdoor |  |  |  | 595 | day | 178.5
184.95
| (B) | Material
| 1.2 | Cum | Sand for filling |  |  |  | 547.55 | cum | 657.06
| (C) | Over head charges @ 4.615%
| 4.615 | % | Add for Over head charges @ 4.615% on (A)+(B) | [5 empty] | 38.86
| (D) | Total of (A) + (B)+( C) | [6 empty] | 880.87
| (E) | Add Contractors Profit at 10% on (D) | [6 empty] | 88.087
|  |  | Cost per 1 cum (D)+€ | [5 empty] | 968.957
|  |  | Or say | [5 empty] | 969
1 cum
48 | Vibrated cement concrete M 15 Grade Concrete using 40mm, 20mm and 10mm size HBG crushed stone aggregate (Coarse aggregate conforming to table 1000-1 and fine aggregate conforming to table 1000-2) including cost and conveyance of all materials to site and all labour charges, centering, machine mixing, laying in position, Compacting, Vibrating and curing including all other incidental and all other operational charges of T&P required etc., complete as per MoRT&H Specification 1500, 1700, 2200 (5th Revision) for Dividers.
Unit = cum
|  | Taking output = 15 cum |  |  | Page 335,455 of MoRT&H SDB
| (A) | Labour
| 0.86 | nos | Mate |  |  |  | 645 | day | 554.7
| 1.5 | nos | Mason |  |  |  | 661 | day | 991.5
| 20 | nos | Mazdoor |  |  |  | 595 | day | 11900
|  |  | Total | [5 empty] | 13446.2
| (B) | Material
| 8.1 | cum | Cost of 40mm SS-5 HBG M/C metal |  |  |  | 1798.75 | cum | 14569.88
| 4.05 | cum | Cost of 20mm SS-5 HBG M/C metal |  |  |  | 2442.5 | cum | 9892.13
| 1.35 | cum | Cost of 10mm SS-5 HBG M/C metal |  |  |  | 1911.25 | cum | 2580.19
| 6.75 | cum | Sand at site |  |  |  | 692.55 | cum | 4674.71
| 4.13 | MT | Cement at site |  |  |  | 4220 | MT | 17428.6
|  |  | Total | [5 empty] | 49145.51
| (C) | Machinery
| 6 | hr | Concrete mixer 0.4/0.28 cum |  |  |  | 708.08 | hr | 4248.48
| 6 | hr | Generator set 35 KVA |  |  |  | 1347.84 | hr | 8087.04
12335.52
| (D) | Form work
| 4 | % | Form work @ 4% on (A)+(B)+( C) |  |  |  | 74927.23 |  | 2997.09
| (E) | Over head charges @ 4.615%
| 4.615 | % | Add for Over head charges @ 4.615% on (A)+(B)+( C)+(D) | [5 empty] | 3596.21
| (F) | Total of (A) + (B)+( C)+(D)+(E) | [6 empty] | 81520.53
| (G) | Add Contractors Profit at 10% on (F) | [6 empty] | 8152.053
|  |  | Cost per 15 cum (F)+(G) | [5 empty] | 89672.583
|  |  | Rate for 1 cum | [5 empty] | 5978.17
|  |  | Rate to be adopted | [5 empty] | 5978
1 Cum
49 | Vibrated reinforced cement concrete M 20 grade using 20mm & 10mm HBG crushed stone aggregate (Coarse aggregate conforming to table 1000-1 and fine aggregate conforming to table 1000-2) including cost, conveyance of all materials to site and labour charges, centering, machine mixing, laying, vibrating, curing etc., including other incidental hire and operational charges of all T&P as per approved drawings and as directed during execution but excluding cost of steel and its fabrication charges for finished item as per MoRT&H specification 1500, 1600, 1700 & 2200 (5th revision) and as directed by the Engineer-in-Charge for Cover slabs over side drains
Unit = cum
|  | Taking output = 15 cum |  |  | Page 472,457 of MoRT&H SDB
| (A) | Labour
| 0.86 | nos | Mate |  |  |  | 645 | day | 554.7
| 1.5 | nos | Mason |  |  |  | 661 | day | 991.5
| 20 | nos | Mazdoor |  |  |  | 595 | day | 11900
|  |  | Total | [5 empty] | 13446.2
| (B) | Material
| 8.1 | cum | Cost of 20mm SS-5 HBG M/C metal |  |  |  | 2442.5 | cum | 19784.25
| 5.4 | cum | Cost of 10mm SS-5 HBG M/C metal |  |  |  | 1911.25 | cum | 10320.75
| 6.75 | cum | Sand at site |  |  |  | 692.55 | cum | 4674.71
| 5.12 | MT | Cement at site |  |  |  | 4220 | MT | 21606.4
|  |  | Total | [5 empty] | 56386.11
| (C) | Machinery
| 6 | hr | Concrete mixer 0.4/0.28 cum |  |  |  | 708.08 | hr | 4248.48
| 6 | hr | Generator set 35 KVA |  |  |  | 1347.84 | hr | 8087.04
|  |  | Total | [5 empty] | 12335.52
| (D) | Form work
| 4 | % | Form work @ 4% on (A)+(B)+( C) |  |  |  | 82167.83 |  | 3286.71
| (E) | Over head charges @ 4.615%
| 4.615 | % | Add for Over head charges @ 4.615% on (A)+(B)+( C)+(D) | [5 empty] | 3943.73
| (F) | Total of (A) + (B)+( C)+(D)+(E) | [6 empty] | 89398.27
| (G) | Add Contractors Profit at 10% on (F) | [6 empty] | 8939.827
|  |  | Cost per 15 cum (F)+(G) | [5 empty] | 98338.097
|  |  | Rate for 1 cum | [5 empty] | 6555.87
|  |  | Rate to be adopted | [5 empty] | 6556
1 Cum
50 | Plastering in CM (1:5) 12 mm thick including cost and conveyance of all materials, labour charges, curing etc complete for finished item of work as directed by the Engineer-in-Charge
Unit = 10 sqm
| Taking output = 10 sqm |  |  | Page 452 & 333 of MoRT&H SDB
| (A) | Labour
| 0.04 | day | Mate |  |  |  | 645 | day | 25.8
| 0.5 | day | Mason |  |  |  | 661 | day | 330.5
| 0.5 | day | Mazdoor |  |  |  | 595 | day | 297.5
653.8
| (B) | Material
| 0.144 | Cum | Cement Mortar (1:5) |  |  |  | 2696.2875 | Cum | 388.2654
| (C) | Over head charges @ 4.615%
| 4.615 | % | Add for Over head charges @ 4.615% on (A)+(B) |  |  |  | 1042.0654 |  | 48.09
| (D) | Total of (A) + (B)+( C) | [6 empty] | 1090.1554
| (E) | Add Contractors Profit at 10% on (D) | [6 empty] | 109.0155
|  |  | Cost per 10 sqm (D)+(E) | [5 empty] | 1199.1709
|  |  | Or say | [5 empty] | 1199
10 Sqm
|  |  | Sub-Analysis | [5 empty] | 119.9
|  |  | Cement Mortar (1:5) | [5 empty] | 1 Sqm
(a) Material
| 0.303 | MT | Cement |  | 4220 | MT | 1278.66
| 1.05 | cum | Sand for Mortar |  | 815.55 | cum | 856.3275
2134.9875
(b) Labour
| 0.04 | day | Mate |  | 645 |  | 25.8
| 0.9 | day | Mazdoor |  | 595 |  | 535.5
561.3
|  |  | Rate per cum |  |  |  | 2696.2875
4 | Painting two coats after filling the surface with synthetic enamel paint in all shades on new plastered concrete surfaces
Unit = 1 sqm
| Taking output = 40 sqm |  |  | Page 220 of MoRT&H SDB
| (A) | Labour
| 0.12 | day | Mate |  |  |  | 645 | day | 77.4
| 2 | day | Painter |  |  |  | 640 | day | 1280
| 1 | day | Mazdoor |  |  |  | 595 | day | 595
1952.4
| (B) | Material
| 6 | Litres | Paint Confirming to requirement of clause 803.3 |  |  |  | 265 | Lit | 1590
| (C) | Over head charges @ 4.615%
| 4.615 | % | Add for OH charges @ 4.615% on (A)+(B) |  |  |  | 3542.4 |  | 163.48
| (D) | Total of (A) + (B)+( C) | [6 empty] | 3705.88
| (E) | Add Contractors Profit at 10% on (D) | [6 empty] | 370.588
|  |  | Cost per 40 sqm (D)+(E) | [5 empty] | 4076.468
|  |  | Rate for 1 Sqm | [5 empty] | 101.9117
|  |  | Or say | [5 empty] | 101.9
1 Sqm
24 | Providing 25.4 mm thick Mastic pads for Expansion joints etc., complete for finished item of work.
|  | Rate as per Buildings SSR 2024-25 (BMS - W .20) | [6 empty] | 959
1Sqm
53 | Providing 12.7 mm thick Mastic pads for Expansion joints etc., complete for finished item of work.
|  | Rate as per Buildings SSR 2024-25 (BMS - W.21) | [6 empty] | 549
1Sqm
54 | Forming earthen shoulders with selective soils obtained from side earth having MDD of not less than 1.75 gms/cc by mechnical means with all leads and lifts including pre-watering of soil at borrow area, removal of top soil, excavation of soils at borrowed area, conveyance of soil, depositing the soils on the embankment, spreading soils, breaking clods, sectioning and consolidation with vibratory road roller @ OMC to meet requirement of table 300-2 of MORT&H including all hire and operational charges of T&P, complete for finished item of work as per MORT&H specification 305 (5th revision) (Payment will be made based on levels for finished item of work)
Unit = cum
Taking output = 100 cum
| (A) | Labour
| 0.02 | nos | Mate |  |  |  | 645 | day | 12.9
| 0.5 | nos | Mason unskilled |  |  |  | 595 | day | 297.5
|  |  | Total | [5 empty] | 310.4
| (B) | Machinery
| 1.67 | hr | Hydraulic Excavator 1 cum bucket capacity @ 60 cum per hour |  |  |  | 3594.04 | hr | 6002.05
| 0 | t.km | Tipper | 160 | 0 | 0 | 0 | cum | 0
|  |  | Add 10% extra towards cost of carriage to cover cost of loading and unloading | [5 empty] | 0
| 0.5 | hr | Dozer 80 HP for spreading @ 200 cum per hour |  |  |  | 3051.04 | hr | 1525.52
| 4 | hr | Water tanker 6 KL |  |  |  | 822 | hr | 3288
| 1 | hr | Vibratory roller 8T |  |  |  | 3488.54 | hr | 3488.54
|  |  | Total | [5 empty] | 14304.11
| (C) | Over head charges @ 4.615%
| 4.615 | % | Add for Over head charges @ 4.615% on (A)+(B) | [5 empty] | 674.46
| (D) | Total of (A) + (B)+( C) | [6 empty] | 15288.97
| (E) | Add Contractors Profit at 10% on (D) | [6 empty] | 1528.897
|  |  | Cost per 100 cum (D)+(E) | [5 empty] | 16817.867
|  |  | Rate for 1 cum | [5 empty] | 168.18
|  |  | Rate to be adopted | [5 empty] | 168
1 Cum
8 | Forming shoulders with borrowed useful seclected earth having MDD of not less than 1.75 gms/cc from outside road boundary by mechnical means with all leads and lifts including pre-watering of soil at borrow area, removal of top soil, excavation of soils at borrowed area, conveyance of soil, depositing the soils on the embankment, spreading soils, breaking clods, sectioning and consolidation with vibratory road roller @ OMC to meet requirement of table 300-2 of MORT&H including all hire and operational charges of T&P, complete for finished item of work as per MORT&H specification 305 (5th revision) (Payment will be made based on levels for finished item of work)
Unit = cum
Taking output = 100 cum
| (A) | Labour
| 0.04 | nos | Mate |  |  |  | 645 | day | 25.8
| 1 | nos | Mason unskilled |  |  |  | 595 | day | 595
|  |  | Total | [5 empty] | 620.8
| (B) | Machinery
| 1.67 | hr | Hydraulic Excavator 1 cum bucket capacity @ 60 cum per hour |  |  |  | 3594.04 | hr | 6002.05
| 6880 | t.km | Tipper | 160 | 43 | 6880 | 8.6 | cum | 59168
|  |  | Add 10% extra towards cost of carriage to cover cost of loading and unloading | [5 empty] | 5916.8
| 0.5 | hr | Dozer 80 HP for spreading @ 200 cum per hour |  |  |  | 3051.04 | hr | 1525.52
| 4 | hr | Water tanker 6 KL |  |  |  | 822 | hr | 3288
| 1 | hr | Vibratory roller 8T |  |  |  | 3488.54 | hr | 3488.54
|  |  | Total | [5 empty] | 79388.91 |  | 37
| (C) | Over head charges @ 4.615%
| 4.615 | % | Add for Over head charges @ 4.615% on (A)+(B) | [5 empty] | 3692.45
| (D) | Total of (A) + (B)+( C) | [6 empty] | 83702.16
| (E) | Add Contractors Profit at 10% on (D) | [6 empty] | 8370.216
|  |  | Cost per 100 cum (D)+(E) | [5 empty] | 92072.376
|  |  | Rate for 1 cum | [5 empty] | 920.72
|  |  | Rate to be adopted | [5 empty] | 921
1 Cum
26 | Dismantling of existing structures like culverts, bridges, retaining walls and other structures comprising of masonry, cement, concrete, wood work, steel work, including T&P and scaffolding wherever necessary sorting the dismantled material, disposal of unserviceable materials and stacking the materials with all lifts and lead of 1000 m ( By Mechanical means in Cement concrete grade M-15 & M-20) as per MoRTH specification 202, 2.4 II (A) (5th revision)
Page 23,24,25 of MoRT&H SDB
Unit = cum
Taking output = 1.25 cum
| (A) | Labour
| 0.02 | nos | Mate |  |  |  | 645 | day | 12.9
| 0.25 | nos | Mazdoor for pneumatic breaker |  |  |  | 661 | day | 165.25
| 0.25 | nos | Mazdoor for loading and unloding |  |  |  | 595 | day | 148.75
|  |  | Total | [5 empty] | 326.9
| (B) | Machinery
| 0.67 | hour | Air Compressor 250 cfm with 2 leads of Pneumatic breaker @ 1.5 cum per hour |  |  |  | 651.58 | hr | 436.56
| 0.27 | hour | Tractor Trally |  |  |  | 536 | hr | 144.72
|  |  | Total | [5 empty] | 581.28
| (C) | Over head charges @ 4.615%
| 4.615 | % | Add for Over head charges @ 4.615% on (A)+(B) | [5 empty] | 41.91
| (D) | Total of (A) + (B)+( C) | [6 empty] | 950.09
| (E) | Add Contractors Profit at 10% on (D) | [6 empty] | 95.009
|  |  | Cost per 1.25 cum | [5 empty] | 1045.099
|  |  | Rate for 1 cum | [5 empty] | 836.08
|  |  | Rate to be adopted | [5 empty] | 836
1 Cum
57 | Dismantling of existing structures like Stone Masonry in Cement Mortar by mechanical means including T&P and scaffolding wherever necessary sorting the dismantled material, disposal of unserviceable materials and stacking the materials with all lifts and lead of 1000 m as per MoRTH specification 202, 2.4 III (B) (5th revision)
Page 23,24,25 of MoRT&H SDB
Unit = cum
Taking output = 1.25 cum
| (A) | Labour
| 0.03 | nos | Mate |  |  |  | 645 | day | 19.35
| 0.75 | nos | Mazdoor for loading and unloding |  |  |  | 595 | day | 446.25
|  |  | Total | [5 empty] | 465.6
| (B) | Machinery
| 0.27 | hour | Tractor Trally |  |  |  | 536 | hr | 144.72
|  |  | Total | [5 empty] | 144.72
| (C) | Over head charges @ 4.615%
| 4.615 | % | Add for Over head charges @ 4.615% on (A)+(B) | [5 empty] | 28.17
| (D) | Total of (A) + (B)+( C) | [6 empty] | 638.49
| (E) | Add Contractors Profit at 10% on (D) | [6 empty] | 63.849
|  |  | Cost per 1.25 cum | [5 empty] | 702.339
|  |  | Rate for 1 cum | [5 empty] | 561.8712
|  |  | Rate to be adopted | [5 empty] | 562
1 Cum
57 | Dismantling of existing structures like Prestressed / reinforced Cement contrete grade M-20 & above by mechanical means including T&P and scaffolding wherever necessary sorting the dismantled material, disposal of unserviceable materials and stacking the materials with all lifts and lead of 1000 m as per MoRTH specification 202, 2.4 II (B) (5th revision)
Page 23,24,25 of MoRT&H SDB
Unit = cum
Taking output = 1.25 cum
| (A) | Labour
| 0.05 | no. | Mate |  |  |  | 645 | day | 32.25
| 0.66 | no. | Mazdoor for pneumatic breaker |  |  |  | 661 | day | 436.26
| 0.25 | no. | Blacksmith |  |  |  | 670 | day | 167.5
| 0.25 | no. | Mazdoor for loading and unloding |  |  |  | 595 | day | 148.75
|  |  | Total | [5 empty] | 784.76
| (B) | Machinery
| 0.27 | hour | Tractor Trally |  |  |  | 536 | hr | 144.72
| 1 | hour | Air Compressor 250 cfm with 2 leads of Pneumatic breaker @ 1.5 cum per hour |  |  |  | 651.58 | hr | 651.58
|  |  | Total | [5 empty] | 796.3
| (C) | Over head charges @ 4.615%
| 4.615 | % | Add for Over head charges @ 4.615% on (A)+(B) | [5 empty] | 72.97
| (D) | Total of (A) + (B)+( C) | [6 empty] | 1654.03
| (E) | Add Contractors Profit at 10% on (D) | [6 empty] | 165.403
|  |  | Cost per 1.25 cum | [5 empty] | 1819.433
|  |  | Rate for 1 cum | [5 empty] | 1455.5464
|  |  | Rate to be adopted | [5 empty] | 1456
1 Cum
58 | Clearing and grubbing road land including uprooting rank vegetation, grass, bushes, shrubs, sapling and trees girth upto 300 mm, removal of stumps of trees cut earlier and disposal of unserviceable materials and stacking of serviceable material to be used or auctioned, upto a lead of 1000 m including removal and disposal of top organic soil not exceeding 150 mm thickness by mechanical means in area of light jungle.
| Unit = 1 sqm |  |  |  | Page 22 & 23 of MoRT&H SDB
Taking output = 1 Hectare
| (A) | Labour
| 0.16 | day | Mate |  |  |  | 645 | day | 103.2
| 4 | day | Mazdoor |  |  |  | 595 | day | 2380
|  |  | Total | [5 empty] | 2483.2
| (B) | Machinery
| 10 | hr | Dozer 80 HP with attachment for removal of trees & stumps. |  |  |  | 3051.04 | hr | 30510.4
| 1 | hr | Tractor-Trolley |  |  |  | 536 | cum | 536
|  |  | Total | [5 empty] | 31046.4
| (C) | Over head charges @ 4.615%
| 4.615 | % | Add for Over head charges @ 4.615% on (A)+(B) | [5 empty] | 1547.39
| (D) | Total of (A) + (B) + © | [6 empty] | 35076.99
| (E) | Add Contractors Profit at 10% on (A)+(B)+(C) | [6 empty] | 3507.699
|  |  | Cost per 1 Hectare (10000 sqm) | [5 empty] | 38584.689
|  |  | Rate per 1 sqm | [5 empty] | 3.86
|  |  | Rate to be adopted | [5 empty] | 3.9
1 Sqm
59 | Picking the existing BT surface 40 mm deep removal of picked up chips to road side spreading old useful metal to road surface, hand packing sectioning to propoer camber etc., including cost and conveyance of stone dust blindage @ 0.25 cum /10 Sqm and spreading including watering rolling with 8 to 10 t capacity power roller complete for finished item of work as directed by the Engineer-in-Charge
| 1 | Sqm | Picking rate as per SSR 2024-25 |  |  |  | 70 | 10 sqm | 7
| 0.025 | Cum | Cost of Stone Dust for blindage |  |  |  | 1232.25 | Cum | 30.8063
| 0.025 | Cum | Spreading charges of stone dust |  |  |  | 230 | 10 Cum | 0.575
| 1 | Sqm | Hire chages of Power Roller |  |  |  | 6.65 | Sqm | 6.65
45.0313
[7 empty] | Rate per 1 Sqm |  | 45
1 Sqm
60 | Dismantling of flexible pavements by mechanical means and disposal of dismantled materials up to a lead of 1000 metres, stacking serviceable and unserviceable materials separately as directed by the Engineer-in-Charge and as per MoRTH specification 202 II (5th revision)
Unit = cum
Taking output = 1.00 cum
| (A) | Labour
| 0.01 | nos | Mate |  |  |  | 645 | day | 6.45
| 0.3 | nos | Mazdoor |  |  |  | 595 | day | 178.5
|  |  | Total | [5 empty] | 184.95
| (B) | Machinery
| 0.38 | hour | Tractor Trally |  |  |  | 536 | hr | 203.68
| 0.017 | hour | Farm tractor with ripper @ 60 cum per hour |  |  |  | 548 | hr | 9.32
|  |  | Total | [5 empty] | 203.68
| (C) | Over head charges @ 4.615%
| 4.615 | % | Add for Over head charges @ 4.615% on (A)+(B) | [5 empty] | 17.94
| (D) | Total of (A) + (B)+( C) | [6 empty] | 406.57
| (E) | Add Contractors Profit at 10% on (D) | [6 empty] | 40.657
|  |  | Cost per 1.00 cum | [5 empty] | 447.227
|  |  | Rate to be adopted | [5 empty] | 447
1 Cum
61 | Dismantling of cement concrete pavement by mechanical means using pneumatic tools, breaking to pieces not exceeding 0.02 cum in volume and stock piling at designated locations and disposal of dismantled materials up to a lead of 1000 metres, stacking serviceable and unserviceable materials separately as directed by the Engineer-in-Charge and as per MoRTH specification 202-2.6 (5th revision)
Unit = cum
Taking output = 1.00 cum
| (A) | Labour
| 0.03 | nos | Mate |  |  |  | 645 | day | 19.35
| 0.5 | nos | Semi skilled mazdoor for operating pneumatic tools |  |  |  | 595 | day | 297.5
| 0.5 | nos | Mazdoors as helpers including loading and unloading |  |  |  | 595 | day | 297.5
|  |  | Total | [5 empty] | 614.35
| (B) | Machinery
| 0.4 | hour | Tractor Trally |  |  |  | 536 | hr | 214.4
| 1 | hour | Air compressor 250 cfm with two leads for pneumatic cutters/ hammers @ 1 cum per hour |  |  |  | 651.58 | hr | 651.58
|  |  | Total | [5 empty] | 865.98
| (C) | Over head charges @ 4.615%
| 4.615 | % | Add for Over head charges @ 4.615% on (A)+(B) | [5 empty] | 68.32
| (D) | Total of (A) + (B)+( C) | [6 empty] | 1548.65
| (E) | Add Contractors Profit at 10% on (D) | [6 empty] | 154.865
|  |  | Cost per 1.00 cum | [5 empty] | 1703.515
|  |  | Rate to be adopted | [5 empty] | 1704
1 Cum
27 | Providing weep holes in VCC Abutments, Return walls and wing walls with 100mm Diameter AC pipe extending through the full width of the structure at 1.00m C/C in both horizontal and vertical direction so that the weep holes in each horizontal direction is staggered from the weep holes laying above and below lines as shown in drawing including cost and conveyance of the A.C pipes and labour charges for cutting to required length, placing the pipe with a slope of about 1V : 20H towards stream side face etc., complete for finished item of work for weep holes as per MoRT&H specification 2706 & 2200 (5th Revision)
Unit = RM
|  | Taking output = 30 RM |  |  | Page 461,333 of MoRT&H SDB
Cement Mortor (1:3) (Out put = 1Cum)
Material
| 0.51 | MT | Cost of Cement |  |  |  | 4220 | MT | 2152.2
| 1.05 | cum | Cost of Sand |  |  |  | 815.55 | cum | 856.33
3008.53
Labour
| 0.04 | nos | Mate |  |  |  | 645 | day | 25.8
| 0.9 | nos | Mazdoor |  |  |  | 595 | day | 535.5
561.3
|  |  | Cost per 1 Cum | [5 empty] | 3569.83
(A) Material
| 31.5 | RM | Cost of 100 mm Dia., AC pipe |  |  |  | 313 | RM | 9859.5 |  | Publich health - Table 8
| 10 | nos | collors for AC pipe |  |  |  | 31.3 | each | 313
| 30 | nos | MS clamps |  |  |  | 13 | each | 390
| 0.05 | cum | Cement mortor (1:3) |  |  |  | 3569.83 | cum | 178.49
10740.99
(B) Labour
| 0.03 | nos | Mate |  |  |  | 645 | day | 19.35
| 0.5 | nos | Mason |  |  |  | 661 | day | 330.5
| 0.25 | nos | Mazdoor |  |  |  | 595 | day | 148.75
|  |  | Total | [5 empty] | 498.6
| ( C ) | Over head charges @ 4.615%
| 4.615 | % | Add for Over head charges @ 4.615% on (A)+(B) | [5 empty] | 518.71
| (D) | Total of (A) + (B)+( C) | [6 empty] | 11758.3
| (E) | Add Contractors Profit at 10% on (E) | [6 empty] | 1175.83
|  |  | Cost per 30 Rm (E)+(F) | [5 empty] | 12934.13
|  |  | Rate for 1 Rm | [5 empty] | 431.1377
|  |  | Rate to be adopted | [5 empty] | 431
1 Rm
24 | Supplying and laying of seperation membrane 125 micron and as per ISI standard specification duly fixing over DLCC including cost, conveyance of all materials etc., complete and as directed by the Engineer-in-Charge during execution of work.
|  | Rate as per SoR 2023-24 | [6 empty] | 15.25
1Sqm
64 | Excavation in hilly areas in hard rock requiring blasting by mechanical means for road cutting, complete including trimming of slopes for finished item of work as per MoRT&H specification 301 (5th Revision) and as directed by the Engineer-in-Charge duly disposing off excavated earth on valley side.
Unit : Cum
| Taking out put = 170 Cum |  |  |  | Page 86 of MoRT&H SDB
| (A) | Labour
| 0.49 | day | Mate |  |  |  | 645 | day | 316.05
| 10 | day | Mazdoor |  |  |  | 595 | day | 5950
| 2 | day | Driller |  |  |  | 780 | day | 1560
| 0.25 | day | Blaster |  |  |  | 780 | day | 195
8021.05
| (B) | Machinery
| 6 | hr | Dozer 80 HP (D -80 A 12) @ 28.32 cum/hr |  |  |  | 3051.04 | hr | 18306.24
| 5 | hr | Air complressor 250 cfm with 2 jack hammer @ 20 cum/hr |  |  |  | 651.58 | cum | 3257.9
21564.14
| (C) | Material
| 35 | kg | Gelatine 80 per cent |  |  |  | 71 | Kg | 2485
| 140 | Nos | Electric detonators @ 1 Detonator for 2 Gelatine sticks of 125 gms each |  |  |  | 12 | No | 1680
4165
| (D) | Over head charges @ 4.615% on (A) + (B)+( C) | [6 empty] | 1557.5713
| (E) | Toal of (A) + (B)+( C)+(D) | [6 empty] | 35307.7613
| (F) | Add Contractors Profit at 10% on (E) | [6 empty] | 3530.7761
|  | Cost per 170 cum (E) + (F) | [6 empty] | 38838.5374
|  | Rate per Cum | [6 empty] | 228.462
|  |  | Rate per 1 cum | [5 empty] | 228
1 Cum
65 | Excavation for roadway in hard rock with controlled blasting by drilling, blasting and breaking, trimming of bottom and side slopes in accordance with requirements of lines, grades and cross sections, loading and disposal of cut road with in all lifts and leads upto 1000 metres as per MoRTH specification 301 (5th Revision) and as directed by the Engineer-in-Charge
Unit : Cum
| Taking out put = 180 Cum |  |  |  | Page 86 of MoRT&H SDB
| (A) | Labour
| 0.22 | day | Mate |  |  |  | 645 | day | 141.9
| 3 | day | Mazdoor |  |  |  | 595 | day | 1785
| 2 | day | Driller |  |  |  | 780 | day | 1560
| 0.5 | day | Blaster |  |  |  | 780 | day | 390
3876.9
| (B) | Machinery
| 6 | hr | Dozer 80 HP (D -80 A 12) @ 28.32 cum/hr |  |  |  | 3051.04 | hr | 18306.24
| 5 | hr | Air complressor 250 cfm with 2 jack hammer @ 20 cum/hr |  |  |  | 651.58 | hr | 3257.9
| 6 | hr | Front end loader 1 cum bucket capacity |  |  |  | 2043 | hr | 12258
| 8.2 | hr | Tipper 5.5 cum capacity 4 trips per hour |  |  |  | 1266.61 | hr | 10386.2
44208.34
| (C) | Material
| 63 | kg | Gelatine 80 per cent |  |  |  | 71 | Kg | 4473
| 1008 | Nos | Electric detonators @ 1 Detonator for 2 Gelatine sticks of 125 gms each |  |  |  | 12 | No | 12096
| 90 | cum | Credit for excavated rock found suitable for use @ 50% |  |  |  | 253 | cum | -22770
-6201
| (D) | Over head charges @ 4.615% on (A) + (B)+( C) | [6 empty] | 1932.9577
| (E) | Toal of (A) + (B)+( C)+(D) | [6 empty] | 43817.1977
| (F) | Add Contractors Profit at 10% on (E) | [6 empty] | 4381.7198
|  | Cost per 180 cum (E) + (F) | [6 empty] | 48198.9174
|  | Rate per Cum | [6 empty] | 267.7718
|  |  | Rate per 1 cum | [5 empty] | 268
1 Cum
28 | Supplying and fixing of CI Drainage spouts complete as per MoRT&H specification No. 2705 (5th Revision) and as per drawing Sd/205
Unit = 1 No.
(A) Labour
For fabrication
| 0.02 | nos | Mate |  |  |  | 645 | day | 12.9
| 0.02 | nos | Skilled (Blaksmith, Welder etc.) |  |  |  | 670 | day | 13.4
| 0.02 | nos | Mazdoor |  |  |  | 595 | day | 11.9
38.2
For fixing in position
| 0.01 | nos | Mate |  |  |  | 645 | day | 6.45
| 0.01 | nos | Mason |  |  |  | 661 | day | 6.61
| 0.2 | nos | Mazdoor |  |  |  | 595 | day | 119
132.06
|  |  | Total labour cost | [5 empty] | 170.26
(B) Material
| 4 | Kg | Corrosion resistant structural steel including 5% wastage |  |  |  | 54 | Kg | 216
| 2 | nos | GI Pipe 100 mm dia |  |  |  | 313 | each | 626
| 6 | nos | GI Cowl 10 mm dia |  |  |  | 23 | each | 138
| 2 | nos | Galvonized MS Flat Clamp |  |  |  | 185 | each | 370 |  | Irrigation - M-101
1350
| 5 | % | Add 5% for cost of material & labour for Electrodes, cutting gas, Anti corrossive bituminous paint, Mild steel grating etc., |  |  |  | 1520.26 |  | 76.013
[6 empty] | Total |  |  | 1596.273
| ( C ) | Over head charges @ 4.615%
| 4.615 | % | Add for Over head charges @ 4.615% on (A)+(B) |  |  |  | 1596.273 |  | 73.67
| (D) | Total of (A) + (B)+( C) | [6 empty] | 1669.943
| (E) | Add Contractors Profit at 10% on (D) | [6 empty] | 166.9943
|  |  | Cost per 1 No. (D)+(E ) | [5 empty] | 1836.9373
|  |  | Rate to be adopted | [5 empty] | 1837
1 No.
65 | Providing and laying boulders apron on river bed for protection against scour with stone boulders weighing not less than 40 kg each complete as per drawing and MoRTH specification 2503.2 (5th revision)
Unit = 1 Cum
(A) Labour
| 0.04 | nos | Mate |  |  |  | 645 | day | 25.8
| 0.35 | nos | Mason |  |  |  | 661 | day | 231.35
| 0.75 | nos | Mazdoor |  |  |  | 595 | day | 446.25
703.4
(B) Material
| 1 | cum | Cost of Jeddy Stone 450 mm to 600 mm thick |  |  |  | 1059.25 | cum | 1059.25
| 0.2 | cum | Cost of Stone spalls |  |  |  | 813.4 | cum | 162.68
[6 empty] | Total |  |  | 1221.93
| ( C ) | Over head charges @ 4.615%
| 4.615 | % | Add for Over head charges @ 4.615% on (A)+(B) |  |  |  | 1925.33 |  | 88.85
| (D) | Total of (A) + (B)+( C) | [6 empty] | 2014.18
| (E) | Add Contractors Profit at 10% on (D) | [6 empty] | 201.418
|  |  | Cost per 1 cum (D)+(E ) | [5 empty] | 2215.598
|  |  | Rate to be adopted | [5 empty] | 2216
1 cum
25 | Sawing of Concrete Pavement using a self propelled walk behind, petro/electric powered saw of suitable capacity to give a finished groove of 4mm width and 1/4 to 1/3 depth in the cured concrete in the longitudinal and transverse directions along predetermined lines. The rate is inclusive of the cost of consumables such as diamond blade. Masons engaged for the marking is also deemed to be included in the rate and pouring of Polysulphide Sealent to the full depth of groove. The rate is inclusive of the cleaning of the groove after the sawing to remove cementatious particles and cement washings to give a clean dry surface and surface preparation of the sides of the groove to accommodate the sealent material etc., to give a neat finished look including cost of sealent, hire and operational charges of Generator of Adequate capacity and other T&P and labour charges for all operations etc. complete.
65.1
1 Rm
9 | Providing B.T patch work using 1.20 cum of 40 mm IRC size HBG metal to get compacted quantity of 1 cum precoated with bitumen (VG-10) 80/100 grade using total quantity of 42 kgs including tack coat, cost and conveyance of all materials and labour charges for cleaning the existing surface, appliying tack coat with hot bitumen, spreading 40 to 45 mm HBG metal, sectioning and rolling with power roller 8 to 10 tones and spreading 9.50 to 11.20mm HBG machine crushed chips at the rate of 0.13cum per 1 Cum of metal as key stone and consolidation with 8 -10 T Power road roller spreading tack coat with hot bitumen and hire charges of T&P etc., compleate for finished work as per standared specification APSS No 1510.
Unit : Cum
Taking out put = 1 Cum
| (A) | Labour
| 2.86 | day | Mazdoor unskilled |  |  |  | 595 | day | 1701.7
1701.7
| (B) | Machinery
| 0.27 | hr | Power road roller 8 T for initial breakdown rolling |  |  |  | 1737.71 | hr | 469.18
469.18
| (C) | Material
| 1.2 | cum | 40 mm IRC HBG metal |  |  |  | 1767.5 | cum | 2121
| 0.13 | cum | 9.5 to 11.2 mm IRC HBG m/c Chips |  |  |  | 1886.25 | cum | 245.2125
| 1 |  | Ls provision for Fuel charges |  |  |  | 57
| 0.042 | MT | 80/100 grade Bitumen |  |  |  | 73738 | MT | 3096.996
5463.2085
|  | Cost per 1 cum | [6 empty] | 7634.0885
|  |  | Rate per 1 cum | [5 empty] | 7634
1 Cum
27 | Providing B.T. patch work for pot holes using 20mm HBG machine crushed metal with required quantity of 10 to 12mm size HBG key chips and 80/100 grade 72 kgs /1 cum of work for filling the pot holes including removal of loose material in the pot holes, trimming the edges to provideform vertical faces, cleaning the surface, applying tack coat with hot bitumen, filling the pot holes compacting with power road roller of 8 to 10 T and finishing including cost and conveyance of materials T&P charges and all labour charges for all operations etc., complete for finished item of work as directed by the Engineer-In-Charge. | [9 empty] | 6979.1667
Unit : Cum
Taking out put = 1 Cum
| (A) | Labour
| 2.86 | day | Mazdoor unskilled |  |  |  | 595 | day | 1701.7
1701.7
| (B) | Machinery
| 0.27 | hr | Power road roller 8 T for initial breakdown rolling |  |  |  | 1737.71 | hr | 469.18
469.18
| (C) | Material
| 1.2 | cum | 20mm IRC HBG M/c metal |  |  |  | 2298.75 | cum | 2758.5
| 0.13 | cum | 9.5 to 11.2 mm IRC HBG m/c Chips |  |  |  | 1886.25 | cum | 245.2125
| 0.072 | MT | 80/100 grade Bitumen |  |  |  | 73738 | MT | 5309.136
8312.8485
|  | Cost per 1 cum | [6 empty] | 10483.7285
|  |  | Rate per 1 cum | [5 empty] | 10484
1 Cum
68 | Excavation for roadway in ordinary rock by deploying a dozer, 80 HP including cutting and pushing the cut earth to site of embankment upto a distance of 100 metres (average lead 50 metres) trimming bottom and side slopes in accordance with the requirements of lines, grades and cross sections.
Unit : Cum
| Taking out put = 108 Cum |  |  |  | Page 50 of MoRT&H SDB
| (A) | Labour
| 0.12 | day |  | Mate |  |  | 645 | day | 77.4
| 3 | day |  | Mazdoor unskilled |  |  | 595 | day | 1785
1862.4
| (B) | Machinery
| 6 | hr | Dozer |  |  |  | 3051.04 | hr | 18306.24
| (C) | Over head charges @ 4.615% on (A) + (B) | [6 empty] | 930.7827
| (D) | Total of (A) + (B)+( C) | [6 empty] | 21099.4227
| (E) | Add Contractors Profit at 10% on (D) | [6 empty] | 2109.9423
|  | Cost per 108 cum (D) + (E) | [6 empty] | 23209.365
|  | Rate per Cum | [6 empty] | 214.9015
|  |  | Rate per 1 cum | [5 empty] | 214.9
1 Cum
21 | Providing 110mm Diameter PVC pipes below CC pavement at regular intervals extending through the full width of the CC pavement for running utility services such as telephone cables, water lines etc., including cost of pipe and labour charges for excavation of trench, fixing in position including cost and conveyance of the PVC pipes and labour charges for cutting to required length, placing the pipe in position etc., complete for finished item of work as directed by the Engineer-In-Charge.
Unit : Rm
Taking out put = 30 Rm
| (A) | Labour
| 0.03 | day | Mate |  |  |  | 570 | day | 17.1
| 0.5 | day | Mason |  |  |  | 584.5 | day | 292.25
| 0.25 | day | Mazdoor |  |  |  | 525 | day | 131.25
440.6
| (B) | Material
| 31.5 | Rm | 100mm Dia PVC pipe (4Kg/Sqcm pressure) |  |  |  | 236 | Rm | 7434
7434
| (C) | Over head charges @ 4.615%
| 4.615 | % | Add for Over head charges @ 4.615% on (A)+(B) | [5 empty] | 363.41
| (D) | Total of (A) + (B)+( C) | [6 empty] | 8238.01
| (E) | Add Contractors Profit at 10% on (D) | [6 empty] | 823.801
|  |  | Cost per 30 Rm (D)+(E) | [5 empty] | 9061.811
|  |  | Rate for 1 Rm | [5 empty] | 302.06
|  |  | Rate to be adopted | [5 empty] | 302
1 Rm
|  |  | Assistant Executive Engineer (R&B) |  |  |  |  | Deputy Executive Engineer (R&B)
|  |  | (R&B) Section - Penugonda |  |  |  |  | (R&B) Sub Division - Tanuku
Executive Engineer (R&B)
(R&B) Division - Bhimavaram

## Certificate
CERTIFICATE
Name of Work :- | Construction of Helipad with Cement concrete for the visit of Hon'ble Chief Minister of Andhra pradesh Sri Nara Chandrababu Naidu Garu on the occasion of "Pattadar Pass Book- distribution" Programme at Siddantham village of Penugonda mandal (Achanta constituency)in West Godavari District on 8.6.2026.
Certified that I have personally inspected the above Road on Dated ……………………. and the provisions made in the estimate are essential and adequate.
C E R T I F I C A T E S
1 | Certified that the leads provided in the estimate are the shortest.
2 | Certified that the leads noted herein are correct.
3 | Certified that the availability of materials mentioned in the Quarries are adequate.
4 | Certified that the description of the variety of materials noted are correct
5 | Certified that the stage-I approval is not required as detailed investigation completed and designs are finalized. No land acquisition is required for taking up the subject work without interruption.
6 | Certified that the selected soils for shoulders are not available with in a lead of 43 kms hence with an average carting lead of 43 kms is proposed for carting earth.
|  | Assistant Engineer (R&B) | Deputy Executive Engineer (R&B)
|  | (R&B) Section - Penugonda | (R&B) Sub Division - Tanuku
Executive Engineer (R&B)
(R&B) Division - Bhimavaram

## Sheet1
LEAD CHARGES |  |  |  | Cost of Materials, Labour
| Earth/Gravel/Sand | Metal | [5 empty] | Earth / Sand / Gravel |  | Metal
1 | 38.62 | 37.07 |  | Material Rates
2 | 54.08 | 51.91 | MAT-00442 | 60 to 63 mm IRC & MoRTH HBG metal | 509 | 5 |  | 103 |  | 98.86
3 | 72.1 | 69.21 | MAT-00441 | 50 to 55 mm IRC & MoRTH HBG metal | 555 | 6 | 15.45 | 118.45 | 14.83 | 113.69
4 | 87.55 | 84.04 | MAT-00440 | 40 to 45 mm IRC & MoRTH HBG metal | 745 | 7 | 15.45 | 133.9 | 14.83 | 128.52
5 | 103 | 98.86 | MAT-00473 | Quarry Rubbish | 99 | 8 | 15.45 | 149.35 | 14.83 | 143.35
6 | 118.45 | 113.69 | MAT-00411 | Roughstone 300mm (HBG) for revetment | 163.8 | 9 | 15.45 | 164.8 | 14.83 | 158.18
7 | 133.9 | 128.52 | MAT-00410 | Roughstone 225mm (HBG) for revetment | 168.55 | 10 | 15.45 | 180.25 | 14.83 | 173.01
8 | 149.35 | 143.35 | MAT-00341 | SS Revetment work 225mm | 191 | 11 | 15.45 | 195.7 | 14.83 | 187.84
9 | 164.8 | 158.18 | MAT-00176 | SS Revetment work 300mm | 206 | 12 | 15.45 | 211.15 | 14.83 | 202.67
10 | 180.25 | 173.01 | MAT-00406 | SS Revetment work 450mm | 148.55 | 13 | 15.45 | 226.6 | 14.83 | 217.5
11 | 195.7 | 187.84 | MAT-00408 | Laterite for Revetment 225mm | 129.5 | 14 | 15.45 | 242.05 | 14.83 | 232.33
12 | 211.15 | 202.67 | MAT-00409 | Laterite for Revetment 300mm | 151.43 | 15 | 15.45 | 257.5 | 14.83 | 247.16
13 | 226.6 | 217.5 | MAT-00407 | Jeddy stone above 450mm to 600mm | 223 | 16 | 15.45 | 272.95 | 14.83 | 261.99
14 | 242.05 | 232.33 | MAT-00468 MAT-00469 | Quarry spall (Field picked metal) Av. Of rate 25mm & 40mm | 47.15 | 17 | 15.45 | 288.4 | 14.83 | 276.82 | 47.15
15 | 257.5 | 247.16 | MAT-00464 | 150 mm soling stone HBG metal | 105 | 18 | 15.45 | 303.85 | 14.83 | 291.65
16 | 272.95 | 261.99 | MAT-00440 | 40 to 45 mm IRC & MoRTH HBG M/C metal | 745 | 19 | 15.45 | 319.3 | 14.83 | 306.48
17 | 288.4 | 276.82 | MAT-00439 | 25 to 27 mm IRC & MoRTH HBG M/C metal | 1163 | 20 | 15.45 | 334.75 | 14.83 | 321.31
18 | 303.85 | 291.65 | MAT-00438 | 19 to 22 mm IRC & MoRTH HBG M/C metal | 1170 | 21 | 15.45 | 350.2 | 14.83 | 336.14
19 | 319.3 | 306.48 | MAT-00437 | 12 to 14 mm IRC & MoRTH HBG M/C metal | 951 | 22 | 15.45 | 365.65 | 14.83 | 350.97
20 | 334.75 | 321.31 | MAT-00436 | 9.5 to 11.20 mm IRC & MoRTH HBG M/C metal | 840 | 23 | 15.45 | 381.1 | 14.83 | 365.8
21 | 350.2 | 336.14 | MAT-00435 | 5 to 7 mm IRC & MoRTH HBG M/C metal | 716 | 24 | 15.45 | 396.55 | 14.83 | 380.63
22 | 365.65 | 350.97 | MAT-00434 | 2.36 to 5 mm IRC & MoRTH HBG M/C metal | 487 | 25 | 15.45 | 412 | 14.83 | 395.46
23 | 381.1 | 365.8 | MAT-00068 | HBG Stone chips 2.36mm and below | 466 | 26 | 15.45 | 427.45 | 14.83 | 410.29
24 | 396.55 | 380.63 | MAT-00177 | Gravel | 165 | 27 | 15.45 | 442.9 | 14.83 | 425.12
25 | 412 | 395.46 | MAT-00220 | 40 mm SS-5 m/c HBG metal | 770 | 28 | 15.45 | 458.35 | 14.83 | 439.95
26 | 427.45 | 410.29 | MAT-00219 | 25 mm SS-5 m/c HBG metal | 1230 | 29 | 15.45 | 473.8 | 14.83 | 454.78
27 | 442.9 | 425.12 | MAT-00218 | 20 mm SS-5 m/c HBG metal | 1285 | 30 | 15.45 | 489.25 | 14.83 | 469.61
28 | 458.35 | 439.95 | MAT-00217 | 12 mm SS-5 m/c HBG metal | 1024 | 31 | 12.87 | 502.12 | 12.36 | 481.97
29 | 473.8 | 454.78 | MAT-00216 | 10 mm SS-5 m/c HBG metal | 860 | 32 | 12.87 | 514.99 | 12.36 | 494.33
30 | 489.25 | 469.61 | MAT-00215 | 6 mm SS-5 m/c HBG metal | 684 | 33 | 12.87 | 527.86 | 12.36 | 506.69
31 | 502.12 | 481.97 | MAT-00027 | Sand for concrete | 605 | 34 | 12.87 | 540.73 | 12.36 | 519.05
32 | 514.99 | 494.33 | MAT-00028 | Sand for Filling | 460 | 35 | 12.87 | 553.6 | 12.36 | 531.41
33 | 527.86 | 506.69 | MAT-00029 | Sand for Mortar | 728 | 36 | 12.87 | 566.47 | 12.36 | 543.77
34 | 540.73 | 519.05 |  |  |  | 37 | 12.87 | 579.34 | 12.36 | 556.13
35 | 553.6 | 531.41 |  |  |  | 38 | 12.87 | 592.21 | 12.36 | 568.49
36 | 566.47 | 543.77 |  |  |  | 39 | 12.87 | 605.08 | 12.36 | 580.85
37 | 579.34 | 556.13 |  | Blasting charges |  | 40 | 12.87 | 617.95 | 12.36 | 593.21
38 | 592.21 | 568.49 |  | Blasting charges | 70 | 41 | 12.87 | 630.82 | 12.36 | 605.57
39 | 605.08 | 580.85 |  | Blasting charges for rough stone | 70 | 42 | 12.87 | 643.69 | 12.36 | 617.93
40 | 617.95 | 593.21 |  | Seigniorage charges |  | 43 | 12.87 | 656.56 | 12.36 | 630.29
41 | 630.82 | 605.57 |  | Metal | 90 | 44 | 12.87 | 669.43 | 12.36 | 642.65
42 | 643.69 | 617.93 |  | Gravel/earth | 45 | 45 | 12.87 | 682.3 | 12.36 | 655.01
43 | 656.56 | 630.29 |  | Sand | 100 | 46 | 12.87 | 695.17 | 12.36 | 667.37
44 | 669.43 | 642.65 |  | Labour Rates |  | 47 | 12.87 | 708.04 | 12.36 | 679.73
45 | 682.3 | 655.01 | LAB-00117 | Mate | 645 | 48 | 12.87 | 720.91 | 12.36 | 692.09
46 | 695.17 | 667.37 | LAB-00011 LAB-00091 | Mazdoor skilled | 661 | 49 | 12.87 | 733.78 | 12.36 | 704.45
47 | 708.04 | 679.73 | LAB-00120 | Mazdoor unskilled | 595 | 50 | 12.87 | 746.65 | 12.36 | 716.81
48 | 720.91 | 692.09 |  | Machinery Rates |  | 51 | 12.87 | 759.52 | 12.36 | 729.17
49 | 733.78 | 704.45 | HIR-00008 | Dozer 80 HP for spreading @ 200 cum per hour | 3051.04 | 52 | 12.87 | 772.39 | 12.36 | 741.53
50 | 746.65 | 716.81 | HIR-00073 | Motor grader 3.35M Blade @50 cum/Hr | 3834 | 53 | 12.87 | 785.26 | 12.36 | 753.89
51 | 759.52 | 729.17 | HIR-00052 | Hydralic excavator | 3594.04 | 54 | 12.87 | 798.13 | 12.36 | 766.25
52 | 772.39 | 741.53 | HIR-00074 | Front end loader 1 cum capacity | 2043 | 55 | 12.87 | 811 | 12.36 | 778.61
53 | 785.26 | 753.89 | HIR-00054 | Tipper 5.5 cum | 1266.61 | 56 | 12.87 | 823.87 | 12.36 | 790.97
54 | 798.13 | 766.25 | HIR-00062 | Vibratory roller 8T | 3488.54 | 57 | 12.87 | 836.74 | 12.36 | 803.33
55 | 811 | 778.61 | HIR-00050 | Smooth wheeled roller 8 Ton | 1737.71 | 58 | 12.87 | 849.61 | 12.36 | 815.69
56 | 823.87 | 790.97 | HIR-00076 | Water tanker 6 KL | 822 | 59 | 12.87 | 862.48 | 12.36 | 828.05
57 | 836.74 | 803.33 | HIR-00077 | Tractor | 536 | 60 | 12.87 | 875.35 | 12.36 | 840.41
58 | 849.61 | 815.69 | HIR-00078 | Tractor with Rotavator | 548 | 61 | 12.87 | 888.22 | 12.36 | 852.77
59 | 862.48 | 828.05 | HIR-00079 | Tractor with ripper attachment @ 60 cum per hour | 548 | 62 | 12.87 | 901.09 | 12.36 | 865.13
60 | 875.35 | 840.41 | HIR-00002 | Air compressor 250 cfm | 651.58 | 63 | 12.87 | 913.96 | 12.36 | 877.49
61 | 888.22 | 852.77 | HIR-00080 | Wet mix plant of 60 tonne hr. capacity | 2004 | 64 | 12.87 | 926.83 | 12.36 | 889.85
62 | 901.09 | 865.13 | HIR-00081 | Mechanical broom @ 1250 sqm/hr. | 460 | 65 | 12.87 | 939.7 | 12.36 | 902.21
63 | 913.96 | 877.49 | HIR-00082 | Bitumen pressure distributor @1750 sqm/hr | 1907 | 66 | 12.87 | 952.57 | 12.36 | 914.57
64 | 926.83 | 889.85 | HIR-00083 | Emulsion pressure distributor @1750 sqm/hr | 1084 | 67 | 12.87 | 965.44 | 12.36 | 926.93
65 | 939.7 | 902.21 | HIR-00087 | Hot mix plant 40 to 60 TPH | 24685 | 68 | 12.87 | 978.31 | 12.36 | 939.29
66 | 952.57 | 914.57 | HIR-00089 | Mechanical Paver finisher 100 TPH | 2861 | 69 | 12.87 | 991.18 | 12.36 | 951.65
67 | 965.44 | 926.93 | HIR-00090 | Hydraulic self propelled chip spreader @ 1500 sqm/hr. | 3264 | 70 | 12.87 | 1004.05 | 12.36 | 964.01
68 | 978.31 | 939.29 | HIR-00091 | Finish rolling with 6-8 tonne smooth wheeled tandem roller. | 2208 | 71 | 12.87 | 1016.92 | 12.36 | 976.37
69 | 991.18 | 951.65 | HIR-00092 | Pneumatic road Roller | 1803 | 72 | 12.87 | 1029.79 | 12.36 | 988.73
70 | 1004.05 | 964.01 | HIR-00095 | GSB Plant 50 Cum | 1469 | 73 | 12.87 | 1042.66 | 12.36 | 1001.09
71 | 1016.92 | 976.37 | HIR-00110 | Generator 250 KVA | 2572 | 74 | 12.87 | 1055.53 | 12.36 | 1013.45
72 | 1029.79 | 988.73 | HIR-00111 | Generator set 125 KVA | 1836 | 75 | 12.87 | 1068.4 | 12.36 | 1025.81
73 | 1042.66 | 1001.09 | HIR-00023 | Generator set 35 KVA | 1347.84 | 76 | 12.87 | 1081.27 | 12.36 | 1038.17
74 | 1055.53 | 1013.45 | HIR-00018 | Concrete mixer 0.4/0.28 cum | 708.08 | 77 | 12.87 | 1094.14 | 12.36 | 1050.53
75 | 1068.4 | 1025.81 | HIR-00054 | Tipper 5.50 cum capacity per Tonne per km | 8.6 | 78 | 12.87 | 1107.01 | 12.36 | 1062.89
76 | 1081.27 | 1038.17 | HIR-00054 | Tipper 5.50 cum per km | 86 | 79 | 12.87 | 1119.88 | 12.36 | 1075.25
77 | 1094.14 | 1050.53 | HIR-00115 | Plate compactor / Power rammer | 70 | 80 | 12.87 | 1132.75 | 12.36 | 1087.61
78 | 1107.01 | 1062.89 | MAT-00029 | Sand for Mortar | 728 | 81 | 12.87 | 1145.62 | 12.36 | 1099.97
79 | 1119.88 | 1075.25 | LAB-00002 | Blacksmith | 670 | 82 | 12.87 | 1158.49 | 12.36 | 1112.33
80 | 1132.75 | 1087.61 | LAB-00034 | Driller | 780 | 83 | 12.87 | 1171.36 | 12.36 | 1124.69
81 | 1145.62 | 1099.97 | LAB-00003 | Blaster | 780 | 84 | 12.87 | 1184.23 | 12.36 | 1137.05
82 | 1158.49 | 1112.33 | HIR-00085 | Hot mix Plant 100 to 120 TPH | 31115 | 85 | 12.87 | 1197.1 | 12.36 | 1149.41
83 | 1171.36 | 1124.69 | HIR-00088 | Paver finisher hydrostatic with sensor control | 3891 | 86 | 12.87 | 1209.97 | 12.36 | 1161.77
84 | 1184.23 | 1137.05 | HIR-00011 | C C Batch mix plant @ 50 cum per hour | 1607.25 | 87 | 12.87 | 1222.84 | 12.36 | 1174.13
85 | 1197.1 | 1149.41 | HIR-00112 | Generator 100 KVA | 1567 | 88 | 12.87 | 1235.71 | 12.36 | 1186.49
86 | 1209.97 | 1161.77 | HIR-00106 | Concrete paver finisher with 40 HP motor for paving of Concrete surface | 3863 | 89 | 12.87 | 1248.58 | 12.36 | 1198.85
87 | 1222.84 | 1174.13 | MAT-00015 | Curing Compound / liter (irrigation) | 144 | 90 | 12.87 | 1261.45 | 12.36 | 1211.21
88 | 1235.71 | 1186.49 | MAT-00300 | Sealant Primer / Kg | 193 | 91 | 12.87 | 1274.32 | 12.36 | 1223.57
89 | 1248.58 | 1198.85 | MAT-00292 | Plastic sheath,1.25 mm thick for dowel bars per sqm | 55 | 92 | 12.87 | 1287.19 | 12.36 | 1235.93
90 | 1261.45 | 1211.21 | MAT-00275 | Joint sealant / irrigation / local | 65 | 93 | 12.87 | 1300.06 | 12.36 | 1248.29
91 | 1274.32 | 1223.57 | MAT-00071 | Super Plastisizer Admixure | 63 | 94 | 12.87 | 1312.93 | 12.36 | 1260.65
92 | 1287.19 | 1235.93 | MAT-00295 | Pre moulded Joint filler, 25 mm thick for expansion joint / sqm | 296 | 95 | 12.87 | 1325.8 | 12.36 | 1273.01
93 | 1300.06 | 1248.29 |  | Concrete joint cutting macine / hr for CC Pvmt | 220 | 96 | 12.87 | 1338.67 | 12.36 | 1285.37
94 | 1312.93 | 1260.65 |  | Texturing Machine / hour for CC Pavement | 450 | 97 | 12.87 | 1351.54 | 12.36 | 1297.73
95 | 1325.8 | 1273.01 | MAT-00539 | Separation Membrane of impermeable plastic sheeting 125 micron thick / sqm | 15.25 | 98 | 12.87 | 1364.41 | 12.36 | 1310.09
96 | 1338.67 | 1285.37 | MAT-00264 | Gelatin per kg | 71 | 99 | 12.87 | 1377.28 | 12.36 | 1322.45
97 | 1351.54 | 1297.73 | MAT-00021 | Electric Detonators / each | 12 | 100 | 12.87 | 1390.15 | 12.36 | 1334.81
98 | 1364.41 | 1310.09 | MAT-00249 | Credit for excavated rock found suitable for use per cum / Irrigatiion item/ | 253 | 101 | 12.87 | 1403.02 | 12.36 | 1347.17
99 | 1377.28 | 1322.45 | MAT-00003 | Binding Wire | 64 | 102 | 12.87 | 1415.89 | 12.36 | 1359.53
100 | 1390.15 | 1334.81 | HIR-00103 | Kerb casting machine / hr | 617 | 103 | 12.87 | 1428.76 | 12.36 | 1371.89
101 | 1403.02 | 1347.17 | MAT-00072 | Synthetic enamel paint Si. No. 71 of material / Irrigation SoR | 265 | 104 | 12.87 | 1441.63 | 12.36 | 1384.25
102 | 1415.89 | 1359.53 | MAT-05916 | 100 mm dia A C Pipe (PH - Table 8) | 313 | 105 | 12.87 | 1454.5 | 12.36 | 1396.61
103 | 1428.76 | 1371.89 | MAT-00260 | Galvanised MS Flat Camp (Irrigation M-101) | 185 | 106 | 12.87 | 1467.37 | 12.36 | 1408.97
104 | 1441.63 | 1384.25 | MAT-01592 | Mastic Pad 25.4 mm thickness | 959 | 107 | 12.87 | 1480.24 | 12.36 | 1421.33
105 | 1454.5 | 1396.61 | MAT-01593 | Mastic Pad 12.7 mm thickness | 549 | 108 | 12.87 | 1493.11 | 12.36 | 1433.69
106 | 1467.37 | 1408.97 |  |  |  | 109 | 12.87 | 1505.98 | 12.36 | 1446.05
107 | 1480.24 | 1421.33 |  |  |  | 110 | 12.87 | 1518.85 | 12.36 | 1458.41
108 | 1493.11 | 1433.69 |  |  |  | 111 | 12.87 | 1531.72 | 12.36 | 1470.77
109 | 1505.98 | 1446.05 |  |  |  | 112 | 12.87 | 1544.59 | 12.36 | 1483.13
110 | 1518.85 | 1458.41 |  |  |  | 113 | 12.87 | 1557.46 | 12.36 | 1495.49
111 | 1531.72 | 1470.77 |  |  |  | 114 | 12.87 | 1570.33 | 12.36 | 1507.85
112 | 1544.59 | 1483.13 |  |  |  | 115 | 12.87 | 1583.2 | 12.36 | 1520.21
113 | 1557.46 | 1495.49 |  | Tipper 10Tonne capacity for carriage of stone |  | 116 | 12.87 | 1596.07 | 12.36 | 1532.57
114 | 1570.33 | 1507.85 |  | chips from stock pile on road side to chip |  | 117 | 12.87 | 1608.94 | 12.36 | 1544.93
115 | 1583.2 | 1520.21 |  | spreader |  | 118 | 12.87 | 1621.81 | 12.36 | 1557.29
116 | 1596.07 | 1532.57 |  |  |  | 119 | 12.87 | 1634.68 | 12.36 | 1569.65
117 | 1608.94 | 1544.93 | MAT-00521 | Picking rate as per SSR 2024-25 | 70 | 120 | 12.87 | 1647.55 | 12.36 | 1582.01
118 | 1621.81 | 1557.29 |  |  |  | 121 | 12.87 | 1660.42 | 12.36 | 1594.37
119 | 1634.68 | 1569.65 | LAB-00093 | Painter Class 2 | 640 | 122 | 12.87 | 1673.29 | 12.36 | 1606.73
120 | 1647.55 | 1582.01 | LAB-00035 | Painter Class 1 | 795 | 123 | 12.87 | 1686.16 | 12.36 | 1619.09
121 | 1660.42 | 1594.37 |  |  |  | 124 | 12.87 | 1699.03 | 12.36 | 1631.45
122 | 1673.29 | 1606.73 |  |  |  | 125 | 12.87 | 1711.9 | 12.36 | 1643.81
123 | 1686.16 | 1619.09 |  |  |  | 126 | 12.87 | 1724.77 | 12.36 | 1656.17
124 | 1699.03 | 1631.45 |  |  |  | 127 | 12.87 | 1737.64 | 12.36 | 1668.53
125 | 1711.9 | 1643.81 |  |  |  | 128 | 12.87 | 1750.51 | 12.36 | 1680.89
126 | 1724.77 | 1656.17 |  |  |  | 129 | 12.87 | 1763.38 | 12.36 | 1693.25
127 | 1737.64 | 1668.53 |  |  |  | 130 | 12.87 | 1776.25 | 12.36 | 1705.61
128 | 1750.51 | 1680.89 |  |  |  | 131 | 12.87 | 1789.12 | 12.36 | 1717.97
129 | 1763.38 | 1693.25 |  |  |  | 132 | 12.87 | 1801.99 | 12.36 | 1730.33
130 | 1776.25 | 1705.61 |  |  |  | 133 | 12.87 | 1814.86 | 12.36 | 1742.69
131 | 1789.12 | 1717.97 |  |  |  | 134 | 12.87 | 1827.73 | 12.36 | 1755.05
132 | 1801.99 | 1730.33 |  |  |  | 135 | 12.87 | 1840.6 | 12.36 | 1767.41
133 | 1814.86 | 1742.69 |  |  |  | 136 | 12.87 | 1853.47 | 12.36 | 1779.77
134 | 1827.73 | 1755.05 |  |  |  | 137 | 12.87 | 1866.34 | 12.36 | 1792.13
135 | 1840.6 | 1767.41 |  |  |  | 138 | 12.87 | 1879.21 | 12.36 | 1804.49
136 | 1853.47 | 1779.77 |  |  |  | 139 | 12.87 | 1892.08 | 12.36 | 1816.85
137 | 1866.34 | 1792.13 |  |  |  | 140 | 12.87 | 1904.95 | 12.36 | 1829.21
138 | 1879.21 | 1804.49 |  |  |  | 141 | 12.87 | 1917.82 | 12.36 | 1841.57
139 | 1892.08 | 1816.85 |  |  |  | 142 | 12.87 | 1930.69 | 12.36 | 1853.93
140 | 1904.95 | 1829.21 |  |  |  | 143 | 12.87 | 1943.56 | 12.36 | 1866.29
141 | 1917.82 | 1841.57 |  |  |  | 144 | 12.87 | 1956.43 | 12.36 | 1878.65
142 | 1930.69 | 1853.93 |  |  |  | 145 | 12.87 | 1969.3 | 12.36 | 1891.01
143 | 1943.56 | 1866.29 |  |  |  | 146 | 12.87 | 1982.17 | 12.36 | 1903.37
144 | 1956.43 | 1878.65 |  |  |  | 147 | 12.87 | 1995.04 | 12.36 | 1915.73
145 | 1969.3 | 1891.01 |  |  |  | 148 | 12.87 | 2007.91 | 12.36 | 1928.09
146 | 1982.17 | 1903.37 |  |  |  | 149 | 12.87 | 2020.78 | 12.36 | 1940.45
147 | 1995.04 | 1915.73 |  |  |  | 150 | 12.87 | 2033.65 | 12.36 | 1952.81
148 | 2007.91 | 1928.09 |  |  |  | 151 | 12.87 | 2046.52 | 12.36 | 1965.17
149 | 2020.78 | 1940.45 |  |  |  | 152 | 12.87 | 2059.39 | 12.36 | 1977.53
150 | 2033.65 | 1952.81 |  |  |  | 153 | 12.87 | 2072.26 | 12.36 | 1989.89
151 | 2046.52 | 1965.17 |  |  |  | 154 | 12.87 | 2085.13 | 12.36 | 2002.25
152 | 2059.39 | 1977.53 |  |  |  | 155 | 12.87 | 2098 | 12.36 | 2014.61
153 | 2072.26 | 1989.89 |  |  |  | 156 | 12.87 | 2110.87 | 12.36 | 2026.97
154 | 2085.13 | 2002.25 |  |  |  | 157 | 12.87 | 2123.74 | 12.36 | 2039.33
155 | 2098 | 2014.61 |  |  |  | 158 | 12.87 | 2136.61 | 12.36 | 2051.69
156 | 2110.87 | 2026.97 |  |  |  | 159 | 12.87 | 2149.48 | 12.36 | 2064.05
157 | 2123.74 | 2039.33 |  |  |  | 160 | 12.87 | 2162.35 | 12.36 | 2076.41
158 | 2136.61 | 2051.69 |  |  |  | 161 | 12.87 | 2175.22 | 12.36 | 2088.77
159 | 2149.48 | 2064.05 |  |  |  | 162 | 12.87 | 2188.09 | 12.36 | 2101.13
160 | 2162.35 | 2076.41 |  |  |  | 163 | 12.87 | 2200.96 | 12.36 | 2113.49
161 | 2175.22 | 2088.77 |  |  |  | 164 | 12.87 | 2213.83 | 12.36 | 2125.85
162 | 2188.09 | 2101.13 |  |  |  | 165 | 12.87 | 2226.7 | 12.36 | 2138.21
163 | 2200.96 | 2113.49 |  |  |  | 166 | 12.87 | 2239.57 | 12.36 | 2150.57
164 | 2213.83 | 2125.85 |  |  |  | 167 | 12.87 | 2252.44 | 12.36 | 2162.93
165 | 2226.7 | 2138.21 |  |  |  | 168 | 12.87 | 2265.31 | 12.36 | 2175.29
166 | 2239.57 | 2150.57 |  |  |  | 169 | 12.87 | 2278.18 | 12.36 | 2187.65
167 | 2252.44 | 2162.93 |  |  |  | 170 | 12.87 | 2291.05 | 12.36 | 2200.01
168 | 2265.31 | 2175.29 |  |  |  | 171 | 12.87 | 2303.92 | 12.36 | 2212.37
169 | 2278.18 | 2187.65 |  |  |  | 172 | 12.87 | 2316.79 | 12.36 | 2224.73
170 | 2291.05 | 2200.01 |  |  |  | 173 | 12.87 | 2329.66 | 12.36 | 2237.09
171 | 2303.92 | 2212.37 |  |  |  | 174 | 12.87 | 2342.53 | 12.36 | 2249.45
172 | 2316.79 | 2224.73 |  |  |  | 175 | 12.87 | 2355.4 | 12.36 | 2261.81
173 | 2329.66 | 2237.09 |  |  |  | 176 | 12.87 | 2368.27 | 12.36 | 2274.17
174 | 2342.53 | 2249.45 |  |  |  | 177 | 12.87 | 2381.14 | 12.36 | 2286.53
175 | 2355.4 | 2261.81 |  |  |  | 178 | 12.87 | 2394.01 | 12.36 | 2298.89
176 | 2368.27 | 2274.17 |  |  |  | 179 | 12.87 | 2406.88 | 12.36 | 2311.25
177 | 2381.14 | 2286.53 |  |  |  | 180 | 12.87 | 2419.75 | 12.36 | 2323.61
178 | 2394.01 | 2298.89
179 | 2406.88 | 2311.25
180 | 2419.75 | 2323.61

## Sheet2 (hidden)
Capacity of Tipper | 5.5 | Cum
Taking 80% Out Put | 4.4 | Cum
Lead | 1 | Km
Loading Time | 2.15 | min
Loaded Haul @ 25 Km/hr | 2.4 | min
Empty Haul @ 25 Km/hr | 2.4 | min
Spotting, turning and Unloading time | 1.4 | min
Total | 8.35 | min
Say | 8 | min
Quantity to be carried per hour | 34.375 | Cum/Hr |  | 25.5544
5.50 Cum/Hour | 1266.61
36.8468
|  | 6.25 | 7916.3125
6.25

## 1 Lead (hidden)
EGK Road | Metal | 0 | Katheru | 0
| Gravel | 0
| Sand | 0
| Hume Pipes | 0
Bitumen
| Vizag | 0
| Chennai | 0

## Sheet3 (hidden)
CHAPTER - I
| Description | Unit | Quantity | Rate Rs | Cost Rs
1.4 | Cost of Haulage Excluding Loading and Unloading
Haulage of materials by tipper excluding cost of loading, unloading and stacking.
Unit = t.km
Taking output 10 tonnes load and lead 10 km = 100 t.km
Surfaced Road
Speed with load : 25 km / hour.
Speed while Returning empty :35 km / hour.
a) Machinery.
Tipper 10 tonne capacity
| Time taken for onward haulage with load | hour | 0.4 | 1266.61 | 506.644
| Time taken for empty return trip. | hour | 0.29 | 1266.61 | 367.3169
b) Overhead charges @ input on (a)
c) Contractor's profit @ input on (a+b)
| cost for 100 t km = a+b+c |  |  |  | 873.9609
| Rate per t.km = (a+b+c)/100 |  |  | Rs. | 8.7

## Carting Earth Abstract (hidden)
Name of Work :- |  | Construction of Helipad with Cement concrete for the visit of Hon'ble Chief Minister of Andhra pradesh Sri Nara Chandrababu Naidu Garu on the occasion of "Pattadar Pass Book- distribution" Programme at Siddantham village of Penugonda mandal (Achanta constituency)in West Godavari District on 8.6.2026.
Forming Embankment with Borrowed usefull earth
ABSTRACT
S. No. | Description of Item |  | No | L | B | D | Quantity
1 | Km 3.200 to 3.400 | L/s | 1 | 200 | 1/2*(1.5*2) |  | 300
|  | R/s | 1 | 200 | 1/2*(1.8*2) |  | 360
2 | Km 3.400 to 3.600 | L/s | 1 | 200 | 1/2*(1.7*1.9) |  | 323
|  | R/s | 1 | 200 | 1/2*(1.9*1.9) |  | 361
3 | Km 3.600 to 3.800 | L/s | 1 | 200 | 1/2*(1.65*1.95) |  | 321.75
|  | R/s | 1 | 200 | 1/2*(1.9*1.95) |  | 370.5
4 | Km 3.800 to 4.000 | L/s | 1 | 200 | 1/2*(1.75*1.8) |  | 315
|  | R/s | 1 | 200 | 1/2*(1.6*1.8) |  | 288
5 | Km 4.000 to 4.200 | L/s | 1 | 200 | 1/2*(2.0*1.7) |  | 340
|  | R/s | 1 | 200 | 1/2*(1.6*1.7) |  | 272
6 | Km 4.200 to 4.400 | L/s | 1 | 200 | 1/2*(1.8*1.65) |  | 297
|  | R/s | 1 | 200 | 1/2*(1.4*1.65) |  | 231
7 | Km 4.400 to 4.600 | L/s | 1 | 200 | 1/2*(1.9*1.7) |  | 323
|  | R/s | 1 | 200 | 1/2*(1.8*1.7) |  | 306
8 | Km 5.400 to 5.600 | L/s | 1 | 200 | 1/2*(1.3*1.8) |  | 234
|  | R/s | 1 | 200 | 1/2*(1.6*1.8) |  | 288
9 | Km 5.600 to 5.800 | L/s | 1 | 200 | 1/2*(1.6*1.6) |  | 256
|  | R/s | 1 | 200 | 1/2*(1.5*1.6) |  | 240
10 | Km 5.800 to 6.000 | L/s | 1 | 200 | 1/2*(1.75*1.9) |  | 332.5
|  | R/s | 1 | 200 | 1/2*(1.6*1.9) |  | 304
11 | Km 6.000 to 6.200 | L/s | 1 | 200 | 1/2*(1.3*1.5) |  | 195
|  | R/s | 1 | 200 | 1/2*(1.7*1.5) |  | 255
12 | Km 6.200 to 6.400 | L/s | 1 | 200 | 1/2*(1.45*1.7) |  | 246.5
|  | R/s | 1 | 200 | 1/2*(1.2*1.7) |  | 204
13 | Km 6.400 to 6.600 | L/s | 1 | 200 | 1/2*(1.5*1.4) |  | 210
|  | R/s | 1 | 200 | 1/2*(1.3*1.4) |  | 182
14 | Km 6.600 to 6.800 | L/s | 1 | 200 | 1/2*(1.6*1.3) |  | 208
|  | R/s | 1 | 200 | 1/2*(1.8*1.3) |  | 234
15 | Km 7.200 to 7.400 | L/s | 1 | 50 | 1/2*(1.8*4) |  | 180
|  | R/s | 1 | 50 | 1/2*(1.7*4) |  | 170
Total | [6 empty] | 8147.25 | Cum
| Assistant Executive Engineer (R&B) | [5 empty] | Deputy Executive Engineer (R&B)
| (R&B) Section - Tanuku | [5 empty] | (R&B) Sub Division - Tanuku
| Executive Engineer (R&B) | [5 empty] | Superintending Engineer (R&B)
| (R&B) Division - Bhimavaram | [5 empty] | (R&B) Circle - Eluru

## Carting Earth Sheet (hidden)
Name of Work :- |  |  | Construction of Helipad with Cement concrete for the visit of Hon'ble Chief Minister of Andhra pradesh Sri Nara Chandrababu Naidu Garu on the occasion of "Pattadar Pass Book- distribution" Programme at Siddantham village of Penugonda mandal (Achanta constituency)in West Godavari District on 8.6.2026.
Forming Embankment with Borrowed usefull earth
|  |  |  | 1.50 m |  | 1.80 m
BC
BM
| 2.00 m | [5 empty] | 2.00 m
Cross Section @ Km 3/4
|  |  |  | 1.70 m |  | 1.90 m
BC
BM
| 1.90 m | [5 empty] | 1.90 m
Cross Section @ Km 3/6
|  |  |  | 1.65 m |  | 1.90 m
BC
BM
| 1.95 m | [5 empty] | 1.95 m
Cross Section @ Km 3/8
|  |  |  | 1.75 m |  | 1.60 m
BC
BM
| 1.80 m | [5 empty] | 1.80 m
Cross Section @ Km 3/10
|  |  |  | 2.00 m |  | 1.60 m
BC
BM
| 1.70 m | [5 empty] | 1.70 m
Cross Section @ Km 4/2
|  |  |  | 1.80 m |  | 1.40 m
BC
BM
| 1.65 m | [5 empty] | 1.65 m
Cross Section @ Km 4/4
|  |  |  | 1.90 m |  | 1.80 m
BC
BM
| 1.70 m | [5 empty] | 1.70 m
Cross Section @ Km 4/6
|  |  |  | 1.30 m |  | 1.60 m
BC
BM
| 1.80 m | [5 empty] | 1.80 m
Cross Section @ Km 5/6
|  |  |  | 1.60 m |  | 1.50 m
BC
BM
| 1.60 m | [5 empty] | 1.60 m
Cross Section @ Km 5/8
|  |  |  | 1.75 m |  | 1.60 m
BC
BM
| 1.90 m | [5 empty] | 1.90 m
Cross Section @ Km 5/10
|  |  |  | 1.30 m |  | 1.70 m
BC
BM
| 1.50 m | [5 empty] | 1.50 m
Cross Section @ Km 6/2
|  |  |  | 1.45 m |  | 1.20 m
BC
BM
| 1.70 m | [5 empty] | 1.70 m
Cross Section @ Km 6/4
|  |  |  | 1.50 m |  | 1.30 m
BC
BM
| 1.40 m | [5 empty] | 1.40 m
Cross Section @ Km 6/6
|  |  |  | 1.60 m |  | 1.80 m
BC
BM
| 1.30 m | [5 empty] | 1.30 m
Cross Section @ Km 6/8
|  |  |  | 1.80 m |  | 1.70 m
BC
BM
| 4.00 m | [5 empty] | 4.00 m
Cross Section @ Km 7/4
|  |  | Assistant Executive Engineer (R&B) |  |  | Deputy Executive Engineer (R&B)
|  |  | (R&B) Section - Tanuku |  |  | (R&B) Sub Division - Tanuku
|  |  | Executive Engineer (R&B) |  |  | Superintending Engineer (R&B)
|  |  | (R&B) Division - Bhimavaram |  |  | (R&B) Circle - Eluru

## Slab Culvert Drawing (hidden)
Name of Work :- | Construction of Helipad with Cement concrete for the visit of Hon'ble Chief Minister of Andhra pradesh Sri Nara Chandrababu Naidu Garu on the occasion of "Pattadar Pass Book- distribution" Programme at Siddantham village of Penugonda mandal (Achanta constituency)in West Godavari District on 8.6.2026.
Reconstruction of Salb Culvert with 1 V x 1.00m @ Km 0/8
Parapet Wall
0.45 m
VRCC M20 Slab 300mm thick
|  | VRCC M20 |  |  | 0.30 m |  | VRCC M20
|  | 0.50 m |  |  |  |  | 0.50 m
1.00 m
2.93
1.60 m
Abutment
|  | Abutment |  |  |  |  | VCC M15
VCC M15
1.4
| 0.20 m | 0.80 m |  |  |  |  | 0.80 m | 0.20 m
VRCC M 20 Raft 0.50 m thick
VCC (1:3:6) 0.30 m
Sand cushion 0.30 m
3.00 m
| Assistant Executive Engineer (R&B) |  |  |  |  | Deputy Executive Engineer (R&B)
| (R&B) Section - Penumantra FAC |  |  |  |  | (R&B) Sub Division - Tanuku
| Executive Engineer (R&B) |  |  |  |  | Superintending Engineer (R&B)
| (R&B) Division - Bhimavaram |  |  |  |  | (R&B) Circle - Eluru

## 40mm BT PW (hidden)
Construction of Helipad with Cement concrete for the visit of Hon'ble Chief Minister of Andhra pradesh Sri Nara Chandrababu Naidu Garu on the occasion of "Pattadar Pass Book- distribution" Programme at Siddantham village of Penugonda mandal (Achanta constituency)in West Godavari District on 8.6.2026.
40mm BT Patchwork | [8 empty] | 50.2619
|  |  | No | L | B | D | Qty
Km | 0/6 | R/s | 1 | 1.5 | 1.2 | 0.075 | 0.135
|  | L/s | 1 | 1 | 1 | 0.065 | 0.065
|  | R/s | 1 | 2.1 | 1 | 0.08 | 0.168
|  | L/s | 1 | 4.5 | 2.5 | 0.1 | 1.125
|  | R/s | 1 | 3.2 | 1.4 | 0.075 | 0.336
|  | L/s | 1 | 2.5 | 0.9 | 0.075 | 0.16875
|  | R/s | 1 | 1.5 | 1.8 | 0.1 | 0.27
|  | L/s | 1 | 2.1 | 1.1 | 0.075 | 0.17325
|  | L/s | 1 | 1.6 | 1.2 | 0.1 | 0.192
|  | R/s | 1 | 1.7 | 1.1 | 0.075 | 0.14025
|  | L/s | 1 | 1.2 | 1 | 0.075 | 0.09
Km | 0/8 | L/s | 1 | 1 | 1 | 0.1 | 0.1
|  | R/s | 1 | 1.1 | 1.2 | 0.1 | 0.132
|  | R/s | 1 | 1.6 | 1.2 | 0.075 | 0.144
|  | L/s | 1 | 1.2 | 1 | 0.075 | 0.09
|  | R/s | 1 | 1 | 1 | 0.065 | 0.065
|  | R/s | 1 | 1 | 1.1 | 0.065 | 0.0715
|  | R/s | 1 | 1 | 1.2 | 0.075 | 0.09
|  | L/s | 1 | 3 | 2 | 0.075 | 0.45
|  | L/s | 1 | 2 | 1.1 | 0.1 | 0.22
|  | R/s | 1 | 1 | 1 | 0.1 | 0.1
|  | L/s | 1 | 1.2 | 1.1 | 0.075 | 0.099
|  | R/s | 1 | 6.7 | 1.5 | 0.075 | 0.75375
Km | 0/10 | R/s | 1 | 3 | 1.2 | 0.075 | 0.27
|  | L/s | 1 | 1.5 | 1 | 0.075 | 0.1125
|  | R/s | 1 | 5 | 2 | 0.075 | 0.75
|  | L/s | 1 | 1.2 | 2.2 | 0.1 | 0.264
|  | L/s | 1 | 1 | 2 | 0.075 | 0.15
|  | R/s | 1 | 0.9 | 2.6 | 0.075 | 0.1755
|  | L/s | 1 | 1.5 | 2 | 0.1 | 0.3
|  | L/s | 1 | 2.5 | 0.9 | 0.1 | 0.225
|  | R/s | 1 | 3 | 2.2 | 0.1 | 0.66
|  | R/s | 1 | 2.5 | 2 | 0.075 | 0.375
|  | R/s | 1 | 1.9 | 0.9 | 0.075 | 0.12825
|  | L/s | 1 | 9.5 | 1 | 0.065 | 0.6175
|  | L/s | 1 | 1 | 1.1 | 0.075 | 0.0825
|  | R/s | 1 | 2 | 1 | 0.075 | 0.15
|  | L/s | 1 | 2.1 | 1 | 0.1 | 0.21
|  | R/s | 1 | 2 | 1.1 | 0.1 | 0.22
|  | R/s | 1 | 3 | 1 | 0.075 | 0.225
|  | R/s | 1 | 1.5 | 1 | 0.075 | 0.1125
Km | 1/2 | R/s | 1 | 1.5 | 1.3 | 0.075 | 0.14625
|  | R/s | 1 | 1.6 | 1.2 | 0.065 | 0.1248
|  | L/s | 1 | 1.6 | 1 | 0.075 | 0.12
|  | L/s | 1 | 2 | 1 | 0.075 | 0.15
|  | L/s | 1 | 2.1 | 1.1 | 0.055 | 0.12705
|  | R/s | 1 | 2 | 1.2 | 0.075 | 0.18
|  | L/s | 1 | 3 | 1.5 | 0.055 | 0.2475
Km | 1/4 | R/s | 1 | 3.1 | 1.6 | 0.075 | 0.372
|  | R/s | 1 | 2.1 | 1.6 | 0.1 | 0.336
|  | L/s | 1 | 2.2 | 1.6 | 0.075 | 0.264
|  | L/s | 1 | 2.1 | 1.7 | 0.1 | 0.357
|  | R/s | 1 | 1.2 | 1.3 | 0.1 | 0.156
|  | R/s | 1 | 5 | 1.2 | 0.1 | 0.6
|  | L/s | 1 | 1 | 1 | 0.075 | 0.075
|  | L/s | 1 | 10.2 | 1.1 | 0.075 | 0.8415
|  | R/s | 1 | 1 | 1.2 | 0.065 | 0.078
|  | R/s | 1 | 1.1 | 1.2 | 0.075 | 0.099
|  | L/s | 1 | 1.3 | 2 | 0.1 | 0.26
|  | R/s | 1 | 9.5 | 1.5 | 0.075 | 1.0687
|  | R/s | 1 | 2.2 | 1 | 0.075 | 0.165
|  | L/s | 1 | 1.2 | 2.1 | 0.1 | 0.252
|  | L/s | 1 | 6.5 | 1.5 | 0.075 | 0.73125
|  | R/s | 1 | 5.5 | 1.8 | 0.075 | 0.7425
Km | 1/6 | R/s | 1 | 2 | 1.2 | 0.075 | 0.18
|  | L/s | 1 | 2 | 1 | 0.075 | 0.15
|  | L/s | 1 | 2.1 | 1.2 | 0.055 | 0.1386
|  | R/s | 1 | 10.2 | 1.2 | 0.055 | 0.6732
|  | R/s | 1 | 1.6 | 1.3 | 0.075 | 0.156
|  | R/s | 1 | 1.4 | 1.2 | 0.065 | 0.1092
|  | R/s | 1 | 9.5 | 1.2 | 0.1 | 1.14
|  | R/s | 1 | 1.6 | 1.2 | 0.075 | 0.144
|  | R/s | 1 | 1.4 | 1.1 | 0.075 | 0.1155
|  | R/s | 1 | 8.2 | 1.6 | 0.065 | 0.8528
|  | L/s | 1 | 1.3 | 1.2 | 0.065 | 0.1014
|  | R/s | 1 | 1 | 2.2 | 0.075 | 0.165
Km | 1/8 | L/s | 1 | 4.6 | 1.5 | 0.075 | 0.5175
|  | R/s | 1 | 7.1 | 1 | 0.075 | 0.5325
|  | L/s | 1 | 2 | 1.9 | 0.075 | 0.285
|  | R/s | 1 | 1.5 | 1.2 | 0.075 | 0.135
|  | R/s | 1 | 1.1 | 1.9 | 0.1 | 0.209
|  | R/s | 1 | 1 | 0.9 | 0.1 | 0.09
|  | L/s | 1 | 1 | 1.9 | 0.075 | 0.1425
|  | R/s | 1 | 2 | 1.5 | 0.075 | 0.225
|  | L/s | 1 | 6.8 | 2 | 0.075 | 1.02
|  | R/s | 1 | 3.1 | 2.1 | 0.055 | 0.35805
|  | R/s | 1 | 2 | 2 | 0.055 | 0.22
|  | L/s | 1 | 2.5 | 2.1 | 0.055 | 0.28875
|  | L/s | 1 | 6.5 | 2.1 | 0.055 | 0.75075
|  | R/s | 1 | 2.7 | 2.5 | 0.075 | 0.50625
|  | R/s | 1 | 2.2 | 2.1 | 0.1 | 0.462
|  | L/s | 1 | 1 | 1.1 | 0.1 | 0.11
|  | L/s | 1 | 6.2 | 2 | 0.1 | 1.24
|  | L/s | 1 | 1.5 | 2 | 0.075 | 0.225
Km | 1/10 | L/s | 1 | 2.5 | 2.6 | 0.08 | 0.52
|  | R/s | 1 | 1.5 | 1.3 | 0.075 | 0.14625
|  | R/s | 1 | 1.6 | 2 | 0.055 | 0.176
|  | R/s | 1 | 2 | 2 | 0.055 | 0.22
|  | R/s | 1 | 2.1 | 1.5 | 0.075 | 0.23625
|  | L/s | 1 | 1.1 | 2 | 0.1 | 0.22
|  | R/s | 1 | 1.9 | 1.3 | 0.1 | 0.247
|  | L/s | 1 | 1.2 | 2.2 | 0.075 | 0.198
|  | L/s | 1 | 0.9 | 0.8 | 0.075 | 0.054
|  | R/s | 1 | 5.5 | 1.8 | 0.1 | 0.99
|  | R/s | 1 | 3.2 | 1 | 0.055 | 0.176
Km | 2/2 | L/s | 1 | 6.5 | 1.9 | 0.075 | 0.92625
|  | L/s | 1 | 3.2 | 2.6 | 0.075 | 0.624
|  | L/s | 1 | 2.5 | 2 | 0.075 | 0.375
|  | R/s | 1 | 1.9 | 1.8 | 0.075 | 0.2565
|  | R/s | 1 | 6.6 | 2 | 0.1 | 1.32
|  | L/s | 1 | 5.5 | 2.5 | 0.1 | 1.375
|  | R/s | 1 | 4.2 | 1.9 | 0.075 | 0.5985
|  | R/s | 1 | 3.5 | 2.2 | 0.075 | 0.5775
|  | L/s | 1 | 1.5 | 2 | 0.1 | 0.3
|  | L/s | 1 | 2 | 2 | 0.1 | 0.4
|  | R/s | 1 | 1.5 | 1 | 0.055 | 0.0825
|  | L/s | 1 | 2 | 1.5 | 0.055 | 0.165
|  | R/s | 1 | 2.1 | 1.6 | 0.075 | 0.252
|  | L/s | 1 | 1.6 | 1.2 | 0.065 | 0.1248
|  | L/s | 1 | 1.6 | 1.1 | 0.065 | 0.1144
Km | 3/6 | R/s | 1 | 2.2 | 1.2 | 0.05 | 0.132
|  | L/s | 1 | 1.9 | 1 | 0.05 | 0.095
|  | R/s | 1 | 1.1 | 2.6 | 0.05 | 0.143
|  | R/s | 1 | 3.2 | 2.1 | 0.075 | 0.504
|  | L/s | 1 | 4.9 | 1.4 | 0.05 | 0.343
|  | L/s | 1 | 1.2 | 1 | 0.05 | 0.06
|  | R/s | 1 | 2.9 | 2.2 | 0.075 | 0.4785
|  | L/s | 1 | 3.4 | 2 | 0.05 | 0.34
|  | R/s | 1 | 2.2 | 0.9 | 0.05 | 0.099
|  | L/s | 1 | 4.3 | 1.9 | 0.075 | 0.61275
|  | R/s | 1 | 2.9 | 1.7 | 0.075 | 0.36975
|  | L/s | 1 | 3.9 | 2.4 | 0.05 | 0.468
Km | 3/8 | L/s | 1 | 6.2 | 1.8 | 0.05 | 0.558
|  | L/s | 1 | 7.9 | 1.2 | 0.05 | 0.474
|  | R/s | 1 | 2.2 | 1 | 0.05 | 0.11
|  | R/s | 1 | 1 | 1.9 | 0.05 | 0.095
|  | R/s | 1 | 2 | 1 | 0.065 | 0.13
|  | R/s | 1 | 2.2 | 2 | 0.05 | 0.22
|  | R/s | 1 | 3.4 | 1.9 | 0.075 | 0.4845
|  | L/s | 1 | 1.9 | 2 | 0.05 | 0.19
Km | 6/8 | R/s | 1 | 1 | 1 | 0.05 | 0.05
|  | R/s | 1 | 1.5 | 1.2 | 0.05 | 0.09
|  | L/s | 1 | 3.4 | 2.4 | 0.05 | 0.408
|  | R/s | 1 | 2.1 | 1.1 | 0.065 | 0.15015
|  | L/s | 1 | 2.1 | 1.2 | 0.075 | 0.189
|  | R/s | 1 | 2.1 | 1.2 | 0.1 | 0.252
|  | L/s | 1 | 3.1 | 1.2 | 0.1 | 0.372
|  | L/s | 1 | 2 | 1 | 0.075 | 0.15
|  | L/s | 1 | 1.5 | 1.1 | 0.075 | 0.12375
|  | L/s | 1 | 2 | 1.1 | 0.1 | 0.22
|  | R/s | 1 | 1.6 | 1.1 | 0.05 | 0.088
|  | R/s | 1 | 1.7 | 1.5 | 0.075 | 0.19125
|  | L/s | 1 | 1.6 | 1.2 | 0.05 | 0.096
|  | R/s | 1 | 1.7 | 1 | 0.075 | 0.1275
|  | R/s | 1 | 1 | 1 | 0.1 | 0.1
|  | R/s | 1 | 2 | 2.1 | 0.1 | 0.42
|  | L/s | 1 | 2.5 | 2.1 | 0.075 | 0.39375
|  | R/s | 1 | 1 | 1.5 | 0.075 | 0.1125
|  | L/s | 1 | 1.7 | 1.6 | 0.075 | 0.204
|  | L/s | 1 | 2.1 | 2.5 | 0.075 | 0.39375
|  | L/s | 1 | 2.5 | 1 | 0.075 | 0.1875
|  | L/s | 1 | 1 | 1.5 | 0.055 | 0.0825
|  | L/s | 1 | 1.6 | 1.5 | 0.055 | 0.132
|  | L/s | 1 | 1.7 | 1.2 | 0.1 | 0.204
[6 empty] | Total | 50.2619 | Cum
Assistant Executive Engineer (R&B)
(R&B) Section - Tanuku

## Pipe Culverts (hidden)
DETAILED CUM ABSTRACT ESTIMATE
Name of Work:- |  | Construction of Helipad with Cement concrete for the visit of Hon'ble Chief Minister of Andhra pradesh Sri Nara Chandrababu Naidu Garu on the occasion of "Pattadar Pass Book- distribution" Programme at Siddantham village of Penugonda mandal (Achanta constituency)in West Godavari District on 8.6.2026.
Re Construction of 1 Row of 600mm Dia Pipe Culverts in Km 1/2, 4/4
S. No | Description of item |  | No |  |  | Length | Breadth | Depth | Quantity | Rate / Unit | Amunt
1 | 2 |  | 3 |  |  | 4 | 5 | 6 | 7 | 8 | 9
1 | Earthwork excavation in soils upto SDR by mechanical means for foundations of structures as per drawing and technical specification including setting out, construction of shoring and bracing, removal of stumps and other deleterious matter, dressing sides of bottom, back filling the excavation earth to the extent required etc., complete for finished item of work, excluding seigniorage charges, as per MoRT&H specification 304 (5th Revision) and as directed by the Engineer-in-Charge
| 1 Row 450m Dia Pipes |  | 8 | x |  | 10 | 1 | 1.2 | 0
1 Row 600m Dia Pipes
| Foundation of Bodywalls |  | 2 | x | 2 | 4.4 | 1.7 | 2.65 | 79.288
| For Pipe Portion |  | 2 | x | 1 | 7.7 | 1.6 | 2.05 | 50.512
129.8
[8 empty] | Say | 130 | 127.2 | 16536 | 60440 | -60310
[9 empty] | Cum | / 1 Cum
2 | Sand filling in foundation including cost and conveyence of all materials to site and watering, tamping etc., complete for finshed item of work as per MoRT&H specification 304 (5th Revision) and as directed by the Engineer-in-Charge.
1 Row 600m Dia Pipes
| Foundation of Bodywalls |  | 2 | x | 2 | 4.4 | 1.7 | 0.3 | 8.976
| For Pipe Portion |  | 2 | x | 1 | 7.7 | 1.6 | 0.3 | 7.392
16.368
[8 empty] | Say | 16 | 969 | 15504 | 60440 | -60424
[9 empty] | Cum | / 1 Cum
3 | Providing first class bedding with Granular material below the pipes of Hume pipe culverts suitably compacted / rammed including cost and conveyance of materials to site etc., complete as per drawing and MoRT&H Specification 2900 ( 5th Revision) and as directed by the Engineer-in-Charge.
1 Row 450m Dia Pipes
| Below and Around the pipes |  |  | x | 1 | 9.5 | 1 | 1.2 | 0
| Deduct Pipe portion |  |  | x | -1 | 4: 9.5; 5: II/4*(0.65*0.65); 7: 0
1 Row 900mm Dia Pipes
| For Pipe Portion |  |  | x | 1 | (11.6+9.86)/2 | 1.4 | 1.65 | 0
| Deduct Pipe portion |  |  | x | -1 | 4: (10.96+9.86)/2; 5: II/4*(1.1*1.1); 7: 0
0
[8 empty] | Say | 0 | 1659 | 0 | 60440 | -60440
[9 empty] | Cum | / 1 Cum
3 | Vibrated cement concrete M 15 Grade Concrete using 40mm, 20mm and 10mm size HBG crushed stone aggregate (Coarse aggregate conforming to table 1000-1 and fine aggregate conforming to table 1000-2) including cost and conveyance of all materials to site and all labour charges for machine mixing, laying in position, Compacting, Vibrating and curing including all other incidental and all other operational charges of T&P required etc., complete as per MoRT&H Specification 1500, 1700, 2100 (5th Revision) for Foundations
1 Row 600m Dia Pipes
| Foundation of Bodywalls |  | 2 | x | 2 | 4.4 | 1.7 | 0.3 | 8.976
| Pipe Bedding |  | 2 | x | 1 | 7.7 | 1.6 | 0.3 | 7.392
16.368
[8 empty] | Say | 16 | 5978 | 95648 | 60440 | -60424
[9 empty] | Cum | / 1 Cum
4 | Vibrated cement concrete M 15 Grade Concrete using 40mm, 20mm and 10mm size HBG crushed stone aggregate (Coarse aggregate conforming to table 1000-1 and fine aggregate conforming to table 1000-2) including cost and conveyance of all materials to site and all labour charges for machine mixing, laying in position, Compacting, Vibrating and curing including all other incidental and all other operational charges of T&P required etc., complete as per MoRT&H Specification 1500, 1700, 2200 (5th Revision) for Body Walls
1 Row 600m Dia Pipes
| Foundation of Bodywalls |  | 2 | x | 2 | 4.4 | (0.45+1.5)/2 | 2 | 29.04
| Deduct Pipe portion |  | 2 | x | -2 | 4: II/4*(1.1*1.1); 5: (1.16+0.6)/2; 7: -2.983
| Parapet |  | 2 | x | 2 | 4.4 | 0.45 | 0.45 | 1.8488
27.9058
[8 empty] | Say | 28 | 6323 | 177044 | 60440 | -60412
[9 empty] | Cum | / 1 Cum
5 | Filling in between body walls with gravel including cost and conveyance of all materials to site etc., complete as per Clause 710.1.4 of IRC : 78 and as per MoRT&H Specification No. 2200 & 2907 (5th Revision) and as per Drawing and technical specifications for finished item of work.
1 Row 450m Dia Pipes
| Below and Around the pipes |  |  | x | 1 | 10 | 1 | 1.2 | 0
| Deduct Pipe portion |  |  | x | -1 | 4: 10; 5: II/4*(0.65*0.65); 7: 0
1 Row 600m Dia Pipes
| Pipe Portion |  | 2 | x | 1 | 7.7 | 1.6 | 2.05 | 50.512
| Deduct Pipe portion |  | 2 | x | -1 | 4: (7.7+8.84)/2; 6: II/4*(1.1*1.1); 7: -15.7105
| Body Wall portion |  | 2 | x | 2 | 4: 4.4; 6: 1/2*0.25*1.05; 7: 2.31
37.1115
[8 empty] | Say | 37 | 1659 | 61383 | 60440 | -60403
[9 empty] | Cum | / 1 Cum
6 | Providing, laying Reinforced cement concrete Hume pipes of 450 mm Dia., NP-4 class for pipe culverts including cost and conveyance of Pipes etc., complete and Labour charges for laying, jointing of 450 mm dia. R.C.C Hume pipes in position including lifting, aligning, lowering and hoisting etc., as per drawing and as per MoRT&H Specification 2900, 2905 and 2906 (5th Revision) and IRC Special Publication No: 13 and as directed by the Engineer-in-Charge for finished item of work.
| 1 Row 450m Dia Pipes |  |  | x | 4 | 4: 2.5; 7: 0
0
[8 empty] | Say | 0 | 1945 | 0 | 60440 | -60440
[9 empty] | Rm | / 1 Rm
7 | Providing, laying Reinforced cement concrete Hume pipes of 600 mm Dia., NP-4 class for pipe culverts including cost and conveyance of Pipes etc., complete and Labour charges for laying, jointing of 600 mm dia. R.C.C Hume pipes in position including lifting, aligning, lowering and hoisting etc., as per drawing and as per MoRT&H Specification 2900, 2905 and 2906 (5th Revision) and IRC Special Publication No: 13 and as directed by the Engineer-in-Charge for finished item of work.
| 1 Row 600m Dia Pipes |  | 2 | x | 4 | 4: 2.5; 7: 20
20
[8 empty] | Say | 20 | 3552 | 71040 | 60440 | -60420
[9 empty] | Rm | / 1 Rm
[14 empty] | #REF! | #REF!
Total | [5 empty] | 9: 437155
|  | Assistant Executive Engineer (R&B) |  |  |  | 7: Deputy Executive Engineer (R&B)
|  | (R&B) Section - Penumantra |  |  |  | 7: (R&B) Sub Division - Tanuku
|  | Executive Engineer (R&B) |  |  |  | 7: Superintending Engineer (R&B)
|  | (R&B) Division - Bhimavaram |  |  |  | 7: (R&B) Circle - Eluru

## Slab Culvert (hidden)
DETAILED CUM ABSTRACT ESTIMATE
Name of Work:- |  | Construction of Helipad with Cement concrete for the visit of Hon'ble Chief Minister of Andhra pradesh Sri Nara Chandrababu Naidu Garu on the occasion of "Pattadar Pass Book- distribution" Programme at Siddantham village of Penugonda mandal (Achanta constituency)in West Godavari District on 8.6.2026.
Reconstruction of Salb Culvert with 1 V x 1.00m @ Km 0/8
S. No | Description of item |  | No |  |  | Length | Breadth | Depth | Quantity | Rate / Unit | Amunt
1 | 2 |  | 3 |  |  | 4 | 5 | 6 | 7 | 8 | 9
1 | Dismantling of existing structures like culverts, bridges, retaining walls and other structures comprising of masonry, cement, concrete, wood work, steel work, including T&P and scaffolding wherever necessary sorting the dismantled material, disposal of unserviceable materials and stacking the materials with all lifts and lead of 1000 m ( By Mechanical means in Cement concrete grade M-15 & M-20) as per MoRTH specification 202, 2.4 II (A) (5th revision)
| Slab |  | 1 | x | 1 | 7 | 2.8 | 0.3 | 5.88
| Abutments |  | 1 | x | 2 | 7 | (1.5+0.5)/2 | 0.3 | 4.2
10.08
[8 empty] | Say | 11 | 836 | 9196 | 60440 | -60429
[9 empty] | Cum | / 1 Cum
2 | Earthwork excavation in soils upto SDR by mechanical means for foundations of structures as per drawing and technical specification including setting out, construction of shoring and bracing, removal of stumps and other deleterious matter, dressing sides of bottom, back filling the excavation earth to the extent required etc., complete for finished item of work, excluding seigniorage charges, as per MoRT&H specification 304 (5th Revision) and as directed by the Engineer-in-Charge
| Raft |  | 1 | x | 1 | 3 | 10.4 | 1.3 | 40.56
40.56
[8 empty] | Say | 41 | 127.2 | 5215 | 60440 | -60399
[9 empty] | Cum | / 1 Cum
3 | Sand filling in foundation including cost and conveyence of all materials to site and watering, tamping etc., complete for finshed item of work as per MoRT&H specification 304 (5th Revision) and as directed by the Engineer-in-Charge.
| Under Raft |  | 1 | x | 1 | 3 | 10.4 | 0.3 | 9.36
9.36
[8 empty] | Say | 10 | 969 | 9690 | 60440 | -60430
[9 empty] | Cum | / 1 Cum
4 | Providing Vibrated Cement Concrete (1:3:6) mix using 40mm size HBG crushed stone aggregate and fine aggregate conforming to table 1000-2 of MoRT&H including cost, conveyance of all materials to site and labour charges, centering, machine mixing, laying, Vibrating, curing etc., including all other incidental and operational charges of all T&P etc., complete for finished item of work as per MoRT&H specification 1500, 1700, 2100 (5th Revision) and as directed by the Engineer-in-Charge for Base Course
| Under Raft |  | 1 | x | 1 | 3 | 10.4 | 0.3 | 9.36
9.36
[8 empty] | Say | 10 | 5178 | 51780 | 60440 | -60430
[9 empty] | Cum | / 1 Cum
5 | Vibrated reinforced cement concrete M 20 grade using 20mm & 10mm HBG crushed stone aggregate (Coarse aggregate conforming to table 1000-1 and fine aggregate conforming to table 1000-2) including cost, conveyance of all materials to site and labour charges, centering, machine mixing, laying, vibrating, curing etc., including other incidental hire and operational charges of all T&P as per approved drawings and as directed during execution but excluding cost of steel and its fabrication charges for finished item as per MoRT&H specification 1500, 1600, 1700 & 2100 (5th revision ) and as directed by the Engineer-in-Charge for for Raft Foundations
| Raft |  | 1 | x | 1 | 3 | 10.4 | 0.5 | 15.6
15.6
[8 empty] | Say | 16 | 6556 | 104896 | 60440 | -60424
[9 empty] | Cum | / 1 Cum
6 | Vibrated cement concrete M 15 Grade Concrete using 40mm, 20mm and 10mm size HBG crushed stone aggregate (Coarse aggregate conforming to table 1000-1 and fine aggregate conforming to table 1000-2) including cost and conveyance of all materials to site and all labour charges for machine mixing, laying in position, Compacting, Vibrating and curing including all other incidental and all other operational charges of T&P required etc., complete as per MoRT&H Specification 1500, 1700, 2100 (5th Revision) for footings and Raft foundation.
| Abutments |  | 1 | x |  | 10 | (0.8+0.45)/2 | 1.6 | 0
0
[8 empty] | Say | 0 | 5686 | 0 | 60440 | -60440
[9 empty] | Cum | / 1 Cum
7 | Vibrated cement concrete M 15 Grade Concrete using 40mm, 20mm and 10mm size HBG crushed stone aggregate (Coarse aggregate conforming to table 1000-1 and fine aggregate conforming to table 1000-2) including cost and conveyance of all materials to site and all labour charges for machine mixing, laying in position, Compacting, Vibrating and curing including all other incidental and all other operational charges of T&P required etc., complete as per MoRT&H Specification 1500, 1700, 2200 (5th Revision) for Sub structure.
| Abutments |  | 1 | x | 2 | 10 | (0.8+0.5)/2 | 1.6 | 20.8
20.8
[8 empty] | Say | 21 | 6323 | 132783 | 60440 | -60419
[9 empty] | Cum | / 1 Cum
8 | Vibrated reinforced cement concrete M 20 grade using 20mm & 10mm HBG crushed stone aggregate (Coarse aggregate conforming to table 1000-1 and fine aggregate conforming to table 1000-2) including cost, conveyance of all materials to site and labour charges, centering, machine mixing, laying, vibrating, curing etc., including other incidental hire and operational charges of all T&P as per approved drawings and as directed during execution but excluding cost of steel and its fabrication charges for finished item as per MoRT&H specification 1500, 1600, 1700 & 2200 (5th revision) and as directed by the Engineer-in-Charge for Bed blocks & Backing walls
| Bed blocks over abutments |  | 1 | x | 2 | 10 | 0.5 | 0.3 | 3
3
[8 empty] | Say | 3 | 6934 | 20802 | 60440 | -60437
[9 empty] | Cum | / 1 Cum
9 | Vibrated reinforced cement concrete M 20 grade using 20mm & 10mm HBG crushed stone aggregate (Coarse aggregate conforming to table 1000-1 and fine aggregate conforming to table 1000-2) including cost, conveyance of all materials to site and labour charges, centering, machine mixing, laying, vibrating, curing etc., including other incidental hire and operational charges of all T&P etc., complete as per approved drawings and as directed during execution but excluding cost of steel and its fabrication charges for finished item as per MoRT&H specification 1500, 1600, 1700 & 2300 (5th revision ) and as directed by the Engineer-in-Charge for Deck slab
| Deck Slab |  | 1 | x | 1 | 10 | 2 | 0.3 | 6
| Parapet Wall |  | 1 | x | 2 | 2 | 0.2 | 0.45 | 0.36
6.36
[8 empty] | Say | 7 | 7564 | 52948 | 60440 | -60433
[9 empty] | Cum | / 1 Cum
10 | Vibrated reinforced cement concrete M 30 grade using 20mm & 10mm HBG crushed stone aggregate (Coarse aggregate conforming to table 1000-1 and fine aggregate conforming to table 1000-2) including cost, conveyance of all materials to site and labour charges, centering, machine mixing, laying, vibrating, curing etc., including all other incidental and operational charges of all T&P etc., complete for finished item of work as per drawing BD/1-69( A) but excluding cost of steel and its fabrication charges as per MoRT&H specification 1500, 1600, 1700 & 2702 (5th Revision) and as directed by the Engineer-in-Charge for wearing coat over Deck slab.
| Deck Slab |  | 1 | x | 1 | 9.6 | 2 | (0.1+0.05)/2 | 1.44
1.44
[8 empty] | Say | 2 | 6771 | 13542 | 60440 | -60438
[9 empty] | Cum | / 1 Cum
11 | Providing HYSD bars ( Fe-415) of different diameters, wrought and put up bars of all diameters including cost and conveyance of steel to site and all labour charges for fabrication of reinforcement including cutting, bending, binding rods, tying grills, placing them in position etc., complete including cost and conveyance of binding wire and all handling charges and operational charges etc., and including over lapping welding if required etc., complete for all R.C.C items for finished item of work as per standard drawings, as per the directions of the Engineer-in-Charge and as per MoRT&H specification 1600 & 2300 (5th revision) and as per I.S.1786 of 1985 for Super structure of R.C.C items.
| Deck slab, Kerb, Parapet |  |  | 7 |  | 4: x 100 Kg/cum; 7: 0.7
| Wearing Coat |  |  | 2 |  | 4: x 60 Kg/cum; 7: 0.12
0.82
[8 empty] | Say | 0.9 | 72599 | 65339 | 60440 | -60439.1
[9 empty] | MT | / 1 MT
12 | Providing HYSD bars ( Fe-415) of different diameters, wrought and put up bars of all diameters including cost and conveyance of steel to site and all labour charges for fabrication of reinforcement including cutting, bending, binding rods, tying grills, placing them in position etc., complete including cost and conveyance of binding wire and all handling charges and operational charges etc., and including over lapping welding if required etc., complete for all R.C.C items for finished item of work as per standard drawings, as per the directions of the Engineer-in-Charge and as per MoRT&H specification 1600 & 2200 (5th revision) and as per I.S.1786 of 1985 for Sub structure of R.C.C items.
| Bed Blocks & Backing Walls |  |  | 3 |  | 4: x 100 Kg/cum; 7: 0.3
| Abutments |  |  | 21 |  | 4: x 40 Kg/cum; 7: 0.84
1.14
[8 empty] | Say | 1.2 | 70727 | 84872 | 60440 | -60438.8
[9 empty] | MT | / 1 MT
13 | Providing HYSD bars ( Fe-415) of different diameters, wrought and put up bars of all diameters including cost and conveyance of steel to site and all labour charges for fabrication of reinforcement including cutting, bending, binding rods, tying grills, placing them in position etc., complete including cost and conveyance of binding wire and all handling charges and operational charges etc., and including over lapping welding if required etc., complete for all R.C.C items for finished item of work as per standard drawings, as per the directions of the Engineer-in-Charge and as per MoRT&H specification 1600 & 2100 (5th revision) and as per I.S.1786 of 1985 for foundations of R.C.C items.
| Raft |  |  | 15.6 |  | 4: x 100 Kg/cum; 7: 1.56
1.56
[8 empty] | Say | 1.6 | 69987 | 111979 | 60440 | -60438.4
[9 empty] | MT | / 1 MT
14 | Back filling behind Abutments with gravel including cost, conveyance of all materials to site etc., complete as per Clause 710.1.4 of IRC : 78 and as per MoRT&H Specification No. 2200 (5th Revision) and as per Drawing and technical specifications for finished item of work
| Behind the Abutments |  | 1 | x | 2 | 10 | 2 | 1.6 | 64
64
[8 empty] | Say | 64 | 1659 | 106176 | 60440 | -60376
[9 empty] | Cum | / 1 Cum
15 | Providing and laying of filter media using 50% of 150 mm IRC soling stone and 50 % of 40 mm HBG metal satisfying the requirements laid down in clause 2504.2.2 of MoRT&H specifications to athickness of not less than 600mm with smaller size towards the soil and bigger size towards the wall and provided over the entire surface behind the abutment, wing wall and return wall to the full height compacted to a firm condition including cost and conveyance and all labour charges as directed by the departmental officers as per drawing and Technical specifications as per clause 710.1.1 of IRC:78 and Clause 2200 of MoRT&H (5th Revision) for finished item of work.
| Behind the Abutments |  | 1 | x | 2 | 10 | 0.6 | 1.2 | 14.4
14.4
[8 empty] | Say | 15 | 2326 | 34890 | 60440 | -60425
[9 empty] | Cum | / 1 Cum
16 | Providing weep holes in VCC Abutments, Return walls and wing walls with 100mm Diameter AC pipe extending through the full width of the structure at 1.00m C/C in both horizontal and vertical direction so that the weep holes in each horizontal direction is staggered from the weep holes laying above and below lines as shown in drawing including cost and conveyance of the A.C pipes and labour charges for cutting to required length, placing the pipe with a slope of about 1V : 20H towards stream side face etc., complete for finished item of work for weep holes as per MoRT&H specification 2706 & 2200 (5th Revision)
| Abutments |  | 1 | x | 1 | 4: 2*5*0.7; 7: 7
|  |  | 1 | x | 1 | 4: 2*5*0.5; 7: 5
12
[8 empty] | Say | 12 | 431 | 5172 | 60440 | -60428
[9 empty] | Rm | / 1 Rm
17 | Providing 25.4 mm thick Mastic pads for Expansion joints etc., complete for finished item of work.
| Backing wall & Deck Slab |  | 1 | x | 2 | 4: 10; 5: 0.4; 7: 8
8
[8 empty] | Say | 8 | 959 | 7672 | 60440 | -60432
[9 empty] | Sqm | / 1 Sqm
18 | Supplying and fixing of CI Drainage spouts complete as per MoRT&H specification No. 2705 (5th Revision) and as per drawing Sd/205
|  |  | 1 | x | 2 | 7: 2
2
[8 empty] | Say | 2 | 1837 | 3674 | 60440 | -60438
[9 empty] | No | / 1 No
19 | Forming embankment with borrowed useful earth from outside road boundary by mechanical means upto SDR with all leads and lifts including pre-watering of soil at borrow area, removal of top soil, excavation of soils at borrowed area, conveyance of soil, depositing the soil on the embankment, spreading soil, breaking clods, sectioning, grading and consolidation with 8 to 10 Tonnes Vibratory Road Roller @ OMC to meet requirement of table 300-2 of MoRT&H, including all hire and operational charges of T&P, complete for finished item of work as per MoRT&H specification 305 (5th revision) (Payment will be made based on level for finished item of work). - Diversion Road
20
| Diversion of Road |  |  | x | 1 | 25 | (8+12)/2 | 2.5 | 0 |  |  | 10 | 875
| Deduct Pipes |  |  | x | -1 | 4: 12; 5: II/4*0.80*0.8; 7: 0
0
[8 empty] | Say | 0 | 765 | 0 | 60440 | -60440
[9 empty] | Cum | / 1 Cum
20 | Providing, laying Reinforced cement concrete Hume pipes of 600mm Dia., NP-4 class for pipe culverts including cost and conveyance of Pipes etc., complete and Labour charges for laying, jointing of 600mm dia. R.C.C Hume pipes in position including lifting, aligning, lowering and hoisting etc., as per drawing and as per MoRT&H Specification 2900, 2905 and 2906 (5th Revision) and IRC Special Publication No: 13 and as directed by the Engineer-in-Charge for finished item of work.
|  |  |  | x | 1 | 4: 2.5; 7: 0
0
[8 empty] | Say | 0 | 1733 | 0 | 60440 | -60440
[9 empty] | Rm | / 1 Rm
[14 empty] | #REF! | #REF!
Total | [5 empty] | 9: 820626
|  | Assistant Executive Engineer (R&B) |  |  |  | 7: Deputy Executive Engineer (R&B)
|  | (R&B) Section - Penumantra |  |  |  | 7: (R&B) Sub Division - Tanuku
|  | Executive Engineer (R&B) |  |  |  | 7: Superintending Engineer (R&B)
|  | (R&B) Division - Bhimavaram |  |  |  | 7: (R&B) Circle - Eluru

## 20mm BT PW (hidden)
Construction of Helipad with Cement concrete for the visit of Hon'ble Chief Minister of Andhra pradesh Sri Nara Chandrababu Naidu Garu on the occasion of "Pattadar Pass Book- distribution" Programme at Siddantham village of Penugonda mandal (Achanta constituency)in West Godavari District on 8.6.2026.
20mm BT Patchwork | [8 empty] | 30.1589
|  |  | No | L | B | D | Qty
Km | 0/4 | R/s | 1 | 1.95 | 1.55 | 0.035 | 0.10579
|  | L/s | 1 | 3.25 | 3.05 | 0.02 | 0.19825
|  | L/s | 1 | 2.25 | 2.05 | 0.03 | 0.13837
|  | R/s | 1 | 4.65 | 2.15 | 0.025 | 0.24994
|  | L/s | 1 | 2.25 | 1.55 | 0.03 | 0.10463
|  | R/s | 1 | 2.45 | 2.95 | 0.035 | 0.25296
|  | L/s | 1 | 3.75 | 1.95 | 0.025 | 0.18281
|  | R/s | 1 | 3.25 | 3.05 | 0.03 | 0.29738
|  | L/s | 1 | 4.95 | 2.55 | 0.025 | 0.31556
|  | R/s | 1 | 3.25 | 3.05 | 0.035 | 0.34694
|  | R/s | 1 | 2.45 | 2.05 | 0.03 | 0.15067
Km | 0/6 | L/s | 1 | 2.65 | 2.25 | 0.025 | 0.14906
|  | L/s | 1 | 5.65 | 2.55 | 0.035 | 0.50426
|  | R/s | 1 | 3.65 | 2.05 | 0.025 | 0.18706
|  | R/s | 1 | 4.25 | 2.25 | 0.035 | 0.33469
|  | L/s | 1 | 6.15 | 2.05 | 0.02 | 0.25215
|  | R/s | 1 | 3.55 | 3.05 | 0.025 | 0.27069
|  | L/s | 1 | 4.65 | 2.55 | 0.035 | 0.41501
|  | R/s | 1 | 5.25 | 2.05 | 0.025 | 0.26906
|  | L/s | 1 | 3.65 | 3.05 | 0.03 | 0.33397
|  | L/s | 1 | 2.25 | 2.55 | 0.035 | 0.20081
|  | L/s | 1 | 3.05 | 2.25 | 0.025 | 0.17156
|  | R/s | 1 | 6.15 | 2.05 | 0.02 | 0.25215
|  | R/s | 1 | 5.25 | 2.65 | 0.035 | 0.48694
|  | L/s | 1 | 3.55 | 2.25 | 0.025 | 0.19969
|  | R/s | 1 | 4.65 | 2.55 | 0.02 | 0.23715
|  | R/s | 1 | 3.45 | 2.05 | 0.035 | 0.24754
Km | 0/8 | L/s | 1 | 4.55 | 2.55 | 0.025 | 0.29006
|  | R/s | 1 | 3.25 | 3.05 | 0.03 | 0.29738
|  | R/s | 1 | 4.55 | 2.55 | 0.035 | 0.40609
|  | L/s | 1 | 2.45 | 2.05 | 0.025 | 0.12556
|  | L/s | 1 | 4.55 | 2.95 | 0.02 | 0.26845
|  | L/s | 1 | 3.25 | 3.05 | 0.035 | 0.34694
|  | R/s | 1 | 6.55 | 2.55 | 0.025 | 0.41756
|  | L/s | 1 | 4.55 | 2.05 | 0.035 | 0.32646
|  | R/s | 1 | 6.55 | 3.05 | 0.03 | 0.59932
|  | L/s | 1 | 3.75 | 2.55 | 0.02 | 0.19125
|  | R/s | 1 | 3.45 | 2.95 | 0.025 | 0.25444
|  | L/s | 1 | 3.25 | 3.05 | 0.035 | 0.34694
|  | R/s | 1 | 2.25 | 1.55 | 0.03 | 0.10463
|  | L/s | 1 | 3.55 | 1.95 | 0.02 | 0.13845
Km | 0/10 | R/s | 1 | 3.25 | 3.05 | 0.03 | 0.29738
|  | L/s | 1 | 1.95 | 1.05 | 0.03 | 0.061425
|  | R/s | 1 | 3.75 | 1.95 | 0.025 | 0.18281
|  | L/s | 1 | 4.25 | 2.25 | 0.035 | 0.33469
|  | R/s | 1 | 1.25 | 1.05 | 0.03 | 0.039375
|  | L/s | 1 | 3.25 | 1.95 | 0.035 | 0.22181
|  | R/s | 1 | 1.95 | 2.25 | 0.02 | 0.08775
|  | L/s | 1 | 3.05 | 2.05 | 0.025 | 0.15631
|  | R/s | 1 | 4.05 | 2.95 | 0.035 | 0.41816
|  | L/s | 1 | 2.55 | 2.05 | 0.03 | 0.15682
|  | L/s | 1 | 1.05 | 1.95 | 0.03 | 0.061425
Km | 1/2 | R/s | 1 | 4.25 | 2.25 | 0.02 | 0.19125
|  | L/s | 1 | 2.25 | 1.55 | 0.025 | 0.087188
|  | R/s | 1 | 3.65 | 1.75 | 0.035 | 0.22356
|  | R/s | 1 | 1.85 | 1.95 | 0.03 | 0.10822
|  | L/s | 1 | 3.25 | 3.05 | 0.02 | 0.19825
|  | L/s | 1 | 5.25 | 2.85 | 0.035 | 0.52369
|  | R/s | 1 | 3.25 | 2.15 | 0.03 | 0.20962
|  | L/s | 1 | 4.95 | 1.45 | 0.025 | 0.17944
|  | L/s | 1 | 1.25 | 1.05 | 0.035 | 0.045938
Km | 1/6 | R/s | 1 | 2.95 | 2.25 | 0.02 | 0.13275
|  | L/s | 1 | 3.45 | 2.05 | 0.03 | 0.21217
|  | R/s | 1 | 2.25 | 0.95 | 0.035 | 0.074813
|  | L/s | 1 | 4.35 | 1.95 | 0.025 | 0.21206
|  | R/s | 1 | 2.95 | 1.75 | 0.035 | 0.18069
|  | L/s | 1 | 3.95 | 2.45 | 0.02 | 0.19355
|  | L/s | 1 | 6.25 | 1.85 | 0.025 | 0.28906
Km | 1/8 | L/s | 1 | 7.95 | 1.25 | 0.035 | 0.34781
|  | R/s | 1 | 2.25 | 1.05 | 0.03 | 0.070875
|  | R/s | 1 | 1.05 | 1.95 | 0.035 | 0.071663
|  | L/s | 1 | 4.15 | 2.25 | 0.02 | 0.18675
|  | R/s | 1 | 3.75 | 2.05 | 0.02 | 0.15375
|  | R/s | 1 | 1.95 | 2.55 | 0.035 | 0.17404
|  | L/s | 1 | 3.75 | 1.95 | 0.03 | 0.21937
|  | R/s | 1 | 2.95 | 1.25 | 0.025 | 0.092187
|  | L/s | 1 | 6.25 | 1.95 | 0.035 | 0.42656
Km | 3/6 | L/s | 1 | 3.55 | 2.05 | 0.02 | 0.14555
|  | R/s | 1 | 1.95 | 1.75 | 0.03 | 0.10237
|  | R/s | 1 | 2.25 | 2.05 | 0.035 | 0.16144
|  | R/s | 1 | 3.45 | 1.95 | 0.02 | 0.13455
|  | L/s | 1 | 1.95 | 2.05 | 0.025 | 0.099937
|  | R/s | 1 | 1.05 | 1.05 | 0.035 | 0.038588
|  | R/s | 1 | 1.55 | 1.25 | 0.03 | 0.058125
|  | L/s | 1 | 2.75 | 1.95 | 0.035 | 0.18769
|  | R/s | 1 | 5.45 | 2.25 | 0.03 | 0.36788
Km | 3/8 | R/s | 1 | 2.25 | 1.95 | 0.03 | 0.13162
|  | R/s | 1 | 2.75 | 1.75 | 0.035 | 0.16844
|  | L/s | 1 | 3.25 | 1.95 | 0.025 | 0.15844
|  | R/s | 1 | 5.25 | 2.75 | 0.02 | 0.28875
|  | R/s | 1 | 3.65 | 3.05 | 0.035 | 0.38964
|  | L/s | 1 | 2.25 | 1.95 | 0.025 | 0.10969
|  | R/s | 1 | 1.75 | 1.25 | 0.03 | 0.065625
|  | R/s | 1 | 5.55 | 2.05 | 0.035 | 0.39821
|  | R/s | 1 | 3.75 | 1.95 | 0.03 | 0.21937
|  | L/s | 1 | 4.95 | 2.25 | 0.02 | 0.22275
|  | L/s | 1 | 5.25 | 2.95 | 0.035 | 0.54206
Km | 3/10 | R/s | 1 | 3.15 | 2.05 | 0.03 | 0.19372
|  | L/s | 1 | 2.15 | 1.95 | 0.035 | 0.14674
|  | R/s | 1 | 3.75 | 2.45 | 0.02 | 0.18375
|  | R/s | 1 | 2.45 | 1.95 | 0.035 | 0.16721
|  | R/s | 1 | 4.15 | 2.25 | 0.03 | 0.28012
|  | R/s | 1 | 3.65 | 1.25 | 0.035 | 0.15969
Km | 4/2 | R/s | 1 | 5.25 | 1.85 | 0.02 | 0.19425
|  | L/s | 1 | 7.15 | 2.25 | 0.025 | 0.40219
|  | L/s | 1 | 4.25 | 1.25 | 0.035 | 0.18594
|  | R/s | 1 | 3.55 | 1.95 | 0.03 | 0.20767
|  | R/s | 1 | 2.25 | 1.25 | 0.025 | 0.070312
|  | L/s | 1 | 1.95 | 1.05 | 0.035 | 0.071663
|  | R/s | 1 | 3.75 | 1.95 | 0.03 | 0.21937
|  | L/s | 1 | 4.25 | 2.25 | 0.035 | 0.33469
|  | R/s | 1 | 1.25 | 1.05 | 0.02 | 0.02625
|  | L/s | 1 | 3.25 | 1.95 | 0.035 | 0.22181
|  | R/s | 1 | 1.95 | 2.25 | 0.03 | 0.13162
|  | L/s | 1 | 4.15 | 1.45 | 0.035 | 0.21061
Km | 6/8 | R/s | 1 | 2.25 | 1.25 | 0.025 | 0.070312
|  | R/s | 1 | 3.15 | 2.25 | 0.035 | 0.24806
|  | R/s | 1 | 1.25 | 2.05 | 0.03 | 0.076875
|  | R/s | 1 | 4.85 | 2.75 | 0.03 | 0.40012
|  | L/s | 1 | 3.45 | 1.95 | 0.035 | 0.23546
|  | L/s | 1 | 5.95 | 1.25 | 0.03 | 0.22312
|  | R/s | 1 | 2.05 | 2.05 | 0.035 | 0.14709
|  | L/s | 1 | 1.95 | 1.05 | 0.03 | 0.061425
|  | L/s | 1 | 3.45 | 2.95 | 0.035 | 0.35621
|  | R/s | 1 | 7.85 | 1.95 | 0.02 | 0.30615
Km | 6/10 | L/s | 1 | 2.55 | 2.25 | 0.035 | 0.20081
|  | R/s | 1 | 1.95 | 1.45 | 0.035 | 0.098962
|  | L/s | 1 | 4.95 | 1.25 | 0.03 | 0.18562
|  | R/s | 1 | 3.75 | 1.95 | 0.035 | 0.25594
|  | L/s | 1 | 7.65 | 2.95 | 0.03 | 0.67702
|  | L/s | 1 | 3.15 | 2.25 | 0.035 | 0.24806
|  | L/s | 1 | 4.05 | 2.05 | 0.03 | 0.24907
|  | R/s | 1 | 7.15 | 2.95 | 0.035 | 0.73824
|  | R/s | 1 | 3.25 | 1.95 | 0.03 | 0.19012
[6 empty] | Total | 30.1589 | Cum
Assistant Executive Engineer (R&B)
(R&B) Section - Tanuku

## Pipe plan-1RX900 MM (hidden)
Name of Work :- |  | Construction of Helipad with Cement concrete for the visit of Hon'ble Chief Minister of Andhra pradesh Sri Nara Chandrababu Naidu Garu on the occasion of "Pattadar Pass Book- distribution" Programme at Siddantham village of Penugonda mandal (Achanta constituency)in West Godavari District on 8.6.2026.
Re Construction of 1 Row of 900mm Dia Pipe Culverts in Km 2/4, 3/4
10.00 m
0.45 m
Parapet wall
0.45 m
2.00 m |  |  | 900 Dia NP-4 class RCC Pipe
VCC M15
1.50 m
0.30 m
0.30 m
1.70m
CROSS SECTION
900 Dia NP4 class RCC Pipe
4.40 m
1.70m
HALF PLAN AT BOTTOM HALF PLAN AT TOP
| Assistant Executive Engineer (R&B) |  |  | Deputy Executive Engineer (R&B)
| (R&B) Section - Tanuku |  |  | (R&B) Sub Division - Tanuku
| Executive Engineer (R&B) |  |  | Superintending Engineer (R&B)
| (R&B) Division - Bhimavaram |  |  | (R&B) Circle - Eluru
Sand
VCC M15

## Retaining Wall (hidden)
DETAILED CUM ABSTRACT ESTIMATE
Name of Work:- |  | Construction of Helipad with Cement concrete for the visit of Hon'ble Chief Minister of Andhra pradesh Sri Nara Chandrababu Naidu Garu on the occasion of "Pattadar Pass Book- distribution" Programme at Siddantham village of Penugonda mandal (Achanta constituency)in West Godavari District on 8.6.2026.
Retaining Wall from Km 3.200 to 4.000
S. No | Description of item |  | No |  |  | Length | Breadth | Depth | Quantity | Rate / Unit | Amunt
1 | 2 |  | 3 |  |  | 4 | 5 | 6 | 7 | 8 | 9
1 | Earthwork excavation in soils upto SDR by mechanical means for foundations of structures as per drawing and technical specification including setting out, construction of shoring and bracing, removal of stumps and other deleterious matter, dressing sides of bottom, back filling the excavation earth to the extent required etc., complete for finished item of work, excluding seigniorage charges, as per MoRT&H specification 304 (5th Revision) and as directed by the Engineer-in-Charge
| Km 3.200 to 4.000 |  | 1 | x | 1 | 160 | 1.4 | 0.95 | 212.8
212.8
[8 empty] | Say | 213 | 127.2 | 27094 | 60440 | -60227
[9 empty] | Cum | / 1 Cum
2 | Sand filling in foundation including cost and conveyence of all materials to site and watering, tamping etc., complete for finshed item of work as per MoRT&H specification 304 (5th Revision) and as directed by the Engineer-in-Charge.
| Km 3.200 to 4.000 |  | 1 | x | 1 | 160 | 1.4 | 0.2 | 44.8
44.8
[8 empty] | Say | 45 | 969 | 43605 | 60440 | -60395
[9 empty] | Cum | / 1 Cum
3 | Providing Vibrated Cement Concrete (1:4:8) mix using 40mm size HBG crushed stone aggregate and fine aggregate conforming to table 1000-2 of MoRT&H including cost, conveyance of all materials to site and labour charges, centering, machine mixing, laying, Vibrating, curing etc., including all other incidental and operational charges of all T&P etc., complete for finished item of work as per MoRT&H specification 1500, 1700, 2100 (5th Revision) and as directed by the Engineer-in-Charge for Foundations
| Km 3.200 to 4.000 |  | 1 | x | 1 | 160 | 1.4 | 0.1 | 22.4
22.4
[8 empty] | Say | 22 | 4848 | 106656 | 60440 | -60418
[9 empty] | Cum | / 1 Cum
4 | Vibrated cement concrete M 15 Grade Concrete using 40mm, 20mm and 10mm size HBG crushed stone aggregate (Coarse aggregate conforming to table 1000-1 and fine aggregate conforming to table 1000-2) including cost and conveyance of all materials to site and all labour charges for machine mixing, laying in position, Compacting, Vibrating and curing including all other incidental and all other operational charges of T&P required etc., complete as per MoRT&H Specification 1500, 1700, 2100 (5th Revision) for footings and Raft foundation.
| Km 3.200 to 4.000 |  | 1 | x | 1 | 160 | 1.2 | 0.3 | 57.6
| 1st Footing |  | 1 | x | 1 | 160 | (1.2+1)/2 | 0.35 | 61.6
119.2
[8 empty] | Say | 119 | 5978 | 711382 | 60440 | -60321
[9 empty] | Cum | / 1 Cum
5 | Vibrated cement concrete M 15 Grade Concrete using 40mm, 20mm and 10mm size HBG crushed stone aggregate (Coarse aggregate conforming to table 1000-1 and fine aggregate conforming to table 1000-2) including cost and conveyance of all materials to site and all labour charges for machine mixing, laying in position, Compacting, Vibrating and curing including all other incidental and all other operational charges of T&P required etc., complete as per MoRT&H Specification 1500, 1700, 2200 (5th Revision) for Sub structure.
| Km 3.200 to 4.000 |  | 1 | x | 1 | 160 | (1+.4)/2 | 1.5 | 168
| For Guide Pillars @ top |  | 1 | x | 140 | 0.35 | 0.4 | 0.4 | 7.84
175.84
[8 empty] | Say | 176 | 6323 | 1112848 | 60440 | -60264
[9 empty] | Cum | / 1 Cum
6 | Back filling behind Abutments with gravel including cost, conveyance of all materials to site etc., complete as per Clause 710.1.4 of IRC : 78 and as per MoRT&H Specification No. 2200 (5th Revision) and as per Drawing and technical specifications for finished item of work
| Km 3.200 to 4.000 |  | 1 | x | 1 | 160 | 1.5 | 1.5 | 360
360
[8 empty] | Say | 360 | 1659 | 597240 | 60440 | -60080
[9 empty] | Cum | / 1 Cum
7 | Providing and laying of filter media using 50% of 150 mm IRC soling stone and 50 % of 40 mm HBG metal satisfying the requirements laid down in clause 2504.2.2 of MoRT&H specifications to athickness of not less than 600mm with smaller size towards the soil and bigger size towards the wall and provided over the entire surface behind the abutment, wing wall and return wall to the full height compacted to a firm condition including cost and conveyance and all labour charges as directed by the departmental officers as per drawing and Technical specifications as per clause 710.1.1 of IRC:78 and Clause 2200 of MoRT&H (5th Revision) for finished item of work.
| Km 3.200 to 4.000 |  | 1 | x | 1 | 160 | 0.6 | 1.5 | 144
144
[8 empty] | Say | 144 | 2326 | 334944 | 60440 | -60296
[9 empty] | Cum | / 1 Cum
8 | Providing weep holes in VCC Abutments, Return walls and wing walls with 100mm Diameter AC pipe extending through the full width of the structure at 1.00m C/C in both horizontal and vertical direction so that the weep holes in each horizontal direction is staggered from the weep holes laying above and below lines as shown in drawing including cost and conveyance of the A.C pipes and labour charges for cutting to required length, placing the pipe with a slope of about 1V : 20H towards stream side face etc., complete for finished item of work for weep holes as per MoRT&H specification 2706 & 2200 (5th Revision)
| Km 3.200 to 4.000 |  | 2 | x | 160 | 4: 0.8; 7: 256
256
[8 empty] | Say | 256 | 431 | 110336 | 60440 | -60184
[9 empty] | Rm | / 1 Rm
9 | Providing 25.4 mm thick Mastic pads for Expansion joints etc., complete for finished item of work.
| Km 3.200 to 4.000 |  | 1 | x | 32 | 4: 1.5; 5: (1+0.4)/2; 7: 33.6
33.6
[8 empty] | Say | 34 | 959 | 32606 | 60440 | -60406
[9 empty] | Sqm | / 1 Sqm
[14 empty] | #REF! | #REF!
Total | [5 empty] | 9: 3076711
|  | Assistant Executive Engineer (R&B) |  |  |  | 7: Deputy Executive Engineer (R&B)
|  | (R&B) Section - Tanuku |  |  |  | 7: (R&B) Sub Division - Tanuku
|  | Executive Engineer (R&B) |  |  |  | 7: Superintending Engineer (R&B)
|  | (R&B) Division - Bhimavaram |  |  |  | 7: (R&B) Circle - Eluru

## RW SKETCH (hidden)
TYPICAL CROSS SECTION OF RETAINING WALL
| Name of the Work :- | Construction of Helipad with Cement concrete for the visit of Hon'ble Chief Minister of Andhra pradesh Sri Nara Chandrababu Naidu Garu on the occasion of "Pattadar Pass Book- distribution" Programme at Siddantham village of Penugonda mandal (Achanta constituency)in West Godavari District on 8.6.2026.
Retaining Wall from Km 3.200 to 4.000
Filter media
Retaining wall
[5 empty] | 3.66m |  |  | Shoulder
400mm
1500mm
| Paddy fileds | VCC M15 |  |  |  | EXISTING CRUST
1000mm
350mm
1200mm
300mm
| PCC (1:4:8) |  |  | 100mm
| Sand filling |  |  | 200mm
1400mm
|  | Assistant Executive Engineer (R&B) |  |  |  |  | Deputy Executive Engineer (R&B)
|  | (R&B) Section - Tanuku |  |  |  |  | (R&B) Sub Division - Tanuku
|  | Executive Engineer (R&B) |  |  |  |  | Superintending Engineer (R&B)
|  | (R&B) Division - Bhimavaram |  |  |  |  | (R&B) Circle - Eluru
VCC M15

## Sheet4 (hidden)
CC Road from SL 3.66m to 5.50m
[5 empty] | Qty | Rate | Amount
Scarifying | 1 | 1000 | 3.66 |  | 3660 | 10.3 | 37698
Side Earth | 2 | 1000 | 0.92 | 0.1 | 184 | 0 | 0
GSB | 2 | 1000 | 0.92 | 0.1 | 184 | 2818 | 518512 | 1.84
DLCC | 1 | 1000 | 5.5 | 0.1 | 550 | 6737 | 3705350 | 0.92
VCC M35 | 1 | 1000 | 5.5 | 0.2 | 1100 | 7263 | 7989300
Fe-250 | 22 | 22 | 0.5 | 3.858 | 0.94 | #REF! | #REF! |  | 22.2222 | 1111.1111
|  |  |  | 0.93364 |  |  |  |  | 22
Fe-415 | 1111 | 0.64 |  | 0.889 | 0.64 | #REF! | #REF!
|  |  |  | 0.63211 | [5 empty] | 88.8889
Mastic Pad | 88 | 5.5 |  | 0.2 | 96.8 | #REF! | #REF!
Separation Membrane | 1 | 1000 | 5.5 |  | 5500 | #REF! | #REF! |  |  | 222.2222 |  |  | 7658989938
Sawing | 1 | 222 | 5.5 |  | 1221 | #REF! | #REF!
Shoulders | 1 | 1000 | 1 | 0.3 | 300 | 921 | 276300
#REF!
Seigniorage
|  |  | LS provision for Seignorage Charges |  |  |  | 238039.2 |  |  |  | Side Earth | 184 | 45 | 8280
|  |  | LS provision for Price Adjustment |  |  |  | 100000 |  |  |  | GSB | 184 | 90 | 21859.2
|  |  | LS Provision for Corpus fund of NAC @ 0.1% |  |  |  | #REF! |  |  |  | DLCC | 550 | 90 | 44550
|  |  | LS provision for Provision for GST @ 12% |  |  |  | #REF! |  |  |  |  | 550 | 100 | 24750
|  |  | LS provision for Qulaity Control Charges |  |  |  | #REF! |  |  |  | VCC M35 | 1100 | 90 | 89100
|  |  | LS provision for Shifting of Electrical Poles |  |  |  | 950000 |  |  |  |  | 1100 | 100 | 49500
|  |  | Ls Provision for CD Works | [10 empty] | 238039.2
LS provision for Avagahana Sadassu
|  |  | Unforceen items & Rounding off |  |  |  | 29229.8
#REF!
#REF!
CC Road from SL 3.66m to 7.00m
[5 empty] | Qty | Rate | Amount
Scarifying | 1 | 1000 | 3.66 |  | 3660 | 10.3 | 37698
Side Earth | 2 | 1000 | 1.67 | 0.1 | 334 | 0 | 0
GSB | 2 | 1000 | 1.67 | 0.1 | 334 | 2818 | 941212 | 1.84
DLCC | 1 | 1000 | 7 | 0.1 | 700 | 6737 | 4715900 | 0.92
VCC M35 | 1 | 1000 | 7 | 0.2 | 1400 | 7263 | 10168200
Fe-250 | 22 | 28 | 0.5 | 3.858 | 1.2 | #REF! | #REF! |  | 22.2222 | 1111.1111 | 3.34
|  |  |  | 1.1883 |  |  |  |  | 28 |  | 1.67
Fe-415 | 1111 | 0.64 |  | 0.889 | 0.64 | #REF! | #REF!
|  |  |  | 0.63211 | [5 empty] | 88.8889
Mastic Pad | 88 | 7 |  | 0.2 | 123.2 | #REF! | #REF!
Separation Membrane | 1 | 1000 | 7 |  | 7000 | #REF! | #REF! |  |  | 222.2222 |  |  | 7658989938
Sawing | 1 | 222 | 7 |  | 1554 | #REF! | #REF!
Shoulders | 1 | 1000 | 1 | 0.3 | 300 | 921 | 276300
#REF!
Seigniorage
|  |  | LS provision for Seignorage Charges |  |  |  | 319309.2 |  |  |  | Side Earth | 334 | 45 | 15030
|  |  | LS provision for Price Adjustment |  |  |  | 100000 |  |  |  | GSB | 334 | 90 | 39679.2
|  |  | LS Provision for Corpus fund of NAC @ 0.1% |  |  |  | #REF! |  |  |  | DLCC | 700 | 90 | 56700
|  |  | LS provision for Provision for GST @ 12% |  |  |  | #REF! |  |  |  |  | 700 | 100 | 31500
|  |  | LS provision for Qulaity Control Charges |  |  |  | #REF! |  |  |  | VCC M35 | 1400 | 90 | 113400
|  |  | LS provision for Shifting of Electrical Poles |  |  |  | 1000000 |  |  |  |  | 1400 | 100 | 63000
|  |  | Ls Provision for CD Works | [10 empty] | 319309.2
LS provision for Avagahana Sadassu
|  |  | Unforceen items & Rounding off |  |  |  | 37694.8
#REF!
#REF!