## Index
INDEX
Name of the Work : Formation of New Channel with CC lining in Godavari Delta System
S.No. | Description | Page
1 | Check Slip
2 | Report
3 | Abstract Estimate
4 | Detailed Estimate
5 | Earth work quantity abstract & Cross sections
6 | Seigniorage Charge statemet
7 | Data
8 | Lead Statement
9 | Site Plan
10 | Structures locations
11 | Land Acquisition details
12 | Prorata data for Pipe culvert
13 | Hydraulic Particulars
14 | Drawings
15 | G.O.Rt.No.2083, dated 18-11-2022

## Check slip-1
CHECK-SLIP TO ACCOMPANY ESTIMATES FOR CIVIL WORKS
1 | Name of the project/scheme/work | : | Gormation of New channel with CC linig in Godavari Delta system.
2 | Estimate Amount | : | 2399.26 Lakh
3 | Category of Project/Scheme/Work | : | Major irrigation
4 | Location / District / Mandal / Village | :
5 | Scope of the work in brief | : | M-15 - 75 mm thick CC Lining , Pipe culverts , O.T. Sluices and Tail dam
6 | Ayacut proposed ­– wet / ID | : | Wet
7 | Cropping pattern | : | Paddy
8 | Source / River basin / Sub basin / Sub minor | : | Upputeru River basin
9 | Availability of water at the right | : | Narasapuram main canal
10 | Allocation of water / utilization | : | Not applicable
11 | Reference in which hydrological clearance was accorded by the component authority. | : | Not applicable
12 | Cost per Acre | : | Not applicable
13 | B.C Ratio | : | Not applicable
14 | Whether the report accompanying the estimate detailed estimate and Abstract estimate are enclosed. | : | Yes- Enclosed
15 | Whether salient features are enclosed | : | Yes- Enclosed
16 | Whether command area plan / index plans enclosed | : | Yes- Enclosed
17 | Whether the approved drawing / Designs /Hydraulic particulars/cross sections are enclosed. | : | Yes- Enclosed
18 | Whether C.C lining thickness Grade of concrete layer thickness proposedare with | : | M-15, 75mm thick
19 | Whether the data enclosed is based on the current SSR with year | : | SSR 2023-24
20 | Whether latest cement / steel rates are adopted | : | Yes
21 | Whether the quotations for non SSR. Enclosed | : | Not applicable
22 | Whether the lead statement with certificates is enclosed | : | Yes- Enclosed
23 | Whether Barrow area / Quarry maps are enclosed | : | Yes- Enclosed
24 | Whether the amount of labour component and certificate of L.A and L.I furnished | :
25 | Whether Geological and foundation investigation carried out | :
26 | Whether the extent of L.A./Forest lands is furnished. | : | Not applicable
27 | Are the rates of L.A. adopted based on the certificate issued by the Revenue authorities. | :
28 | Whether provision for compensatory afforestation and NPV is provided in consultation with forest Department. | :
29 | Whether the cost CM & CR works in based on cost curve updated with SSR. | :
30 | Whether provision for distributaries and field channels is based on the estimate prepared for a model block covering 10% of the command . | :
31 | Whether provisions made for dewatering and other L.S provisions are reasonable. | :
32 | Whether the provision for formation of Road NH crossing railaway crossing and other road crossing is based on their specifications and standards. | :
33 | Whether the site was inspected by the competent authority before submitting the estimate as indicated below.if so furnish the date of inspection and confirm whether the estimate is prepared keeping in view of the observations. | :
34 | Are the estimates / DATA checked in SEs offices | :
35 | Are the provisions examined / abstract estimate checked in CE's office | :
36 | Whether the check slip for Admn. approval is enclosed | : | Not applicable
37 | Whether all officers up to CE signed | :
38 | Construction Programme of the project / scheme work | :
39 | Q.C. Check authority proposed for the work | :

## Absrtact
Abstract Esimate
Name of the Work : Formation of New Channel with CC lining in Godavari Delta System
S.No | Quantity | Unit | Description of the Work | Rate | Per | Amount in Rs.
1 | 109774 | cum | Excavation in all kinds of soil including boulders upto 0.3 m diameter including dressing bed and sides to required profile ,cost of all materials machinery ,labour ,placing the excavated stuff for formation of embankment as directed etc.with lead upto 10m and all lifts upto 3m. (IRR-CAW-1-2) | 71.7 | 1 cum | 7870796
2 | 15154 | cum | Providing cohesive non-swelling ( CNS ) soil lining to canals using soil from approved borrow area including spreading soil in layers of thickness not more than 15 cm, breaking clods, watering, compacting to density control of not less than 95 percent or as stipulated, dressing to required profile etc., complete with initial lead upto 1 km and all lifts.(IRR-CAW-7-2) | 1367 | 1 cum | 20715518
3 | 91958 | Sqm | Providing and laying 75 mm thick in-situ M-15 ( 28 days cube compressive strength not less than 15 N / sqmm ) grade cement concrete with 20 mm down size approved, clean, hard, graded aggregates for canal lining using vibrating cylinder type mechanical paver including cost of all materials, machinery, labour, cleaning, batching, mixing, placing in position, finishing, forming contraction joints, fixing PVC joint sealing strips, curing, shifting of paver from one side to other side of canal etc., complete with initial lead upto 1 km and all lifts.(IRR-CAW-7-6) | 583.7 | 1 Sqm | 53675885
4 | 91958 | cum | Providing and laying insitu vibrated M-15 ( 28 days cube compressive strength not less than 15N/sq mm) grade cement concrete using 20mm down size approved , clean, hard,graded aggregates for bed and side lining of canal (100 mm thick) including finishing the junction to required curveture,cost of all materials, machinery, labour ,formwork including supports, cleaning, batching, mixing, placing in position ,levelling, vibrating, finishing, curing etc., complete with initial lead upto 50 m and all lifts. (IRR-CAW-7-15) | 7576.7 | 1 cum | 0
4 | 15111 | Nos | Laying and fixing of 100 mm Dia 300 mm long precast porus CC plugs in bed and sides using 0.787 kgs of cement per each using 20 mm HG metal and placing in local filters of size 600x600x750 mm in size including excavation of drains and cost of procuring of all materials including 50m lead and for all lifts.(IRR-CAW-5-7) | 539.64 | 1 No | 8154500
5 | 39416 | RM | Providing and forming 35mm wide and 10 mm thick construction / contraction joints for concrete lining by mastic filler including cost of all amterials, labour, etc,. Complete with all leads and lifts. (IRR-CAW-7-36) | 29.9 | 1 RM | 1178538
6 | 218 | RM | Providing and forming expansion joint for spillway bridge consisting of 75 x 75 x 6 mm angles 2 numbers provided with 25 cm long 12 mm dia. on top of one of the angle on top of one of the angle including cost of all materials, machinery, labour, providing and fixing 38 mm thick joint filler board matching the thickness of wearing coat, painting etc., complete with lead upto 1 km and all lifts. (IRR-DAW-2-17) | 2693.1 | 1 RM | 587096
7 | 2652 | cum | Earth work in excavation in all kinds of soils of foundation of structures as per drawing and technical specification, including setting out, construction of shoring and bracing, removal of stumps and other deleterious matter, dressing of sides and bottom and backfilling with approved material. (IRR-CCDW-1-2) | 123.5 | 1 cum | 327522
8 | 941 | cum | Filling foundation with sand in layers of 25 to 30 cm and compacting by watering, ramming as directed including cost of all materials, machinery, labour etc., complete with initial lead upto 50 m and all lifts.(IRR-CCDW-3-2) | 1561.4 | 1 cum | 1469277
9 | 38 | cum | Providing and laying insitu vibrated M-10 ( 28 days cube compressive strength not less than 10 N / sq mm ) grade cement concrete using 40 mm down size approved, clean, cleaning, batching, mixing, placing in position, levelling, vibrating, finishing, curing etc., aggregates for foundation filling including cost of all materials, machinery, labour, formwork, hard, graded complete with initial lead upto 50 m and all lifts. (IRR-CCDW-2-5) | 6857.1 | 1 cum | 260570
10 | 1170 | cum | Providing and laying insitu vibrated M-15 ( 28 days cube compressive strength not less than 15 N /sq mm ) grade cement concrete using 40 mm down size approved, clean, hard, graded aggregates for foundation filling including cost of all materials, machinery, labour, formwork, cleaning, batching, mixing, placing in position, levelling, vibrating, finishing, curing etc., complete with initial lead upto 50 m and all lifts. complete with initial lead upto 50 m and all lifts. (IRR-CCDW-2-3) | 7147.8 | 1 cum | 8362926
11 | 1440 | cum | Providing and laying insitu vibrated M-15( 28 days cube compressive strength not less than 15 N / sq mm ) grade cement concrete using 20 mm down size approved, clean, hard, graded aggregates for Sub Structure/Super structure works including cost of all materials, machinery, labour, formwork, cleaning, batching, mixing, placing in position, levelling, vibrating, finishing, curing etc., complete with initial lead upto 50 m and all lifts. (IRR-CCDW-2-10) | 7796 | 1 cum | 11226240
12 | 4 | cum | Providing and laying insitu M- 20 ( 28 days cube compressive strength not less than 20 N /sqmm ) grade cement concrete using 20 mm down size approved, clean, hard, graded aggregates for wearing coat including cost of all materials, machinery, labour, formwork, cleaning, batching, mixing, placing in position in alternate panels, levelling, compacting, finishing, curing, packing joints with asphalt mortar etc., complete with initial lead upto 50 m and all lifts | 6976.8 | 1 cum | 27907
13 | 352 | Nos | Providing and fixing 100 mm dia perforated PVC pipes 40 cm long for Weep holes including cost of all materials, labour, drilling 8mm dia. Holes etc., complete with all leads and lifts. (IRR-CAW-7-23) | 237.2 | 1 No | 83494
14 | 1333 | cum | Providing and filling murrum / gravely soil ( CNS soil ) for foundation or around pipes including clods spreading in layers of 10 to 15 cm ,watering, compaction by earth masters to acgieve density control of not less tgan 95 oercent etc, complete with lead up to 50 m and all lifts for back filling. (IRR-CCDW-7-2) | 1857 | 1 cum | 2475381
15 | 175 | RMT | Manufacture, Supply and Delivery of R.C.C. Socket and Spigot (NP-3) 1000mm dia.pipes conforming to B.I.S. 458/2003 at ex-factory (rate per meter of effective length) Excluding transportation and all taxes.(MAT-05750) | 7840.6 | 1 RM | 1372105
16 | 5 | RMT | Manufacture, Supply and Delivery of R.C.C. Socket and Spigot (NP-3) 600mm dia.pipes conforming to B.I.S. 458/2003 at ex-factory (rate per meter of effective length) Excluding transportation and all taxes.(MAT-05743) | 3257.3 | 1 RM | 16287
15 | #REF! | Tonne | OT sluice shutters screw gear hoist including platform for below 5 Tons capacity (small gates )Fabrication, Supply,erection,testind, and commissioning of embeded parts consisting of supporting structures, platform etc., with all accessories for operating canal escape/regulator gate with all accessories including cost of all materials,machinery,labour,cutting,bending,aligninig,anchoring,welding,finishing etc., complete as per specifictions and approved drawings. | 0 | 1 Tonne | 0
16 | #REF! | Tonne | OT sluice shutters EM parts below 5 Tons capacity (small gates)- Fabrication,supply,erection,testing and commissioning of Embede parts consisting of sil beams,slide tracks, seal seats, guide plates etc., with all accessories including cost of all materials, machinery,labour,etc., complete as per specifications and drawings. | 0 | 1 Tonne | 0
17 | #REF! | Tonne | OT sluice shutters for below 5 Tons capacity ( small gates )- Fabrication,supply, erection, testing and commissioning of sluice shutters consisting of skin plate, horizontal and vertical angles,stiffnners,rubber seals,clamps with all accessories for sluice shutters includingcost of ll materials, machinery, labour, seal fixing etc., complete as per specifications and approvede drawings. | 0 | 1 Tonne | 0
18 | #REF! | Sqm | Surface cleaning of metal surface by chimical cleaners and then by hand power tool cleners and removing dust. After cleaning applying primery coat with one coat of zinc rich epxy primer to a thickness of 100 microns followed by finishing coats with coal tar epoxy with material labour and all accessories with all leads and lifts. | 0 | 1 Sqm | 0
|  |  | (A) Total working items amount |  |  | 117804042
17 | L.S |  | (B) Provision towards seigniorage charges | L.S |  | 1958062
|  |  | ( C ) Total of (A+B) |  |  | 119762104
18 | L.S |  | (D) Provision towards NAC @0.10% on ( C ) | L.S |  | 119762
|  |  | (E) Total of (C +D) |  |  | 119881866
19 | L.S |  | (F) Provision towards for GST @18% on (E) | L.S |  | 21578736
20 | L.S |  | ( G ) Provision towards Land acquisition | L.S |  | 98160000
21 | L.S |  | ( H) Provision towards shifting of Electrical poles | L.S |  | 150000
22 | L.S |  | (I) Provision towards Shuttering arrangement for tail dam | L.S |  | 150000
23 | L.S |  | (J) Provision towards for Photo & vedio graphic charges. | L.S |  | 5398
|  |  | Total Estimate Cost ( A+B+D+F+G +H+I +J) in Rs. |  |  | 239926000
|  |  | Total Estimate cost in Rs. Lakh |  |  | 2399.26 Lakh

## Detailed
Detailed Estimate
Name of the Work : Formation of New Channel with CC lining in Godavari Delta System
S.No | Unit | Description of the Work | Nos |  |  | L | B | D | Content
1 | Cum | Excavation in all kinds of soil including boulders upto 0.3 m diameter including dressing bed and sides to required profile ,cost of all materials machinery ,labour ,placing the excavated stuff for formation of embankment as directed etc.with lead upto 10m and all lifts upto 3m. (IRR-CAW-1-2)
|  | a) channel from km 3.300 to km 6.100 |  |  | Separate sheet enclosed |  |  |  | 29625
|  | b) branch channel-1 from km 0.000 to km 3.410 |  |  | Separate sheet enclosed |  |  |  | 7945.94
|  | b)branch channel-2 from km 0.000 to km 3.600 |  |  | Separate sheet enclosed |  |  |  | 26995.2
|  | d) branch channel-3 from km 0.000 to km 2.300 |  |  | Separate sheet enclosed |  |  |  | 20053.8
|  | e) branch channel-4 from km 0.000 to km 3.000 |  |  | Separate sheet enclosed |  |  |  | 25154.4
[7 empty] | Total in cum |  | 109774
2 | Cum | Providing cohesive non-swelling ( CNS ) soil lining to canals using soil from approved borrow area including spreading soil in layers of thickness not more than 15 cm, breaking clods, watering, compacting to density control of not less than 95 percent or as stipulated, dressing to required profile etc., complete with initial lead upto 1 km and all lifts.(IRR-CAW-7-2)
|  | a) Weir channel from km 3.300 to km 6.100 | 1 | x | 1 | 2800 | 7.19 | 0.15 | 3019.8
|  | b) Gedalavampu branch channel from km 0.000 to km 1.460 | 1 | x | 1 | 1460 | 6.03 | 0.15 | 1320.57
|  | c) Gedalavampu branch channel from km 1.460 to km 3.410 | 1 | x | 1 | 1950 | 5.93 | 0.15 | 1734.525
|  | d) Perupalem branch channel from km 0.000 to km 2.600 | 1 | x | 1 | 2600 | 7.73 | 0.15 | 3014.7
|  | e) Perupalem branch channel from km 2.600 to km 3.600 | 1 | x | 1 | 1000 | 7.13 | 0.15 | 1069.5
|  | f) Dibbalapalem branch channel from km 0.000 to km 2.300 | 1 | x | 1 | 2300 | 6.09 | 0.15 | 2101.05
|  | g) Mulaparru branch channel from km 0.000 to km 3.000 | 1 | x | 1 | 3000 | 6.43 | 0.15 | 2893.5
[7 empty] | Total in Cum |  | 15153.645
[8 empty] | or say | 15154
3 | Sqm | Providing and laying 75 mm thick in-situ M-15 ( 28 days cube compressive strength not less than 15 N / sqmm ) grade cement concrete with 20 mm down size approved, clean, hard, graded aggregates for canal lining using vibrating cylinder type mechanical paver including cost of all materials, machinery, labour, cleaning, batching, mixing, placing in position, finishing, forming contraction joints, fixing PVC joint sealing strips, curing, shifting of paver from one side to other side of canal etc., complete with initial lead upto 1 km and all lifts. (IRR-CAW-7-6)
|  | a) Weir channel from km 3.300 to km 6.100 | 1 | x | 1 | 2800 | 6.59 | - | 18452
|  | b) Gedalavampu branch channel from km 0.000 to km 1.460 | 1 | x | 1 | 1460 | 5.43 | - | 7927.8
|  | c) Gedalavampu branch channel from km 1.460 to km 3.410 | 1 | x | 1 | 1950 | 5.33 | - | 10393.5
|  | d) Perupalem branch channel from km 0.000 to km 2.600 | 1 | x | 1 | 2600 | 7.13 | - | 18538
|  | e) Perupalem branch channel from km 2.600 to km 3.600 | 1 | x | 1 | 1000 | 6.53 | - | 6530
|  | f) Dibbalapalem branch channel from km 0.000 to km 2.300 | 1 | x | 1 | 2300 | 5.49 | - | 12627
|  | g) Mulaparru branch channel from km 0.000 to km 3.000 | 1 | x | 1 | 3000 | 5.83 | - | 17490
[7 empty] | Total in Cum |  | 91958.3
[8 empty] | or say | 91958
4 | Nos | Laying and fixing of 100 mm Dia 300 mm long precast porus CC plugs in bed and sides using 0.787 kgs of cement per each using 20 mm HG metal and placing in local filters of size 600x600x750 mm in size including excavation of drains and cost of procuring of all materials including 50m lead and for all lifts.(IRR-CAW-5-7)
|  | a) Weir channel from km 3.300 to km 6.100 ( Both side slopes & Bed , 3.0mts interval) | 3 | x | 933 | - | - | - | 2799
|  | b) Gedalavampu branch channel from km 0.000 to km 3.410 ( Both side slopes & Bed , 3.0mts interval) | 3 | x | 1137 | - | - | - | 3411
|  | c) Perupalem branch channel from km 0.000 to km 3.600 ( Both side slopes & Bed , 3.0mts interval) | 3 | x | 1200 | - | - | - | 3600
|  | d) Dibbalapalem branch channel from km 0.000 to km 2.300 ( Both side slopes & Bed , 3.0mts interval) | 3 | x | 767 | - | - | - | 2301
|  | e) Dibbalapalem branch channel from km 0.000 to km 3.000 ( Both side slopes & Bed , 3.0mts interval) | 3 | x | 1000 | - | - | - | 3000
[7 empty] | Total in Cum |  | 15111
5 | RM | Providing and forming 35mm wide and 10 mm thick construction / contraction joints for concrete lining by mastic filler including cost of all amterials, labour, etc,. Complete with all leads and lifts. (IRR-CAW-7-36)
Along longitudinal direction of the channel
|  | a) Weir channel from km 3.300 to km 6.100 | 1 | x | 2 | 2800 | - | - | 5600
|  | b) Gedalavampu branch channel from km 0.000 to km 3.410 | 1 | x | 2 | 3410 | - | - | 6820
|  | c) Perupalem branch channel from km 0.000 to km 3.600 | 1 | x | 2 | 3600 | - | - | 7200
|  | d) Dibbalapalem branch channel from km 0.000 to km 2.300 | 1 | x | 2 | 2300 | - | - | 4600
|  | e) Dibbalapalem branch channel from km 0.000 to km 3.000 | 1 | x | 2 | 3000 | - | - | 6000
Along transverse direction of the channel
|  | a) Weir channel from km 3.300 to km 6.100 ( 10.00 m interval) | 1 | x | 280 | 6.59 | - | - | 1845.2
|  | b) Gedalavampu branch channel from km 0.000 to km 1.460 (10.0 m interval) | 1 | x | 146 | 5.43 | - | - | 792.78
|  | c) Gedalavampu branch channel from km 1.460 to km 3.410 ( 10.0 m interval) | 1 | x | 195 | 5.33 | - | - | 1039.35
|  | d) Perupalem branch channel from km 0.000 to km 2.600 (10.0 m interval) | 1 | x | 260 | 7.13 | - | - | 1853.8
|  | e) Perupalem branch channel from km 2.600 to km 3.600 | 1 | x | 100 | 6.53 | - | - | 653
|  | f) Dibbalapalem branch channel from km 0.000 to km 2.300 ( 10.0 m interval) | 1 | x | 230 | 5.49 | - | - | 1262.7
|  | g) Mulaparru branch channel from km 0.000 to km 3.000 (10.0m interval) | 1 | x | 300 | 5.83 | - | - | 1749
[7 empty] | Total in |  | 39415.83
[7 empty] | or say |  | 39416
6 | RMT | Providing and forming expansion joint for spillway bridge consisting of 75 x 75 x 6 mm angles 2 numbers provided with 25 cm long 12 mm dia. on top of one of the angle on top of one of the angle including cost of all materials, machinery, labour, providing and fixing 38 mm thick joint filler board matching the thickness of wearing coat, painting etc., complete with lead upto 1 km and all lifts. (IRR-DAW-2-17)
|  | a) Weir channel from km 3.300 to km 6.100 ( Expansion joints will be provided U/S & D/s of the stuctures) | 10 | x | 2 | 6.59 | - | - | 131.8
|  | b) Gedalavampu branch channel from km 0.000 to km 3.410 ( Expansion joints will be provided U/S & D/s of the stuctures) | 2 | x | 2 | 5.43 | - | - | 21.72
|  | c) Perupalem branch channel from km 0.000 to km 3.600 ( Expansion joints will be provided U/S & D/s of the stuctures) | 3 | x | 2 | 7.13 | - | - | 42.78
|  | d) Dibbalapalem branch channel from km 0.000 to km 2.300 ( Expansion joints will be provided U/S & D/s of the stuctures) | 2 | x | 2 | 5.49 | - | - | 21.96
[7 empty] | Total in |  | 218.26
[7 empty] | or say |  | 218
7 | Cum | Earth work in excavation in all kinds of soils of foundation of structures as per drawing and technical specification, including setting out, construction of shoring and bracing, removal of stumps and other deleterious matter, dressing of sides and bottom and backfilling with approved material. (IRR-CCDW-1-2)
A) For One Pipe culvert at km 3.300 on Weir channel
|  | U/S and D/S head wall | 1 | x | 2 | 12.9 | 2.8 | 1.5 | 108.36
|  | For Pipe Portion | 1 | x | 1 | 5.3 | 1.57 | 1.5 | 12.482
120.842
|  | For 17 numbers of Pipe culverts =17 x 120.842 | [6 empty] | 2054.314
(B) Tail dam on Weir channel at km 6.100
|  | Bank Portion wall | 1 | x | 2 | 10.6 | 2.2 | 1.5 | 69.96
|  | Channel Portion wall | 1 | x | 1 | 2.5 | 1.6 | 1.5 | 6
(C) Tail dam on Gedalavampu branch channel at km 3.410
|  | Bank Portion wall | 1 | x | 2 | 10.6 | 2.2 | 2.3 | 107.272
|  | Channel Portion wall | 1 | x | 1 | 2.5 | 1.6 | 2.3 | 9.2
(D) Tail dam on Perupalem branch channel at km 3.600
|  | Bank Portion wall | 1 | x | 2 | 10.6 | 2.2 | 1.5 | 69.96
|  | Channel Portion wall | 1 | x | 1 | 2.5 | 1.6 | 1.5 | 6
(E) Tail dam on Dibbalapalem branch channel at km 2.300
|  | Bank Portion wall | 1 | x | 2 | 10.6 | 2.2 | 1.5 | 69.96
|  | Channel Portion wall | 1 | x | 1 | 2.5 | 1.6 | 1.5 | 6
(F) Tail dam on Mulaparru branch channel at km 3.000
|  | Bank Portion wall | 1 | x | 2 | 10.6 | 2.2 | 1.5 | 69.96
|  | Channel Portion wall | 1 | x | 1 | 2.5 | 1.6 | 1.5 | 6
( G ) O.T.Sluice for Dibbalapalem branch channel
|  | U/S head wall | 1 | x | 1 | 8.6 | 2.1 | 1.6 | 28.896
|  | D/S head wall | 1 | x | 1 | 8.6 | 2.1 | 1.6 | 28.896
|  | U/S wing walls | 1 | x | 2 | 3.3 | 2.1 | 1.6 | 22.176
|  | For Pipe Portion | 1 | x | 1 | 1.4 | 3.94 | 1.6 | 8.826
( H ) O.T.Sluice for Mulaparru branch channel
|  | U/S head wall | 1 | x | 1 | 8.6 | 2.1 | 1.6 | 28.896
|  | D/S head wall | 1 | x | 1 | 8.6 | 2.1 | 1.6 | 28.896
|  | U/S wing walls | 1 | x | 2 | 3.3 | 2.1 | 1.6 | 22.176
|  | For Pipe Portion | 1 | x | 1 | 1.4 | 3.94 | 1.6 | 8.826
[7 empty] | Total in cum |  | 2652.214
[8 empty] | or say | 2652
8 | Cum | Filling foundation with sand in layers of 25 to 30 cm and compacting by watering, ramming as directed including cost of all materials, machinery, labour etc., complete with initial lead upto 50 m and all lifts.(IRR-CCDW-3-2)
A) For One Pipe culvert at km 3.300 on Weir channel
|  | U/S and D/S head wall | 1 | x | 2 | 12.9 | 2.8 | 0.6 | 43.344 |  | (2.1+1.8)/2
|  | For Pipe Portion | 1 | x | 1 | 5.3 | 1.57 | 0.6 | 4.993
48.337
|  | For 17 numbers of Pipe culverts =17 x 48.337 | [6 empty] | 821.729
(B) Tail dam on Weir channel at km 6.100
|  | Bank Portion wall | 1 | x | 2 | 10.6 | 2.2 | 0.3 | 13.992
|  | Channel Portion wall | 1 | x | 1 | 2.5 | 1.6 | 0.3 | 1.2
(C) Tail dam on Gedalavampu branch channel at km 3.410
|  | Bank Portion wall | 1 | x | 2 | 10.6 | 2.2 | 0.3 | 13.992
|  | Channel Portion wall | 1 | x | 1 | 2.5 | 1.6 | 0.3 | 1.2
(D) Tail dam on Perupalem branch channel at km 3.600
|  | Bank Portion wall | 1 | x | 2 | 10.6 | 2.2 | 0.3 | 13.992
|  | Channel Portion wall | 1 | x | 1 | 2.5 | 1.6 | 0.3 | 1.2
(E) Tail dam on Dibbalapalem branch channel at km 2.300
|  | Bank Portion wall | 1 | x | 2 | 10.6 | 2.2 | 0.3 | 13.992
|  | Channel Portion wall | 1 | x | 1 | 2.5 | 1.6 | 0.3 | 1.2
(F) Tail dam on Mulaparru branch channel at km3.000
|  | Bank Portion wall | 1 | x | 2 | 10.6 | 2.2 | 0.3 | 13.992
|  | Channel Portion wall | 1 | x | 1 | 2.5 | 1.6 | 0.3 | 1.2
( G ) O.T.Sluice for Dibbalapalem branch channel
|  | U/S head wall | 1 | x | 1 | 8.6 | 1.35 | 0.6 | 6.966
|  | D/S head wall | 1 | x | 1 | 8.6 | 1.35 | 0.6 | 6.966
|  | U/S wing walls | 1 | x | 2 | 3.3 | 1.35 | 0.6 | 5.346
|  | For Pipe Portion | 1 | x | 1 | 1.4 | 1.35 | 0.6 | 1.134
( H ) O.T.Sluice for Mulaparru branch channel
|  | U/S head wall | 1 | x | 1 | 8.6 | 1.35 | 0.6 | 6.966
|  | D/S head wall | 1 | x | 1 | 8.6 | 1.35 | 0.6 | 6.966
|  | U/S wing walls | 1 | x | 2 | 3.3 | 1.45 | 0.6 | 5.742
|  | For Pipe Portion | 1 | x | 1 | 1.4 | 3.94 | 0.6 | 3.31
[6 empty] | Total of (A+B) in Cum |  |  | 941.085
[8 empty] | or say | 941
9 | Cum | Providing and laying insitu vibrated M-10 ( 28 days cube compressive strength not less than 10 N / sq mm ) grade cement concrete using 40 mm down size approved, clean, cleaning, batching, mixing, placing in position, levelling, vibrating, finishing, curing etc., aggregates for foundation filling including cost of all materials, machinery, labour, formwork, hard, graded complete with initial lead upto 50 m and all lifts. (IRR-CCDW-2-5)
(A) Tail dam on Weir channel at km 6.100
|  | Bank Portion wall | 1 | x | 2 | 10.6 | 2.2 | 0.15 | 6.996
|  | Channel Portion wall | 1 | x | 1 | 2.5 | 1.6 | 0.15 | 0.6
(B) Tail dam on Gedalavampu branch channel at km 3.410
|  | Bank Portion wall | 1 | x | 2 | 10.6 | 2.2 | 0.15 | 6.996
|  | Channel Portion wall | 1 | x | 1 | 2.5 | 1.6 | 0.15 | 0.6
(C) Tail dam on Perupalem branch channel at km 3.600
|  | Bank Portion wall | 1 | x | 2 | 10.6 | 2.2 | 0.15 | 6.996
|  | Channel Portion wall | 1 | x | 1 | 2.5 | 1.6 | 0.15 | 0.6
(D) Tail dam on Dibbalapalem branch channel at km 2.300
|  | Bank Portion wall | 1 | x | 2 | 10.6 | 2.2 | 0.15 | 6.996
|  | Channel Portion wall | 1 | x | 1 | 2.5 | 1.6 | 0.15 | 0.6
(E) Tail dam on Mulaparru branch channel at km 3.000
|  | Bank Portion wall | 1 | x | 2 | 10.6 | 2.2 | 0.15 | 6.996
|  | Channel Portion wall | 1 | x | 1 | 2.5 | 1.6 | 0.15 | 0.6
[8 empty] | Total | 37.98
[8 empty] | or say | 38
10 | Cum | Providing and laying insitu vibrated M-15 ( 28 days cube compressive strength not less than 15 N /sq mm ) grade cement concrete using 40 mm down size approved, clean, hard, graded aggregates for foundation filling including cost of all materials, machinery, labour, formwork, cleaning, batching, mixing, placing in position, levelling, vibrating, finishing, curing etc., complete with initial lead upto 50 m and all lifts. complete with initial lead upto 50 m and all lifts. (IRR-CCDW-2-3)
A) For One Pipe culvert at km 3.300 on Weir channel
(0.45+0.30)/2
|  | Bed Concrete below U/S and D/S head wall | 1 | x | 2 | 12.9 | 2.8 | 0.6 | 43.344
|  | Below Pipe portion | 1 | x | 1 | 5.3 | 1.57 | 0.35 | 2.912 |  |  |  | 0.375
|  | Pipe cradle portion | 1 | x | 1 | 5.3 | 1.57 | 0.4 | 3.328
[8 empty] | Total | 49.584
|  | For 17 numbers of Pipe culverts =17 x 49.584 | [6 empty] | 842.928
(B) Tail dam on Weir channel at km 6.100
|  | Bank Portion wall | 1 | x | 2 | 10.6 | 2.2 | 0.3 | 13.992
|  | Channel Portion wall | 1 | x | 1 | 2.5 | 1.6 | 0.3 | 1.2
|  | U/S & D/S Cutt off wall | 1 | x | 2 | 5 | 0.375 | 0.7 | 2.625
|  | U/S & D/S apron | 1 | x | 2 | 5 | 1.3 | 0.3 | 3.9
(C) Tail dam on Gedalavampu branch channel at km 3.410
|  | Bank Portion wall | 1 | x | 2 | 10.6 | 2.2 | 0.3 | 13.992
|  | Channel Portion wall | 1 | x | 1 | 2.5 | 1.6 | 0.3 | 1.2
|  | U/S & D/S Cutt off wall | 1 | x | 2 | 5 | 0.375 | 0.7 | 2.625
|  | U/S & D/S apron | 1 | x | 2 | 5 | 0.4 | 0.3 | 1.2
(D) Tail dam on Perupalem branch channel at km 3.600
|  | Bank Portion wall | 1 | x | 2 | 10.6 | 2.2 | 0.3 | 13.992
|  | Channel Portion wall | 1 | x | 1 | 2.5 | 1.6 | 0.3 | 1.2
|  | U/S & D/S Cutt off wall | 1 | x | 2 | 5 | 0.375 | 0.7 | 2.625
|  | U/S & D/S apron | 1 | x | 2 | 5 | 1.6 | 0.3 | 4.8
(E) Tail dam on Dibbalapalem branch channel at km 2.300
|  | Bank Portion wall | 1 | x | 2 | 10.6 | 2.2 | 0.3 | 13.992
|  | Channel Portion wall | 1 | x | 1 | 2.5 | 1.6 | 0.3 | 1.2
|  | U/S & D/S Cutt off wall | 1 | x | 2 | 5 | 0.375 | 0.7 | 2.625
|  | U/S & D/S apron | 1 | x | 2 | 5 | 1.1 | 0.3 | 3.3
(F) Tail dam on Mulaparru branch channel at km 3.000
|  | Bank Portion wall | 1 | x | 2 | 10.6 | 2.2 | 0.3 | 13.992
|  | Channel Portion wall | 1 | x | 1 | 2.5 | 1.6 | 0.3 | 1.2
|  | U/S & D/S Cutt off wall | 1 | x | 2 | 5 | 0.375 | 0.7 | 2.625
|  | U/S & D/S apron | 1 | x | 2 | 5 | 0.9 | 0.3 | 2.7
( G ) O.T.Sluice for Dibbalapalem branch channel
|  | U/S head wall | 1 | x | 1 | 8.6 | 2.1 | 0.6 | 10.836
|  | D/S head wall | 1 | x | 1 | 8.6 | 2.1 | 0.6 | 10.836
|  | U/S wing walls | 1 | x | 2 | 3.3 | 2.1 | 0.6 | 8.316
|  | For Pipe Portion | 1 | x | 1 | 1.4 | 0.97 | 0.15 | 0.204
|  | U/S Appron | 1 | x | 1 | 3 | 1.3 | 0.15 | 0.585
|  | D/S appron | 1 | x | 1 | 3 | 1.1 | 0.15 | 0.495
|  | Cradle Portion | 1 | x | 1 | 1.4 | 0.97 | 0.2 | 0.272
|  | Pipe Joint | 1 | x | 1 | 0.5 | 1.43 | 1.43 | 1.022
Cutt off walls
|  | U/S head wall | 1 | x | 2 | 8.6 | 0.375 | 0.6 | 3.87
|  | D/S head wall | 1 | x | 2 | 8.6 | 0.375 | 0.6 | 3.87
|  | U/S wing walls | 2 | x | 1 | 3.3 | 0.375 | 0.6 | 1.485
( H ) O.T.Sluice for Mulaparru branch channel
|  | U/S head wall | 1 | x | 1 | 8.6 | 2.1 | 0.6 | 10.836
|  | D/S head wall | 1 | x | 1 | 8.6 | 2.1 | 0.6 | 10.836
|  | U/S wing walls | 1 | x | 2 | 3.3 | 2.2 | 0.6 | 8.712
|  | For Pipe Portion | 1 | x | 1 | 1.4 | 0.97 | 0.25 | 0.34
|  | U/S Appron | 1 | x | 1 | 3 | 1.3 | 0.15 | 0.585
|  | D/S appron | 1 | x | 1 | 3 | 0.9 | 0.15 | 0.405
|  | Cradle Portion | 1 | x | 1 | 1.43 | 1.43 | 0.31 | 0.634
|  | Pipe Joint | 1 | x | 1 | 0.5 | 0.97 | 1.07 | 0.519
Cutt off walls
|  | U/S head wall | 1 | x | 2 | 8.6 | 0.375 | 0.6 | 3.87
|  | D/S head wall | 1 | x | 2 | 8.6 | 0.375 | 0.6 | 3.87
|  | U/S wing walls | 2 | x | 1 | 3.3 | 0.375 | 0.6 | 1.485
( D ) CC Lining Profile wall
|  | a) Weir channel from km 3.300 to km 6.100 ( 20.00 m interval) | 1 | x | 140 | 6.59 | 0.2 | 0.15 | 27.678
|  | b) Gedalavampu branch channel from km 0.000 to km 1.460 (20.0 m interval) | 1 | x | 73 | 5.43 | 0.2 | 0.15 | 11.892
|  | c) Gedalavampu branch channel from km 1.460 to km 3.410 ( 20.0 m interval) | 1 | x | 98 | 5.33 | 0.2 | 0.15 | 15.67
|  | d) Perupalem branch channel from km 0.000 to km 2.600 (20.00 m interval) | 1 | x | 130 | 7.13 | 0.2 | 0.15 | 27.807
|  | e) Perupalem branch channel from km 2.600 to km 3.600 ( 20.00 m interval) | 1 | x | 50 | 6.53 | 0.2 | 0.15 | 9.795
|  | f) Dibbalapalem branch channel from km 0.000 to km 2.300 ( 20.0 m interval) | 1 | x | 115 | 5.49 | 0.2 | 0.15 | 18.941
|  | g) Mulaparru branch channel from km 0.000 to km 3.000 (20.0m interval) | 1 | x | 150 | 5.83 | 0.2 | 0.15 | 26.235
[6 empty] | Total of in Cum |  |  | 1169.814 |  | check formula
[8 empty] | or say | 1170
11 | Cum | Providing and laying insitu vibrated M-15( 28 days cube compressive strength not less than 15 N / sq mm ) grade cement concrete using 20 mm down size approved, clean, hard, graded aggregates for Sub Structure/Super structure works including cost of all materials, machinery, labour, formwork, cleaning, batching, mixing, placing in position, levelling, vibrating, finishing, curing etc., complete with initial lead upto 50 m and all lifts. (IRR-CCDW-2-10)
A) For One Pipe culvert at km 3.300 on Weir channel
|  | U/S and D/S head walls | 1 | x | 2 | 12 | 1.25 | 1.987 | 59.61 |  | (1.9+0.6)/2
|  | U/S & D/S Parapet walls | 1 | x | 2 | 12 | 0.3 | 0.45 | 3.24
|  | Deduct pipe portion | 1 | x | 2 | -1 | (π/4 x 1.27*1.27) | - | -2.54 |  | 1.15 | 0.78571
|  | Pipe joints | 1 | x | 3 | 0.5 | 1.57 | 1.87 | 4.404 |  |  | 2.7889
|  | Deduct pipe portion | 1 | x | 2 | -0.5 | (π/4 x 1.27*1.27) | - | -1.27 |  |  | 2.1913
[8 empty] | Total | 63.444
|  | For 17 numbers of Pipe culverts =17 x 63.444 | [6 empty] | 1078.548
(B) Tail dam on Weir channel at km 6.100
|  | Bank Portion wall | 1 | x | 2 | 10 | 1.3 | 2 | 52 |  | (1.60+1.0)/2
|  | Channel Portion wall | 1 | x | 2 | 0.75 | 1 | 2 | 3
(C) Tail dam on Gedalavampu branch channel at km 3.410
|  | Bank Portion wall | 1 | x | 2 | 10 | 1.3 | 2.803 | 72.878
|  | Channel Portion wall | 1 | x | 2 | 0.75 | 1 | 2.803 | 4.205
(D) Tail dam on Perupalem branch channel at km 3.600
|  | Bank Portion wall | 1 | x | 2 | 10 | 1.3 | 1.9 | 49.4
|  | Channel Portion wall | 1 | x | 2 | 0.75 | 1 | 1.9 | 2.85
(F) Tail dam on Dibbalapalem branch channel at km 2.300
|  | Bank Portion wall | 1 | x | 2 | 10 | 1.3 | 1.75 | 45.5
|  | Channel Portion wall | 1 | x | 2 | 0.75 | 1 | 1.75 | 2.625
(G) Tail dam on Mulaparru branch channel at km 3.000
|  | Bank Portion wall | 1 | x | 2 | 10 | 1.3 | 1.75 | 45.5
|  | Channel Portion wall | 1 | x | 2 | 0.75 | 1 | 1.75 | 2.625
( H ) O.T.Sluice on Dibbalapalem branch channel
|  | U/S head wall | 1 | x | 1 | 8 | 1.2 | 1.676 | 16.09
|  | D/S head wall | 1 | x | 1 | 8 | 1 | 1.676 | 13.408
|  | U/S Wing wall | 1 | x | 2 | 3 | 1 | 1.676 | 10.056
Parapet walls
|  | U/S head wall | 1 | x | 1 | 8 | 0.9 | 0.3 | 2.16
|  | D/S head wall | 1 | x | 1 | 8 | 0.5 | 0.3 | 1.2
|  | Deduct pipe portion | 1 | x | 2 | -1 | (π/4 x 0.77*0.77) | - | -0.932
|  | Pipe joints | 1 | x | 1 | 0.5 | 0.97 | 1.07 | 0.519
|  | Deduct pipe portion | 1 | x | 2 | -0.5 | (π/4 x 0.77*0.77) | - | -0.466
( I ) O.T Sluice for Mulaparru Branch channel
|  | U/S head wall | 1 | x | 1 | 8 | 1.05 | 1.704 | 14.314
|  | D/S head wall | 1 | x | 1 | 8 | 1 | 1.704 | 13.632
|  | U/S Wing wall | 1 | x | 2 | 3 | 1.1 | 1.704 | 11.246
Parapet walls
|  | U/S head wall | 1 | x | 1 | 8 | 0.6 | 0.3 | 1.44
|  | D/S head wall | 1 | x | 1 | 8 | 0.5 | 0.3 | 1.2
|  | Deduct pipe portion | 1 | x | 2 | -1 | (π/4 x 1.23*1.23) | - | -2.378
|  | Pipe joints | 1 | x | 1 | 0.5 | 1.43 | 1.43 | 1.022
|  | Deduct pipe portion | 1 | x | 2 | -0.5 | (π/4 x 1.23*1.23) | - | -1.189
[6 empty] | Total of (A+B) in Cum |  |  | 1440.453 | Check formula
[8 empty] | or say | 1440
12 |  | Providing and laying insitu M- 20 ( 28 days cube compressive strength not less than 20 N /sqmm ) grade cement concrete using 20 mm down size approved, clean, hard, graded aggregates for wearing coat including cost of all materials, machinery, labour, formwork, cleaning, batching, mixing, placing in position in alternate panels, levelling, compacting, finishing, curing, packing joints with asphalt mortar etc., complete with initial lead upto 50 m and all lifts
( A) Tail dam on Weir channel at km 6.100
|  | U/S & D/S of appron | 1 | x | 2 | 5 | 1.3 | 0.075 | 0.975
( B) Tail dam on Gedalavampu branch channel at km 3.410
|  | U/S & D/S of appron | 1 | x | 2 | 5 | 0.4 | 0.075 | 0.3
( C) Tail dam on Perupalem branch channel at km 3.600
|  | U/S & D/S of appron | 1 | x | 2 | 5 | 1.6 | 0.075 | 1.2
( D) Tail dam on Dibbalapalem branch channel at km 2.300
|  | U/S & D/S of appron | 1 | x | 2 | 5 | 1.1 | 0.075 | 0.825
( D) Tail dam on Mulaparru branch channel at km 3.000
|  | U/S & D/S of appron | 1 | x | 2 | 5 | 0.9 | 0.075 | 0.675
[7 empty] | Total in cum |  | 3.975
[8 empty] | or say | 4
13 | Nos | Providing and fixing 100 mm dia perforated PVC pipes 40 cm long for Weep holes including cost of all materials, labour, drilling 8mm dia. Holes etc., complete with all leads and lifts. (IRR-CAW-7-23)
A) For One Pipe culvert at km 3.300 on Weir channel
|  | U/S and D/S head walls | 2 | x | 8 | - | - | - | 16
|  | For 17 numbers of Pipe culverts =17 x 16 | [6 empty] | 272
(B) For tail dam walls on weir channel at km 6.100
|  | Bank Portion walls | 2 | x | 6 | - | - | - | 12
( C) Tail dam on Gedalavampu branch channel at km 3.410
|  | Bank Portion walls | 2 | x | 6 | - | - | - | 12
( D) Tail dam on Perupalem branch channel at km 3.600
|  | Bank Portion walls | 2 | x | 6 | - | - | - | 12
( E) Tail dam on Dibbalapalem branch channel at km 2.300
|  | Bank Portion walls | 2 | x | 6 | - | - | - | 12
( F) Tail dam on Mulaparru branch channel at km 3.000
|  | Bank Portion walls | 2 | x | 6 | - | - | - | 12
( G ) Dibbalapalem branch channel O.T.Sluice
|  | U/S & D/S head walls | 2 | x | 5 | - | - | - | 10
( H ) Mulaparru branch channel O.T.Sluice
|  | U/S & D/S head walls | 2 | x | 5 | - | - | - | 10
[7 empty] | Total in Nos |  | 352
14 | Cum | Providing and filling murrum / gravely soil ( CNS soil ) for foundation or around pipes including clods spreading in layers of 10 to 15 cm ,watering, compaction by earth masters to acgieve density control of not less tgan 95 oercent etc, complete with lead up to 50 m and all lifts for back filling. (IRR-CCDW-7-2)
A) For One Pipe culvert at km 3.300 on Weir channel
|  | behind U/S and D/S head walls | 1 | x | 2 | 12 | 1 | 1 | 24
|  | Deduct pipe portion | 1 | x | 2 | -1 | (π/4 x 1.27*1.27) | - | -2.54
|  | Top of Pipe portion | 1 | x | 1 | 15 | 5.3 | 0.6 | 47.7
[8 empty] | Total | 69.16
|  | For 17 numbers of Pipe culverts =17 x 69.160 | [6 empty] | 1175.72
(B) Tail dam on Weir channel at km 6.100
|  | Bank Portion wall | 1 | x | 2 | 10 | 1 | 1 | 20
( C) Tail dam on Gedalavampu branch channel at km 3.410
|  | Bank Portion walls | 1 | x | 2 | 10 | 1 | 1 | 20
( D) Tail dam on Perupalem branch channel at km 3.600
|  | Bank Portion walls | 1 | x | 2 | 10 | 1 | 1 | 20
( E) Tail dam on Dibbalapalem branch channel at km 2.300
|  | Bank Portion walls | 1 | x | 2 | 10 | 1 | 1 | 20
( F) Tail dam on Mulaparru branch channel at km 3.000
|  | Bank Portion walls | 1 | x | 2 | 10 | 1 | 1 | 20
(G) O.T.Sluice for Dibbalapalem branch channel
|  | behind U/S and D/S head walls | 1 | x | 2 | 8 | 1 | 1 | 16
|  | Deduct pipe portion | 1 | x | 2 | -0.77 | (π/4 x 0.77*0.77) | - | -0.718
|  | Top of Pipe portion | 1 | x | 1 | 8 | 3 | 0.6 | 14.4
( H ) O.T.Sluice for Mulaparru branch channel
|  | behind U/S and D/S head walls | 1 | x | 2 | 8 | 1 | 1 | 16
|  | Deduct pipe portion | 1 | x | 2 | -1.23 | (π/4 x 1.23*1.23) | - | -2.925
|  | Top of Pipe portion | 1 | x | 1 | 8 | 3 | 0.6 | 14.4
[6 empty] | Total in Cum |  |  | 1332.877
[8 empty] | or say | 1333
15 |  | Manufacture, Supply and Delivery of R.C.C. Socket and Spigot (NP-3) 1000mm dia.pipes conforming to B.I.S. 458/2003 at ex-factory (rate per meter of effective length) Excluding transportation and all taxes.
|  | ( A ) for 17 number of pipe Culverts | 1 | x | 17 | 10 |  |  | 170
|  | ( B ) for Mulaparru branch channel O.T.Sluice | 1 | x | 1 | 5 |  |  | 5
[7 empty] | Total in RMT |  | 175
16 |  | Manufacture, Supply and Delivery of R.C.C. Socket and Spigot (NP-3) 600mm dia.pipes conforming to B.I.S. 458/2003 at ex-factory (rate per meter of effective length) Excluding transportation and all taxes.
|  | ( A ) for Dibbalapalem branch channel O.T. sluice | 1 | x | 1 | 5 |  |  | 5
[7 empty] | Total in RMT |  | 5
12 | Tonne | OT sluice shutters screw gear hoist including platform for below 5 Tons capacity (small gates )Fabrication, Supply,erection,testind, and commissioning of embeded parts consisting of supporting structures, platform etc., with all accessories for operating canal escape/regulator gate with all accessories including cost of all materials,machinery,labour,cutting,bending,aligninig,anchoring,welding,finishing etc., complete as per specifictions and approved drawings. |  |  |  |  | Separate sheet enclosed |  | #REF!
13 | Tonne | OT sluice shutters EM parts below 5 Tons capacity (small gates)- Fabrication,supply,erection,testing and commissioning of Embede parts consisting of sil beams,slide tracks, seal seats, guide plates etc., with all accessories including cost of all materials, machinery,labour,etc., complete as per specifications and drawings. |  |  |  |  | Separate sheet enclosed |  | #REF!
14 | Tonne | OT sluice shutters for below 5 Tons capacity ( small gates )- Fabrication,supply, erection, testing and commissioning of sluice shutters consisting of skin plate, horizontal and vertical angles,stiffnners,rubber seals,clamps with all accessories for sluice shutters includingcost of ll materials, machinery, labour, seal fixing etc., complete as per specifications and approvede drawings. |  |  |  |  | Separate sheet enclosed |  | #REF!
15 | Sqm | Surface cleaning of metal surface by chimical cleaners and then by hand power tool cleners and removing dust. After cleaning applying primery coat with one coat of zinc rich epxy primer to a thickness of 100 microns followed by finishing coats with coal tar epoxy with material labour and all accessories with all leads and lifts. |  |  |  |  | Separate sheet enclosed |  | #REF!
17 | L.S | Provision towards Seigniorage Charges . |  |  |  |  | L.S
18 | L.S | Provision towards NAC @0.10% |  |  |  |  | L.S
19 | L.S | Provision towards GST @ 18% |  |  |  |  | L.S
20 | L.S | Provision towards Land acquisition |  |  |  |  | L.S
21 | L.S | Provision towards shifting of Electrical poles |  |  |  |  | L.S
22 | L.S | Provision towards Shuttering arrangement for tail dam |  |  |  |  | L.S
23 | L.S | Provision towards for Photo & vedio graphic charges. |  |  |  |  | L.S

## Bar bending (hidden)
S.No | Description of item | Dia. Of bar in mm | Spacing C/C in mm | Nos | Length in Mts. | Total length in mts. (5) X (6) | Specific weight in Kg/m | Weight in Kg (7) X (8)
BAR BENDING SCHEDULE
Name of the Work : Formation of New Channel with CC lining in Godavari Delta System
S.No | Description of item | Dia. Of bar in mm | Spacing C/C in mm | Nos | Length in Mts. | Total length in mts. (5) X (6) | Unit weight | Weight in Kg (7) X (8)
(1) | (2) | (3) | (4) | (5) | (6) | (7) | (8) | (9)
1 | cutt off wall main bar ( Left) along creek | 32 | 90 | 2 x 69 | 2.2 | 303.6 | 6.321 | 1919.056
2 | cutt off wall distribution bar ( Left) along creek | 16 | 150 | 2 X 20 | 6.06 | 242.4 | 1.58 | 382.992
3 | cutt off wall main bar ( Right) along creek | 32 | 90 | 2 x 69 | 2.2 | 303.6 | 6.321 | 1919.056
4 | cutt off wall distribution bar (Right)) along creek | 16 | 150 | 2 X 20 | 6.06 | 242.4 | 1.58 | 382.992
5 | cutt off wall main bar ( U/S) across creek | 32 | 90 | 2 x 69 | 2.2 | 303.6 | 6.321 | 1919.056
6 | cutt off wall distribution bar ( U/S) across creek | 16 | 150 | 2 X 20 | 48.62 | 1944.8 | 1.58 | 3072.784
7 | cutt off wall main bar ( D/S) across creek | 32 | 90 | 2 x 69 | 2.2 | 303.6 | 6.321 | 1919.056
8 | cutt off wall distribution bar ( D/S) across creek | 16 | 150 | 2 X 20 | 48.62 | 1944.8 | 1.58 | 3072.784
9 | Raft Bottom mat main bar | 32 | 90 | 69 | 48.58 | 3352.02 | 6.321 | 21188.118
10 | Raft Bottom mat distribution bar | 16 | 150 | 305 | 9.08 | 2769.4 | 1.58 | 4375.652
11 | Raft Top mat main bar | 32 | 90 | 69 | 48.58 | 3352.02 | 6.321 | 21188.118
12 | Raft Top mat distribution bar | 16 | 150 | 305 | 9.08 | 2769.4 | 1.58 | 4375.652
13 | Pier P1, P2 and P3 main bar | 20 | - | 3 X 60 | 9.51 | 1711.8 | 2.469 | 4226.434
14 | Pier P1, P2 and P3 stirrups (Rings) | 12 | 150 | 3 X 64 | 12.52 | 2403.84 | 0.889 | 2137.014
15 | Abutment A1 and A2 main bars | 25 | 150 | 2 x 2 x 35 | 9.51 | 1331.4 | 3.858 | 5136.541
16 | Abutment A1 and A2 distriburion bars | 16 | 120 | 2 x 2 x 56 | 5.06 | 1133.44 | 1.58 | 1790.835
17 | Slab bottom main bar ( 4 Nos) | 25 | 120 | 4 x 44 | 11.4 | 2006.4 | 3.858 | 7740.691
18 | Slab bottom distribution bar ( 4 Nos) | 12 | 240 | 4 x 43 | 6.5 | 1118 | 0.889 | 993.902
19 | Slab bottom main bar ( 4 Nos) | 12 | 240 | 4 x 23 | 11.4 | 1048.8 | 0.889 | 932.383
20 | Slab bottom distribution bar ( 4 Nos) | 12 | 240 | 4 x 43 | 6.5 | 1118 | 0.889 | 993.902
21 | Kerb main bars (8 Nos) | 25 | - | 8 X 5 | 10.3 | 412 | 3.858 | 1589.496
22 | Kerb stirrups bars (8 Nos) | 10 | 300 | 8 x 35 | 1.5 | 420 | 0.617 | 259.14
23 | Hand rails vertical bars | 10 | 300 | 8 x 40 x 4 | 1 | 1280 | 0.617 | 789.76
24 | Hand rails stirrups bars | 8 | 300 | 8 x 40 x 4 | 1 | 1280 | 0.395 | 505.6
25 | Pier bed block main bar bottom ( 3 Nos) | 12 | ,- | 3 x 8 | 4.81 | 115.44 | 0.889 | 102.626
26 | Pier bed block main bar Top ( 3 Nos) | 12 | ,- | 3 x 8 | 4.81 | 115.44 | 0.889 | 102.626
27 | Pier bed block stirrups ( 3 Nos) | 10 | 120 | 3 x 37 | 2.71 | 300.81 | 0.617 | 185.6
28 | Abutment A1 and A2 bed block main bar (bottom) | 12 | - | 2 X 8 | 4.81 | 76.96 | 0.889 | 68.417
29 | Abutment A1 and A2 bed block main bar (top) | 12 | - | 2 X 8 | 4.81 | 76.96 | 0.889 | 68.417
30 | Abutment A1 and A2 bed block stirrups | 10 | 120 | 2 x 37 | 2.71 | 200.54 | 0.617 | 123.733
31 | Abutment Dirt wall A1 and A2 | 10 | 120 | 2 X 2 x 7 | 4.51 | 126.28 | 0.617 | 77.915
32 | Abutment Dirt wall A1 and A2 -2 legged stirrups | 12 | 300 | 2 x 2 x 16 | 1.6 | 102.4 | 0.889 | 91.034
33 | Aproach slab main bar bottom ( entrance and Exist) | 12 | 150 | 2 x 35 | 5.1 | 357 | 0.889 | 317.373
34 | Aproach slab distribution bar bottom ( entrance and Exist) | 12 | 150 | 2 x 25 | 3.6 | 180 | 0.889 | 160.02
35 | Aproach slab main bar top ( entrance and Exist) | 12 | 150 | 2 x 35 | 5.1 | 357 | 0.889 | 317.373
36 | Aproach slab distribution bar top ( entrance and Exist) | 12 | 150 | 2 x 25 | 3.6 | 180 | 0.889 | 160.02
37 | Wing wall bottom mat main bar | 16 | 120 | 4 x 85 | 5.46 | 1856.4 | 1.58 | 2933.112
38 | Wing wall bottom mat distribution bar | 12 | 300 | 4 x 16 | 10.6 | 678.4 | 0.889 | 603.098
39 | Wing wall top mat main bar | 16 | 220 | 4 x 47 | 5.46 | 1026.48 | 1.58 | 1621.838
40 | Wing wall top mat distribution bar | 12 | 300 | 4 x 16 | 10.6 | 678.4 | 0.889 | 603.098
41 | Wing wall vertical bars earth side | 20 | 120 | 4 x 85 | 7 | 2380 | 2.469 | 5876.22
42 | Wing wall distribution earth side | 12 | 150 | 4 x 35 | 9.6 | 1344 | 0.889 | 1194.816
43 | Wing wall vertical bars canal side | 12 | 150 | 4 x 68 | 7 | 1904 | 0.889 | 1692.656
44 | Wing wall distribution canal side | 12 | 150 | 4 x 35 | 9.6 | 1344 | 0.889 | 1194.816
[7 empty] | Total | 110305.822
[7 empty] | or say kgs | 111000

## Earth work abtract
Name of the Work : Formation of New Channel with CC lining in Godavari Delta System
Earth Work Quantity Abstract
S.No. | Cross Section @km | Nos | Distance in 'm' | Aream in 'Sqm' | Mean area in 'Sqm' | Content in 'cum'
1. Weir Channel from km 3.300 to km 6.100
1 | 3.3 | 1 x 1 | - | 3.757 | - | -
2 | 3.5 | 1 x 1 | 200 | 4.659 | 4.208 | 841.6
3 | 3.7 | 1 x 1 | 200 | 5.917 | 5.288 | 1057.6
4 | 3.9 | 1 x 1 | 200 | 8.346 | 7.132 | 1426.4
5 | 4.1 | 1 x 1 | 200 | 11.487 | 9.917 | 1983.4
6 | 4.3 | 1 x 1 | 200 | 11.911 | 11.699 | 2339.8
7 | 4.5 | 1 x 1 | 200 | 13.286 | 12.599 | 2519.8
8 | 4.7 | 1 x 1 | 200 | 10.168 | 11.727 | 2345.4
9 | 4.9 | 1 x 1 | 200 | 12.875 | 11.522 | 2304.4
10 | 5.1 | 1 x 1 | 200 | 12.517 | 12.696 | 2539.2
11 | 5.3 | 1 x 1 | 200 | 12.25 | 12.384 | 2476.8
12 | 5.5 | 1 x 1 | 200 | 12.366 | 12.308 | 2461.6
13 | 5.7 | 1 x 1 | 200 | 12.545 | 12.456 | 2491.2
14 | 5.9 | 1 x 1 | 200 | 12.149 | 12.347 | 2469.4
15 | 6.1 | 1 x 1 | 200 | 11.535 | 11.842 | 2368.4
|  |  |  | Total in cum |  | 29625
2. Gedalavampu branch Channel No.1 from km 0.000 to km 3.410
1 | 0 | 1 x 1 | - | 2.178 | - | -
2 | 0.2 | 1 x 1 | 200 | 2.499 | 2.339 | 467.8
3 | 0.4 | 1 x 1 | 200 | 1.889 | 2.194 | 438.8
4 | 0.6 | 1 x 1 | 200 | 2.264 | 2.077 | 415.4
5 | 0.8 | 1 x 1 | 200 | 2.053 | 2.159 | 431.8
6 | 1 | 1 x 1 | 200 | 2.163 | 2.108 | 421.6
7 | 1.2 | 1 x 1 | 200 | 2.112 | 2.138 | 427.6
8 | 1.4 | 1 x 1 | 200 | 2.145 | 2.129 | 425.8
9 | 1.6 | 1 x 1 | 200 | 2.165 | 2.155 | 431
10 | 1.8 | 1 x 1 | 200 | 2.058 | 2.112 | 422.4
11 | 2 | 1 x 1 | 200 | 2.345 | 2.202 | 440.4
12 | 2.2 | 1 x 1 | 200 | 2.519 | 2.432 | 486.4
13 | 2.4 | 1 x 1 | 200 | 2.389 | 2.454 | 490.8
14 | 2.6 | 1 x 1 | 200 | 2.619 | 2.504 | 500.8
15 | 2.8 | 1 x 1 | 200 | 2.615 | 2.617 | 523.4
16 | 3 | 1 x 1 | 200 | 2.606 | 2.611 | 522.2
17 | 3.2 | 1 x 1 | 200 | 2.775 | 2.691 | 538.2
18 | 3.41 | 1 x 1 | 210 | 2.573 | 2.674 | 561.54
|  |  |  | Total in cum |  | 7945.94
3. Perupalem branch Channel No.2 from km 0.000 to km 3.600
1 | 0 | 1 x 1 | - | 8.196 | - | -
2 | 0.2 | 1 x 1 | 200 | 7.395 | 7.796 | 1559.2
3 | 0.4 | 1 x 1 | 200 | 9.427 | 8.411 | 1682.2
4 | 0.6 | 1 x 1 | 200 | 7.131 | 8.279 | 1655.8
5 | 0.8 | 1 x 1 | 200 | 7.988 | 7.56 | 1512
6 | 1 | 1 x 1 | 200 | 6.142 | 7.065 | 1413
7 | 1.2 | 1 x 1 | 200 | 7.285 | 6.714 | 1342.8
8 | 1.4 | 1 x 1 | 200 | 7.64 | 7.463 | 1492.6
9 | 1.6 | 1 x 1 | 200 | 9.021 | 8.331 | 1666.2
10 | 1.8 | 1 x 1 | 200 | 8.86 | 8.941 | 1788.2
11 | 2 | 1 x 1 | 200 | 7.872 | 8.366 | 1673.2
12 | 2.2 | 1 x 1 | 200 | 8.514 | 8.193 | 1638.6
13 | 2.4 | 1 x 1 | 200 | 8.82 | 8.667 | 1733.4
14 | 2.6 | 1 x 1 | 200 | 8.048 | 8.434 | 1686.8
15 | 2.8 | 1 x 1 | 200 | 6.208 | 7.128 | 1425.6
16 | 3 | 1 x 1 | 200 | 5.77 | 5.989 | 1197.8
17 | 3.2 | 1 x 1 | 200 | 5.475 | 5.623 | 1124.6
18 | 3.4 | 1 x 1 | 200 | 6.273 | 5.874 | 1174.8
19 | 3.6 | 1 x 1 | 200 | 6.011 | 6.142 | 1228.4
|  |  |  | Total in cum |  | 26995.2
4. Dibbalapalem branch Channel No.3 from km 0.000 to km 2.300
1 | 0 | 1 x 1 | - | 11.361 | - | -
2 | 0.2 | 1 x 1 | 200 | 10.62 | 10.991 | 2198.2
3 | 0.4 | 1 x 1 | 200 | 9.37 | 9.995 | 1999
4 | 0.6 | 1 x 1 | 200 | 8.836 | 9.103 | 1820.6
5 | 0.8 | 1 x 1 | 200 | 8.76 | 8.798 | 1759.6
6 | 1 | 1 x 1 | 200 | 8.205 | 8.483 | 1696.6
7 | 1.2 | 1 x 1 | 200 | 8.063 | 8.134 | 1626.8
8 | 1.4 | 1 x 1 | 200 | 8.495 | 8.279 | 1655.8
9 | 1.6 | 1 x 1 | 200 | 8.77 | 8.633 | 1726.6
10 | 1.8 | 1 x 1 | 200 | 7.899 | 8.335 | 1667
11 | 2 | 1 x 1 | 200 | 7.828 | 7.864 | 1572.8
12 | 2.2 | 1 x 1 | 200 | 7.687 | 7.758 | 1551.6
13 | 2.3 | 1 x 1 | 100 | 7.897 | 7.792 | 779.2
|  |  |  | Total in cum |  | 20053.8
5. Mulaparru branch Channel No.4 from km 0.000 to km 3.000
1 | 0 | 1 x 1 | - | 11.152 | - | -
2 | 0.2 | 1 x 1 | 200 | 10.414 | 10.783 | 2156.6
3 | 0.4 | 1 x 1 | 200 | 9.174 | 9.794 | 1958.8
4 | 0.6 | 1 x 1 | 200 | 8.651 | 8.913 | 1782.6
5 | 0.8 | 1 x 1 | 200 | 8.577 | 8.614 | 1722.8
6 | 1 | 1 x 1 | 200 | 8.026 | 8.302 | 1660.4
7 | 1.2 | 1 x 1 | 200 | 7.884 | 7.955 | 1591
8 | 1.4 | 1 x 1 | 200 | 8.309 | 8.097 | 1619.4
9 | 1.6 | 1 x 1 | 200 | 8.587 | 8.448 | 1689.6
10 | 1.8 | 1 x 1 | 200 | 7.726 | 8.157 | 1631.4
11 | 2 | 1 x 1 | 200 | 7.649 | 7.688 | 1537.6
12 | 2.2 | 1 x 1 | 200 | 7.517 | 7.583 | 1516.6
13 | 2.4 | 1 x 1 | 200 | 7.748 | 7.633 | 1526.6
14 | 2.6 | 1 x 1 | 200 | 7.81 | 7.779 | 1555.8
15 | 2.8 | 1 x 1 | 200 | 8.192 | 8.001 | 1600.2
16 | 3 | 1 x 1 | 200 | 7.857 | 8.025 | 1605
|  |  |  | Total in cum |  | 25154.4
|  |  |  | Grand Total in cum |  | 109774.34
|  |  |  | or say |  | 109774

## Cross section-gravel
Name of the Work : Formation of New Channel with CC lining in Godavari Delta System
a) Cross Section of Weir Channel in between km 3.300 to km 6.100 ( Gravel Layer)
| 600 |  |  |  | T.B.L=F.S.D+ | 600 |  |  | 600
|  |  | F.S.D= | 700
|  | 2343.61 |  |  | 1300 |  | 1.5 : 1 | 2343.61
|  |  |  | B.W= | 1300 |  |  | 1950
| Total width |  | 7187.22 | mm= | 7.19 meter
b) Cross Section of Gedalavampu branch Channel in between km 0.000 to km 1.460 (Gravel layer)
| 600 |  |  |  | T.B.L=F.S.D+ | 450 |  |  | 600
|  |  | F.S.D | 750
|  | 2163 |  |  | 1200 |  | 1.5 : 1 | 2163
|  |  |  | B.W= | 500 |  |  | 1800
| Total width |  | 6026 | mm= | 6.03 meter
c)Cross Section of Gedalavampu branch Channel in between km 1.4600 to km 3.410 (Gravel layer)
| 600 |  |  |  | T.B.L=F.S.D+ | 450 |  |  | 600
|  |  | F.S.D | 750
|  | 2163 |  |  | 1200 |  | 1.5 : 1 | 2163
|  |  |  | B.W= | 400 |  |  | 1800
| Total width |  | 5926 | mm= | 5.93 meter
d) Cross Section of Perupalem branch Channel in between km 0.000 to km 2.600 ( Gravel Layer)
| 600 |  |  |  | T.B.L=F.S.D+ | 450 |  |  | 600
|  |  | F.S.D= | 750
|  | 2163.33 |  |  | 1200 |  | 1.5 : 1 | 2163.33
|  |  |  | B.W= | 2200 |  |  | 1800
| Total width |  | 7726.66 | mm= | 7.73 meter
e) Cross Section of Perupalem branch Channel in between km 2.600 to km 3.600 ( Gravel Layer)
| 600 |  |  |  | T.B.L=F.S.D+ | 450 |  |  | 600
|  |  | F.S.D | 750
|  | 2163 |  |  | 1200 |  | 1.5 : 1 | 2163
|  |  |  | B.W= | 1600 |  |  | 1800
| Total width |  | 7126 | mm= | 7.13 meter
f) Cross Section of Dibbalapalem branch Channel in between km 0.000 to km 2.300 (Gravel layer)
| 600 |  |  |  | T.B.L=F.S.D+ | 450 |  |  | 600
|  |  | F.S.D | 600
|  | 1893 |  |  | 1050 |  | 1.5 : 1 | 1893
|  |  |  | B.W= | 1100 |  |  | 1575
| Total width |  | 6086 | mm= | 6.09 meter
g) Cross Section of Mulaparru branch Channel in between km 0.000 to km 3.000 (Gravel layer)
| 600 |  |  |  | T.B.L=F.S.D+ | 450 |  |  | 600
|  |  | F.S.D | 750
|  | 2163 |  |  | 1200 |  | 1.5 : 1 | 2163
|  |  |  | B.W= | 900 |  |  | 1800
| Total width |  | 6426 | mm= | 6.43 meter

## Cross section-CC lining
Name of the Work : Formation of New Channel with CC lining in Godavari Delta System
1.Cross Section of Weir Channel in between km 3.300 to km 6.100 ( C.C. lining)
| 300 |  |  |  | T.B.L=F.S.D+ | 600 |  |  | 300
|  |  | F.S.D= | 700
|  | 2343.61 |  |  | 1300 |  | 1.5 : 1 | 2343.61
|  |  |  | B.W= | 1300 |  |  | 1950
| Total width |  | 6587.22 | mm= | 6.59 meter
2.Cross Section of Gedalavampu branch Channel in between km 0.000 to km 1.460 (C.C.lining)
| 300 |  |  |  | T.B.L=F.S.D+ | 450 |  |  | 300
|  |  | F.S.D | 750
|  | 2163 |  |  | 1200 |  | 1.5 : 1 | 2163
|  |  |  | B.W= | 500 |  |  | 1800
| Total width |  | 5426 | mm= | 5.43 meter
3.Cross Section of Gedalavampu branch Channel in between km 1.4600 to km 3.410 (C.C. lining)
| 300 |  |  |  | T.B.L=F.S.D+ | 450 |  |  | 300
|  |  | F.S.D | 750
|  | 2163 |  |  | 1200 |  | 1.5 : 1 | 2163
|  |  |  | B.W= | 400 |  |  | 1800
| Total width |  | 5326 | mm= | 5.33 meter
4.Cross Section of Perupalem branch Channel in between km 0.000 to km 2.600 (C.C. lining)
| 300 |  |  |  | T.B.L=F.S.D+ | 450 |  |  | 300
|  |  | F.S.D= | 750
|  | 2163.33 |  |  | 1200 |  | 1.5 : 1 | 2163.33
|  |  |  | B.W= | 2200 |  |  | 1800
| Total width |  | 7126.66 | mm= | 7.13 meter
5.Cross Section of Perupalem branch Channel in between km 2.600 to km 3.600 (C.C. lining)
| 300 |  |  |  | T.B.L=F.S.D+ | 450 |  |  | 300
|  |  | F.S.D | 750
|  | 2163 |  |  | 1200 |  | 1.5 : 1 | 2163
|  |  |  | B.W= | 1600 |  |  | 1800
| Total width |  | 6526 | mm= | 6.53 meter
6.Cross Section of Dibbalapalem branch Channel in between km 0.000 to km 2.300 (C.C. lining)
| 300 |  |  |  | T.B.L=F.S.D+ | 450 |  |  | 300
|  |  | F.S.D | 600
|  | 1893 |  |  | 1050 |  | 1.5 : 1 | 1893
|  |  |  | B.W= | 1100 |  |  | 1575
| Total width |  | 5486 | mm= | 5.49 meter
7.Cross Section of Mulaparru branch Channel in between km 0.000 to km 3.000 (C.C. lining)
| 300 |  |  |  | T.B.L=F.S.D+ | 450 |  |  | 300
|  |  | F.S.D | 750
|  | 2163 |  |  | 1200 |  | 1.5 : 1 | 2163
|  |  |  | B.W= | 900 |  |  | 1800
| Total width |  | 5826 | mm= | 5.83 meter

## Seinorage
STATEMENT SHOWING THE SEIGNIORAGE CHARGES
Name of the Work : Formation of New Channel with CC lining in Godavari Delta System
S.No. | Description of Item | Qty. Involved | Coarse Aggrigate / Rubble Stone |  |  |  | Sand/Gravel
|  |  | Qty. per cum | Qty. required | Seignorage charges per cum | Total Seignorage charges | Qty. per cum | Qty. required | Seignorage charges per cum | Total Seignorage charges
1 | Gravel for backfilling | 1333 | 0 | 0 | 0 | 0 | 1 | 1333 | 45 | 59985
2 | Gravel under lining | 15154 | 0 | 0 | 0 | 0 | 1 | 15154 | 45 | 681930
3 | Filling sand | 941 | 0 | 0 | 0 | 0 | 1 | 941 | 100 | 94100
4 | M-10 for Levelling coarse | 38 | 0.9 | 34.2 | 90 | 3078 | 0.4 | 15.2 | 100 | 1520
5 | M-15 for lining ( 75mm thick) | 6896.85 | 0.8 | 5517.48 | 90 | 496573.2 | 0.45 | 3103.5825 | 100 | 310358.25
6 | M - 15 for Foundation | 1170 | 0.9 | 1053 | 90 | 94770 | 0.4 | 468 | 100 | 46800
7 | M-15 for Sub/Super structure | 1440 | 0.8 | 1152 | 90 | 103680 | 0.45 | 648 | 100 | 64800
8 | M-20 for Wearing coat | 4 | 0.8 | 3.2 | 90 | 288 | 0.45 | 1.8 | 100 | 180
[6 empty] | 698389.2 |  |  |  | 1259673.25
| Total Seignorage Charges |  | 1958062.45
|  | Say Rs. | 1958062

## Data
DATA
Name of the Work : Formation of New Channel with CC lining in Godavari Delta System
IRR-CAW-1-2 | Excavation in all kinds of soil including boulders upto 0.30 m dia for field channels, seating
of embankment for field channels etc., including dressing of bed and sides to required profile,
cost of all materials, machinery, labour, placing the excavated stuff for formation of service
road / embankment as directed etc., complete with lead upto 10 m and lift upto 3 m.
DATA: |  | RATE ANALYSIS |  | UNIT : | 440 | cum
A. MATERIALS:
| Sl No | particulars | Unit | Quantity | Rate | Amount
[5 empty] | in Rs. | in Rs.
| 1 | NIL |  | 0 | 0 | 0
|  |  |  | 0 | 0 | 0
|  | Total cost of Materials |  |  | Rs: | 0
B. MACHINERY:
| Sl No | Description | Unit | Quantity | Rate | Amount
[5 empty] | in Rs. | in Rs.
| 1 | Shovel 0.50 cum capacity | Hour | 8 | 1023.1 | 8184.8
|  | Fuel / Energy charges | Hour | 8 | 820.3 | 6562.4
|  | Total hire charges of Machinery |  |  | Rs: | 14747.2
C. LABOUR:
| Sl No | Description | Unit | Quantity | Rate | Amount
[5 empty] | in Rs. | in Rs.
| 1 | Crew for Shovel | Hour | 8 | 348.4 | 2787.2
| 2 | work inspector | Day | 1 | 730 | 730
| 3 | mazdoor | Day | 17 | 560 | 9520
|  | Total cost of Labour |  |  | Rs: | 13037.2
| labour component/unit qty |  |  | 29.6
| Add contractor's profit and overhead charges |  | 0.13615 | 4
| labour component/unit qty (including contractor's profit) |  |  | 33.6
ABSTRACT:
| A. Cost of Materials |  |  |  | Rs: | 0
| B. Hire charges of Machinery |  |  |  | Rs: | 14747.2
| C. Cost of Labour |  |  |  | Rs: | 13037.2
[5 empty] | Total Rs: | 27784.4
| D. Add for contractor's profit and overheads on (A+B+C) |  |  | 0.13615 | Rs: | 3782.85
| Total cost for |  | 440 | cum | Rs: | 31567.25
| Rate per | cum | (A+B+C+D)/440 |  | Rs. | 71.7
IRR-CAW-7-2 | Providing cohesive non-swelling ( CNS ) soil lining to canals using soil from approved borrow
area including spreading soil in layers of thickness not more than 15 cm, breaking clods,
watering, compacting to density control of not less than 95 percent or as stipulated,
dressing to required profile etc., complete with initial lead upto 1 km and all lifts.
DATA: |  | RATE ANALYSIS |  | UNIT : | 394 | cum
A. MATERIALS:
| Sl No | particulars | Unit | Quantity | Rate | Amount
[5 empty] | in Rs. | in Rs.
| 1 | Nil |  | 0 | 0 | 0
|  |  |  | 0 | 0 | 0
|  | Total cost of Materials |  |  | Rs: | 0
B. MACHINERY:
| Sl No | Description | Unit | Quantity | Rate | Amount
[5 empty] | in Rs. | in Rs.
| 1 | Shovel 0.5 cum | Hour | 8 | 1023.1 | 0
|  | Fuel / Energy charges | Hour | 8 | 820.3 | 0
| 2 | Angle dozer 90 hp | Hour | 3 | 1650.2 | 4950.6
|  | Fuel / Energy charges | Hour | 3 | 1052 | 3156
| 3 | Tippers 5 cum | Hour | 24 | 464.6 | 11150.4
|  | Fuel / Energy charges | Hour | 24 | 516.8 | 12403.2
| 4 | Pump 5 hp ( diesel ) | Hour | 4 | 10.3 | 41.2
|  | Fuel / Energy charges | Hour | 4 | 136.7 | 546.8
| 5 | Water tanker 8000 ltr | Hour | 4 | 432.4 | 1729.6
|  | Fuel / Energy charges | Hour | 4 | 516.8 | 2067.2
| 6 | Diesel road roller 8-10 tonnes | Hour | 10 | 192.5 | 1925
|  | Fuel / Energy charges | Hour | 10 | 1230.4 | 12304
| 7 | Sundries | LS | 5 | 41 | 205
| Total hire charges of Machinery |  |  |  | Rs: | 50479
C. LABOUR:
| Sl No | Description | Unit | Quantity | Rate | Amount
[5 empty] | in Rs. | in Rs.
| 1 | Crew for Shovel | Hour | 8 | 348.4 | 0
| 2 | Crew for Dozer | Hour | 3 | 348.4 | 1045.2
| 3 | Crew for Tipper | Hour | 24 | 261.3 | 6271.2
| 4 | Crew for Pump | Hour | 4 | 163.5 | 654
| 5 | Crew for Water tanker | Hour | 4 | 258.4 | 1033.6
| 6 | Crew for Road roller | Hour | 10 | 320.7 | 3207
| 7 | work inspector | Day | 2 | 730 | 1460
| 8 | mazdoor | Day | 38 | 560 | 21280
| Total cost of Labour |  |  |  | Rs: | 34951
| labour component/unit qty |  |  | 95.8
| Add contractor's profit and overhead charges |  | 13.62% | 13
| labour component/unit qty (including contractor's profit) |  |  | 108.8
ABSTRACT:
| A. Cost of Materials |  |  |  | Rs: | 0
| B. Hire charges of Machinery |  |  |  | Rs: | 50479
| C. Cost of Labour |  |  |  | Rs: | 34951
[5 empty] | Total Rs: | 85430
| D. Add for contractor's profit and overheads on (A+B+C) |  |  | 13.62% | Rs: | 11631.29
| Total cost for |  | 394 | cum | Rs: | 97061.29
| E. Rate per | cum | (A+B+C+D)/394.0 |  | Rs. | 246.35
F.Conveyance charges
|  | Particulars | Unit | Quantity | Rate | Amount
| 1 | Gravel | cum | 1 | 868.7 | 868.7
[5 empty] | Total | 868.7
|  |  | Add contractor profit @13.615% |  |  | 118.27
|  |  | Total conveyance chares |  |  | 986.97
|  |  | Deduct first 1 km lead (37.3*13.615%) |  |  | -42.38
|  |  | Net conveyance charges per 1 cum |  |  | 944.59
| G. Material cost ( Gravel) per 1 cum |  |  |  |  | 155
|  |  | Add Contractor profi@13.615% |  |  | 21.1
| Total Cost per 1 Cum ( E + F+ G ) |  |  |  |  | 1367
IRR-CAW-7-15 | Providing and laying insitu vibrated M-15 ( 28 days cube compressive strength not less than
15 N /sq mm ) grade cement concrete using 20 mm down size approved, clean, hard, graded
aggregates for bed and side lining of canal(100 mm thick) including finishing the junction of bed and sides
to required curveture, cost of all materials, machinery, labour, formwork including supports,
cleaning, batching, mixing, placing in position, levelling, vibrating, finishing, curing etc.,
complete with initial lead upto 50 m and all lifts.
(Cement content: 300 kg / cum for use of super plasticiser(0.4% by wt. of cement),
CA : 0.80 cum, Blending Ratio of CA--65:35, FA : 0.45 cum)
DATA |  | RATE ANALYSIS |  | UNIT : | 23.1 | cum
A. MATERIALS:
| Sl No | particulars | Unit | Quantity | Rate | Amount
[5 empty] | in Rs. | in Rs.
| 1 | Cement for mix | kg | 6930 | 4.22 | 29244.6
|  | Cement for incidentals @ 5 kg / cum | kg | 115.5 | 4.22 | 487.41
| 2 | Coarse aggregate 20-10 mm | cum | 12.012 | 1395 | 16756.74
|  | Coarse aggregate 10 mm below | cum | 6.468 | 1016 | 6571.488
| 3 | Fine aggregate (Un-Screened) | cum | 10.395 | 605 | 6288.975
| 4 | Super Plasticizer | kg | 27.72 | 59 | 1635.48
| 6 | Use rate of manual paver | sqm | 231 | 60.17 | 13898.16
| 7 | Sundries | LS | 2 | 38 | 76
|  | Total cost of Materials |  |  | Rs: | 74958.853
B. MACHINERY:
| Sl No | Description | Unit | Quantity | Rate | Amount
[5 empty] | in Rs. | in Rs.
| 1 | Concrete mixer 600/400 ltr ( diesel ) | Hour | 16 | 86.4 | 1382.4
|  | Fuel / Energy charges | Hour | 16 | 274.3 | 4388.8
| 2 | 5 hp pump ( diesel ) | Hour | 0.5 | 9.7 | 4.85
|  | Fuel / Energy charges | Hour | 0.5 | 137.1 | 68.55
| 3 | Water tanker 8000 ltr | Hour | 1 | 408.3 | 408.3
|  | Fuel / Energy charges | Hour | 1 | 518.4 | 518.4
| 4 | Needle vibrator 40 mm dia ( petrol ) | Hour | 16 | 7.4 | 118.4
|  | Fuel / Energy charges | Hour | 16 | 30.8 | 492.8
|  | Total hire charges of Machinery |  |  | Rs: | 7382.5
C. LABOUR:
| Sl No | Description | Unit | Quantity | Rate | Amount
[5 empty] | in Rs. | in Rs.
| 1 | Crew for Concrete mixer | Hour | 16 | 306.8 | 4908.8
| 2 | Crew for Pump | Hour | 0.5 | 153.5 | 76.75
| 3 | Crew for Water tanker | Hour | 1 | 241.8 | 241.8
| 4 | Crew for Vibrator | Hour | 16 | 220.9 | 3534.4
| 5 | Mason Class-I | Day | 2 | 630 | 1260
| 6 | work inspector | Day | 1 | 685 | 685
| 7 | Fitter | Day | 1 | 635 | 635
| 8 | mazdoor
|  | for batching materials | Day | 22 | 525 | 11550
|  | for loading mortar pans | Day | 8 | 525 | 4200
|  | for laying and moving paver | Day | 6 | 525 | 3150
|  | for conveying concrete | Day | 23.1 | 525 | 12127.5
|  | for cleaning/ washing/ curing | Day | 2 | 525 | 1050
|  | Total cost of Labour |  |  | Rs: | 43419.25
| labour component/unit qty |  |  | 1879.6
| Add contractor's profit and overhead charges |  | 0.13615 | 255.9
| labour component/unit qty (including contractor's profit) |  |  | 2135.5
ABSTRACT:
| A. Cost of Materials |  |  |  | Rs: | 74958.853
| B. Hire charges of Machinery |  |  |  | Rs: | 7382.5
| C. Cost of Labour |  |  |  | Rs: | 43419.25
[5 empty] | Total Rs: | 125760.603
| D. Add for contractor's profit and overheads on (A+B+C) |  |  | 0.13615 | Rs: | 17122.3061
| Total cost for |  | 23.1 | cum | Rs: | 142882.9091
| E.Rate per 1 cum |  | (A+B+C+D)/23.10 |  | Rs. | 6185.4
F.Conveyance charges
|  | Particulars | Unit | Quantity | Rate | Amount
| 1 | Coarse aggregate 20-10 mm | cum | 12.012 | 1139.7 | 13690.08
| 2 | Coarse aggregate 10 mm below | cum | 6.468 | 1139.7 | 7371.58
| 3 | Fine aggregate (Un-Screened) | cum | 10.395 | 695.1 | 7225.56
28287.2
|  |  | Add contractor profit @13.615% |  |  | 3851.3
|  |  | Total conveyance chares |  |  | 32138.5
|  |  | Conveyance charges per 1cum |  |  | 1391.28
| Total cost per 1 cum (E + F ) |  |  |  | Rs: | 7576.7
IRR-CAW-7-6 | Providing and laying 75 mm thick in-situ M-15 ( 28 days cube compressive strength not less
than 15 N / sqmm ) grade cement concrete with 20 mm down size approved, clean, hard,
graded aggregates for canal lining using vibrating cylinder type mechanical paver including
cost of all materials, machinery, labour, cleaning, batching, mixing, placing in position,
finishing, forming contraction joints, fixing PVC joint sealing strips, curing, shifting of paver
from one side to other side of canal etc., complete with initial lead upto 1 km and all lifts.
(43 Gr Cement content: 300 kg /cum (22.5 kg/ sqm) for
use of super plasticiser(0.4% by wt. of cement),CA : 0.80cum, Blending Ratio of CA--65:35,
FA : 0.45 cum equivalent concrete volume:79.2 cum including the extra quantity of
concrete for curvatures and bends etc.,)
DATA: |  | RATE ANALYSIS |  | UNIT : | 960 | sqm
A. MATERIALS:
| Sl No | particulars | Unit | Quantity | Rate | Amount
[5 empty] | in Rs. | in Rs.
| 1 | Cement 43 Gr | kg | 23760 | 4.22 | 100267.2
| 2 | Coarse aggregate 20-10 mm | cum | 41.184 | 1445 | 59510.88
|  | Coarse aggregate 10-4.75 mm | cum | 22.176 | 1052 | 23329.15
| 3 | Fine aggregate (Un-Screened ) | cum | 35.64 | 605 | 21562.2
| 4 | Super plasticiser | kg | 95.04 | 63 | 5987.52
| 5 | PVC sealing strip | Rm | 640 | 48 | 30720
| 6 | Use rate of paving cylinder | sqm | 960 | 1.0266 | 985.56
| 7 | Sundries | LS | 5 | 41 | 205
| Total cost of Materials |  |  |  | Rs: | 242567.51
B. MACHINERY:
| Sl No | Description | Unit | Quantity | Rate | Amount
[5 empty] | in Rs. | in Rs.
| 1 | Batching plant | Hour | 8 | 395.1 | 3160.8
|  | Fuel / Energy charges | Hour | 8 | 380.7 | 3045.6
| 2 | Transit mixer 3 Nos | Hour | 24 | 762.8 | 18307.2
|  | Fuel / Energy charges | Hour | 24 | 1503.9 | 36093.6
| 3 | Mechanical paver | Hour | 8 | 353.9 | 2831.2
|  | Lubricants etc @ 5 % | Hour | 8 | 17.695 | 141.56
| 4 | DG set for batching plant 50 KVA | Hour | 8 | 83.2 | 665.6
|  | Fuel / Energy charges | Hour | 8 | 1640.6 | 13124.8
| 5 | DG set for paver 30 KVA | Hour | 8 | 66.6 | 532.8
|  | Fuel / Energy charges | Hour | 8 | 1093.7 | 8749.6
| 6 | Shovel 0.5 cum / Loader | Hour | 2 | 1023.1 | 2046.2
|  | Fuel / Energy charges | Hour | 2 | 820.3 | 1640.6
| 7 | Water tanker | Hour | 8 | 432.4 | 3459.2
|  | Fuel / Energy charges | Hour | 8 | 516.8 | 4134.4
| 8 | Pump 5 hp(diesel) 2 Nos. 4 hrs each | Hour | 8 | 10.3 | 82.4
|  | Fuel / Energy charges | Hour | 8 | 136.7 | 1093.6
| 9 | Sundries ( power line etc ) | LS | 5 | 41 | 205
| Total hire charges of Machinery |  |  |  | Rs: | 99314.16
C. LABOUR:
| Sl No | Description | Unit | Quantity | Rate | Amount
[5 empty] | in Rs. | in Rs.
| 1 | Crew for Batching plant | Hour | 8 | 505.3 | 4042.4
| 2 | Crew for Transit mixer | Hour | 24 | 418.1 | 10034.4
| 3 | Crew for Concrete paver | Hour | 8 | 629 | 5032
| 4 | Crew for DG set | Hour | 16 | 196.6 | 3145.6
| 5 | Crew for Shovel | Hour | 2 | 348.4 | 696.8
| 6 | Crew for Water tanker | Hour | 8 | 258.4 | 2067.2
| 7 | Crew for Pump | Hour | 16 | 163.5 | 2616
| 8 | Mason Class I | Day | 2 | 670 | 1340
| 9 | Mechanic | Day | 1 | 680 | 680
| 10 | Fitter | Day | 1 | 680 | 680
| 11 | Electrician | Day | 1 | 745 | 745
| 12 | work inspector | Day | 2 | 730 | 1460
| 13 | mazdoor ( BP site ) | Day | 5 | 560 | 2800
| 14 | mazdoor ( Paver site ) | Day | 10 | 560 | 5600
| Total cost of Labour |  |  |  | Rs: | 40939.4
| labour component/unit qty |  |  | 42.6
| Add contractor's profit and overhead charges |  | 13.62% | 5.8
| labour component/unit qty (including contractor's profit) |  |  | 48.4
ABSTRACT:
| A. Cost of Materials |  |  |  | Rs: | 242567.51
| B. Hire charges of Machinery |  |  |  | Rs: | 99314.16
| C. Cost of Labour |  |  |  | Rs: | 40939.4
[5 empty] | Total Rs: | 382821.07
| Add for shifting & re-erection of BP @ |  | 2% |  | Rs: | 7656.4214
| Add for LH / RH shifting & erection of Paver @ |  | 0.5% |  | Rs: | 1914.1053
| Add for ledge cutting / erection of tracks etc @ |  | 1% |  | Rs: | 3828.2107
[5 empty] | Total Rs: | 396219.81
| D. Add for contractor's profit and overheads on (A+B+C+other percentages) |  |  | 13.62% | Rs: | 53945.33
| Lead Charges for 1 Km for FA |  | 35.64 | cum @ | 40.9014 Rs./Cum | 0
| Lead Charges for 1 Km for CA |  | 63.36 | cum @ | 39.424405 Rs./Cum | 0
| E. Total cost for |  | 960 | sqm | Rs: | 450165.14
| Rate per | sqm | (A+B+C+D)/960.0 |  | Rs. | 468.92
F.Conveyance charges
|  | Particulars | Unit | Quantity | Rate | Amount
|  | Coarse aggregate 20-10 mm | cum | 41.184 | 1139.7 | 46937.4
|  | Coarse aggregate 10-4.75 mm | cum | 22.176 | 1139.7 | 25273.99
|  | Fine aggregate (Un-Screened ) | cum | 35.64 | 695.1 | 24773.36
[5 empty] | Total | 96984.75
|  |  | Add contractor profit @13.615% |  |  | 13204.47
|  |  | Total conveyance chares |  |  | 110189.22
|  | Total cost per 960 Sqm = ( 450165.14+110189.22)/960 |  |  |  | 583.7
IRR-CAW-5-7 | Laying and fixing of 100 mm Dia 300 mm long precast porus CC plugs in bed and sides
using 0.787 Kgs of cement per each using 20 mm HG metal and placing in local filters of size
600x600x750 mm in size including Excavation of drains and Cost of procuring of all materials
| including 50 m lead and for all lifts. |  |  | (Thickness of lining=100 mm)
DATA:
DATA |  | Rate Analysis |  | Unit | 1 | Plug
A. MATERIALS:
| Sl.No | Particulars | Unit | Qty | Rate in Rs | Amount in Rs.
| 1 | Coarse aggregate | Cum | 0.122 | 1445 | 176.29
| 2 | Sand (Un-Screened ) | cum | 0.18782 | 605 | 113.63
| 3 | Cement | Kg | 0.787 | 4.22 | 3.32
|  | Total cost of materials |  |  | Rs. | 293.24
B. MACHINERY
| Sl.No | Description | Unit | Quantity | Rate in Rs. | Amount in Rs.
| 1 | Excavation of drain with Excavator | Cum | 0.27 | 47 | 12.69
| 2 | Machine mixing Charges | Cum | 0.002 | 518.2 | 1.04
|  | Total hire charges of Machinery |  |  | Total Rs. | 13.73
C. LABOUR
| Sl.No | Particulars | Unit | Qty | Rate in Rs | Amount in Rs.
| 1 | Mazdoor | Day | 0.3 | 560 | 168
|  | Total cost of Labour |  |  | Rs. | 168
| labour component/unit qty |  |  | 168
| Add contractor's profit and overhead charges |  | 13.61% | 22.87
| labour component/unit qty (including contractor's profit) |  |  | 190.87
ABSTRACT
| A. Cost of Materials |  |  |  | Rs. | 293.24
| B. Hire charges of Machinery |  |  |  | Rs. | 13.73
| C. Cost of Labour |  |  |  | Rs. | 168
[5 empty] | Total Rs: | 474.97
| D. Add for contractor's profit and overheads on (A+B+C) |  |  | 13.61% | Rs: | 64.6672
| Total cost for |  | 1 | Plug | Rs: | 539.6372
| Rate per | each plug | (A+B+C+D)/1.0 |  | Rs. | 539.64
IRR-CAW-7-36 | Providing and forming 35 mm wide and 10 mm thick construction / contraction joints
for concrete lining by mastic filler including cost of all materials, labour etc., complete with
all leads and lifts.
DATA: | Consider 100 m length mastic filler joint.
| Asphalt 80/100 Gr |  |  | : | 35 | kg
| Sand ( screened ) |  |  | : | 0.04 | cum
DATA: |  | RATE ANALYSIS |  | UNIT : | 100 | Rm
A. MATERIALS:
| Sl No | particulars | Unit | Quantity | Rate | Amount
[5 empty] | in Rs. | in Rs.
| 1 | Asphalt 80/100 Gr | kg | 35 | 49 | 1715
|  | Sand (Screened ) | cum | 0.04 | 721 | 28.84
|  | Total cost of Materials |  |  | Rs: | 1743.84
B. MACHINERY:
| Sl No | Description | Unit | Quantity | Rate | Amount
[5 empty] | in Rs. | in Rs.
| 1 | Nill |  | 0 | 0 | 0
|  |  |  | 0 | 0 | 0
|  | Total hire charges of Machinery |  |  | Rs: | 0
C. LABOUR:
| Sl No | Description | Unit | Quantity | Rate | Amount
[5 empty] | in Rs. | in Rs.
| 1 | Mason Cl- II | Day | 0.5 | 605 | 302.5
| 2 | mazdoor | Day | 1 | 560 | 560
|  | Total cost of Labour |  |  | Rs: | 862.5
| labour component/unit qty |  |  | 8.6
| Add contractor's profit and overhead charges |  | 13.62% | 1.2
| labour component/unit qty (including contractor's profit) |  |  | 9.8
ABSTRACT:
| A. Cost of Materials |  |  |  | Rs: | 1743.84
| B. Hire charges of Machinery |  |  |  | Rs: | 0
| C. Cost of Labour |  |  |  | Rs: | 862.5
|  |  |  | Total | Rs: | 2606.34
| D. Add for contractor's profit and overheads on (A+B+C) |  |  | 13.62% | Rs: | 354.8532
| Total cost for |  | 100 | Rm | Rs: | 2961.1932
| E. Rate per | Rm | (A+B+C+D)/100.00 |  | Rs. | 29.6
F.Conveyance charges
|  | Particulars | Unit | Quantity | Rate | Amount
| 1 | Sand for filling | cum | 0.04 | 695.1 | 27.8
|  |  | Add contractor profit@13.615% |  |  | 3.78
|  |  | Total conveyance charges |  |  | 31.58
|  |  | Conveyance charges per 1 RM |  |  | 0.32
| Total cost per 1 Rm (E + F ) |  |  |  | Rs: | 29.9
IRR-DAW-2-17 | Providing and forming expansion joint for spillway bridge consisting of 75 x 75 x 6 mm angles 2 numbers provided with 25 cm long 12 mm dia. on top of one of the angle on top of one of the angle including cost of all materials, machinery, labour, providing and fixing 38 mm thick joint filler board matching the thickness of wearing coat, painting etc., complete with lead upto 1 km and all lifts. (IRR-DAW-2-17)
DATA: |  |  |  | RATE ANALYSIS
UNIT:
| A. MATERIALS: |  |  |  | 7.5 | Rm
| Sl No | Particulars | Unit | Quantity | Rate | Amount
[5 empty] | in Rs. | in Rs
| 1 | Structural steel plate | kg | 50.7 | 67 | 3396.9
| 2 | Structural steel angle | kg | 104.5 | 61.5 | 6426.75
| 3 | 12 dia steel anchors | kg | 27.4 | 61 | 1671.4
| 4 | Welding electrodes | Nos | 70 | 17 | 1190
| 5 | Joint filler board 19 mm thick | sqm | 1 | 656 | 656
| 6 | Sundries ( cutting gas / paint etc ) | LS | 1.5 | 41 | 61.5
| Total cost of Materials |  |  |  | Rs: | 13402.55
B. MACHINERY:
| Sl No | Description | Unit | Quantity | Rate | Amount
[5 empty] | in Rs. | in Rs
| 1 | Welding set | Hour | 8 | 17 | 136
|  | Fuel / Energy charges | Hour | 8 | 101.5 | 812
| 2 | Sundries (cutting torch/ welding guns etc) | LS | 2 | 41 | 82
| Total hire charges of Machinery |  |  |  | Rs: | 1030
C. LABOUR:
| Sl No | Description | Unit | Quantity | Rate | Amount
[5 empty] | in Rs. | in Rs
| 1 | Marker / Fabricator / Erector | Day | 1.5 | 800 | 1200
| 2 | Gas cutter / Welder | Day | 1.5 | 655 | 982.5
| 3 | mazdoor | Day | 2 | 560 | 1120
| Total cost of Labour |  |  |  | Rs: | 3302.5
| labour component/unit qty |  |  | 440.3
| Add contractor's profit and overhead charges |  | 0.13615 | 59.9
| labour component/unit qty (including contractor's profit) |  |  | 500.2
ABSTRACT:
| A. Cost of Materials |  |  |  | Rs: | 13402.55
| B. Hire charges of Machinery |  |  |  | Rs: | 1030
| C. Cost of Labour |  |  |  | Rs: | 3302.5
|  |  |  | Total | Rs: | 17735.05
| D.Add for contractor's profit and overheads on (A+B+C) |  |  | 0.13615 | Rs. | 2414.6271
| Lead Charges for 1Km for Steel (including Loading and Unloading Charges) |  | 0.1826 | tonne @ | 264.0413 | 48.2139
| Total cost for |  | 7.5 | Rm | Rs: | 20197.891
| Rate per |  | (A+B+C+D)/7.50 |  | Rs: | 2693.1
IRR-CCDW-1-2 | Excavation for Structures- Mechanical Means |  | ( Data adopted from MORTH)
Earth work in excavation in all kinds of soils of foundation of structures as per drawing and
technical specification, including setting out, construction of shoring and bracing, removal of stumps
and other deleterious matter, dressing of sides and bottom and backfilling with approved material.
Depth upto 3 m
Unit = cum
DATA: | Taking output = 240 cum |  | Unit | 240 | cum
A. Materials:
| Sl No | Description | Unit | Quantity | Rate | Amount
[5 empty] | in Rs. | in Rs.
|  | NIL |  | 0 | 0 | 0
B. Machinery:
| Sl No | Description | Unit | Quantity | Rate | Amount
[5 empty] | in Rs. | in Rs.
| 1 | Hydraulic excavator 1.0 cum bucket capacity | hour | 6 | 1709.2 | 10255.2
|  | Fuel/ Energy charges | hour | 6 | 1503.9 | 9023.4
|  | Total in Rs. |  |  |  | 19278.6
C. Labour:
| Sl No | Description | Unit | Quantity | Rate | Amount
[5 empty] | in Rs. | in Rs.
| 1 | work inspector | day | 0.32 | 730 | 233.6
| 2 | Mazdoor | day | 8 | 560 | 4480
| 3 | crew for excavator | hour | 6 | 348.4 | 2090.4
|  | Total in Rs. |  |  |  | 6804
| labour component/unit qty |  |  | 28.4
| Add contractor's profit and overhead charges |  | 0.13615 | 3.9
| labour component/unit qty (including contractor's profit) |  |  | 32.3
Abstract
| a) Material |  |  |  | Rs | 0
| b) Machinery |  |  |  | Rs | 19278.6
| c) Labour |  |  |  | Rs | 6804
| Total |  |  |  | Rs | 26082.6
| D. Add for contractor's profit and overheads on (A+B+C) |  |  | 0.13615 | Rs: | 3551.15
| Total cost for |  | 240 | cum | Rs: | 29633.75
| Rate per | cum | (A+B+C+D)/240.0 |  | Rs. | 123.5
IRR-CCDW-3-2 | Filling foundation wells with sand in layers of 25 to 30 cm and compacting by watering,
ramming as directed including cost of all materials, machinery, labour etc., complete with
initial lead upto 50 m and all lifts.
DATA: | Bulkage of 5 percent considered.
| Output of 2 mazdoors per day |  |  | : | 7.5 | cum
0.5 mazdoor for levelling and compacting works.
DATA: |  | RATE ANALYSIS |  | UNIT : | 15 | cum
A. MATERIALS:
| Sl No | Particulars | Unit | Quantity | Rate | Amount
[5 empty] | in Rs. | in Rs.
| 1 | Sand for filling | cum | 15.75 | 460 | 7245
[5 empty] | 0 | 0
|  | Total cost of Materials |  |  | Rs: | 7245
B. MACHINERY:
| Sl No | Description | Unit | Quantity | Rate | Amount
[5 empty] | in Rs. | in Rs.
| 1 | Nill |  | 0 | 0 | 0
|  |  |  | 0 | 0 | 0
|  | Total hire charges of Machinery |  |  | Rs: | 0
C. LABOUR:
| Sl No | Description | Unit | Quantity | Rate | Amount
[5 empty] | in Rs. | in Rs.
| 1 | work inspector | Day | 0.25 | 730 | 182.5
| 2 | mazdoor | Day | 4 | 560 | 2240
|  | Total cost of Labour |  |  | Rs: | 2422.5
| labour component/unit qty |  |  | 161.5
| Add contractor's profit and overhead charges |  | 0.13615 | 22
| labour component/unit qty (including contractor's profit) |  |  | 183.5
ABSTRACT:
| A. Cost of Materials |  |  |  | Rs: | 7245
| B. Hire charges of Machinery |  |  |  | Rs: | 0
| C. Cost of Labour |  |  |  | Rs: | 2422.5
[5 empty] | Total Rs: | 9667.5
| D. Add for contractor's profit and overheads on (A+B+C) |  |  | 0.13615 | Rs: | 1316.2301
| Total cost for |  | 15 | cum | Rs: | 10983.7301
| E) Rate per 1 cum |  | (A+B+C+D)/15.0 |  | Rs. | 732.2
F.Conveyance charges
|  | Particulars | Unit | Quantity | Rate | Amount
| 1 | Sand for filling | cum | 15.75 | 695.1 | 10947.83
|  |  | Add contractor profit@13.615% |  |  | 1490.55
|  |  | Total conveyance charges |  |  | 12438.38
|  |  | Conveyance charges per 1cum |  |  | 829.2
| Total cost per 1 cum (E + F ) |  |  |  | Rs: | 1561.4
IRR-CCDW-2-5 | Providing and laying insitu vibrated M-10 ( 28 days cube compressive strength not less than
10 N / sq mm ) grade cement concrete using 40 mm down size approved, clean, hard, graded
aggregates for foundation filling including cost of all materials, machinery, labour, formwork,
cleaning, batching, mixing, placing in position, levelling, vibrating, finishing, curing etc.,
complete with initial lead upto 50 m and all lifts.
(Cement content: 220 kg / cum with use of super plasticiser(0.4% by wt. of cement),
CA : 0.90cum, Blending Ratio of CA--50:30:20, FA : 0.40 cum)
DATA: |  | RATE ANALYSIS |  | UNIT : | 16.36 | cum
A. MATERIALS:
| Sl No | Particulars | Unit | Quantity | Rate | Amount
[5 empty] | in Rs. | in Rs.
| 1 | Cement for mix | kg | 3599.2 | 4.22 | 15188.62
|  | Cement for incidentals @ 3 kg / cum | kg | 49.08 | 4.22 | 207.12
| 2 | Coarse aggregate 40-20 mm | cum | 7.362 | 1380 | 10159.56
|  | Coarse aggregate 20-10 mm | cum | 4.4172 | 1445 | 6382.85
|  | Coarse aggregate 10 mm below | cum | 2.9448 | 1052 | 3097.93
| 3 | Fine aggregate (Un-Screened) | cum | 6.544 | 605 | 3959.12
| 4 | Super Plasticizer | kg | 14.3968 | 63 | 907
| 5 | Use rate of shuttering for 40 uses | sqm | 16.36 | 338.3564 | 5535.51
|  | Scaffolding @ of shuttering | 10% |  |  | 553.551
| 6 | Sundries | LS | 0.5 | 41 | 20.5
|  | Total cost of Materials |  |  | Rs: | 46011.771
B. MACHINERY:
| Sl No | Description | Unit | Quantity | Rate | Amount
[5 empty] | in Rs. | in Rs.
| 1 | Concrete mixer 300/200 ltr ( diesel ) | Hour | 8 | 53.9 | 431.2
|  | Fuel / Energy charges | Hour | 8 | 136.7 | 1093.6
| 2 | 5 hp pump ( diesel ) | Hour | 0.5 | 10.3 | 5.15
|  | Fuel / Energy charges | Hour | 0.5 | 136.7 | 68.35
| 3 | Water tanker 8000 ltr | Hour | 1 | 432.4 | 432.4
|  | Fuel / Energy charges | Hour | 1 | 516.8 | 516.8
| 4 | Needle vibrator 40 mm dia ( petrol ) | Hour | 8 | 7.9 | 63.2
|  | Fuel / Energy charges | Hour | 8 | 30.7 | 245.6
|  | Total hire charges of Machinery |  |  | Rs: | 2856.3
C. LABOUR:
| Sl No | Description | Unit | Quantity | Rate | Amount
[5 empty] | in Rs. | in Rs.
| 1 | Crew for Concrete mixer | Hour | 8 | 327.6 | 2620.8
| 2 | Crew for Pump | Hour | 0.5 | 163.5 | 81.75
| 3 | Crew for Water tanker | Hour | 1 | 258.4 | 258.4
| 4 | Crew for Vibrator | Hour | 8 | 235.8 | 1886.4
| 5 | Mason Class-I | Day | 1 | 670 | 670
| 6 | work inspector | Day | 1 | 730 | 730
| 7 | mazdoor
|  | for batching materials | Day | 11 | 560 | 6160
|  | for loading mortar pans | Day | 4 | 560 | 2240
|  | for laying | Day | 3 | 560 | 1680
|  | for conveying concrete | Day | 16.36 | 560 | 9161.6
| 8 | for cleaning/ washing/ curing | Day | 1 | 560 | 560
| 9 | Labour cost for shuttering | sqm | 16.36 | 138.45 | 2265.04
| 10 | Labour cost for scaffolding @ | 10% |  |  | 226.504
|  | Total cost of Labour |  |  | Rs: | 28540.504
| labour component/unit qty |  |  | 1744.5
| Add contractor's profit and overhead charges |  | 13.62% | 237.5
| labour component/unit qty (including contractor's profit) |  |  | 1982
ABSTRACT:
| A. Cost of Materials |  |  |  | Rs: | 46011.771
| B. Hire charges of Machinery |  |  |  | Rs: | 2856.3
| C. Cost of Labour |  |  |  | Rs: | 28540.504
[5 empty] | Total Rs: | 77408.575
| D. Add for contractor's profit and overheads on (A+B+C) |  |  | 13.62% | Rs: | 10539.1775
| Total cost for |  | 16.36 | cum | Rs: | 87947.7525
| Rate per | cum | (A+B+C+D)/16.36 |  | Rs. | 5375.8
F.Conveyance charges
| Sl No | Particulars | Unit | Quantity | Rate | Amount
| 1 | Coarse aggregate 40-20 mm | cum | 7.362 | 1139.7 | 8390.47
| 2 | Coarse aggregate 20-10 mm | cum | 4.4172 | 1139.7 | 5034.28
| 3 | Coarse aggregate 10 mm below | cum | 2.9448 | 1139.7 | 3356.19
| 4 | Fine aggregate (Un-Screened) | cum | 6.544 | 695.1 | 4548.73
21329.67
|  |  | Add contractor profit @13.615% |  |  | 2904.03
|  |  | Total conveyance charges |  |  | 24233.7
|  |  | Conveyance charges per 1cum |  |  | 1481.3
|  | Total cost per 1 cum (E + F ) |  |  |  | 6857.1
IRR-CCDW-2-3 | Providing and laying insitu vibrated M-15 ( 28 days cube compressive strength not less than
15 N /sq mm ) grade cement concrete using 40 mm down size approved, clean, hard, graded
aggregates for foundation filling including cost of all materials, machinery, labour, formwork,
cleaning, batching, mixing, placing in position, levelling, vibrating, finishing, curing etc.,
complete with initial lead upto 50 m and all lifts.
(Cement content: 260 kg / cum with use of super plasticiser(0.4% by wt. of cement),
CA : 0.90cum, Blending Ratio of CA--50:30:20, FA : 0.40 cum)
Data |  | RATE ANALYSIS |  | UNIT : | 15.38 | cum
A. MATERIALS:
| Sl No | Particulars | Unit | Quantity | Rate | Amount
[5 empty] | in Rs. | in Rs.
| 1 | Cement for mix | kg | 3998.8 | 4.22 | 16874.94
|  | Cement for incidentals @ 3 kg / cum | kg | 46.14 | 4.22 | 194.71
| 2 | Coarse aggregate 40-20 mm | cum | 6.921 | 1380 | 9550.98
|  | Coarse aggregate 20-10 mm | cum | 4.1526 | 1445 | 6000.51
|  | Coarse aggregate 10 mm below | cum | 2.7684 | 1052 | 2912.36
| 3 | Fine aggregate (Un-Screened) | cum | 6.152 | 605 | 3721.96
| 4 | Super Plasticizer | kg | 15.9952 | 63 | 1007.7
| 5 | Use rate of shuttering for 40 uses | sqm | 15.38 | 338.36 | 5203.92
|  | Scaffolding @ of shuttering | 0.1 |  |  | 520.392
| 6 | Sundries | LS | 0.5 | 41 | 20.5
|  | Total cost of Materials |  |  | Rs: | 46007.962
B. MACHINERY:
| Sl No | Description | Unit | Quantity | Rate | Amount
[5 empty] | in Rs. | in Rs.
| 1 | Concrete mixer 300/200 ltr ( diesel ) | Hour | 8 | 53.9 | 431.2
|  | Fuel / Energy charges | Hour | 8 | 136.7 | 1093.6
| 2 | 5 hp pump ( diesel ) | Hour | 0.5 | 10.3 | 5.15
|  | Fuel / Energy charges | Hour | 0.5 | 136.7 | 68.35
| 3 | Water tanker 8000 ltr | Hour | 1 | 432.4 | 432.4
|  | Fuel / Energy charges | Hour | 1 | 516.8 | 516.8
| 4 | Needle vibrator 40 mm dia ( petrol ) | Hour | 8 | 7.9 | 63.2
|  | Fuel / Energy charges | Hour | 8 | 30.7 | 245.6
|  | Total hire charges of Machinery |  |  | Rs: | 2856.3
C. LABOUR:
| Sl No | Description | Unit | Quantity | Rate | Amount
[5 empty] | in Rs. | in Rs.
| 1 | Crew for Concrete mixer | Hour | 8 | 327.6 | 2620.8
| 2 | Crew for Pump | Hour | 0.5 | 163.5 | 81.75
| 3 | Crew for Water tanker | Hour | 1 | 258.4 | 258.4
| 4 | Crew for Needle vibrator | Hour | 8 | 235.8 | 1886.4
| 5 | work inspector | Day | 1 | 730 | 730
| 6 | Mason Class-I | Day | 1 | 670 | 670
| 7 | mazdoor |  |  |  | 0
|  | for batching materials | Day | 11 | 560 | 6160
|  | for loading mortar pans | Day | 4 | 560 | 2240
|  | for laying | Day | 3 | 560 | 1680
|  | for conveying concrete | Day | 15.38 | 560 | 8612.8
|  | for cleaning/ washing/ curing | Day | 1 | 560 | 560
| 8 | Labour cost for shuttering | sqm | 15.38 | 138.45 | 2129.36
|  | Labour cost for scaffolding @ | 0.1 |  |  | 212.936
|  | Total cost of Labour |  |  | Rs: | 27842.446
| labour component/unit qty |  |  | 1810.3
| Add contractor's profit and overhead charges |  | 0.13615 | 246.5
| labour component/unit qty (including contractor's profit) |  |  | 2056.8
ABSTRACT:
| A. Cost of Materials |  |  |  | Rs: | 46007.962
| B. Hire charges of Machinery |  |  |  | Rs: | 2856.3
| C. Cost of Labour |  |  |  | Rs: | 27842.446
[5 empty] | Total Rs: | 76706.708
| D. Add for contractor's profit and overheads on (A+B+C) |  |  | 0.13615 | Rs: | 10443.6183
| Total cost for |  | 15.38 | cum | Rs: | 87150.3263
| E.Rate per 1 cum |  | (A+B+C+D)/15.38 |  | Rs. | 5666.5
F.Conveyance charges
|  | Particulars | Unit | Quantity | Rate | Amount
| 1 | Coarse aggregate 40-20 mm | cum | 6.921 | 1139.7 | 7887.86
| 2 | Coarse aggregate 20-10 mm | cum | 4.1526 | 1139.7 | 4732.72
| 3 | Coarse aggregate 10 mm below | cum | 2.7684 | 1139.7 | 3155.15
| 4 | Fine aggregate (Un-Screened) | cum | 6.152 | 695.1 | 4276.26
20051.99
|  |  | Add contractor profit @13.615% |  |  | 2730.08
|  |  | Total conveyance charges |  |  | 22782.07
|  |  | Conveyance charges per 1cum |  |  | 1481.28
| Total cost per 1 cum (E + F ) |  |  |  |  | 7147.78
|  |  |  | or say | Rs: | 7147.8
IRR-CCDW-2-10 | Providing and laying insitu vibrated M-15 ( 28 days cube compressive strength not less than
15 N / sq mm ) grade cement concrete using 20 mm down size approved, clean, hard, graded
aggregates for sub-structure / super- structure works including cost of all materials,
machinery, labour, formwork, scaffolding, cleaning, batching, mixing, placing in position,
levelling, vibrating, finishing, curing etc., complete with initial lead upto 50 m and all lifts.
(Cement content: 280 kg / cum with use of super plasticiser(0.4% by wt. of cement),
CA : 0.80cum, Blending Ratio of CA--65:35, FA : 0.45 cum)
DATA: |  | RATE ANALYSIS |  | UNIT : | 15.71 | cum
A. MATERIALS:
| Sl No | Particulars | Unit | Quantity | Rate | Amount
[5 empty] | in Rs. | in Rs.
| 1 | Cement for mix | kg | 4398.8 | 4.22 | 18562.94
|  | Cement for incidentals @ 5 kg / cum | kg | 78.55 | 4.22 | 331.48
| 2 | Coarse aggregate 20-10 mm | cum | 8.1692 | 1445 | 11804.49
|  | Coarse aggregate 10 mm below | cum | 4.3988 | 1052 | 4627.54
| 3 | Fine aggregate (Un-Screened) | cum | 7.0695 | 605 | 4277.05
| 4 | Super Plasticizer | kg | 17.5952 | 63 | 1108.5
| 5 | Use rate of shuttering for 40 uses | sqm | 31.42 | 338.3565 | 10631.16
|  | Scaffolding @ of shuttering | 0.25 |  |  | 2657.79
| 6 | Sundries | LS | 0.5 | 41 | 20.5
|  | Total cost of Materials |  |  | Rs: | 54021.44
B. MACHINERY:
| Sl No | Description | Unit | Quantity | Rate | Amount
[5 empty] | in Rs. | in Rs.
| 1 | Concrete mixer 300/200 ltr ( diesel ) | Hour | 8 | 53.9 | 431.2
|  | Fuel / Energy charges | Hour | 8 | 136.7 | 1093.6
| 2 | 5 hp pump ( diesel ) | Hour | 0.5 | 10.3 | 5.15
|  | Fuel / Energy charges | Hour | 0.5 | 136.7 | 68.35
| 3 | Water tanker 8000 ltr | Hour | 1 | 432.4 | 432.4
|  | Fuel / Energy charges | Hour | 1 | 516.8 | 516.8
| 4 | Needle vibrator 40 mm dia ( petrol ) | Hour | 8 | 7.9 | 63.2
|  | Fuel / Energy charges | Hour | 8 | 30.7 | 245.6
|  | Total hire charges of Machinery |  |  | Rs: | 2856.3
C. LABOUR:
| Sl No | Description | Unit | Quantity | Rate | Amount
[5 empty] | in Rs. | in Rs.
| 1 | Crew for Concrete mixer | Hour | 8 | 327.6 | 2620.8
| 2 | Crew for Pump | Hour | 0.5 | 163.5 | 81.75
| 3 | Crew for Water tanker | Hour | 1 | 258.4 | 258.4
| 4 | Crew for Vibrator | Hour | 8 | 235.8 | 1886.4
| 5 | Mason Class-I | Day | 1 | 670 | 670
| 6 | work inspector | Day | 1 | 730 | 730
| 7 | mazdoor |  |  |  | 0
|  | for batching materials | Day | 11 | 560 | 6160
|  | for loading mortar pans | Day | 4 | 560 | 2240
|  | for laying | Day | 4 | 560 | 2240
|  | for conveying concrete | Day | 15.71 | 560 | 8797.6
|  | for cleaning/ washing/ curing | Day | 1 | 560 | 560
| 8 | Labour cost for shuttering | sqm | 31.42 | 138.45 | 4350.1
|  | Labour cost for scaffolding @ | 0.25 |  |  | 1087.525
|  | Total cost of Labour |  |  | Rs: | 31682.565
| labour component/unit qty |  |  | 2016.7
| Add contractor's profit and overhead charges |  | 0.13615 | 274.6
| labour component/unit qty (including contractor's profit) |  |  | 2291.3
ABSTRACT:
| A. Cost of Materials |  |  |  | Rs: | 54021.44
| B. Hire charges of Machinery |  |  |  | Rs: | 2856.3
| C. Cost of Labour |  |  |  | Rs: | 31682.565
[5 empty] | Total Rs: | 88560.305
| D. Add for contractor's profit and overheads on (A+B+C) |  |  | 0.13615 | Rs: | 12057.4855
| Total cost for |  | 15.71 | cum | Rs: | 100617.7905
| E.Rate per 1 cum |  | (A+B+C+D)/15.71 |  | Rs. | 6404.7
F.Conveyance charges
|  | Particulars | Unit | Quantity | Rate | Amount
| 1 | Coarse aggregate 20-10 mm | cum | 8.1692 | 1139.7 | 9310.44
| 2 | Coarse aggregate 10 mm below | cum | 4.3988 | 1139.7 | 5013.31
| 3 | Fine aggregate (Un-Screened) | cum | 7.0695 | 695.1 | 4914.01
19237.76
|  |  | Add contractor profit @13.615% |  |  | 2619.22
|  |  | Total conveyance charges |  |  | 21856.98
|  |  | Conveyance charges per 1cum |  |  | 1391.3
| Total cost per 1 cum (E + F ) |  |  |  | Rs: | 7796
IRR-CCDW-2-26 | Providing and laying insitu M- 20 ( 28 days cube compressive strength not less than 20 N /
sqmm ) grade cement concrete using 20 mm down size approved, clean, hard, graded
aggregates for wearing coat including cost of all materials, machinery, labour, formwork,
cleaning, batching, mixing, placing in position in alternate panels, levelling, compacting,
finishing, curing, packing joints with asphalt mortar etc., complete with initial lead upto 50 m
and all lifts.
DATA: |  | RATE ANALYSIS |  | UNIT : | 15.76 | cum
A. MATERIALS:
| Sl No | Particulars | Unit | Quantity | Rate | Amount
[5 empty] | in Rs. | in Rs.
| 1 | Cement for mix | kg | 5200.8 | 4.22 | 21947.38
|  | Cement for incidentals @ 5 kg / cum | kg | 78.8 | 4.22 | 332.54
| 2 | Coarse aggregate 20-10 mm | cum | 8.1952 | 1445 | 11842.06
|  | Coarse aggregate 10 mm below | cum | 4.4128 | 1052 | 4642.27
| 3 | Fine aggregate (Un-Screened) | cum | 7.092 | 605 | 4290.66
| 4 | Super Plasticizer | kg | 20.8032 | 63 | 1310.6
| 5 | Use rate of shuttering | sqm | 7.88 | 338.3565 | 2666.25
| 6 | Sundries ( asphalt mortar etc ) | LS | 5 | 41 | 205
|  | Total cost of Materials |  |  | Rs: | 47236.75
B. MACHINERY:
| Sl No | Description | Unit | Quantity | Rate | Amount
[5 empty] | in Rs. | in Rs.
| 1 | Concrete mixer 300/200 ltr ( diesel ) | Hour | 8 | 53.9 | 431.2
|  | Fuel / Energy charges | Hour | 8 | 136.7 | 1093.6
| 2 | 5 hp pump ( diesel ) | Hour | 0.5 | 10.3 | 5.15
|  | Fuel / Energy charges | Hour | 0.5 | 136.7 | 68.35
| 3 | Needle vibrator 40 mm dia ( petrol ) | Hour | 8 | 7.9 | 63.2
|  | Fuel / Energy charges | Hour | 8 | 30.7 | 245.6
|  | Total hire charges of Machinery |  |  | Rs: | 1907.1
C. LABOUR:
| Sl No | Description | Unit | Quantity | Rate | Amount
[5 empty] | in Rs. | in Rs.
| 1 | Crew for Concrete mixer | Hour | 8 | 327.6 | 2620.8
| 2 | Crew for Pump | Hour | 0.5 | 163.5 | 81.75
| 3 | Crew for Needle vibrator | Hour | 8 | 235.8 | 1886.4
| 4 | Mason Class-I | Day | 2 | 670 | 1340
| 5 | work inspector | Day | 1 | 730 | 730
| 6 | mazdoor
|  | for batching materials | Day | 11 | 560 | 6160
|  | for loading mortar pans | Day | 4 | 560 | 2240
|  | for laying | Day | 4 | 560 | 2240
|  | for conveying concrete | Day | 15.76 | 560 | 8825.6
|  | for cleaning/ washing/ curing | Day | 2 | 560 | 1120
| 7 | Labour cost for shuttering | sqm | 7.88 | 138.45 | 1090.99
|  | Total cost of Labour |  |  | Rs: | 28335.54
| labour component/unit qty |  |  | 1797.9
| Add contractor's profit and overhead charges |  | 13.62% | 244.8
| labour component/unit qty (including contractor's profit) |  |  | 2042.7
ABSTRACT:
| A. Cost of Materials |  |  |  | Rs: | 47236.75
| B. Hire charges of Machinery |  |  |  | Rs: | 1907.1
| C. Cost of Labour |  |  |  | Rs: | 28335.54
[5 empty] | Total Rs: | 77479.39
| D. Add for contractor's profit and overheads on (A+B+C) |  |  | 13.62% | Rs: | 10548.8189
| Total cost for |  | 15.76 | cum | Rs: | 88028.2089
| Rate per | cum | (A+B+C+D)/15.76 |  | Rs. | 5585.5
F.Conveyance charges
|  | Particulars | Unit | Quantity | Rate | Amount
| 1 | Coarse aggregate 20-10 mm | cum | 8.1952 | 1139.7 | 9340.07
| 2 | Coarse aggregate 10 mm below | cum | 4.4128 | 1139.7 | 5029.27
| 3 | Fine aggregate (Un-Screened) | cum | 7.092 | 695.1 | 4929.65
19298.99
|  |  | Add contractor profit @13.615% |  |  | 2627.56
|  |  | Total conveyance charges |  |  | 21926.55
|  |  | Conveyance charges per 1cum |  |  | 1391.279
| Total cost per 1 cum (E + F ) |  |  |  | Rs: | 6976.779
[5 empty] | or say | 6976.8
IRR-CAW-7-23 | Providing and fixing 100 mm dia perforated PVC pipes 40 cm long for Weep holes
including cost of all materials, labour, drilling 8 mm dia holes etc. complete with all
leads and lifts.
DATA: | Consider 10 Nos 100 mm dia PVC pipes 40 cm long each
DATA |  | RATE ANALYSIS |  | UNIT: | 10 | Nos.
A. MATERIALS:
| Sl.No | Particulars | Unit | Qty | Rate in Rs | Amount in Rs.
| 1 | PVC pipe 100 mm dia 10 Nos | Rm | 10 | 176 | 1760
|  | Total cost of Materials |  |  | Rs. | 1760
B. MACHINERY
| Sl.No | Description | Unit | Quantity | Rate in Rs. | Amount in Rs.
| 1 | Nill |  | 0 | 0
|  |  |  | 0 | 0
|  | Total hire chargs of Machinery |  |  | Rs. | 0
C. LABOUR
| Sl.No | Particulars | Unit | Qty | Rate in Rs | Amount in Rs.
| 1 | Pipe fitter | Day | 0.25 | 750 | 187.5
| 2 | Mazdoor | Day | 0.25 | 560 | 140
|  | Total cost of Labour |  |  | Rs. | 327.5
| labour component/unit qty |  |  | 32.8
| Add contractor's profit and overhead charges |  | 0.13615 | 4.5
| labour component/unit qty (including contractor's profit) |  |  | 37.3
ABSTRACT
| A. Cost of Materials |  |  |  | Rs. | 1760
| B. Hire charges of Machinery |  |  |  | Rs. | 0
| C. Cost of Labour |  |  |  | Rs. | 327.5
[5 empty] | Total Rs: | 2087.5
| D. Add for contractor's profit and overheads on (A+B+C) |  |  | 0.13615 | Rs: | 284.2131
| Total cost for |  | 10 | Nos. | Rs: | 2371.7131
| Rate per | No. | (A+B+C+D)/10.0 |  | Rs. | 237.2
IRR-CCDW-7-2 | Providing and filling murrum / gravely soil ( CNS soil ) for foundation or around pipes
including breaking clods, spreading in layers of 10 to 15 cm, watering, compaction by earth
masters to achieve density control of not less than 95 percent etc., complete with lead
upto 50 m and all lifts.
DATA: |  | RATE ANALYSIS |  | UNIT : | 10 | cum
A. MATERIALS:
| Sl No | Particulars | Unit | Quantity | Rate | Amount
[5 empty] | in Rs. | in Rs.
| 1 | Gravel | cum | 12 | 155 | 1860
|  |  |  | 0 | 0 | 0
|  | Total cost of Materials |  |  | Rs: | 1860
B. MACHINERY:
| Sl No | Description | Unit | Quantity | Rate | Amount
[5 empty] | in Rs. | in Rs.
| 1 | Nill |  | 0 | 0 | 0
|  |  |  | 0 | 0 | 0
|  | Total hire charges of Machinery |  |  | Rs: | 0
C. LABOUR:
| Sl No | Description | Unit | Quantity | Rate | Amount
[5 empty] | in Rs. | in Rs.
| 1 | Cartman with double bullock cart | Day | 0.5 | 670 | 335
| 2 | work inspector | Day | 0.5 | 730 | 365
| 3 | mazdoor | Day | 6 | 560 | 3360
|  | Total cost of Labour |  |  | Rs: | 4060
| labour component/unit qty |  |  | 406
| Add contractor's profit and overhead charges |  | 0.13615 | 55.3
| labour component/unit qty (including contractor's profit) |  |  | 461.3
ABSTRACT:
| A. Cost of Materials |  |  |  | Rs: | 1860
| B. Hire charges of Machinery |  |  |  | Rs: | 0
| C. Cost of Labour |  |  |  | Rs: | 4060
[5 empty] | Total Rs: | 5920
| D. Add for contractor's profit and overheads on (A+B+C) |  |  | 0.13615 | Rs: | 806.008
| Total cost for |  | 10 | cum | Rs: | 6726.008
| E.Rate per 1 cum |  | (A+B+C+D)/10.0 |  | Rs. | 672.6
F.Conveyance charges
|  | Particulars | Unit | Quantity | Rate | Amount
| 1 | Gravel | cum | 12 | 868.7 | 10424.4
|  |  | Add contractor profit @13.615% |  |  | 1419.28
|  |  | Total conveyance charges |  |  | 11843.68
|  |  | Conveyance charges per 1cum |  |  | 1184.4
| Total cost per 1 cum (E + F ) |  |  |  | Rs: | 1857
MAT-05747 |  | Manufacture, Supply and Delivery of R.C.C. Socket and Spigot (NP-3) 1000mm dia.pipes conforming to B.I.S. 458/2003 at ex-factory (rate per meter of effective length) Excluding transportation and all taxes.(MAT-05747) |  |  | per 1 RM in .Rs | 6901
|  |  | Add contractor profit @13.615 |  |  | 939.6
|  |  | Rate per 1 RMT |  |  | 7840.6
MAT-05743 |  | Manufacture, Supply and Delivery of R.C.C. Socket and Spigot (NP-3) 600mm dia.pipes conforming to B.I.S. 458/2003 at ex-factory (rate per meter of effective length) Excluding transportation and all taxes.(MAT-05743) |  |  | per 1 RM in .Rs | 2867
|  |  | Add contractor profit @13.615 |  |  | 390.3
|  |  | Rate per 1 RMT |  |  | 3257.3

## Lead
Lead Statement
Name of the Work : Formation of New Channel with CC lining in Godavari Delta System
S.No. | Description of Materials | Source of supply | Unit | Initial Cost of Material in Rs. | Lead in KMs | Conveyance charges in Rs. | Remarks
(1) | (2) | (3) | (4) | (5) | (6) | (7) | (8)
1 | Cement | Local Market | kg | 4.22
3 | HBG Metal 80 mm | Pangidi | Cum | 753 | 87 | 1139.7
4 | HBG Metal 40 mm | Pangidi | Cum | 1380 | 87 | 1139.7
5 | HBG Metal 20 mm | Pangidi | Cum | 1445 | 87 | 1139.7
6 | HBG Metal below 10 mm | Pangidi | Cum | 1052 | 87 | 1139.7
7 | Sand for Filling | Siddantham | Cum | 460 | 48 | 695.1
8 | Sand for Mortar | Siddantham | Cum | 605 | 48 | 695.1
9 | Murrum/Gravel | Arugolanu | Cum | 1.5419 | 62 | 868.7
|  |  |  | For Sand/Gravel |  | For Coarse aggreate
| Lead upto 5.0km |  | Rs. | 99.4 |  | 95.7
| For every km beyond 5km upto 30km |  | Rs. | 14.9 |  | 14.4
| For every km beyond 30km |  | Rs. | 12.4 |  | 12
1) Certified that the leads mentioned above are correct to the best of my knowledge
2) Certified that the seigniorage charges are excluding in initial cost of materials.
3)Certified that the rates are adopted as per common SSR for the year 2023-24 of Govt. of Andhra Pradesh.

## Site plan
Site Plan of Weir Channel from km 0.000 to km 6.100 & its Branch channels
Narasapuram main canal
[11 empty] | Weir Channel | km 0.000
[5 empty] | km 2.210 |  |  | km 1.736
km 1.100
|  |  | km 3.410 | [5 empty] | km 0.00
Gedalavampu branch No.1
[7 empty] | D.P.No.1 |  |  |  |  | km 1.700
[7 empty] | D.P.No.2 |  |  |  |  | km 2.500
[7 empty] | D.P.No.3 |  |  |  |  | km 2.800
|  |  |  | km 2.076 |  | km 1.645 |  | km 0.318
km 3.300
|  | km 3.600 | [6 empty] | km 0.00
Perupalem branch No.2
km 4.250
km 4.400
km 4.600
[6 empty] | km 1.150 |  | km 0.950
km 4.730
km 4.910
|  |  |  | km 2.300 |  |  |  |  | km 0.00
|  |  | Dibbalapalem branch No.3 | [8 empty] | km 5.000
km 5.350
| C.C Lining | [10 empty] | km 5.600
| Pipe Culvert | [10 empty] | km 5.700
Tail Dam
km 5.900
| O.T. Sluices | [9 empty] | Weir Channel
|  |  | Molaparru branch No.4 | [8 empty] | km 6.100
|  |  | km 3.000 | [5 empty] | km 0.00

## Structures details
Structure details of Weir channel and its four branch channels
S.No. | Name of the Channel | Location @km | Type of Structure | Remarks
1.Road crossing points
1 | Weir channel | 3.3 | Pipe Culvert
2 | Weir channel | 4.25 | Pipe Culvert
3 | Weir channel | 4.4 | Pipe Culvert
4 | Weir channel | 4.6 | Pipe Culvert
5 | Weir channel | 4.73 | Pipe Culvert
6 | Weir channel | 5 | Pipe Culvert
7 | Weir channel | 5.35 | Pipe Culvert
8 | Weir channel | 5.6 | Pipe Culvert
9 | Weir channel | 5.7 | Pipe Culvert
10 | Weir channel | 5.9 | Pipe Culvert
11 | Gedalavampu branch channel No.1 | 1.736 | Pipe Culvert
12 | Gedalavampu branch channel No.1 | 2.21 | Pipe Culvert
13 | Perupalem branch channel No.2 | 0.318 | Pipe Culvert
14 | Perupalem branch channel No.2 | 1.645 | Pipe Culvert
15 | Perupalem branch channel No.2 | 2.076 | Pipe Culvert
16 | Dibbalapalem branch channel No.3 | 0.95 | Pipe Culvert
17 | Dibbalapalem branch channel No.3 | 1.15 | Pipe Culvert
2) O.T. Sluices
1 | Weir channel ( Dibbalapalem Branch No.3) | 4.91 | O.T.Sluices
2 | Weir channel ( Molaparru Branch No.4) | 6.1 | O.T.Sluices
3) Tail Dams
1 | Weir Channel | 6.1 | Tail Dam
2 | Gedalavampu branch channel No.1 | 3.41 | Tail Dam
3 | Perupalem Branch No.2 | 3.6 | Tail Dam
4 | Dibbalapalem Branch No.3 | 2.3 | Tail Dam
5 | Mulaparru Branch No.4 | 3 | Tail Dam

## Land aquisition
Land Acquisition
Name of the Work: Formation of New Weir channel from km 3.300 to km 6.100 and its four branch channels in Mogalturu (M) of W.G.Dt.
S.No. | Name of the Channel | Nos | Length in mts. | Width in mts. | Area in Sqm.
| Weir channel from km 3.3000 to km 4.910 | 1 | 1610 | 13 | 20930
| Weir channel from km 4.910 to km 6.100 | 1 | 1190 | 13 | 15470
| Gedalavampu Branch channel No.1 from km 0.000 to km 1.460 | 1 | 1460 | 12 | 17520
| Gedalavampu Branch channel No.1 from km 1.460 to km 3.410 | 1 | 1950 | 12 | 23400
| Perupalem Branch channel No.2 from km 0.000 to km 2.600 | 1 | 2600 | 14 | 36400
| Perupalem Branch channel No.2 from km 2.600 to km 3.600 | 1 | 1000 | 14 | 14000
| Dibbalapalem branch channel No.3 from km 0.000 to km 2.300 | 1 | 2300 | 12 | 27600
| Molaparru branch channel No.4 from km 0.000 to km 3.000 | 1 | 3000 | 13 | 39000
Total in Sqm |  |  |  |  | 194320
No. of Acres=194320/4046.86 |  |  |  |  | 48
Rate per 1 acre in Rs. |  |  |  |  | 2045000
Amount required for land acquisition=48.00 x 2000000/- |  |  |  |  | 98160000

## M-20 railling (hidden)
Page 472,497 of MoRT&H SDB | Construction of precast VRCC railing of M20 grade using HBG crushed stone aggregate of size not exceeding 12 mm and fine aggregate conforming to table 1000-2 true to line and grade, tolerance of vertical RCC post not to exceed 1 in 500, centre to centre spacing between vertical posts not to exceed 2000mm, leaving adequate space between vertical posts for expansion including cost, seigniorage conveyance of all materials to site and labour charges, centering, machine mixing, laying, vibrating, curing etc., including other incidental hire and operational charges of all T&P as per approved drawings and as directed during execution but excluding cost of steel and its fabrication charges as per approved drawings and technical specifications for finished item of work as per MoRT&H Specification 2703, 1500, 1600, 1700(4th Revision)
Data |  | RATE ANALYSIS |  | UNIT : | 15 | cum
A. MATERIALS:
| Sl No | Particulars | Unit | Quantity | Rate | Amount
[5 empty] | in Rs. | in Rs.
| 1 | Cement at site | kg | 5120 | 3.9 | 19968
| 2 | Cost of 12mm SS-5 HBG M/C metal | cum | 8.1 | 1182 | 9574.2
|  | Cost of 10mm SS-5 HBG M/C metal | cum | 5.4 | 860 | 4644
| 3 | Sand at site | cum | 6.75 | 100 | 675
|  | Total cost of Materials |  |  | Rs: | 34861.2
B. MACHINERY:
| Sl No | Description | Unit | Quantity | Rate | Amount
[5 empty] | in Rs. | in Rs.
| 1 | Concrete mixer 0.4/0.28 cum | Hour | 8 | 252.2 | 2017.6
| 2 | Generator set 35 KVA | Hour | 0.5 | 816.8 | 408.4
|  | Total hire charges of Machinery |  |  | Rs: | 2426
C. LABOUR:
| Sl No | Description | Unit | Quantity | Rate | Amount
[5 empty] | in Rs. | in Rs.
| 1 | Mate | Hour | 0.86 | 500 | 430
| 2 | Mason | Hour | 1.5 | 500 | 750
| 3 | Mazdoor | Hour | 20 | 420 | 8400
|  | Total cost of Labour |  |  | Rs: | 9580
E. LEAD CHARGES:
| Sl No | Particulars | Unit | Quantity | Rate | Amount
[5 empty] | in Rs. | in Rs.
| 1 | Cost of 12mm SS-5 HBG M/C metal | cum | 8.1 | 1139.7 | 9231.57
| 2 | Cost of 10mm SS-5 HBG M/C metal | cum | 5.4 | 1139.7 | 6154.38
| 3 | Sand at site | cum | 6.75 | 695.1 | 4691.925
|  | Total cost of Materials |  |  | Rs: | 20077.875
ABSTRACT:
| A. Cost of Materials including seignorage charges |  |  |  | Rs: | 34861.2
| B. Hire charges of Machinery |  |  |  | Rs: | 2426
| C. Cost of Labour |  |  |  | Rs: | 9580
[5 empty] | Total Rs: | 46867.2
| D. Add for contractor's profit and overheads on (A+B+C) |  |  | 13.61% | Rs: | 6380.9693
| E. Lead Charges |  |  |  | Rs: | 20077.875
| Total cost for |  | 15 | cum | Rs: | 73326.0443
| Rate per | cum | (A+B+C+D+E)/15 |  | Rs. | 4888.4

## M-25 (hidden)
IRR-DAW-2-4B | Providing and laying insitu vibrated M-25 ( 28 days cube compressive
new Item3-2010-11 | strength not less than 25 N / sq mm ) grade cement concrete using 20 mm
down size approved, clean, hard, graded aggregates including cost of all
materials, machinery, labour, formwork, centering, scaffolding, cleaning,
batching, mixing, placing in position, levelling, vibrating, finishing, curing
etc.,complete for RCC works of gallery, sluice, spillway crest, spillway d / s
face, energy dissipating structures, training walls, piers, abutments and
such other locations with initial lead upto 1 km and all lifts.
( Cement content : 380 kg / cum with use of super plasticiser,
CA : 0.90 cum, blending ratio of CA--65:35, FA : 0.40 cum)
DATA: |  |  |  | RATE ANALYSIS
UNIT:
| A. MATERIALS: | [5 empty] | 240 | cum
| Sl No |  | Particulars |  | Unit | Quantity | Rate | Amount
[7 empty] | in Rs. | in Rs
| 1 | Cement for mix |  |  | kg | 91200 | 4.22 | 384864
| 2 | Cement for incidentals @ 3 kg / cum |  |  | kg | 720 | 4.22 | 3038.4
|  | Coarse aggregate 20-10 mm |  |  | cum | 140.4 | 1445 | 202878
|  | Coarse aggregate 10 mm below |  |  | cum | 75.6 | 1052 | 79531.2
| 3 | Fine aggregate (Un-Screened ) |  |  | cum | 96 | 605 | 58080
| 4 | Super Plasticizer or AEA |  |  | kg | 364.8 | 55 | 20064
| 5 | Use rate of shuttering |  |  | sqm | 360 | 330.29 | 118904.4
| 6 | Scaffolding of shuttering @ |  |  | 0.15 |  |  | 17835.66
|  |  |  | Total cost of Materials |  |  | Rs: | 885195.66
B. MACHINERY:
| Sl No |  | Description |  | Unit | Quantity | Rate | Amount
[7 empty] | in Rs. | in Rs
| 1 | Batching plant 2 x 1.5 cum |  |  | Hour | 8 | 620.7 | 4965.6
|  | Fuel / Energy charges |  |  | Hour | 8 | 311.7 | 2493.6
| 2 | Air compressor 7 cmm ( ele ) |  |  | Hour | 8 | 131.9 | 1055.2
|  | Fuel / Energy charges |  |  | Hour | 8 | 255 | 2040
| 3 | Tipper |  |  | Hour | 32 | 446.7 | 14294.4
|  | Fuel / Energy charges |  |  | Hour | 32 | 320.8 | 10265.6
| 4 | Tower crane 5 t |  |  | Hour | 16 | 867.1 | 13873.6
|  | Fuel / Energy charges |  |  | Hour | 16 | 147.3 | 2356.8
| 5 | Concrete bucket |  |  | Hour | 40 | 15.8 | 632
|  | Fuel / Energy charges |  |  | Hour | 40 | 0 | 0
| 6 | 10 hp pump ( ele ) |  |  | Hour | 8 | 6.7 | 53.6
|  | Fuel / Energy charges |  |  | Hour | 8 | 56.7 | 453.6
| 7 | Needle vibrator 60 mm dia ( ele ) |  |  | Hour | 16 | 9.7 | 155.2
|  | Fuel / Energy charges |  |  | Hour | 16 | 8.5 | 136
| 8 | Sundries |  |  | LS | 10 | 30 | 300
|  |  | Total hire charges of Machinery |  |  |  | Rs: | 53075.2
C. LABOUR:
| Sl No |  | Description |  | Unit | Quantity | Rate | Amount
[7 empty] | in Rs. | in Rs
| 1 | Crew for Batching plant |  |  | Hour | 8 | 357.5 | 2860
| 2 | Crew for Air compressor |  |  | Hour | 8 | 172.6 | 1380.8
| 3 | Crew for Tipper ( 4 ) |  |  | Hour | 32 | 186.2 | 5958.4
| 4 | Crew for Tower crane ( 2 ) |  |  | Hour | 16 | 198.6 | 3177.6
| 5 | Crew for Pump |  |  | Hour | 8 | 87 | 696
| 6 | Crew for Needle vibrator ( 2 ) |  |  | Hour | 16 | 165.6 | 2649.6
| 7 | Mason Class-I |  |  | Day | 4 | 465 | 1860
| 8 | Foreman |  |  | Day | 2 | 535 | 1070
| 9 | mazdoor | [5 empty] | 0
|  | for silo ( cement handling ) |  |  | Day | 2 | 370 | 740
|  | for batching plant |  |  | Day | 2 | 370 | 740
|  | for conveyor system |  |  | Day | 2 | 370 | 740
|  | for laying & vibrating |  |  | Day | 6 | 370 | 2220
|  | for cleaning / washing / curing |  |  | Day | 2 | 370 | 740
| 10 | Labour cost for shuttering |  |  | sqm | 360 | 139.95 | 50382
| 11 | Labour cost for scaffolding @ |  |  | 0.15 |  |  | 7557.3
|  |  |  | Total cost of Labour |  |  | Rs: | 82771.7
| labour component/unit qty |  |  |  |  | 344.7
| Add contractor's profit and overhead charges |  |  |  | 0.13615 | 47
| labour component/unit qty (including contractor's profit) |  |  |  |  | 391.7
ABSTRACT:
| A. Cost of Materials | [5 empty] | Rs: | 885195.66
| B. Hire charges of Machinery | [5 empty] | Rs: | 53075.2
| C. Cost of Labour | [5 empty] | Rs: | 82771.7
[6 empty] | Total | Rs: | 1021042.56
| Add for aggregate conveyor system @ |  |  |  |  | 0.03 |  | 30631.2768
| Add for electric sub-station / Demand charges @ |  |  |  |  | 0.025 |  | 25526.064
| Add for trestle bridge for tower crane track @ |  |  |  |  | 0.04 |  | 40841.7024
[6 empty] | Total | Rs: | 1118041.6032
| D.Add for contractor's profit and overheads on (A+B+C+other percentages) |  |  |  |  | 0.13615 | Rs. | 152221.3643 | 1270262.9675
5292.7624
E ) Conveyance charges
| Sl No |  | Particulars |  | Unit | Quantity | Rate | Amount
[7 empty] | in Rs. | in Rs
| 1 | Coarse aggregate 20-10 mm |  |  | cum | 140.4 | 1139.7 | 160013.88
| 2 | Coarse aggregate 10 mm below |  |  | cum | 75.6 | 1139.7 | 86161.32
| 3 | Fine aggregate (Un-Screened ) |  |  | cum | 96 | 695.1 | 66729.6
312904.8
| Tota cost ( A+B+C+D+E) for 240 cum | [6 empty] | 1583167.7675
| Rate per 1 Cum | [6 empty] | 6596.5

## M-25 deck slab (hidden)
IRR-CCDW-2-24 | Providing and laying insitu vibrated M-25 ( 28 days cube compressive strength not less than 25 N / sq mm ) grade cement concrete using 20 mm down size approved, clean, hard, graded aggregates for deck slab & Kerbs including cost of all materials,machinery, labour, formwork, scaffolding, cleaning, batching, mixing, placing in position, levelling, vibrating, finishing, curing etc., complete with initial lead upto 50 m and all lifts. ( Cement content : 300 kg / cum )
Note:
(Cement content: 380 kg / cum with use of super plasticiser(0.4% by wt. of cement),
CA : 0.80cum, Blending Ratio of CA--65:35, FA : 0.45 cum)
DATA: |  | RATE ANALYSIS |  | UNIT : | 15.76 | cum
A. MATERIALS:
| Sl No | Particulars | Unit | Quantity | Rate | Amount
[5 empty] | in Rs. | in Rs.
| 1 | Cement for mix | kg | 5200.8 | 4.22 | 21947.376
|  | Cement for incidentals @ 5 kg / cum | kg | 90.739 | 4.22 | 382.9186
| 2 | Coarse aggregate 20-10 mm | cum | 8.1952 | 1445 | 11842.064
|  | Coarse aggregate 10 mm below | cum | 4.4128 | 1052 | 4642.2656
| 3 | Fine aggregate | cum | 7.092 | 95 | 673.74
| 4 | Super Plasticizer | kg | 20.8032 | 55 | 1144.176
| 5 | Use rate of shuttering for 30 uses | sqm | 39.4 | 276.59 | 10897.646
|  | Scaffolding @ of shuttering | 2.5 |  |  | 27244.115
| 6 | Sundries | LS | 1 | 30 | 30
|  | Total cost of Materials |  |  | Rs: | 78804.3012
B. MACHINERY:
| Sl No | Description | Unit | Quantity | Rate | Amount
[5 empty] | in Rs. | in Rs.
| 1 | Concrete mixer 300/200 ltr ( diesel ) | Hour | 8 | 53.5 | 428
|  | Fuel / Energy charges | Hour | 8 | 84.9 | 679.2
| 2 | 5 hp pump ( diesel ) | Hour | 0.5 | 10.2 | 5.1
|  | Fuel / Energy charges | Hour | 0.5 | 84.9 | 42.45
| 3 | Needle vibrator 40 mm dia ( petrol ) | Hour | 8 | 7.6 | 60.8
|  | Fuel / Energy charges | Hour | 8 | 19.7 | 157.6
|  | Total hire charges of Machinery |  |  | Rs: | 1373.15
C. LABOUR:
| Sl No | Description | Unit | Quantity | Rate | Amount
[5 empty] | in Rs. | in Rs.
| 1 | Crew for Concrete mixer | Hour | 8 | 230.1 | 1840.8
| 2 | Crew for Pump | Hour | 0.5 | 116.1 | 58.05
| 3 | Crew for Needle vibrator | Hour | 8 | 165.6 | 1324.8
| 4 | Mason Class-I | Day | 2 | 465 | 930
| 5 | work inspector | Day | 1 | 475 | 475
| 6 | mazdoor |  |  |  | 0
|  | for batching materials | Day | 11 | 370 | 4070
|  | for loading mortar pans | Day | 4 | 370 | 1480
|  | for laying | Day | 4 | 370 | 1480
|  | for conveying concrete | Day | 15.76 | 370 | 5831.2
|  | for cleaning/ washing/ curing | Day | 1 | 370 | 370
| 7 | Labour cost for shuttering | sqm | 39.4 | 93.3 | 3676.02
|  | Labour cost for scaffolding @ | 2.5 |  |  | 9190.05
|  | Total cost of Labour |  |  | Rs: | 30725.92
E. LEAD CHARGES:
| Sl No | Particulars | Unit | Quantity | Rate | Amount
[5 empty] | in Rs. | in Rs.
| 1 | Coarse aggregate 20-10 mm | cum | 8.1952 | 1139.7 | 9340.0694
| 2 | Coarse aggregate 10 mm below | cum | 4.4128 | 1139.7 | 5029.2682
| 3 | Fine aggregate | cum | 7.092 | 695.1 | 4929.6492
|  | Total cost of Materials |  |  | Rs: | 19298.9868
ABSTRACT:
| A. Cost of Materials including seignorage charges |  |  |  | Rs: | 78804.3012
| B. Hire charges of Machinery |  |  |  | Rs: | 1373.15
| C. Cost of Labour |  |  |  | Rs: | 30725.92
[5 empty] | Total Rs: | 110903.3712
| D. Add for contractor's profit and overheads on (A+B+C) |  |  | 0.13615 | Rs: | 15099.494
| E. Lead Charges |  |  |  | Rs: | 19298.9868
| Total cost for |  | 15.76 | cum | Rs: | 145301.852
| Rate per | cum | (A+B+C+D+E)/15.76 |  | Rs. | 9219.7

## M-25 wear coat (hidden)
IRR-CCDW-2-26 | Providing and laying insitu M- 25 ( 28 days cube compressive strength not less than 20 N /
sqmm ) grade cement concrete using 20 mm down size approved, clean, hard, graded
aggregates for wearing coat including cost of all materials, machinery, labour, formwork,
cleaning, batching, mixing, placing in position in alternate panels, levelling, compacting,
finishing, curing, packing joints with asphalt mortar etc., complete with initial lead upto 50 m
and all lifts.
DATA: |  | RATE ANALYSIS |  | UNIT : | 15.76 | cum
A. MATERIALS:
| Sl No | Particulars | Unit | Quantity | Rate | Amount
[5 empty] | in Rs. | in Rs.
| 1 | Cement for mix | kg | 5988.8 | 4.22 | 25272.736
|  | Cement for incidentals @ 5 kg / cum | kg | 90.739 | 4.22 | 382.919
| 2 | Coarse aggregate 20-10 mm | cum | 8.1952 | 1445 | 11842.064
|  | Coarse aggregate 10 mm below | cum | 4.4128 | 1052 | 4642.266
| 3 | Fine aggregate (Un-Screened) | cum | 7.092 | 460 | 3262.32
| 4 | Super Plasticizer | kg | 20.8032 | 55 | 1144.176
| 5 | Use rate of shuttering | sqm | 7.88 | 228.44 | 1800.107
| 6 | Sundries ( asphalt mortar etc ) | LS | 5 | 30 | 150
|  | Total cost of Materials |  |  | Rs: | 48496.588
B. MACHINERY:
| Sl No | Description | Unit | Quantity | Rate | Amount
[5 empty] | in Rs. | in Rs.
| 1 | Concrete mixer 300/200 ltr ( diesel ) | Hour | 8 | 53.5 | 428
|  | Fuel / Energy charges | Hour | 8 | 84.9 | 679.2
| 2 | 5 hp pump ( diesel ) | Hour | 0.5 | 10.2 | 5.1
|  | Fuel / Energy charges | Hour | 0.5 | 84.9 | 42.45
| 3 | Needle vibrator 40 mm dia ( petrol ) | Hour | 8 | 7.6 | 60.8
|  | Fuel / Energy charges | Hour | 8 | 19.7 | 157.6
|  | Total hire charges of Machinery |  |  | Rs: | 1373.15
C. LABOUR:
| Sl No | Description | Unit | Quantity | Rate | Amount
[5 empty] | in Rs. | in Rs.
| 1 | Crew for Concrete mixer | Hour | 8 | 230.1 | 1840.8
| 2 | Crew for Pump | Hour | 0.5 | 116.1 | 58.05
| 3 | Crew for Needle vibrator | Hour | 8 | 165.6 | 1324.8
| 4 | Mason Class-I | Day | 2 | 465 | 930
| 5 | work inspector | Day | 1 | 475 | 475
| 6 | mazdoor |  |  |  | 0
|  | for batching materials | Day | 11 | 370 | 4070
|  | for loading mortar pans | Day | 4 | 370 | 1480
|  | for laying | Day | 4 | 370 | 1480
|  | for conveying concrete | Day | 15.76 | 370 | 5831.2
|  | for cleaning/ washing/ curing | Day | 2 | 370 | 740
| 7 | Labour cost for shuttering | sqm | 7.88 | 93.3 | 735.204
|  | Total cost of Labour |  |  | Rs: | 18965.054
| labour component/unit qty |  |  | 1049.7
| Add contractor's profit and overhead charges |  | 0.13615 | 142.9
| labour component/unit qty (including contractor's profit) |  |  | 1192.6
ABSTRACT:
| A. Cost of Materials |  |  |  | Rs: | 48496.588
| B. Hire charges of Machinery |  |  |  | Rs: | 1373.15
| C. Cost of Labour |  |  |  | Rs: | 18965.054
[5 empty] | Total Rs: | 68834.792
| D. Add for contractor's profit and overheads on (A+B+C) |  |  | 0.13615 | Rs: | 9371.8569
E. LEAD CHARGES:
| Sl No | Particulars | Unit | Quantity | Rate | Amount
[5 empty] | in Rs. | in Rs.
| 1 | Coarse aggregate 20-10 mm | cum | 8.1952 | 1139.7 | 9340.07
| 2 | Coarse aggregate 10 mm below | cum | 4.4128 | 1139.7 | 5029.27
| 3 | Fine aggregate (Un-Screened) | cum | 7.092 | 695.1 | 4929.65
|  | Total cost of Materials |  |  | Rs: | 19298.99
| Total cost (A+B+C+D+E) for |  | 15.76 | cum | Rs: | 97505.6389
| Rate for 1 cum |  | (A+B+C+D+E)/15.76 |  | Rs. | 6186.9

## M-30 wear coat (hidden)
IRR-CCDW-2-26 | Providing and laying insitu M- 30 ( 28 days cube compressive strength not less than 20 N /
sqmm ) grade cement concrete using 20 mm down size approved, clean, hard, graded
aggregates for wearing coat including cost of all materials, machinery, labour, formwork,
cleaning, batching, mixing, placing in position in alternate panels, levelling, compacting,
finishing, curing, packing joints with asphalt mortar etc., complete with initial lead upto 50 m
and all lifts.
DATA: |  | RATE ANALYSIS |  | UNIT : | 15.76 | cum
A. MATERIALS:
| Sl No | Particulars | Unit | Quantity | Rate | Amount
[5 empty] | in Rs. | in Rs.
| 1 | Cement for mix | kg | 6414.32 | 4.22 | 27068.43
|  | Cement for incidentals @ 5 kg / cum | kg | 97.186 | 4.22 | 410.125
| 2 | Coarse aggregate 20-10 mm | cum | 8.1952 | 1445 | 11842.064
|  | Coarse aggregate 10 mm below | cum | 4.4128 | 1052 | 4642.266
| 3 | Fine aggregate (Un-Screened) | cum | 7.092 | 460 | 3262.32
| 4 | Super Plasticizer | kg | 20.8032 | 55 | 1144.176
| 5 | Use rate of shuttering | sqm | 7.88 | 228.44 | 1800.107
| 6 | Sundries ( asphalt mortar etc ) | LS | 5 | 30 | 150
|  | Total cost of Materials |  |  | Rs: | 50319.488
B. MACHINERY:
| Sl No | Description | Unit | Quantity | Rate | Amount
[5 empty] | in Rs. | in Rs.
| 1 | Concrete mixer 300/200 ltr ( diesel ) | Hour | 8 | 53.5 | 428
|  | Fuel / Energy charges | Hour | 8 | 84.9 | 679.2
| 2 | 5 hp pump ( diesel ) | Hour | 0.5 | 10.2 | 5.1
|  | Fuel / Energy charges | Hour | 0.5 | 84.9 | 42.45
| 3 | Needle vibrator 40 mm dia ( petrol ) | Hour | 8 | 7.6 | 60.8
|  | Fuel / Energy charges | Hour | 8 | 19.7 | 157.6
|  | Total hire charges of Machinery |  |  | Rs: | 1373.15
C. LABOUR:
| Sl No | Description | Unit | Quantity | Rate | Amount
[5 empty] | in Rs. | in Rs.
| 1 | Crew for Concrete mixer | Hour | 8 | 230.1 | 1840.8
| 2 | Crew for Pump | Hour | 0.5 | 116.1 | 58.05
| 3 | Crew for Needle vibrator | Hour | 8 | 165.6 | 1324.8
| 4 | Mason Class-I | Day | 2 | 465 | 930
| 5 | work inspector | Day | 1 | 475 | 475
| 6 | mazdoor |  |  |  | 0
|  | for batching materials | Day | 11 | 370 | 4070
|  | for loading mortar pans | Day | 4 | 370 | 1480
|  | for laying | Day | 4 | 370 | 1480
|  | for conveying concrete | Day | 15.76 | 370 | 5831.2
|  | for cleaning/ washing/ curing | Day | 2 | 370 | 740
| 7 | Labour cost for shuttering | sqm | 7.88 | 93.3 | 735.204
|  | Total cost of Labour |  |  | Rs: | 18965.054
| labour component/unit qty |  |  | 1049.7
| Add contractor's profit and overhead charges |  | 0.13615 | 142.9
| labour component/unit qty (including contractor's profit) |  |  | 1192.6
ABSTRACT:
| A. Cost of Materials |  |  |  | Rs: | 50319.488
| B. Hire charges of Machinery |  |  |  | Rs: | 1373.15
| C. Cost of Labour |  |  |  | Rs: | 18965.054
[5 empty] | Total Rs: | 70657.692
| D. Add for contractor's profit and overheads on (A+B+C) |  |  | 0.13615 | Rs: | 9620.0448
E. LEAD CHARGES:
| Sl No | Particulars | Unit | Quantity | Rate | Amount
[5 empty] | in Rs. | in Rs.
| 1 | Coarse aggregate 20-10 mm | cum | 8.1952 | 1139.7 | 9340.07
| 2 | Coarse aggregate 10 mm below | cum | 4.4128 | 1139.7 | 5029.27
| 3 | Fine aggregate (Un-Screened) | cum | 7.092 | 695.1 | 4929.65
|  | Total cost of Materials |  |  | Rs: | 19298.99
| Total cost (A+B+C+D+E) for |  | 15.76 | cum | Rs: | 99576.7268
| Rate for 1 cum |  | (A+B+C+D+E)/15.76 |  | Rs. | 6318.3

## Drinage Spout (hidden)
supplying & fixing drainage spouts at site made of 210mmx 210 mm water sput at top with 100 mm dia GI Drain spout and MS Plate of 12mmx40 mmx6mm thick plates including cost and conveyance of all materials to the site and all labour charges for cutting bending,welding ,placing in position etc., complete for deck slab .
Unit=1 No |  | taking out 1 No
Quantity | unit | description of item | Rate | Per | Amount
A)Material
4 | kg | Corrossion resistance structural steel including 5% wastage | 38 | 1 kg | 152
2 | Mts | GI pipe 100mm dia | 268 | Each | 536
6 | Nos | GI bolt 10mm dia | 23 | Each | 138
2 | Nos | Galvanised MS Flat clamp | 195 | Each | 390
B) Labour
0.02 | Nos | Mate | 465 |  | 9.3
0.02 | Nos | Skilled(blacksmith,welder etc.,) | 465 |  | 9.3
0.02 | Nos | Mazdoor | 370 |  | 7.4
For fixing in position
0.01 | Nos | Mate | 465 |  | 4.65
0.01 | Nos | Mason | 465 |  | 4.65
0.2 | Nos | Mazdoor | 370 |  | 74
|  | Total A + B |  | 1 No | 1325.3

## Road Data (hidden)
DATA FOR ROAD ITEMS
Construction of Granular sub-base by providing HBG material confirming to Grading - III of MoRT&H Table 400-2 including cost, seigniorage charges and conveyance of all materials to work site and spreading in uniform layers with motor grader or by approved means, on prepared surface mixing by mix in place method with Rotavator / approved means at OMC and compacting with vibratory roller to achieve the desired density etc., complete for finished item of work as per MoRT&H Specification 401 (4th revision) and as directed by the Engineer-in-charge. ( Payment will be made based on levels for finished item of work ).
Unit = cum
|  | Taking output = 300 cum |  |  |  | Page 95 of MoRT&H SDB
|  | (A) | Labour
|  | 0.4 | day | Mate |  |  |  | 465 | day | 186
|  | 2 | day | Mazdoor skilled |  |  |  | 370 | day | 740
|  | 8 | day | Mazdoor unskilled |  |  |  | 370 | day | 2960
|  | 20 | % | Extra for Corporation Area Allowance on Rs. |  |  |  | 0 |  | 0
|  |  |  | Total | [5 empty] | 3886
|  | (B) | Machinery
|  | 6 | hr | Motor grader 3.35M Blade @50 cum/Hr |  |  |  | 3220 | hr | 19320
|  | 12 | hr | Tractor with Rotavator |  |  |  | 425 | hr | 5100
|  | 6 | hr | Vibratory roller 8T |  |  |  | 2609.1 | hr | 15654.6
|  | 3 | hr | Water tanker 6 KL |  |  |  | 630 | hr | 1890
|  |  |  | Total | [5 empty] | 41964.6
|  | (C) | Material
Coarse graded Granular sub-base material as per Table 400-2 of MORT&H
|  | 255 | cum | 9.5mm to 4.75mm @ 66% (Av. rate of 9.5-11.2mm , 5-7mm & 2.36 - 5mm HBG M/C metal) |  |  |  | 592 | Cum | 150960
|  | 129 | cum | 2.36mm and below @34% (Rate of 2.36mm & below HBG metal) |  |  |  | 489 | Cum | 63081
|  |  |  | Total | [5 empty] | 214041
|  |  |  | Total of (A+B+C ) | [5 empty] | 259891.6
| ( D ) | Add 13.615% for Over Head charges & contractors profit on (A + B + C ) | [7 empty] | 35384.24
E.Conveyance Charges
|  | Particulars |  | Unit | Quantity | Lead Charges | Amount
9.5mm to 4.75mm @ 66% (Av. rate of 9.5-11.2mm , 5-7mm & 2.36 - 5mm HBG M/C metal) |  |  |  | cum | 255 | 1139.7 | 290623.5
2.36mm and below @34% (Rate of 2.36mm & below HBG metal) |  |  |  | cum | 129 | 1139.7 | 147021.3
[6 empty] | Total of E | 437644.8
| Total of (A+B+C+D+E) FOR 300 CUM= | [5 empty] | 732920.64
| Rate for 1 cum=(A+B+C+D+E)/300= | [5 empty] | 2443.1
Providing, Laying, Spreading and compacting graded HBG crushed stone aggregate to Wet Mix macadem specification including cost,seignorage of all materials and including premixing the material with water at OMC in Mechanical mix plant carriage of mixed material by tipper to site , laying in uniform layers with paver in base courses on well prepared surface and compacting with Vibratory roller to acheive the desired density etc., as directed by the Engineer-in-Charge and as per MoRT&H specification.406 (4th revision) for finished item of work. (Payment based on levels for finished item of work)
|  | Unit = cum |  |  |  | Page 110,111 of MoRT&H SDB
Taking output = 225 cum
|  | (A) | Labour
|  | 0.48 | nos. | Mate |  |  |  | 465 | day | 223.2
|  | 2 | nos. | Mazdoor skilled |  |  |  | 370 | day | 740
|  | 10 | nos. | Mazdoor |  |  |  | 370 | day | 3700
|  | 20 | % | Extra for Corporation Area Allowance on Rs. |  |  |  | 0 |  | 0
|  |  |  | Total | [5 empty] | 4663.2
|  | (B) | Machinery
|  | 6.6 | hr | Wet mix plant of 60 tonne hr. capacity |  |  |  | 1650 | hr | 10890
|  | 6 | hr | Electric generating set 125 KVA |  |  |  | 1320 | hr | 7920
|  | 6 | hr | front end loader 1 cum capacity |  |  |  | 1650 | hr | 9900
|  | 6 | hr | Mechanical Paver finisher 100 TPH |  |  |  | 2250 | hr | 13500
|  | 3.9 | hr | Vibratory roller 8-10 T |  |  |  | 2637.2 | hr | 10285.08
|  | 3 | hr | Water tanker |  |  |  | 630 | hr | 1890
|  |  |  | Total | [5 empty] | 54385.08
|  | (C) | Material
|  | 89.1 | cum | 45 to 22.40mm IRC&MoRT&H HBG M/C |  |  |  | 1145 | cum | 102019.5
metal@ 30% (Av. Of 40-45, 25-27, 19-22mm )
|  | 118.8 | cum | 22.4 to 2.36mm IRC&MoRT&H HBG M/C |  |  |  | 914 | cum | 108583.2
metal@40% (Av. Of 19-22mm, 12-14mm, 9.5-11.2mm, 5-7mm, 2.36 - 5mm )
|  | 89.1 | cum | 2.36mm to 75 micron @ 30% (2.36mm & below) |  |  |  | 438 | cum | 39025.8
|  |  |  | Total | [5 empty] | 249628.5
|  |  |  | Total of (A+B+C ) | [5 empty] | 308676.78
| ( D ) | Add 13.615% for Over Head charges & contractors profit on (A + B + C ) | [7 empty] | 42026.34
E.Conveyance Charges
|  | Particulars |  | Unit | Quantity | Lead Charges | Amount
45mm to 22.40mm HBG |  |  |  | cum | 89.1 | 1139.7 | 101547.27
| 22.4mm to 2.3.6mm HBG |  |  | cum | 118.8 | 1139.7 | 135396.36
| 2.36 mm to 75 m icron |  |  | cum | 89.1 | 1139.7 | 101547.27
[6 empty] | Total of E | 338490.9 |  |  | 338490.9
| Total of (A+B+C+D+E) FOR 225 CUM= | [8 empty] | 689194.02
| Rate for 1 cum=(A+B+C+D+E)/225= | [8 empty] | 3063.1
Providing and laying surface dressing in single coat using 6 mm nominal size IRC HBG machine crushed stone aggregates @ 0.004 cum / sqm on a layer of bitumen binder of 80/100 grade @ 0.75 kg / sqm including cost, seigniorage and conveyance of all materials to work site and laid on prepared surface and rolling with 8-10 T Power Road Roller etc., complete for finished item of work as per MoRT&H Specification 510 (4th Revision) and as directed by the Engineer-in-charge.
|  | Unit = sqm |  |  |  | Page 141,142 of MoRT&H SDB
Taking output = 9000 sqm
|  | (A) | Labour
|  | 0.44 | nos. | Mate |  |  |  | 465 | day | 204.6
|  | 9 | nos. | Mazdoor |  |  |  | 370 | day | 3330
|  | 2 | nos. | Mazdoor skilled |  |  |  | 370 | day | 740
|  | 20 | % | Extra for Municipal Area Allowance on Rs. |  |  |  | 0 |  | 0
|  |  |  | Total | [5 empty] | 4274.6
|  | (B) | Machinery
|  | 7.2 | hr | Mechanical broom @ 1250 sqm/hr. |  |  |  | 375 | hr | 2700
|  | 7.2 | hr | Air compressor 250 cfm |  |  |  | 538.2 | hr | 3875.04
|  | 6 | hr | Hydraulic self propelled chip spreader @ 1500 sqm/hr. |  |  |  | 2695 | hr | 16170
|  | 6 | hr | Tipper 10Tonne capacity for carriage of stone chips from stock pile on road side to chip spreader (Rate of Tipper 5 cum |  |  |  | 909.7 | hr | 5458.2
|  | 6 | hr | Front end loader 1 cum bucket capacity |  |  |  | 1650 | hr | 9900
|  | 6 | hr | Bitumen pressure distributor @1750 sqm/hr |  |  |  | 1500 | hr | 9000
|  | 6 | hr | smooth wheeled roller 8 Ton |  |  |  | 1101 | h | 6606
|  |  |  | Total | [5 empty] | 53709.24
|  | (C) | Material
|  | 6.75 | MT | Bitumen 80/100 @ 0.75 Kg / sqm |  |  |  | 31245.29 | MT | 210905.71
|  | 36 | cum | Crushed stone chippings 6 mm nominal size @0.004 cum/sqm |  |  |  | 875 | cum | 31500
|  |  |  | Total | [5 empty] | 242405.71
|  |  | Total of (A+B+C)= | [6 empty] | 300389.55
|  | D) | Add 13.615% for Over Head charges & contractors profit on (A + B + C ) | [6 empty] | 40898.04
E.Conveyance Charges
|  | Particulars |  | Unit | Quantity | Lead Charges | Amount
|  | Bitumen 80/100 @ 0.75 Kg / sqm |  | MT | 6.75 | #REF! | #REF!
|  | Crushed stone chippings 6 mm nominal size @0.004 cum/sqm |  | Cum | 36 | #REF! | #REF!
[5 empty] | Total of ( E ) |  | #REF!
|  | Total of ( A+B+C+D+E) for 9000 Sqm= | [7 empty] | #REF!
|  | Rate per 1 SQM= |  | #REF! | /9000 |  |  |  |  | #REF!
1 Sqm
Providing and applying tack coat with bitumen Emulsion (Bulk) using Emulsion pressure distributor at the rate of 0.20 kgs per sqm on the prepared bituminous/granular surface cleaned with mechanical broom for finished item of work as per MoRT&H Specification 503 (4th revision) and as directed by the Engineer-in-Charge.
|  | unit = sqm |  |  |  | Page 124 of MoRT&H SDB
Taking output = 3500 sqm
|  | (A) | Labour
|  | 0.08 | nos | Mate |  |  |  | 465 | day | 37.2
|  | 2 | nos | Mazdoor |  |  |  | 370 | day | 740
|  | 20 | % | Extra for Corporation Area Allowance on Rs. |  |  |  | 0 |  | 0
|  |  |  | Total | [5 empty] | 777.2
|  | (B) | Machinery
|  | 2.8 | hr | Mechanical broom Hydraulic @ 1250 sqm/hr. |  |  |  | 375 | hr | 1050
|  | 2.8 | hr | Air compressor 250 cfm |  |  |  | 538.2 | hr | 1506.96
|  | 2 | hr | Emulsion pressure distributor @1750 sqm/hr |  |  |  | 860 | hr | 1720
|  |  |  | Total | [5 empty] | 4276.96
|  | (C) | Material
|  | 0.7 | MT | Bitumen Emulsion @ 0.20 Kgs/sqm |  |  |  | 48159 | MT | 33711.3
|  |  |  | Total | [5 empty] | 33711.3
|  |  | Total of (A+B+C)= | [6 empty] | 38765.46
|  | D) | Add 13.615% for Over Head charges & contractors profit on (A + B + C ) | [6 empty] | 5277.92
E.Conveyance Charges
|  | Particulars |  | Unit | Quantity | Lead Charges | Amount
|  | Bitumen Emulsion @ 0.20 Kgs/sqm |  | MT | 0.7 | #REF! | #REF!
|  | Total of ( A+B+C+D+E) for 3500 Sqm= | [7 empty] | #REF!
|  | Rate per 1 SQM= |  |  |  | #REF! | /3500 |  |  | #REF!
1 Sqm
Providing and laying of 50mm thick Bituminous Macadam with hot mix plant producing an average output of 37.5 tonnes per hour using hard blasted granite crushed aggregates of Grading - II as per table 500-4 of MoRT&amp;H specificaion 504 (4th Revision) premixed with bituminous binder of 60/70 grade @ 3.3% by weight of total mixture, transported to site, laid over a previously prepared surface with mechanical paver finisher to the required grade, level and alignment and rolled as per Clauses 501.6 and 501.7 to achieve the desired compaction for finished item of work as directed by the Engineer-in-Charge including hire and opeational charges all T&amp;P and all other contingent charges necessary including cost of seigniorage charges on all materials etc., complete and as per MoRTH specification No. 504(4th Revision) .
Unit = cum
|  |  | Taking out put = 205 cum (450 tonne) |  |  | Page 125,126,127 of MoRT&H SDB
|  | (A) | Labour
|  | 0.84 | nos. | Mate |  |  |  | 465 | nos. | 390.6
|  | 14 | nos. | Mazdoor working with HMP, mechanical broom, paver, roller, asphalt cutter and assistance for setting out lines, levels and layout of construction. |  |  |  | 370 | nos. | 5180
|  | 5 | nos. | Mazdoor skilled |  |  |  | 370 | nos. | 1850
|  | 20 | % | Extra for Corporation Area Allowance on Rs. |  |  |  | 0 |  | 0
|  |  |  | Total | [5 empty] | 7420.6
|  | (B) | Machinery
|  | 12 | hr | Hot Mix Plant 40 to 60 TPH |  |  |  | 19200 | hr | 230400
|  | 2.2 | hr | Air Compressor 250 cfm |  |  |  | 462 | hr | 1016.4
|  | 6 | hr | Mechanical Paver finisher 100 TPH |  |  |  | 2250 | hr | 13500
|  | 6 | hr | Generator 250 KVA |  |  |  | 1850 | hr | 11100
|  | 6 | hr | Front end loader 1 cum bucket capacity |  |  |  | 1650 | hr | 9900
|  | 3.9 | hr | Smooth wheeled roller 8-10 tonnes for initial break down rolling |  |  |  | 1101 | hr | 4293.9
|  | 3.9 | hr | Vibratory roller 8 tonnes for intermediate rolling |  |  |  | 2609.1 | hr | 10175.49
|  | 3.9 | hr | Finish rolling with 6-8 tonnes smooth wheeled tandem roller. |  |  |  | 1650 | hr | 6435
|  |  |  | Total | [5 empty] | 286820.79
|  | (C) | Material
|  | 14.85 | MT | Bitumen 60/70 @ 3.3 % of weight of mix |  |  |  | 32322.59 | MT | 479990.46
|  |  |  | ii) | Aggregate
Total weight of mix = 450 tonnes
weight of bitumen - 14.85 tonnes
Weight of aggregate = 450-14.85 = 435.15 tonnes
Taking density of aggregate = 1.5 tonne/cum
Volume of aggregate = 290.1 cum
Grading - II (19 mm nominal size)
116.04 Cum of 25-10mm @ 40%
|  | 116.04 | cum | IRC &MORT&H HBG M/C chips 25 to 10mm @ 40% |  |  |  | 1129 | cum | 131009.16
Average rate of IRC&MoRT&H HBG M/C metal of sizes 25-27mm, 19-22mm, 12-14mm, 9.5-11.2mm
|  | 116.04 | cum | IRC &MORT&H HBG M/C chips 10 to 5mm @ 30% |  |  |  | 875 | cum | 101535
Average rate of IRC&MoRT&H HBG M/C metal of sizes 9.5-11.2mm, 5 to 7mm
|  | 58.02 | cum | IRC &MORT&H HBG M/C chips 5mm and below @ 40% |  |  |  | 438 | cum | 25412.76
Average rate of IRC&MoRT&H HBG M/C metal of sizes 2.36 to 5mm and 2.36mm& below
|  |  |  | Total | [5 empty] | 737947.38
|  |  | Total of (A+B+C)= | [6 empty] | 1032188.77
|  | D) | Add 13.615% for Over Head charges & contractors profit on (A + B + C ) | [6 empty] | 140532.5
E.Conveyance Charges
|  | Particulars |  | Unit | Quantity | Lead Charges | Amount
|  | Bitumen 60/70 |  | MT | 14.85 | #REF! | #REF!
|  | Chips 25 to 10 mm |  | Cum | 116.04 | 1139.7 | 132250.79
|  | Chips 10 to 5mm |  | Cum | 116.04 | 1139.7 | 132250.79
|  | Chips 5mm |  | Cum | 58.02 | 1139.7 | 66125.39
[5 empty] | Total of E= |  | #REF!
|  | Total of ( A+B+C+D+E) for 205 Cum= | [7 empty] | #REF!
|  | Rate per 1 cum= |  | #REF! | /205 |  |  |  |  | #REF!
1 Cum

## Proratadata-1
Name of the Work : Formation of New Channel with CC lining in Godavari Delta System
Prorata Data for Pipe culverts
Weir Channel
S.No. | Description | at km 3.300 | at km 4.250 | at km 4.400 | at km 4.600 | at km 4.730 | at km 5.000 | at km 5.350
1 | Required Discharge in Cumecs | 0.274 | 0.274 | 0.274 | 0.274 | 0.274 | 0.274 | 0.274
2 | Designed Discharge in Cumecs | 0.403 | 0.403 | 0.403 | 0.403 | 0.403 | 0.403 | 0.403
3 | Bed width in mm | 1300 | 1300 | 1300 | 1300 | 1300 | 1300 | 1300
4 | Bed Level in m | 0.072 | 0.015 | 0.006 | -0.006 | -0.015 | -0.03 | -0.051
5 | F.S.L. in m | 0.772 | 0.715 | 0.706 | 0.694 | 0.685 | 0.67 | 0.649
6 | T.B.L. in m | 1.372 | 1.315 | 1.306 | 1.294 | 1.285 | 1.27 | 1.249
7 | F.S.D. in m | 0.7 | 0.7 | 0.7 | 0.7 | 0.7 | 0.7 | 0.7
8 | Free board in mm | 600 | 600 | 600 | 600 | 600 | 600 | 600
9 | Surface fall | 16667 | 16667 | 16667 | 16667 | 16667 | 16667 | 16667
10 | Side slopes | 1.5 : 1 | 1.5 : 1 | 1.5 : 1 | 1.5 : 1 | 1.5 : 1 | 1.5 : 1 | 1.5 : 1
11 | Value of n | 0.018 | 0.018 | 0.018 | 0.018 | 0.018 | 0.018 | 0.018
12 | Velocity in m/s | 0.254 | 0.254 | 0.254 | 0.254 | 0.254 | 0.254 | 0.254
13 | Thickness of Sand filling in mm | 600 | 600 | 600 | 600 | 600 | 600 | 600
14 | U/S & D/S head wall Bed Concrete ( b x d ) in mm x mm | 2800 x 600 | 2800 x 600 | 2800 x 600 | 2800 x 600 | 2800 x 600 | 2800 x 600 | 2800 x 600
15 | Height of U/S & D/S head wall in mm | 1987 | 1987 | 1987 | 1987 | 1987 | 1987 | 1987
16 | Head wall Bottom & Top Widths in mm | (1900+600) | (1900+600) | (1900+600) | (1900+600) | (1900+600) | (1900+600) | (1900+600)
17 | Parapat wall Width & Height in mm | (300 x 450) | (300 x 450) | (300 x 450) | (300 x 450) | (300 x 450) | (300 x 450) | (300 x 450)
18 | Foundation ( Bed concrete) bottom level in m | -0.8 | -0.857 | -0.866 | -0.878 | -0.887 | -0.902 | -0.923
19 | Foundation ( Bed concrete) top level in m | -0.2 | -0.257 | -0.266 | -0.278 | -0.287 | -0.302 | -0.323
20 | U/S & D/S head wall top level in m | 1.787 | 1.73 | 1.721 | 1.709 | 1.7 | 1.685 | 1.664
21 | U/S & D/S Parapat wall top level in m | 2.237 | 2.18 | 2.171 | 2.159 | 2.15 | 2.135 | 2.114
22 | Diameter of Pipe( NP3) (inner/Outer) in mm | 1000/1270 | 1000/1270 | 1000/1270 | 1000/1270 | 1000/1270 | 1000/1270 | 1000/1270
23 | Length of the pipe in mm | 10000 | 10000 | 10000 | 10000 | 10000 | 10000 | 10000

## Proratadata -2
Name of the Work : Formation of New Channel with CC lining in Godavari Delta System
Prorata Data for Pipe culverts
|  | Weir Channel |  |  | Gedalavampu Branch channel No.1
S.No. | Description | at km 5.600 | at km 5.700 | at km 5.900 | at km 1.736 | at km 2.210
1 | Required Discharge in Cumecs | 0.274 | 0.274 | 0.274 | 0.19 | 0.19
2 | Designed Discharge in Cumecs | 0.403 | 0.403 | 0.403 | 0.253 | 0.253
3 | Bed width in mm | 1300 | 1300 | 1300 | 400 | 400
4 | Bed Level in m | -0.066 | -0.072 | -0.084 | 0.096 | 0.065
5 | F.S.L. in m | 0.634 | 0.628 | 0.616 | 0.846 | 0.815
6 | T.B.L. in m | 1.234 | 1.228 | 1.216 | 1.296 | 1.265
7 | F.S.D. in m | 0.7 | 0.7 | 0.7 | 0.75 | 0.75
8 | Free board in mm | 600 | 600 | 600 | 450 | 450
9 | Surface fall | 16667 | 16667 | 16667 | 16667 | 16667
10 | Side slopes | 1.5 : 1 | 1.5 : 1 | 1.5 : 1 | 1.5 : 1 | 1.5 : 1
11 | Value of n | 0.018 | 0.018 | 0.018 | 0.018 | 0.018
12 | Velocity in m/s | 0.254 | 0.254 | 0.254 | 0.254 | 0.254
13 | Thickness of Sand filling in mm | 600 | 600 | 600 | 600 | 600
14 | U/S & D/S head wall Bed Concrete ( b x d ) in mm x mm | 2800 x 600 | 2800 x 600 | 2800 x 600 | 2800 x 600 | 2800 x 600
15 | Height of U/S & D/S head wall in mm | 1987 | 1987 | 1987 | 1987 | 1987
16 | Head wall Bottom & Top Widths in mm | (1900+600) | (1900+600) | (1900+600) | (1900+600) | (1900+600)
17 | Parapat wall Width & Height in mm | (300 x 450) | (300 x 450) | (300 x 450) | (300 x 450) | (300 x 450)
18 | Foundation ( Bed concrete) bottom level in m | -0.938 | -0.944 | -0.956 | -0.876 | -0.907
19 | Foundation ( Bed concrete) top level in m | -0.338 | -0.344 | -0.356 | -0.276 | -0.307
20 | U/S & D/S head wall top level in m | 1.649 | 1.643 | 1.631 | 1.711 | 1.68
21 | U/S & D/S Parapat wall top level in m | 2.099 | 2.093 | 2.081 | 2.161 | 2.13
22 | Diameter of Pipe( NP3) (inner/Outer) in mm | 1000/1270 | 1000/1270 | 1000/1270 | 1000/1270 | 1000/1270
23 | Length of the pipe in mm | 10000 | 10000 | 10000 | 10000 | 10000

## Proratadata -3
Name of the Work : Formation of New Channel with CC lining in Godavari Delta System
Prorata Data for Pipe culverts
|  | Perupalem Branch channel No.2 |  |  | Dibbalapalem Branch channel No.3
S.No. | Description | at km 0.318 | at km 1.645 | at km 2.076 | at km 0.950 | at km 1.150
1 | Required Discharge in Cumecs | 0.309 | 0.309 | 0.309 | 0.19 | 0.19
2 | Designed Discharge in Cumecs | 0.379 | 0.379 | 0.379 | 0.253 | 0.253
3 | Bed width in mm | 2200 | 2200 | 2200 | 1100 | 1100
4 | Bed Level in m | 0.064 | 0.026 | 0.012 | -0.062 | -0.07
5 | F.S.L. in m | 0.814 | 0.776 | 0.762 | 0.538 | 0.53
6 | T.B.L. in m | 1.264 | 1.226 | 1.212 | 0.988 | 0.98
7 | F.S.D. in m | 0.75 | 0.75 | 0.75 | 0.6 | 0.6
8 | Free board in mm | 450 | 450 | 450 | 450 | 450
9 | Surface fall | 33333 | 33333 | 33333 | 25000 | 25000
10 | Side slopes | 1.5 : 1 | 1.5 : 1 | 1.5 : 1 | 1.5 : 1 | 1.5 : 1
11 | Value of n | 0.018 | 0.018 | 0.018 | 0.018 | 0.018
12 | Velocity in m/s | 0.254 | 0.254 | 0.254 | 0.254 | 0.254
13 | Thickness of Sand filling in mm | 600 | 600 | 600 | 600 | 600
14 | U/S & D/S head wall Bed Concrete ( b x d ) in mm x mm | 2800 x 600 | 2800 x 600 | 2800 x 600 | 2800 x 600 | 2800 x 600
15 | Height of U/S & D/S head wall in mm | 1987 | 1987 | 1987 | 1987 | 1987
16 | Head wall Bottom & Top Widths in mm | (1900+600) | (1900+600) | (1900+600) | (1900+600) | (1900+600)
17 | Parapat wall Width & Height in mm | (300 x 450) | (300 x 450) | (300 x 450) | (300 x 450) | (300 x 450)
18 | Foundation ( Bed concrete) bottom level in m | -0.908 | -0.946 | -0.96 | -1.184 | -1.192
19 | Foundation ( Bed concrete) top level in m | -0.308 | -0.346 | -0.36 | -0.584 | -0.592
20 | U/S & D/S head wall top level in m | 1.679 | 1.641 | 1.627 | 1.403 | 1.395
21 | U/S & D/S Parapat wall top level in m | 2.129 | 2.091 | 2.077 | 1.853 | 1.845
22 | Diameter of Pipe( NP3) (inner/Outer) in mm | 1000/1270 | 1000/1270 | 1000/1270 | 1000/1270 | 1000/1270
23 | Length of the pipe in mm | 10000 | 10000 | 10000 | 10000 | 10000

## Check slip-2
CHECK SLIP TO ACCOMPANY THE ESTIMATE FOR CIVIL WORKS
1) | Name of work | : | Improvements to Seshavataram channel from km 5.000 to km 8.925 by C.C.lining & Widening from km 3.350 to km 5.350 and constructing a tail dam at km 8.925 in Narasapuram (M) of W.G.District.
2) | Cost of work | : | 2399.26 Lakh
3) | Provision in the Project Estimate | :
| a) Report in the form as prescribed in govt memo no.1514-G1/79-1 dt:01.11.79 | : | Yes
| b) Abstract of Estimate as prescribed in CE.G1,Circular No.F4/7071/79-4 dt:01.11.79 | : | Yes
| c) General index plan ,site and typical drawings showing the general features of work | : | Yes
4) | Designation of highest officer who inspected and the date of inspection for | :
| a) Classification of soils | : | Sand mixed with black earth and Sandy loam
| b) Quarries and barrow areas | : | Pangidi, Arugolanu & Siddantam
| c) Site of important structures | : | Pipe Culverts, Tail dam & CC lining
5) | Whether the L.S.Provision is in accordance with CE.G1.Circular No.F4/7071/79-5 dt:10.11.79 | : | Yes
6) | Whether provision for L.I & L.A Charges is shown seperately on lumpsum as per G.O.Ms.No.385 dt:25.10.79 | : | Yes
7) | Whether vthe rates for earthwork by machinery and gates ,hoists,etc are based on sub estimates prepared by the mechanical organisation | : | Yes
8) | Proposed date of commencement of work | :
9) | Proposed date of completion of work | :

## Chec slip-3
CHECK MEMO FOR NEW SCHEMES
I. | TECHNICAL DETAILS
1) | Name of the Project / Scheme / Location | : | Improvements to Seshavataram channel from km 5.000 to km 8.925 by C.C.lining & Widening from km 3.350 to km 5.350 and constructing a tail dam at km 8.925 in Narasapuram (M) of W.G.District.
2) | Objective | : | To provide the irrigated water and drinking water to the tail end ayacut in Narasapuram mandalam
3) | Cost | : | 2399.26 Lakh
4) | Head of Account | : | 4700-01-114-11-27-530-531 (Godavari Modernization Head of Account)
5) | Is detailed surveying & investigation is completedand designs / drawings approved by the competent authority for Stage-I | : | Invistigation completed
6) | Brief hydrology details viz., source, quantum of water required, whether H.C. obtained from the competent authority, if so reference of approval etc. | :
7) | Extent of forest land / non-forest land to be acquired and its cost with the support of land value certificate issued by Revenue Department. | :
8) | Proposed extent of IP. Creation / stabilization. | : | Stabilization of ayacutt nearly 3000 acres
9) | Cost per Acre | : | -
10) | Cost benefit ratio | : | -
11) | Specific reference of C.M.Assurances / specific orders of Hon’ble C.M., if any. | : | CMP No. 990/Addl. Secy/2020, dated 25-01-2020
12) | Justification and recommendation of HOD for considering the project / Scheme | :
II. | FINANCIAL DETAILS
1) | Budget check slip as per the guidelines of Finance Dept., is enclosed? | : | Yes
2) | Is the Project / Scheme cost permissible as per the FRBM.Act? | : | Yes

## Weir channel
Weir Channel Estimated Levels from km 3.300 to km 6.100
| B.S | I.S | F.S | H.I | R.L | Dist. | Remarks
| 1.92 |  |  | 3.59 | 1.67 |  | Strd on Top of wall @km 3.300
3300 |  | 2.65 |  |  | 0.94 | 0
3300 |  | 2.36 |  |  | 1.23 | -3
3300 |  | 1.66 |  |  | 1.93 | -6
3300 |  | 1.38 |  |  | 2.21 | -9
3300 |  | 2.4 |  |  | 1.19 | 3
3300 |  | 1.52 |  |  | 2.07 | 6
3300 |  | 1.4 |  |  | 2.19 | 9
| 1.16 |  | 1.21 | 3.54 | 2.38 |  | CP
3400 |  | 2.55 |  |  | 0.99 | 0
3400 |  | 2.44 |  |  | 1.1 | -3
3400 |  | 1.55 |  |  | 1.99 | -6
3400 |  | 1.39 |  |  | 2.15 | -9
3400 |  | 2.42 |  |  | 1.12 | 3
3400 |  | 2.35 |  |  | 1.19 | 6
3400 |  | 2.36 |  |  | 1.18 | 9
| 1.09 |  | 1.35 | 3.28 | 2.19 |  | CP
3500 |  | 2.05 |  |  | 1.23 | 0
3500 |  | 2.12 |  |  | 1.16 | -3
3500 |  | 1.54 |  |  | 1.74 | -6
3500 |  | 1.4 |  |  | 1.88 | -9
3500 |  | 2.04 |  |  | 1.24 | 3
3500 |  | 2.11 |  |  | 1.17 | 6
3500 |  | 2.12 |  |  | 1.16 | 9
3600 |  | 2.06 |  |  | 1.22 | 0
3600 |  | 1.91 |  |  | 1.37 | -3
3600 |  | 1.37 |  |  | 1.91 | -6
3600 |  | 1.41 |  |  | 1.87 | -9
3600 |  | 2.09 |  |  | 1.19 | 3
3600 |  | 2.02 |  |  | 1.26 | 6
3600 |  | 2.06 |  |  | 1.22 | 9
| 1.41 |  | 2.01 | 2.68 | 1.27 |  | CP
3700 |  | 1.25 |  |  | 1.43 | 0
3700 |  | 1.23 |  |  | 1.45 | -3
3700 |  | 1.23 |  |  | 1.45 | -6
3700 |  | 1.25 |  |  | 1.43 | -9
3700 |  | 1.3 |  |  | 1.38 | 3
3700 |  | 1.29 |  |  | 1.39 | 6
3700 |  | 1.28 |  |  | 1.4 | 9
| 1.78 |  | 1.48 | 2.98 | 1.2 |  | CP
| 1.33 |  | 0.93 | 3.38 | 2.05 |  | CP
3800 |  | 1.34 |  |  | 2.04 | 0
3800 |  | 1.31 |  |  | 2.07 | -3
3800 |  | 1.33 |  |  | 2.05 | -6
3800 |  | 1.35 |  |  | 2.03 | -9
3800 |  | 1.35 |  |  | 2.03 | 3
3800 |  | 1.36 |  |  | 2.02 | 6
3800 |  | 1.36 |  |  | 2.02 | 9
| 0.92 |  | 0.78 | 3.52 | 2.6 |  | CP
| 1.27 |  | 1.71 | 3.08 | 1.81 |  | CP
3900 |  | 1.31 |  |  | 1.77 | 0
3900 |  | 1.28 |  |  | 1.8 | -3
3900 |  | 1.26 |  |  | 1.82 | -6
3900 |  | 1.29 |  |  | 1.79 | -9
3900 |  | 1.32 |  |  | 1.76 | 3
3900 |  | 1.3 |  |  | 1.78 | 6
9
| 1.73 |  | 1.27 | 3.54 | 1.81 |  | CP
4000 |  | 1.32 |  |  | 2.22 | 0
4000 |  | 1.21 |  |  | 2.33 | -3
4000 |  | 1.23 |  |  | 2.31 | -6
4000 |  | 1.31 |  |  | 2.23 | -9
4000 |  | 1.23 |  |  | 2.31 | 3
4000 |  | 1.21 |  |  | 2.33 | 6
4000 |  | 1.22 |  |  | 2.32 | 9
| 1.6 |  | 1.06 | 4.08 | 2.48 |  | CP
| 1.09 |  | 1.16 | 4.01 | 2.92 |  | CP
4100 |  | 1.91 |  |  | 2.1 | 0
4100 |  | 1.82 |  |  | 2.19 | -3
4100 |  | 1.83 |  |  | 2.18 | -6
4100 |  | 1.79 |  |  | 2.22 | 3
4100 |  | 1.81 |  |  | 2.2 | 6
| 1.64 |  | 1.21 | 4.44 | 2.8 |  | CP
4200 |  | 1.84 |  |  | 2.6 | 0
4200 |  | 1.84 |  |  | 2.6 | -3
4200 |  | 1.83 |  |  | 2.61 | -6
4200 |  | 1.78 |  |  | 2.66 | 3
4200 |  | 1.72 |  |  | 2.72 | 6
| 1.68 |  | 2.33 | 3.79 | 2.11 |  | CP
4300 |  | 1.55 |  |  | 2.24 | 0
4300 |  | 1.55 |  |  | 2.24 | -3
4300 |  | 1.62 |  |  | 2.17 | -6
4300 |  | 1.66 |  |  | 2.13 | 3
4300 |  | 1.57 |  |  | 2.22 | 6
4300 |  | 1.54 |  |  | 2.25 | 9
| 0.67 |  | 1.24 | 3.22 | 2.55 |  | CP
4400 |  | 1.29 |  |  | 1.93 | 0
4400 |  | 1.28 |  |  | 1.94 | -3
4400 |  | 1.43 |  |  | 1.79 | -6
4400 |  | 1.33 |  |  | 1.89 | 3
4400 |  | 1.35 |  |  | 1.87 | 6
| 1.49 |  | 0.77 | 3.94 | 2.45 |  | CP
| 1.34 |  | 1.63 | 3.65 | 2.31 |  | CP
4500 |  | 1.3 |  |  | 2.35 | 0
4500 |  | 1.32 |  |  | 2.33 | -3
4500 |  | 1.35 |  |  | 2.3 | -6
4500 |  | 1.28 |  |  | 2.37 | 3
4500 |  | 1.27 |  |  | 2.38 | 6
4500 |  | 1.25 |  |  | 2.4 | 9
| 1.34 |  | 1.34 | 3.65 | 2.31 |  | CP
| 1.35 |  | 0.88 | 4.12 | 2.77 |  | CP
| 1.47 |  | 2.24 | 3.35 | 1.88 |  | CP
| 1.38 |  | 0.9 | 3.83 | 2.45 |  | CP
| 1.83 |  | 2.06 | 3.6 | 1.77 |  | CP
4600 |  | 1.88 |  |  | 1.72 | 0
4600 |  | 1.92 |  |  | 1.68 | -3
4600 |  | 1.87 |  |  | 1.73 | -6
4600 |  | 1.83 |  |  | 1.77 | 3
4600 |  | 1.84 |  |  | 1.76 | 6
4700 |  | 1.64 |  |  | 1.96 | 0
4700 |  | 1.62 |  |  | 1.98 | -3
4700 |  | 1.6 |  |  | 2 | -6
4700 |  | 1.63 |  |  | 1.97 | 3
4700 |  | 1.65 |  |  | 1.95 | 6
4800 |  | 1.77 |  |  | 1.83 | 0
4800 |  | 1.63 |  |  | 1.97 | -3
4800 |  | 1.64 |  |  | 1.96 | -6
4800 |  | 1.7 |  |  | 1.9 | 3
4800 |  | 1.69 |  |  | 1.91 | 6
| 1.49 |  | 1.48 | 3.61 | 2.12 |  | CP
4900 |  | 1.37 |  |  | 2.24 | 0
4900 |  | 1.33 |  |  | 2.28 | -3
4900 |  | 1.3 |  |  | 2.31 | -6
4900 |  | 1.29 |  |  | 2.32 | 3
4900 |  | 1.33 |  |  | 2.28 | 6
4900 |  | 1.35 |  |  | 2.26 | 9
| 2.3 |  | 1.46 | 4.45 | 2.15 |  | CP
| 1.26 |  | 1.46 | 4.25 | 2.99 |  | CP
| 1.07 |  | 1.4 | 3.92 | 2.85 |  | CP
| 1.49 |  | 1.35 | 4.06 | 2.57 |  | CP
5000 |  | 1.16 |  |  | 2.9 | 0
5000 |  | 1.19 |  |  | 2.87 | -3
5000 |  | 1.2 |  |  | 2.86 | -6
5000 |  | 1.2 |  |  | 2.86 | 3
5000 |  | 1.23 |  |  | 2.83 | 6
5100 |  | 1.36 |  |  | 2.7 | 0
5100 |  | 1.45 |  |  | 2.61 | -3
5100 |  | 1.39 |  |  | 2.67 | -6
5100 |  | 1.45 |  |  | 2.61 | 3
5100 |  | 1.47 |  |  | 2.59 | 6
| 1.45 |  | 1.75 | 3.76 | 2.31 |  | CP
5200 |  | 1.3 |  |  | 2.46 | 0
5200 |  | 1.21 |  |  | 2.55 | -3
5200 |  | 1.2 |  |  | 2.56 | -6
5200 |  | 1.29 |  |  | 2.47 | 3
5200 |  | 1.31 |  |  | 2.45 | 6
5200 |  | 1.33 |  |  | 2.43 | 9
| 1.69 |  | 1.97 | 3.48 | 1.79 |  | CP
| 2.16 |  | 1.3 | 4.34 | 2.18 |  | CP
5300 |  | 1.68 |  |  | 2.66 | 0
5300 |  | 1.7 |  |  | 2.64 | -3
5300 |  | 1.74 |  |  | 2.6 | -6
5300 |  | 1.71 |  |  | 2.63 | 3
5300 |  | 1.8 |  |  | 2.54 | 6
5300 |  | 1.82 |  |  | 2.52 | 9
| 1.07 |  | 0.44 | 4.97 | 3.9 |  | CP
| 1.42 |  | 2.35 | 4.04 | 2.62 |  | CP
5400 |  | 1.27 |  |  | 2.77 | 0
5400 |  | 1.29 |  |  | 2.75 | -3
5400 |  | 1.29 |  |  | 2.75 | -6
5400 |  | 1.29 |  |  | 2.75 | 3
5400 |  | 1.28 |  |  | 2.76 | 6
5400 |  | 1.26 |  |  | 2.78 | 9
| 1.83 |  | 1.97 | 3.9 | 2.07 |  | CP
5500 |  | 1.36 |  |  | 2.54 | 0
5500 |  | 1.3 |  |  | 2.6 | -3
5500 |  | 1.32 |  |  | 2.58 | -6
5500 |  | 1.35 |  |  | 2.55 | 3
5500 |  | 1.39 |  |  | 2.51 | 6
| 1.12 |  | 1.26 | 3.76 | 2.64 |  | CP
5600 |  | 1.65 |  |  | 2.11 | 0
5600 |  | 1.64 |  |  | 2.12 | -3
5600 |  | 1.83 |  |  | 1.93 | -6
5600 |  | 1.72 |  |  | 2.04 | 3
5600 |  | 2.02 |  |  | 1.74 | 6
| 1.34 |  | 1.24 | 3.86 | 2.52 |  | CP
5700 |  | 0.95 |  |  | 2.91 | 0
5700 |  | 0.93 |  |  | 2.93 | -3
5700 |  | 0.96 |  |  | 2.9 | -6
5700 |  | 0.93 |  |  | 2.93 | 3
5700 |  | 0.96 |  |  | 2.9 | 6
5700 |  | 0.95 |  |  | 2.91 | 9
| 1.84 |  | 0.96 | 4.74 | 2.9 |  | CP
| 0.97 |  | 2.92 | 2.79 | 1.82 |  | CP
5800 |  | 1.27 |  |  | 1.52 | 0
5800 |  | 1.28 |  |  | 1.51 | -3
5800 |  | 1.25 |  |  | 1.54 | -6
5800 |  | 1.31 |  |  | 1.48 | 3
5800 |  | 1.3 |  |  | 1.49 | 6
| 1.01 |  | 1.22 | 2.58 | 1.57 |  | CP
5900 |  | 1.48 |  |  | 1.1 | 0
5900 |  | 1.49 |  |  | 1.09 | -3
5900 |  | 1.47 |  |  | 1.11 | -6
5900 |  | 1.49 |  |  | 1.09 | 3
5900 |  | 1.48 |  |  | 1.1 | 6
| 1.73 |  | 0.83 | 3.48 | 1.75 |  | CP
| 1.42 |  | 1.22 | 3.68 | 2.26 |  | CP
6000 |  | 1.48 |  |  | 2.2 | 0
6000 |  | 1.49 |  |  | 2.19 | -3
6000 |  | 1.45 |  |  | 2.23 | -6
6000 |  | 1.48 |  |  | 2.2 | 3
6000 |  | 1.46 |  |  | 2.22 | 6
| 1.66 |  | 1.35 | 3.99 | 2.33 |  | CP
6100 |  | 1.58 |  |  | 2.41 | 0
6100 |  | 1.54 |  |  | 2.45 | -3
6100 |  | 1.56 |  |  | 2.43 | -6
6100 |  | 1.52 |  |  | 2.47 | 3
6100 |  | 1.54 |  |  | 2.45 | 6
6100 |  | 1.58 |  |  | 2.41 | 9
|  |  | 0.96 |  | 3.03 | clsd on top of R&B stone