## ChaCha
[Project name] | [12 empty] | www.ara4help.com | [7 empty] | Version: | 24-IBC-1 | Expires: | 2026-12-31 |  | 2025-11-29 | 45990
|  |  | Type of Construction: |  | 1 | ← Select |  |  |  | 3 |  |  | help is one click away | [8 empty] | Special notes: |  |  |  | 2026-12-31 | 46387
[11 empty] | Max Permitted Height (ft) Without | [14 empty] | 1 | 397
|  |  | Building Height (ft): |  |  | ← Input |  |  | 903.3.1.1 Sprinklers |  | 0 | [14 empty] | ara4help
|  |  | Number of stories: |  |  | ← Input | [6 empty] | Input
If =
| FALSE | [5 empty] | FALSE
| FALSE | [5 empty] | FALSE |  |  | FALSE
| FALSE | Floor # |  | Occup. |  | Area (s.f.) |  |  | Occup. |  | Area (s.f.) |  | Occup. |  | Area (s.f.) |  |  | Occup. |  | Area (s.f.) | Area per floor
|  | 1 |  |  | 1 |  |  |  |  | 1 |  |  |  | 1 |  |  |  |  | 1 |  | 0 | CHA Overall Building: | [6 empty] | EXPIRED VERSION- Contact ara@ara4help.com for help
UNAUTHORIZED COPY- Contact ara@ara4help.com for help
|  | 2 |  |  | 1 |  |  |  |  | 1 |  |  |  | 1 |  |  |  |  | 1 |  | 0 | Area: | 0
[22 empty] | Height: | 0
|  | 3 |  |  | 1 |  |  |  |  | 1 |  |  |  | 1 |  |  |  |  | 1 |  | 0 | Stories: | 0
|  | 4 |  |  | 1 |  |  |  |  | 1 |  |  |  | 1 |  |  |  |  | 1 |  | 0
|  | 5 |  |  | 1 |  |  |  |  | 1 |  |  |  | 1 |  |  |  |  | 1 |  | 0 | CHA Per Each Occupancy
Group @ Entire Building:
|  | 6 |  |  | 1 |  |  |  |  | 1 |  |  |  | 1 |  |  |  |  | 1 |  | 0 |  |  | (Sec. 506.4)
[21 empty] | S | Occup. | Result | Permitted | Proposed
[13 empty] | Total Building Area (s.f.): |  |  |  |  | 0 |  |  | of ratios |  |  |  | 0 | [5 empty] | 0 | 0 | 0
CHA Per Occupancy Group @ Each Level: | [8 empty] | UL - |  | Unlimited |  |  |  | SPH - | Sprinklers used for Height increase |  |  |  |  | for building |  |  |  | 0 | [5 empty] | 0 | 0 | 0
[9 empty] | NP - |  | Not Permitted |  |  |  | SPS - | Sprinklers used for Story increase |  |  |  |  | 0 |  |  |  | 0 | 0 |  |  |  |  | 0 | 0 | 0
[9 empty] | OL - |  | Over Permitted Limit |  |  |  | SPA - | Sprinklers used for Area increase |  |  |  |  | S |  |  |  | 0 | [5 empty] | 0 | 0 | 0
Ara |  | Result | Result | Permitted |  | Proposed |  | Result | Permitted |  | Proposed | Result | Permitted |  | Proposed |  | Result | Permitted |  | Proposed | of ratios |  |  |  | 0 |  |  | (prop/perm) |  |  | 0 | 0 | 0
Ara |  |  | 0 | 0 |  |  |  | 0 | 0 |  |  | 0 | 0 |  |  |  | 0 | 0 |  |  | per Level |  |  |  | 0 | [5 empty] | 0 | 0 | 0
|  | 0 |  | 0 |  | 0 |  |  | 0 |  | 0 |  | 0 |  | 0 |  |  | 0 |  | 0 |  |  |  |  | 0 |  | 0 | 0 | 0 | 0 | 0 | 0 | 0
|  | 0 | 0 | 0 |  | 0 |  | 0 | 0 |  | 0 | 0 | 0 |  | 0 |  | 0 | 0 |  | 0 |  |  |  |  | 0 | [5 empty] | 0 | 0 | 0
|  | 0 | 0 | 0 |  |  |  | 0 | 0 |  |  | 0 | 0 |  |  |  | 0 | 0 | [6 empty] | 0 | [5 empty] | 0 | 0 | 0
Ara |  |  | 0 | 0 |  |  |  | 0 | 0 |  |  | 0 | 0 |  |  |  | 0 | 0 | [6 empty] | 0 | [5 empty] | 0 | 0 | 0
|  | 0 |  | 0 |  | 0 |  |  | 0 |  | 0 |  | 0 |  | 0 |  |  | 0 |  | 0 |  |  |  |  | 0 |  | 0 | 0 | 0 | 0 | 0 | 0 | 0
|  | 0 | 0 | 0 |  | 0 |  | 0 | 0 |  | 0 | 0 | 0 |  | 0 |  | 0 | 0 |  | 0 |  |  |  |  | 0 | [5 empty] | 0 | 0 | 0
|  | 0 | 0 | 0 |  |  |  | 0 | 0 |  |  | 0 | 0 |  |  |  | 0 | 0 | [6 empty] | 0 | [5 empty] | 0 | 0 | 0
Ara |  |  | 0 | 0 |  |  |  | 0 | 0 |  |  | 0 | 0 |  |  |  | 0 | 0 | [6 empty] | 0 | [5 empty] | 0 | 0 | 0
|  | 0 |  | 0 |  | 0 |  |  | 0 |  | 0 |  | 0 |  | 0 |  |  | 0 |  | 0 |  |  |  |  | 0 |  | 0 | 0 | 0 | 0 | 0 | 0 | 0
|  | 0 | 0 | 0 |  | 0 |  | 0 | 0 |  | 0 | 0 | 0 |  | 0 |  | 0 | 0 |  | 0 |  |  |  |  | 0 | [5 empty] | 0 | 0 | 0
|  | 0 | 0 | 0 |  |  |  | 0 | 0 |  |  | 0 | 0 |  |  |  | 0 | 0 | [6 empty] | 0 | [5 empty] | 0 | 0 | 0
Ara |  |  | 0 | 0 |  |  |  | 0 | 0 |  |  | 0 | 0 |  |  |  | 0 | 0 | [6 empty] | 0 | [5 empty] | 0 | 0 | 0
|  | 0 |  | 0 |  | 0 |  |  | 0 |  | 0 |  | 0 |  | 0 |  |  | 0 |  | 0 |  |  |  |  | 0 |  | 0 | 0 | 0 | 0 | 0 | 0 | 0
|  | 0 | 0 | 0 |  | 0 |  | 0 | 0 |  | 0 | 0 | 0 |  | 0 |  | 0 | 0 |  | 0 |  |  |  |  | 0 | [5 empty] | 0 | 0 | 0
|  | 0 | 0 | 0 |  |  |  | 0 | 0 |  |  | 0 | 0 |  |  |  | 0 | 0 | [6 empty] | 0 | [5 empty] | 0 | 0 | 0
Ara |  |  | 0 | 0 |  |  |  | 0 | 0 |  |  | 0 | 0 |  |  |  | 0 | 0 | [6 empty] | 0 | [5 empty] | 0 | 0 | 0
|  | 0 |  | 0 |  | 0 |  |  | 0 |  | 0 |  | 0 |  | 0 |  |  | 0 |  | 0 |  |  |  |  | 0 |  | 0 | 0 | 0 | 0 | 0 | 0 | 0
|  | 0 | 0 | 0 |  | 0 |  | 0 | 0 |  | 0 | 0 | 0 |  | 0 |  | 0 | 0 |  | 0 |  |  |  |  | 0 | [5 empty] | 0 | 0 | 0
|  | 0 | 0 | 0 |  |  |  | 0 | 0 |  |  | 0 | 0 |  |  |  | 0 | 0 | [6 empty] | 0 | [5 empty] | 0 | 0 | 0
Ara |  |  | 0 | 0 |  |  |  | 0 | 0 |  |  | 0 | 0 |  |  |  | 0 | 0 | [6 empty] | 0 | [5 empty] | 0 | 0 | 0
|  | 0 |  | 0 |  | 0 |  |  | 0 |  | 0 |  | 0 |  | 0 |  |  | 0 |  | 0 |  | 0 | 0 | 0 | 0 |  | 0 | 0 | 0 | 0 | 0 | 0 | 0
|  | 0 | 0 | 0 |  | 0 |  | 0 | 0 |  | 0 | 0 | 0 |  | 0 |  | 0 | 0 |  | 0 |  | 0 | 0 | 0 | 0 | [5 empty] | 0 | 0 | 0
|  | 0 | 0 | 0 |  |  |  | 0 | 0 |  |  | 0 | 0 |  |  |  | 0 | 0 |  |  |  | 0 | 0 | 0 | 0 | [5 empty] | 0 | 0 | 0
Sprinklers Throughout per 903.3.1.1
Sprinklers Throughout per 903.3.1.1
2024 IBC

## Info (hidden)
1 | Code | 3
1
2
3 | 2015
[11 empty] | no | 24
[11 empty] | R- 1 | 0
| Type of Const: |  | 1 | [7 empty] | R- 2 | 0
[7 empty] | Max Allowed stories W/out Sprinklers: |  |  |  | R- 3 | 0 | [9 empty] | W
| Build. Height (ft): |  | 0 |  |  |  | Maximum Allowed W/out Sprinklers: |  |  |  | R- 4 | 0 |  |  |  |  | 0 |  |  |  |  | W | 0
| Num. of stories: |  | 0 | [7 empty] | Sum | 24 | [10 empty] | I(f)
| Above grade: |  | 0 | [19 empty] | 0
FALSE | Sprinklers Throughout |  |  | FALSE | 13R Sprinklers |  | 0
|  |  |  | FALSE | 13D Sprinklers |  | 0 | [35 empty] | 506.4.1
| Floor # | Area No Sprink | Area Sprink | Area If | Area Is | Occup. | Area (sq.ft.) | Area Basic | Final |  | Floor # | Area No Sprink | Area Sprink | Area If | Area Is | Occup. | Area (sq.ft.) | Area Basic | Final |  | Floor # | Area No Sprink | Area Sprink | Area If | Area Is | Occup. | Area (sq.ft.) | Area Basic | Final |  | Floor # | Area No Sprink | Area Sprink | Area If | Area Is | Occup. | Area (sq.ft.) | Area Basic | Final |  | Area/floor |  | 2 | 2=any SFM
| Heghit Control | Height Basic | Height Sprink | Ao/Floor(No Is) | Ao/Floor (With Is) | SFM | H2,H3,L, H1 | Apr/Aal |  |  | Heghit Control | Height Basic | Height Sprink | Ao/Floor(No Is) | Ao/Floor (With Is) | SFM | H2,H3,L, H1 | Apr/Aal |  |  | Heghit Control | Height Basic | Height Sprink | Ao/Floor(No Is) | Ao/Floor (With Is) | SFM | H2,H3,L, H1 | Apr/Aal |  |  | Heghit Control | Height Basic | Height Sprink | Ao/Floor(No Is) | Ao/Floor (With Is) | SFM | H2,H3,L, H1 | Apr/Aal |  |  | Height/floor |  | 1 | 0
| Stories Control | Floors Basic | Floors Sprink |  |  | Is | Area Control |  |  |  | Stories Control | Floors Basic | Floors Sprink |  |  | Is | Area Control |  |  |  | Stories Control | Floors Basic | Floors Sprink |  |  | Is | Area Control |  |  |  | Stories Control | Floors Basic | Floors Sprink |  |  | Is | Area Control |  |  |  | Levels | Check Per Level
| 1 | 0 | 0 | 0 | 0 | 1 | 0 | 0 | 0 |  | 1 | 0 | 0 | 0 | 0 | 1 | 0 | 0 | 0 |  | 1 | 0 | 0 | 0 | 0 | 1 | 0 | 0 | 0 |  | 1 | 0 | 0 | 0 | 0 | 1 | 0 | 0 | 0 |  |  |  | 0
| 0 | 0 | 0 | 0 | 0 | 2 | 0 | 0 | 0 | 0 | 0 | 0 | 0 | 0 | 0 | 2 | 0 | 0 | 0 | 0 | 0 | 0 | 0 | 0 | 0 | 2 | 0 | 0 | 0 | 0 | 0 | 0 | 0 | 0 | 0 | 2 | 0 | 0 | 0 | 0
| 0 | 0 | 0 |  |  | 0 | 0 | 0 | 0 |  | 0 | 0 | 0 |  |  | 0 | 0 | 0 | 0 |  | 0 | 0 | 0 |  |  | 0 | 0 | 0 | 0 |  | 0 | 0 | 0 |  |  | 0 | 0 | 0 | 0
| 2 | 0 | 0 | 0 | 0 | 1 | 0 | 0 | 0 |  | 2 | 0 | 0 | 0 | 0 | 1 | 0 | 0 | 0 |  | 2 | 0 | 0 | 0 | 0 | 1 | 0 | 0 | 0 |  | 2 | 0 | 0 | 0 | 0 | 1 | 0 | 0 | 0 |  |  |  | 0
| 0 | 0 | 0 | 0 | 0 | 2 | 0 | 0 | 0 | 0 | 0 | 0 | 0 | 0 | 0 | 2 | 0 | 0 | 0 | 0 | 0 | 0 | 0 | 0 | 0 | 2 | 0 | 0 | 0 | 0 | 0 | 0 | 0 | 0 | 0 | 2 | 0 | 0 | 0 | 0
| 0 | 0 | 0 |  |  | 0 | 0 | 0 | 0 |  | 0 | 0 | 0 |  |  | 0 | 0 | 0 | 0 |  | 0 | 0 | 0 |  |  | 0 | 0 | 0 | 0 |  | 0 | 0 | 0 |  |  | 0 | 0 | 0 | 0
| 3 | 0 | 0 | 0 | 0 | 1 | 0 | 0 | 0 |  | 3 | 0 | 0 | 0 | 0 | 1 | 0 | 0 | 0 |  | 3 | 0 | 0 | 0 | 0 | 1 | 0 | 0 | 0 |  | 3 | 0 | 0 | 0 | 0 | 1 | 0 | 0 | 0 |  |  |  | 0
| 0 | 0 | 0 | 0 | 0 | 2 | 0 | 0 | 0 | 0 | 0 | 0 | 0 | 0 | 0 | 2 | 0 | 0 | 0 | 0 | 0 | 0 | 0 | 0 | 0 | 2 | 0 | 0 | 0 | 0 | 0 | 0 | 0 | 0 | 0 | 2 | 0 | 0 | 0 | 0
| 0 | 0 | 0 |  |  | 0 | 0 | 0 | 0 |  | 0 | 0 | 0 |  |  | 0 | 0 | 0 | 0 |  | 0 | 0 | 0 |  |  | 0 | 0 | 0 | 0 |  | 0 | 0 | 0 |  |  | 0 | 0 | 0 | 0
| 4 | 0 | 0 | 0 | 0 | 1 | 0 | 0 | 0 |  | 4 | 0 | 0 | 0 | 0 | 1 | 0 | 0 | 0 |  | 4 | 0 | 0 | 0 | 0 | 1 | 0 | 0 | 0 |  | 4 | 0 | 0 | 0 | 0 | 1 | 0 | 0 | 0 |  |  |  | 0
| 0 | 0 | 0 | 0 | 0 | 2 | 0 | 0 | 0 | 0 | 0 | 0 | 0 | 0 | 0 | 2 | 0 | 0 | 0 | 0 | 0 | 0 | 0 | 0 | 0 | 2 | 0 | 0 | 0 | 0 | 0 | 0 | 0 | 0 | 0 | 2 | 0 | 0 | 0 | 0
| 0 | 0 | 0 |  |  | 0 | 0 | 0 | 0 |  | 0 | 0 | 0 |  |  | 0 | 0 | 0 | 0 |  | 0 | 0 | 0 |  |  | 0 | 0 | 0 | 0 |  | 0 | 0 | 0 |  |  | 0 | 0 | 0 | 0
| 5 | 0 | 0 | 0 | 0 | 1 | 0 | 0 | 0 |  | 5 | 0 | 0 | 0 | 0 | 1 | 0 | 0 | 0 |  | 5 | 0 | 0 | 0 | 0 | 1 | 0 | 0 | 0 |  | 5 | 0 | 0 | 0 | 0 | 1 | 0 | 0 | 0 |  |  |  | 0
| 0 | 0 | 0 | 0 | 0 | 2 | 0 | 0 | 0 | 0 | 0 | 0 | 0 | 0 | 0 | 2 | 0 | 0 | 0 | 0 | 0 | 0 | 0 | 0 | 0 | 2 | 0 | 0 | 0 | 0 | 0 | 0 | 0 | 0 | 0 | 2 | 0 | 0 | 0 | 0
| 0 | 0 | 0 |  |  | 0 | 0 | 0 | 0 |  | 0 | 0 | 0 |  |  | 0 | 0 | 0 | 0 |  | 0 | 0 | 0 |  |  | 0 | 0 | 0 | 0 |  | 0 | 0 | 0 |  |  | 0 | 0 | 0 | 0
| 6 | 0 | 0 | 0 | 0 | 1 | 0 | 0 | 0 |  | 6 | 0 | 0 | 0 | 0 | 1 | 0 | 0 | 0 |  | 6 | 0 | 0 | 0 | 0 | 1 | 0 | 0 | 0 |  | 6 | 0 | 0 | 0 | 0 | 1 | 0 | 0 | 0 |  |  |  | 0
| 0 | 0 | 0 | 0 | 0 | 2 | 0 | 0 | 0 | 0 | 0 | 0 | 0 | 0 | 0 | 2 | 0 | 0 | 0 | 0 | 0 | 0 | 0 | 0 | 0 | 2 | 0 | 0 | 0 | 0 | 0 | 0 | 0 | 0 | 0 | 2 | 0 | 0 | 0 | 0
| 0 | 0 | 0 |  |  | 0 | 0 | 0 | 0 |  | 0 | 0 | 0 |  |  | 0 | 0 | 0 | 0 |  | 0 | 0 | 0 |  |  | 0 | 0 | 0 | 0 |  | 0 | 0 | 0 |  |  | 0 | 0 | 0 | 0
| 1 | Overheight |  |  |  |  | 1 | Oversize | [34 empty] | 0 | NP
DaysLeft | 2 | Sprinklers used to increase Height/ Stories |  |  |  |  | 2 | Sprinklers used to increase Aea |  |  |  |  | Sec 506.2.2 Excep. 1 | [29 empty] | 0 | OL
397 | 3 | Height/Stories OK |  |  |  |  | 3 | Area OK |  |  |  | 0 | H1 occupancy any floor |  |  |  |  | 0 | Overheight
1 |  | 1 | 1 |  | 1 |  |  | >1 | Oversize (others ok) |  |  |  | "0" means none |  |  |  |  | 0 | Sprinklers used for Height + |  |  |  |  | 1 |  |  |  | Level | 1 |  |  | Level | 2 |  |  | Level | 3 |  |  | Level | 4 |  |  | Level | 5 |  |  | Level | 6 |  | Sum | Check | Per Occupancy Group @ entire building |  | 1
2 | I A | 2 | 2 | A- 1 | 2 | [6 empty] | 1 | 1 | 1 | 1 |  |  | 0 | 0 | 0 | 0 |  | A- 1 | 2 |  |  | 0 | 0 | 0 | 0 | 0 | 0 | 0 | 0 | 0 | 0 | 0 | 0 | 0 | 0 | 0 | 0 | 0 | 0 | 0 | 0 | 0 | 0 | 0 | 0 | 0 |  |  |  | 2 | A- 1
3 | I B | 3 | 3 | A- 2 | 3 |  |  | 0 | If any I-1 occup. In Bldg |  |  | 1 | 1 | 1 | 1 |  |  | 0 | 0 | 0 | 0 |  | A- 2 | 3 |  |  | 0 | 0 | 0 | 0 | 0 | 0 | 0 | 0 | 0 | 0 | 0 | 0 | 0 | 0 | 0 | 0 | 0 | 0 | 0 | 0 | 0 | 0 | 0 | 0 | 0 |  |  |  | 3 | A- 2
4 | II A | 4 | 4 | A- 3 | 4 | [6 empty] | 1 | 1 | 1 | 1 |  |  | 0 | 0 | 0 | 0 |  | A- 3 | 4 |  |  | 0 | 0 | 0 | 0 | 0 | 0 | 0 | 0 | 0 | 0 | 0 | 0 | 0 | 0 | 0 | 0 | 0 | 0 | 0 | 0 | 0 | 0 | 0 | 0 | 0 |  |  |  | 4 | A- 3
5 | II B | 5 | 5 | A- 4 | 5 |  |  | 24 |  |  |  | 1 | 1 | 1 | 1 |  |  | 0 | 0 | 0 | 0 |  | A- 4 | 5 |  |  | 0 | 0 | 0 | 0 | 0 | 0 | 0 | 0 | 0 | 0 | 0 | 0 | 0 | 0 | 0 | 0 | 0 | 0 | 0 | 0 | 0 | 0 | 0 | 0 | 0 |  |  |  | 5 | A- 4
6 | III A | 6 | 6 | A- 5 | 6 |  |  | 0 | 0 | Only R |  | 1 | 1 | 1 | 1 |  |  | 0 | 0 | 0 | 0 |  | A- 5 | 6 |  |  | 0 | 0 | 0 | 0 | 0 | 0 | 0 | 0 | 0 | 0 | 0 | 0 | 0 | 0 | 0 | 0 | 0 | 0 | 0 | 0 | 0 | 0 | 0 | 0 | 0 |  |  |  | 6 | A- 5
7 | III B | 7 | 7 | B | 7 | [6 empty] | 1 | 1 | 1 | 1 |  |  | 0 | 0 | 0 | 0 |  | B | 7 |  |  | 0 | 0 | 0 | 0 | 0 | 0 | 0 | 0 | 0 | 0 | 0 | 0 | 0 | 0 | 0 | 0 | 0 | 0 | 0 | 0 | 0 | 0 | 0 | 0 | 0 |  |  |  | 7 | B
8 | IV HT | 8 | 8 | E | 8 |  |  | occ | prop | areabas | final | tot bldg | Height | levels | prop | prop |  | 0 | 0 | 0 | 0 |  | E | 8 |  |  | 0 | 0 | 0 | 0 | 0 | 0 | 0 | 0 | 0 | 0 | 0 | 0 | 0 | 0 | 0 | 0 | 0 | 0 | 0 | 0 | 0 | 0 | 0 | 0 | 0 |  |  |  | 8 | E
9 | V A | 9 | 9 | F- 1 | 9 |  |  | 0 | 0 | 0 | 0 | 0 | 0 | 0 | 0 |  |  | 0 | 0 | 0 | 0 |  | F- 1 | 9 |  |  | 0 | 0 | 0 | 0 | 0 | 0 | 0 | 0 | 0 | 0 | 0 | 0 | 0 | 0 | 0 | 0 | 0 | 0 | 0 | 0 | 0 | 0 | 0 | 0 | 0 |  |  |  | 9 | F- 1
10 | V B | 10 | 10 | F- 2 | 10 |  |  | 1 | 0 | 0 | 0 | 0 | 0 | 0 | 0 |  |  | 0 | 0 | 0 | 0 |  | F- 2 | 10 |  |  | 0 | 0 | 0 | 0 | 0 | 0 | 0 | 0 | 0 | 0 | 0 | 0 | 0 | 0 | 0 | 0 | 0 | 0 | 0 | 0 | 0 | 0 | 0 | 0 | 0 |  |  |  | 10 | F- 2
|  |  | 11 | H- 1 | 11 |  |  | 1 | 0 | 0 | 0 | 0 | 0 | 0 | 0 |  |  | 0 | 0 | 0 | 0 |  | H- 1 | 11 |  |  | 0 | 0 | 0 | 0 | 0 | 0 | 0 | 0 | 0 | 0 | 0 | 0 | 0 | 0 | 0 | 0 | 0 | 0 | 0 | 0 | 0 | 0 | 0 | 0 | 0 |  |  |  | 11 | H- 1 | 0
|  |  | 12 | H-2 | 12 |  |  | 1 | 0 | 0 | 0 | 0 | 0 | 0 | 0 |  |  | 0 | 0 | 0 | 0 |  | H-2 | 12 |  |  | 0 | 0 | 0 | 0 | 0 | 0 | 0 | 0 | 0 | 0 | 0 | 0 | 0 | 0 | 0 | 0 | 0 | 0 | 0 | 0 | 0 | 0 | 0 | 0 | 0 |  |  |  | 12 | H-2 | 0
|  |  | 13 | H-3 | 13 |  |  | 1 | 0 | 0 | 0 | 0 | 0 | 0 | 0 |  |  | 0 | 0 | 0 | 0 |  | H-3 | 13 |  |  | 0 | 0 | 0 | 0 | 0 | 0 | 0 | 0 | 0 | 0 | 0 | 0 | 0 | 0 | 0 | 0 | 0 | 0 | 0 | 0 | 0 | 0 | 0 | 0 | 0 |  |  |  | 13 | H-3 | 0
|  |  | 14 | H- 4 | 14 |  |  | 0 | 0 | 0 | 0 | 0 | 0 | 0 | 0 |  |  | Height |  |  |  |  | H- 4 | 14 |  |  | 0 | 0 | 0 | 0 | 0 | 0 | 0 | 0 | 0 | 0 | 0 | 0 | 0 | 0 | 0 | 0 | 0 | 0 | 0 | 0 | 0 | 0 | 0 | 0 | 0 |  |  |  | 14 | H- 4 | 0
|  |  | 15 | H- 5 | 15 |  |  | 0 | 0 | 0 | 0 | 0 | 0 | 0 | 0 |  |  | 0 | NP |  |  |  | H- 5 | 15 |  |  | 0 | 0 | 0 | 0 | 0 | 0 | 0 | 0 | 0 | 0 | 0 | 0 | 0 | 0 | 0 | 0 | 0 | 0 | 0 | 0 | 0 | 0 | 0 | 0 | 0 |  |  |  | 15 | H- 5 | 0
|  |  | 16 | I- 1 | 16 |  |  | 1 | 0 | 0 | 0 | 0 | 0 | 0 | 0 |  |  | 0 | Overheight |  |  |  | I- 1 | 16 |  |  | 0 | 0 | 0 | 0 | 0 | 0 | 0 | 0 | 0 | 0 | 0 | 0 | 0 | 0 | 0 | 0 | 0 | 0 | 0 | 0 | 0 | 0 | 0 | 0 | 0 |  |  |  | 16 | I- 1 | 0
|  |  | 17 | I- 2 | 17 |  |  | 1 | 0 | 0 | 0 | 0 | 0 | 0 | 0 |  |  | 0 | Sprinklers used for Height + |  |  |  | I- 2 | 17 |  |  | 0 | 0 | 0 | 0 | 0 | 0 | 0 | 0 | 0 | 0 | 0 | 0 | 0 | 0 | 0 | 0 | 0 | 0 | 0 | 0 | 0 | 0 | 0 | 0 | 0 |  |  |  | 17 | I- 2 | 0
|  |  | 18 | I-3 | 18 |  |  | 1 | 0 | 0 | 0 | 0 | 0 | 0 | 0 |  |  | 0 | 0 | 0 | 0 |  | I-3 | 18 |  |  | 0 | 0 | 0 | 0 | 0 | 0 | 0 | 0 | 0 | 0 | 0 | 0 | 0 | 0 | 0 | 0 | 0 | 0 | 0 | 0 | 0 | 0 | 0 | 0 | 0 |  |  |  | 18 | I-3 | 0
|  |  | 19 | I- 4 | 19 |  |  | 1 | 0 | 0 | 0 | 0 | 0 | 0 | 0 |  |  | 0 | 0 | 0 | 0 |  | I- 4 | 19 |  |  | 0 | 0 | 0 | 0 | 0 | 0 | 0 | 0 | 0 | 0 | 0 | 0 | 0 | 0 | 0 | 0 | 0 | 0 | 0 | 0 | 0 | 0 | 0 | 0 | 0 |  |  |  | 19 | I- 4 | 0
|  |  | 20 | M | 20 |  |  | 1 | 0 | 0 | 0 | 0 | 0 | 0 | 0 |  |  | 0 | 0 | 0 | 0 |  | M | 20 |  |  | 0 | 0 | 0 | 0 | 0 | 0 | 0 | 0 | 0 | 0 | 0 | 0 | 0 | 0 | 0 | 0 | 0 | 0 | 0 | 0 | 0 | 0 | 0 | 0 | 0 |  |  |  | 20 | M
|  |  | 21 | R- 1 | 21 |  |  | 1 | 0 | 0 | 0 | 0 | 0 | 0 | 0 |  |  | 0 | 0 | 0 | 0 |  | R- 1 | 21 |  |  | 0 | 0 | 0 | 0 | 0 | 0 | 0 | 0 | 0 | 0 | 0 | 0 | 0 | 0 | 0 | 0 | 0 | 0 | 0 | 0 | 0 | 0 | 0 | 0 | 0 |  |  |  | 21 | R- 1 | 0 | 0
|  |  | 22 | R- 2 | 22 |  |  | 1 | 0 | 0 | 0 | 0 | 0 | 0 | 0 |  |  | 0 | 0 | 0 | 0 |  | R- 2 | 22 |  |  | 0 | 0 | 0 | 0 | 0 | 0 | 0 | 0 | 0 | 0 | 0 | 0 | 0 | 0 | 0 | 0 | 0 | 0 | 0 | 0 | 0 | 0 | 0 | 0 | 0 |  |  |  | 22 | R- 2 | 0 | 0
|  |  | 23 | R- 3 | 23 |  |  | 1 | 0 | 0 | 0 | 0 | 0 | 0 | 0 |  |  | 0 | 0 | 0 | 0 |  | R- 3 | 23 |  |  | 0 | 0 | 0 | 0 | 0 | 0 | 0 | 0 | 0 | 0 | 0 | 0 | 0 | 0 | 0 | 0 | 0 | 0 | 0 | 0 | 0 | 0 | 0 | 0 | 0 |  |  |  | 23 | R- 3 | 0 | 0
|  |  | 24 | R- 4 | 24 |  |  | 1 | 0 | 0 | 0 | 0 | 0 | 0 | 0 |  |  | stories |  |  |  |  | R- 4 | 24 |  |  | 0 | 0 | 0 | 0 | 0 | 0 | 0 | 0 | 0 | 0 | 0 | 0 | 0 | 0 | 0 | 0 | 0 | 0 | 0 | 0 | 0 | 0 | 0 | 0 | 0 |  |  |  | 24 | R- 4 | 0 | 0
|  |  | 25 | S-1 | 25 |  |  | 1 | 0 | 0 | 0 | 0 | 0 | 0 | 0 |  |  | 0 | NP |  |  |  | S-1 | 25 |  |  | 0 | 0 | 0 | 0 | 0 | 0 | 0 | 0 | 0 | 0 | 0 | 0 | 0 | 0 | 0 | 0 | 0 | 0 | 0 | 0 | 0 | 0 | 0 | 0 | 0 |  |  |  | 25 | S-1
|  |  | 26 | S-2 | 26 |  |  | 1 | 0 | 0 | 0 | 0 | 0 | 0 | 0 |  |  | 0 | Overheight |  |  |  | S-2 | 26 |  |  | 0 | 0 | 0 | 0 | 0 | 0 | 0 | 0 | 0 | 0 | 0 | 0 | 0 | 0 | 0 | 0 | 0 | 0 | 0 | 0 | 0 | 0 | 0 | 0 | 0 |  |  |  | 26 | S-2
|  |  | 27 | U | 27 |  |  | 1 | 0 | 0 | 0 | 0 | 0 | 0 | 0 |  |  | 0 | Sprinklers used for Height + |  |  |  | U | 27 |  |  | 0 | 0 | 0 | 0 | 0 | 0 | 0 | 0 | 0 | 0 | 0 | 0 | 0 | 0 | 0 | 0 | 0 | 0 | 0 | 0 | 0 | 0 | 0 | 0 | 0 |  |  |  | 27 | U
[8 empty] | 1 | 0 | 0 | 0 | 0 | 0 | 0 | 0 |  |  | 0 | 0 | 0 | 0 | [35 empty] | 0 | 0
[8 empty] | 1 | 0 | 0 | 0 | 0 | 0 | 0 | 0 |  |  | 0 | 0 | 0 | 0
[8 empty] | 1 | 0 | 0 | 0 | 0 | 0 | 0 | 0 |  |  | 0 | 0 | 0 | 0
[8 empty] | 1 | 0 | 0 | 0 | 0 | 0 | 0 | 0 |  |  | 0 | 0 | 0 | 0 |  |  |  |  | 0 | [25 empty] | 0 | NP
[8 empty] | 1 | 0 | 0 | 0 | 0 | 0 | 0 | 0 |  |  | 0 | 0 | 0 | 0 |  |  |  |  | 0 | [25 empty] | 0 | OL
[18 empty] | 0 | 0 | 0 | 0
[18 empty] | Area | [5 empty] | 1 |  | 506.4 |  | Level | 1 |  |  | Level | 2 |  |  | Level | 3 |  |  | Level | 4 |  |  | Level | 5 |  |  | Level | 6 |  | Max | UL | NP | 506.4*Max
[18 empty] | 0 | NP |  |  |  | A- 1 | 2 |  | 0 | 0 | 0 | 0 | 0 | 0 | 0 | 0 | 0 | 0 | 0 | 0 | 0 | 0 | 0 | 0 | 0 | 0 | 0 | 0 | 0 | 0 | 0 | 0 | 0 | 0 | FALSE | FALSE | 0
| Result | Comments | Result | Proposed | Permitted | Result | Proposed | Permitted | Result | Proposed | Permitted | Result | Proposed | Permitted |  |  |  | 0 | Overlimit |  |  |  | A- 2 | 3 |  | 0 | 0 | 0 | 0 | 0 | 0 | 0 | 0 | 0 | 0 | 0 | 0 | 0 | 0 | 0 | 0 | 0 | 0 | 0 | 0 | 0 | 0 | 0 | 0 | 0 | 0 | FALSE | FALSE | 0
[5 empty] | 0 |  |  | 0 |  |  | 0 |  |  | 0 |  |  |  | 0 | Sprinklers used for Area + |  |  |  | A- 3 | 4 |  | 0 | 0 | 0 | 0 | 0 | 0 | 0 | 0 | 0 | 0 | 0 | 0 | 0 | 0 | 0 | 0 | 0 | 0 | 0 | 0 | 0 | 0 | 0 | 0 | 0 | 0 | FALSE | FALSE | 0
| 0 |  |  | 0 | 0 |  | 0 | 0 |  | 0 | 0 |  | 0 | 0 |  |  |  | 0 | 0 | 0 | 0 |  | A- 4 | 5 |  | 0 | 0 | 0 | 0 | 0 | 0 | 0 | 0 | 0 | 0 | 0 | 0 | 0 | 0 | 0 | 0 | 0 | 0 | 0 | 0 | 0 | 0 | 0 | 0 | 0 | 0 | FALSE | FALSE | 0
| 0 |  | 0 | 0 | 0 | 0 | 0 | 0 | 0 | 0 | 0 | 0 | 0 | 0 |  |  |  | 0 | 0 | 0 | 0 |  | A- 5 | 6 |  | 0 | 0 | 0 | 0 | 0 | 0 | 0 | 0 | 0 | 0 | 0 | 0 | 0 | 0 | 0 | 0 | 0 | 0 | 0 | 0 | 0 | 0 | 0 | 0 | 0 | 0 | FALSE | FALSE | 0
| 0 |  | 0 |  | 0 | 0 |  | 0 | 0 |  | 0 | 0 |  | 0 |  |  |  | 0 | 0 | 0 | 0 |  | B | 7 |  | 0 | 0 | 0 | 0 | 0 | 0 | 0 | 0 | 0 | 0 | 0 | 0 | 0 | 0 | 0 | 0 | 0 | 0 | 0 | 0 | 0 | 0 | 0 | 0 | 0 | 0 | FALSE | FALSE | 0
[5 empty] | 0 |  |  | 0 |  |  | 0 |  |  | 0 |  |  |  | 0 | 0 | 0 | 0 |  | E | 8 |  | 0 | 0 | 0 | 0 | 0 | 0 | 0 | 0 | 0 | 0 | 0 | 0 | 0 | 0 | 0 | 0 | 0 | 0 | 0 | 0 | 0 | 0 | 0 | 0 | 0 | 0 | FALSE | FALSE | 0
| 0 |  |  | 0 | 0 |  | 0 | 0 |  | 0 | 0 |  | 0 | 0 |  |  |  | 0 | 0 | 0 | 0 |  | F- 1 | 9 |  | 0 | 0 | 0 | 0 | 0 | 0 | 0 | 0 | 0 | 0 | 0 | 0 | 0 | 0 | 0 | 0 | 0 | 0 | 0 | 0 | 0 | 0 | 0 | 0 | 0 | 0 | FALSE | FALSE | 0
| 0 |  | 0 | 0 | 0 | 0 | 0 | 0 | 0 | 0 | 0 | 0 | 0 | 0 |  |  |  | 0 | 0 | 0 | 0 |  | F- 2 | 10 |  | 0 | 0 | 0 | 0 | 0 | 0 | 0 | 0 | 0 | 0 | 0 | 0 | 0 | 0 | 0 | 0 | 0 | 0 | 0 | 0 | 0 | 0 | 0 | 0 | 0 | 0 | FALSE | FALSE | 0
| 0 |  | 0 |  | 0 | 0 |  | 0 | 0 |  | 0 | 0 |  | 0 | [8 empty] | H- 1 | 11 |  | 0 | 0 | 0 | 0 | 0 | 0 | 0 | 0 | 0 | 0 | 0 | 0 | 0 | 0 | 0 | 0 | 0 | 0 | 0 | 0 | 0 | 0 | 0 | 0 | 0 | 0 | FALSE | FALSE | 0
[5 empty] | 0 |  |  | 0 |  |  | 0 |  |  | 0 | [8 empty] | H-2 | 12 |  | 0 | 0 | 0 | 0 | 0 | 0 | 0 | 0 | 0 | 0 | 0 | 0 | 0 | 0 | 0 | 0 | 0 | 0 | 0 | 0 | 0 | 0 | 0 | 0 | 0 | 0 | FALSE | FALSE | 0
| 0 |  |  | 0 | 0 |  | 0 | 0 |  | 0 | 0 |  | 0 | 0 |  |  |  | Overall Builing: |  |  |  |  | H-3 | 13 |  | 0 | 0 | 0 | 0 | 0 | 0 | 0 | 0 | 0 | 0 | 0 | 0 | 0 | 0 | 0 | 0 | 0 | 0 | 0 | 0 | 0 | 0 | 0 | 0 | 0 | 0 | FALSE | FALSE | 0
| 0 |  | 0 | 0 | 0 | 0 | 0 | 0 | 0 | 0 | 0 | 0 | 0 | 0 | [8 empty] | H- 4 | 14 |  | 0 | 0 | 0 | 0 | 0 | 0 | 0 | 0 | 0 | 0 | 0 | 0 | 0 | 0 | 0 | 0 | 0 | 0 | 0 | 0 | 0 | 0 | 0 | 0 | 0 | 0 | FALSE | FALSE | 0
| 0 |  | 0 |  | 0 | 0 |  | 0 | 0 |  | 0 | 0 |  | 0 |  |  |  | Area | 0 |  |  |  | H- 5 | 15 |  | 0 | 0 | 0 | 0 | 0 | 0 | 0 | 0 | 0 | 0 | 0 | 0 | 0 | 0 | 0 | 0 | 0 | 0 | 0 | 0 | 0 | 0 | 0 | 0 | 0 | 0 | FALSE | FALSE | 0
[5 empty] | 0 |  |  | 0 |  |  | 0 |  |  | 0 |  |  |  | Height | 0 |  |  |  | I- 1 | 16 | 0 | 0 | 0 | 0 | 0 | 0 | 0 | 0 | 0 | 0 | 0 | 0 | 0 | 0 | 0 | 0 | 0 | 0 | 0 | 0 | 0 | 0 | 0 | 0 | 0 | 0 | 0 | FALSE | FALSE | 0
| 0 |  |  | 0 | 0 |  | 0 | 0 |  | 0 | 0 |  | 0 | 0 |  |  |  | Stories | 0 |  |  |  | I- 2 | 17 |  | 0 | 0 | 0 | 0 | 0 | 0 | 0 | 0 | 0 | 0 | 0 | 0 | 0 | 0 | 0 | 0 | 0 | 0 | 0 | 0 | 0 | 0 | 0 | 0 | 0 | 0 | FALSE | FALSE | 0
| 0 |  | 0 | 0 | 0 | 0 | 0 | 0 | 0 | 0 | 0 | 0 | 0 | 0 | [8 empty] | I-3 | 18 |  | 0 | 0 | 0 | 0 | 0 | 0 | 0 | 0 | 0 | 0 | 0 | 0 | 0 | 0 | 0 | 0 | 0 | 0 | 0 | 0 | 0 | 0 | 0 | 0 | 0 | 0 | FALSE | FALSE | 0
| 0 |  | 0 |  | 0 | 0 |  | 0 | 0 |  | 0 | 0 |  | 0 | [8 empty] | I- 4 | 19 |  | 0 | 0 | 0 | 0 | 0 | 0 | 0 | 0 | 0 | 0 | 0 | 0 | 0 | 0 | 0 | 0 | 0 | 0 | 0 | 0 | 0 | 0 | 0 | 0 | 0 | 0 | FALSE | FALSE | 0
[5 empty] | 0 |  |  | 0 |  |  | 0 |  |  | 0 | [8 empty] | M | 20 |  | 0 | 0 | 0 | 0 | 0 | 0 | 0 | 0 | 0 | 0 | 0 | 0 | 0 | 0 | 0 | 0 | 0 | 0 | 0 | 0 | 0 | 0 | 0 | 0 | 0 | 0 | FALSE | FALSE | 0
| 0 |  |  | 0 | 0 |  | 0 | 0 |  | 0 | 0 |  | 0 | 0 |  |  |  | No input | No input |  |  |  | R- 1 | 21 | 0 | 0 | 0 | 0 | 0 | 0 | 0 | 0 | 0 | 0 | 0 | 0 | 0 | 0 | 0 | 0 | 0 | 0 | 0 | 0 | 0 | 0 | 0 | 0 | 0 | 0 | 0 | FALSE | FALSE | 0
| 0 |  | 0 | 0 | 0 | 0 | 0 | 0 | 0 | 0 | 0 | 0 | 0 | 0 |  |  |  | 1=Occ. | 0=Area |  |  |  | R- 2 | 22 | 0 | 0 | 0 | 0 | 0 | 0 | 0 | 0 | 0 | 0 | 0 | 0 | 0 | 0 | 0 | 0 | 0 | 0 | 0 | 0 | 0 | 0 | 0 | 0 | 0 | 0 | 0 | FALSE | FALSE | 0
| 0 |  | 0 |  | 0 | 0 |  | 0 | 0 |  | 0 | 0 |  | 0 |  |  |  | 1 | 0 |  |  |  | R- 3 | 23 | 0 | 0 | 0 | 0 | 0 | 0 | 0 | 0 | 0 | 0 | 0 | 0 | 0 | 0 | 0 | 0 | 0 | 0 | 0 | 0 | 0 | 0 | 0 | 0 | 0 | 0 | 0 | FALSE | FALSE | 0
[5 empty] | 0 |  |  | 0 |  |  | 0 |  |  | 0 | [8 empty] | R- 4 | 24 | 0 | 0 | 0 | 0 | 0 | 0 | 0 | 0 | 0 | 0 | 0 | 0 | 0 | 0 | 0 | 0 | 0 | 0 | 0 | 0 | 0 | 0 | 0 | 0 | 0 | 0 | 0 | FALSE | FALSE | 0
| 0 |  |  | 0 | 0 |  | 0 | 0 |  | 0 | 0 |  | 0 | 0 | [8 empty] | S-1 | 25 |  | 0 | 0 | 0 | 0 | 0 | 0 | 0 | 0 | 0 | 0 | 0 | 0 | 0 | 0 | 0 | 0 | 0 | 0 | 0 | 0 | 0 | 0 | 0 | 0 | 0 | 0 | FALSE | FALSE | 0
| 0 |  | 0 | 0 | 0 | 0 | 0 | 0 | 0 | 0 | 0 | 0 | 0 | 0 | [8 empty] | S-2 | 26 |  | 0 | 0 | 0 | 0 | 0 | 0 | 0 | 0 | 0 | 0 | 0 | 0 | 0 | 0 | 0 | 0 | 0 | 0 | 0 | 0 | 0 | 0 | 0 | 0 | 0 | 0 | FALSE | FALSE | 0
| 0 |  | 0 |  | 0 | 0 |  | 0 | 0 |  | 0 | 0 |  | 0 | [8 empty] | U | 27 |  | 0 | 0 | 0 | 0 | 0 | 0 | 0 | 0 | 0 | 0 | 0 | 0 | 0 | 0 | 0 | 0 | 0 | 0 | 0 | 0 | 0 | 0 | 0 | 0 | 0 | 0 | FALSE | FALSE | 0
0 | 0 | 0
[10 empty] | Special notes: |  | 29 | (single use = 28)
[9 empty] | Single | Mixed
| 0 | 0 | 45 | 0 |  |  |  | 506.2.3 | 506.2.3 | 506.2.4
|  | 15 | 0 | 0 |  | 0 | Single Occ | 506.2.3 | 506.2.3 | 508.4.2
|  | 16 | 0 | 0 |  | 0 | Single Occ | 506.2.3 | 506.2.3 | 508.4.2
[6 empty] | 0 | Single Occ | 506.2.3 | 506.2.3 | 508.4.2
[6 empty] | 0 | Single Occ | 506.2.3 | 506.2.3 | 508.4.2
[6 empty] | 0 | Single Occ | 506.2.3 | 506.2.3 | 508.4.2
[6 empty] | 0 | Single Occ | 506.2.3 | 506.2.3 | 508.4.2
[5 empty] | NFPA13R | 0
[5 empty] | Type I | 0
[5 empty] | Non Sprink | 1
[5 empty] | Ch9 ref | 0
Test
*Building Area is Overlimit per Sec. 506.2.3
*Level 1 Area is Overlimit per Sec.508.4.2
*Level 2 Area is Overlimit per Sec.508.4.2
*Level 3 Area is Overlimit per Sec.508.4.2
*Level 4 Area is Overlimit per Sec.508.4.2
*Level 5 Area is Overlimit per Sec.508.4.2
*Level 6 Area is Overlimit per Sec.508.4.2
*Level 6 Area is Overlimit per Sec.508.4.2
*Level 6 Area is Overlimit per Sec.508.4.2
*Level 6 Area is Overlimit per Sec.508.r.2
*Building Area is Overlimit per Sec. 506.2.3 *Level 1 Area is Overlimit per Sec.508.4.2 *Level 2 Area is Overlimit per Sec.508.4.2 *Level 3 Area is Overlimit per Sec.508.4.2 *Level 4 Area is Overlimit per Sec.508.4.2 *Level 5 Area is Overlimit per Sec.508.4.2 *Level 6 Area is Overlimit per Sec.508.4.2 *Level 6 Area is Overlimit per Sec.508.4.2 *Level 6 Area is Overlimit per Sec.508.4.2 *Level 6 Area is Overlimit per Sec.508.r.2

## T503 (hidden)
2006 |  | TYPE OF CONSTRUCTION | [8 empty] | 2009 |  | TYPE OF CONSTRUCTION
|  | TYPE I |  | TYPE II |  | TYPE III |  | TYPE IV | TYPE V |  |  |  | TYPE I |  | TYPE II |  | TYPE III |  | TYPE IV | TYPE V
|  | A | B | A | B | A | B | HT | A | B |  |  | A | B | A | B | A | B | HT | A | B
GROUP | HGT(feet) HGT(S) | UL | 160 | 65 | 55 | 65 | 55 | 65 | 50 | 40 | GROUP | HGT(feet) HGT(S) | UL | 160 | 65 | 55 | 65 | 55 | 65 | 50 | 40
A- 1 | S | UL | 5 | 3 | 2 | 3 | 2 | 3 | 2 | 1 | A- 1 | S | UL | 5 | 3 | 2 | 3 | 2 | 3 | 2 | 1
| A | UL | UL | 15500 | 8500 | 14000 | 8500 | 15000 | 11500 | 5500 |  | A | UL | UL | 15500 | 8500 | 14000 | 8500 | 15000 | 11500 | 5500
A- 2 | S | UL | 11 | 3 | 2 | 3 | 2 | 3 | 2 | 1 | A- 2 | S | UL | 11 | 3 | 2 | 3 | 2 | 3 | 2 | 1
| A | UL | UL | 15500 | 9500 | 14000 | 9500 | 15000 | 11500 | 6000 |  | A | UL | UL | 15500 | 9500 | 14000 | 9500 | 15000 | 11500 | 6000
A- 3 | S | UL | 11 | 3 | 2 | 3 | 2 | 3 | 2 | 1 | A- 3 | S | UL | 11 | 3 | 2 | 3 | 2 | 3 | 2 | 1
| A | UL | UL | 15500 | 9500 | 14000 | 9500 | 15000 | 11500 | 6000 |  | A | UL | UL | 15500 | 9500 | 14000 | 9500 | 15000 | 11500 | 6000
A- 4 | S | UL | 11 | 3 | 2 | 3 | 2 | 3 | 2 | 1 | A- 4 | S | UL | 11 | 3 | 2 | 3 | 2 | 3 | 2 | 1
| A | UL | UL | 15500 | 9500 | 14000 | 9500 | 15000 | 11500 | 6000 |  | A | UL | UL | 15500 | 9500 | 14000 | 9500 | 15000 | 11500 | 6000
A- 5 | S | UL | UL | UL | UL | UL | UL | UL | UL | UL | A- 5 | S | UL | UL | UL | UL | UL | UL | UL | UL | UL
| A | UL | UL | UL | UL | UL | UL | UL | UL | UL |  | A | UL | UL | UL | UL | UL | UL | UL | UL | UL
B | S | UL | 11 | 5 | 4 | 5 | 4 | 5 | 3 | 2 | B | S | UL | 11 | 5 | 3 | 5 | 3 | 5 | 3 | 2
| A | UL | UL | 37500 | 23000 | 28500 | 19000 | 36000 | 18000 | 9000 |  | A | UL | UL | 37500 | 23000 | 28500 | 19000 | 36000 | 18000 | 9000
E | S | UL | 5 | 3 | 2 | 3 | 2 | 3 | 1 | 1 | E | S | UL | 5 | 3 | 2 | 3 | 2 | 3 | 1 | 1
| A | UL | UL | 26500 | 14500 | 23500 | 14500 | 25500 | 18500 | 9500 |  | A | UL | UL | 26500 | 14500 | 23500 | 14500 | 25500 | 18500 | 9500
F- 1 | S | UL | 11 | 4 | 2 | 3 | 2 | 4 | 2 | 1 | F- 1 | S | UL | 11 | 4 | 2 | 3 | 2 | 4 | 2 | 1
| A | UL | UL | 25000 | 15500 | 19000 | 12000 | 33500 | 14000 | 8500 |  | A | UL | UL | 25000 | 15500 | 19000 | 12000 | 33500 | 14000 | 8500
F- 2 | S | UL | 11 | 5 | 3 | 4 | 3 | 5 | 3 | 2 | F- 2 | S | UL | 11 | 5 | 3 | 4 | 3 | 5 | 3 | 2
| A | UL | UL | 37500 | 23000 | 28500 | 18000 | 50500 | 21000 | 13000 |  | A | UL | UL | 37500 | 23000 | 28500 | 18000 | 50500 | 21000 | 13000
H- 1 | S | 1 | 1 | 1 | 1 | 1 | 1 | 1 | 1 | NP | H- 1 | S | 1 | 1 | 1 | 1 | 1 | 1 | 1 | 1 | NP
| A | 21000 | 16500 | 11000 | 7000 | 9500 | 7000 | 10500 | 7500 | NP |  | A | 21000 | 16500 | 11000 | 7000 | 9500 | 7000 | 10500 | 7500 | NP
H-2 | S | UL | 3 | 2 | 1 | 2 | 1 | 2 | 1 | 1 | H-2 | S | UL | 3 | 2 | 1 | 2 | 1 | 2 | 1 | 1
| A | 21000 | 16500 | 11000 | 7000 | 9500 | 7000 | 10500 | 7500 | 3000 |  | A | 21000 | 16500 | 11000 | 7000 | 9500 | 7000 | 10500 | 7500 | 3000
H-3 | S | UL | 6 | 4 | 2 | 4 | 2 | 4 | 2 | 1 | H-3 | S | UL | 6 | 4 | 2 | 4 | 2 | 4 | 2 | 1
| A | UL | 60000 | 26500 | 14000 | 17500 | 13000 | 25500 | 10000 | 5000 |  | A | UL | 60000 | 26500 | 14000 | 17500 | 13000 | 25500 | 10000 | 5000
H- 4 | S | UL | 7 | 5 | 3 | 5 | 3 | 5 | 3 | 2 | H- 4 | S | UL | 7 | 5 | 3 | 5 | 3 | 5 | 3 | 2
| A | UL | UL | 37500 | 17500 | 28500 | 17500 | 36000 | 18000 | 6500 |  | A | UL | UL | 37500 | 17500 | 28500 | 17500 | 36000 | 18000 | 6500
H- 5 | S | 4 | 4 | 3 | 3 | 3 | 3 | 3 | 3 | 2 | H- 5 | S | 4 | 4 | 3 | 3 | 3 | 3 | 3 | 3 | 2
| A | UL | UL | 37500 | 23000 | 28500 | 19000 | 36000 | 18000 | 9000 |  | A | UL | UL | 37500 | 23000 | 28500 | 19000 | 36000 | 18000 | 9000
I- 1 | S | UL | 9 | 4 | 3 | 4 | 3 | 4 | 3 | 2 | I- 1 | S | UL | 9 | 4 | 3 | 4 | 3 | 4 | 3 | 2
| A | UL | 55000 | 19000 | 10000 | 16500 | 10000 | 18000 | 10500 | 4500 |  | A | UL | 55000 | 19000 | 10000 | 16500 | 10000 | 18000 | 10500 | 4500
I- 2 | S | UL | 4 | 2 | 1 | 1 | NP | 1 | 1 | NP | I- 2 | S | UL | 4 | 2 | 1 | 1 | NP | 1 | 1 | NP
| A | UL | UL | 15000 | 11000 | 12000 | NP | 12000 | 9500 | NP |  | A | UL | UL | 15000 | 11000 | 12000 | NP | 12000 | 9500 | NP
I-3 | S | UL | 4 | 2 | 1 | 2 | 1 | 2 | 2 | 1 | I-3 | S | UL | 4 | 2 | 1 | 2 | 1 | 2 | 2 | 1
| A | UL | UL | 15000 | 10000 | 10500 | 7500 | 12000 | 7500 | 5000 |  | A | UL | UL | 15000 | 10000 | 10500 | 7500 | 12000 | 7500 | 5000
I- 4 | S | UL | 5 | 3 | 2 | 3 | 2 | 3 | 1 | 1 | I- 4 | S | UL | 5 | 3 | 2 | 3 | 2 | 3 | 1 | 1
| A | UL | 60500 | 26500 | 13000 | 23500 | 13000 | 25500 | 18500 | 9000 |  | A | UL | 60500 | 26500 | 13000 | 23500 | 13000 | 25500 | 18500 | 9000
M | S | UL | 11 | 4 | 4 | 4 | 4 | 4 | 3 | 1 | M | S | UL | 11 | 4 | 2 | 4 | 2 | 4 | 3 | 1
| A | UL | UL | 21500 | 12500 | 18500 | 12500 | 20500 | 14000 | 9000 |  | A | UL | UL | 21500 | 12500 | 18500 | 12500 | 20500 | 14000 | 9000
R- 1 | S | UL | 11 | 4 | 4 | 4 | 4 | 4 | 3 | 2 | R- 1 | S | UL | 11 | 4 | 4 | 4 | 4 | 4 | 3 | 2
| A | UL | UL | 24000 | 16000 | 24000 | 16000 | 20500 | 12000 | 7000 |  | A | UL | UL | 24000 | 16000 | 24000 | 16000 | 20500 | 12000 | 7000
R- 2 | S | UL | 11 | 4 | 4 | 4 | 4 | 4 | 3 | 2 | R- 2 | S | UL | 11 | 4 | 4 | 4 | 4 | 4 | 3 | 2
| A | UL | UL | 24000 | 16000 | 24000 | 16000 | 20500 | 12000 | 7000 |  | A | UL | UL | 24000 | 16000 | 24000 | 16000 | 20500 | 12000 | 7000
R- 3 | S | UL | 11 | 4 | 4 | 4 | 4 | 4 | 3 | 3 | R- 3 | S | UL | 11 | 4 | 4 | 4 | 4 | 4 | 3 | 3
| A | UL | UL | UL | UL | UL | UL | UL | UL | UL |  | A | UL | UL | UL | UL | UL | UL | UL | UL | UL
R- 4 | S | UL | 11 | 4 | 4 | 4 | 4 | 4 | 3 | 2 | R- 4 | S | UL | 11 | 4 | 4 | 4 | 4 | 4 | 3 | 2
| A | UL | UL | 24000 | 16000 | 24000 | 16000 | 20500 | 12000 | 7000 |  | A | UL | UL | 24000 | 16000 | 24000 | 16000 | 20500 | 12000 | 7000
S-1 | S | UL | 11 | 4 | 3 | 3 | 3 | 4 | 3 | 1 | S-1 | S | UL | 11 | 4 | 2 | 3 | 2 | 4 | 3 | 1
| A | UL | 48000 | 26000 | 17500 | 26000 | 17500 | 25500 | 14000 | 9000 |  | A | UL | 48000 | 26000 | 17500 | 26000 | 17500 | 25500 | 14000 | 9000
S-2 | S | UL | 11 | 5 | 4 | 4 | 4 | 5 | 4 | 2 | S-2 | S | UL | 11 | 5 | 3 | 4 | 3 | 5 | 4 | 2
| A | UL | 79000 | 39000 | 26000 | 39000 | 26000 | 38500 | 21000 | 13500 |  | A | UL | 79000 | 39000 | 26000 | 39000 | 26000 | 38500 | 21000 | 13500
U | S | UL | 5 | 4 | 2 | 3 | 2 | 4 | 2 | 1 | U | S | UL | 5 | 4 | 2 | 3 | 2 | 4 | 2 | 1
| A | UL | 35500 | 19000 | 8500 | 14000 | 8500 | 18000 | 9000 | 5500 |  | A | UL | 35500 | 19000 | 8500 | 14000 | 8500 | 18000 | 9000 | 5500
|  | TYPE I |  | TYPE II |  | TYPE III |  | TYPE IV | TYPE V |  |  |  | TYPE I |  | TYPE II |  | TYPE III |  | TYPE IV | TYPE V
|  | A | B | A | B | A | B | HT | A | B |  |  | A | B | A | B | A | B | HT | A | B
|  | UL | 160 | 65 | 55 | 65 | 55 | 65 | 50 | 40 |  |  | UL | 160 | 65 | 55 | 65 | 55 | 65 | 50 | 40

## Height (hidden)
| Basic | 2 | 3 | 4 | 5 | 6 | 7 | 8 | 9 | 10 | 1 |  | 1 |  |  |  |  | Sprinkler | 2 | 3 | 4 | 5 | 6 | 7 | 8 | 9 | 10 |  | Basic | 2 | 3 | 4 | 5 | 6 | 7 | 8 | 9 | 10 |  | Sprinkler | 2 | 3 | 4 | 5 | 6 | 7 | 8 | 9 | 10
A- 1 | 2 | UL | 5 | 3 | 2 | 3 | 2 | 3 | 2 | 1 | 2 | I A | 2 | UL | UL |  | A- 1 | 2 | UL | 6 | 4 | 3 | 4 | 3 | 4 | 3 | 2 | A- 1 | 2 | UL | 160 | 65 | 55 | 65 | 55 | 65 | 50 | 40 | A- 1 | 2 | UL | 180 | 85 | 75 | 85 | 75 | 85 | 70 | 60
A- 2 | 3 | UL | 11 | 3 | 2 | 3 | 2 | 3 | 2 | 1 | 3 | I B | 3 | 160 | 180 |  | A- 2 | 3 | UL | 12 | 4 | 3 | 4 | 3 | 4 | 3 | 2 | A- 2 | 3 | UL | 160 | 65 | 55 | 65 | 55 | 65 | 50 | 40 | A- 2 | 3 | UL | 180 | 85 | 75 | 85 | 75 | 85 | 70 | 60
A- 3 | 4 | UL | 11 | 3 | 2 | 3 | 2 | 3 | 2 | 1 | 4 | II A | 4 | 65 | 85 |  | A- 3 | 4 | UL | 12 | 4 | 3 | 4 | 3 | 4 | 3 | 2 | A- 3 | 4 | UL | 160 | 65 | 55 | 65 | 55 | 65 | 50 | 40 | A- 3 | 4 | UL | 180 | 85 | 75 | 85 | 75 | 85 | 70 | 60
A- 4 | 5 | UL | 11 | 3 | 2 | 3 | 2 | 3 | 2 | 1 | 5 | II B | 5 | 55 | 75 |  | A- 4 | 5 | UL | 12 | 4 | 3 | 4 | 3 | 4 | 3 | 2 | A- 4 | 5 | UL | 160 | 65 | 55 | 65 | 55 | 65 | 50 | 40 | A- 4 | 5 | UL | 180 | 85 | 75 | 85 | 75 | 85 | 70 | 60
A- 5 | 6 | UL | UL | UL | UL | UL | UL | UL | UL | UL | 6 | III A | 6 | 65 | 85 |  | A- 5 | 6 | UL | UL | UL | UL | UL | UL | UL | UL | UL | A- 5 | 6 | UL | 160 | 65 | 55 | 65 | 55 | 65 | 50 | 40 | A- 5 | 6 | UL | 180 | 85 | 75 | 85 | 75 | 85 | 70 | 60
B | 7 | UL | 11 | 5 | 3 | 5 | 3 | 5 | 3 | 2 | 7 | III B | 7 | 55 | 75 |  | B | 7 | UL | 12 | 6 | 4 | 6 | 4 | 6 | 4 | 3 | B | 7 | UL | 160 | 65 | 55 | 65 | 55 | 65 | 50 | 40 | B | 7 | UL | 180 | 85 | 75 | 85 | 75 | 85 | 70 | 60
E | 8 | UL | 5 | 3 | 2 | 3 | 2 | 3 | 1 | 1 | 8 | IV HT | 8 | 65 | 85 |  | E | 8 | UL | 6 | 4 | 3 | 4 | 3 | 4 | 2 | 2 | E | 8 | UL | 160 | 65 | 55 | 65 | 55 | 65 | 50 | 40 | E | 8 | UL | 180 | 85 | 75 | 85 | 75 | 85 | 70 | 60
F- 1 | 9 | UL | 11 | 4 | 2 | 3 | 2 | 4 | 2 | 1 | 9 | V A | 9 | 50 | 70 |  | F- 1 | 9 | UL | 12 | 5 | 3 | 4 | 3 | 5 | 3 | 2 | F- 1 | 9 | UL | 160 | 65 | 55 | 65 | 55 | 65 | 50 | 40 | F- 1 | 9 | UL | 180 | 85 | 75 | 85 | 75 | 85 | 70 | 60
F- 2 | 10 | UL | 11 | 5 | 3 | 4 | 3 | 5 | 3 | 2 | 10 | V B | 10 | 40 | 60 |  | F- 2 | 10 | UL | 12 | 6 | 4 | 5 | 4 | 6 | 4 | 3 | F- 2 | 10 | UL | 160 | 65 | 55 | 65 | 55 | 65 | 50 | 40 | F- 2 | 10 | UL | 180 | 85 | 75 | 85 | 75 | 85 | 70 | 60
H- 1 | 11 | 1 | 1 | 1 | 1 | 1 | 1 | 1 | 1 | NP | 11 |  |  | 0 | 0 |  | H- 1 | 11 | 1 | 1 | 1 | 1 | 1 | 1 | 1 | 1 | NP | H- 1 | 11 | UL | 160 | 65 | 55 | 65 | 55 | 65 | 50 | NP | H- 1 | 11 | UL | 160 | 65 | 55 | 65 | 55 | 65 | 50 | NP
H-2 | 12 | UL | 3 | 2 | 1 | 2 | 1 | 2 | 1 | 1 | 12 | [5 empty] | H-2 | 12 | UL | 3 | 2 | 1 | 2 | 1 | 2 | 1 | 1 | H-2 | 12 | UL | 160 | 65 | 55 | 65 | 55 | 65 | 50 | 40 | H-2 | 12 | UL | 160 | 65 | 55 | 65 | 55 | 65 | 50 | 40
H-3 | 13 | UL | 6 | 4 | 2 | 4 | 2 | 4 | 2 | 1 | 13 | [5 empty] | H-3 | 13 | UL | 6 | 4 | 2 | 4 | 2 | 4 | 2 | 1 | H-3 | 13 | UL | 160 | 65 | 55 | 65 | 55 | 65 | 50 | 40 | H-3 | 13 | UL | 160 | 65 | 55 | 65 | 55 | 65 | 50 | 40
H- 4 | 14 | UL | 7 | 5 | 3 | 5 | 3 | 5 | 3 | 2 | 14 | [5 empty] | H- 4 | 14 | UL | 8 | 6 | 4 | 6 | 4 | 6 | 4 | 3 | H- 4 | 14 | UL | 160 | 65 | 55 | 65 | 55 | 65 | 50 | 40 | H- 4 | 14 | UL | 180 | 85 | 75 | 85 | 75 | 85 | 70 | 60
H- 5 | 15 | 4 | 4 | 3 | 3 | 3 | 3 | 3 | 3 | 2 | 15 | [5 empty] | H- 5 | 15 | 4 | 4 | 3 | 3 | 3 | 3 | 3 | 3 | 2 | H- 5 | 15 | UL | 160 | 65 | 55 | 65 | 55 | 65 | 50 | 40 | H- 5 | 15 | UL | 160 | 65 | 55 | 65 | 55 | 65 | 50 | 40
I- 1 | 16 | UL | 9 | 4 | 3 | 4 | 3 | 4 | 3 | 2 | 16 |  |  |  | Condition 2 | FALSE | I- 1 | 16 | UL | 10 | 5 | 4 | 5 | 4 | 5 | 4 | 3 | I- 1 | 16 | UL | 160 | 65 | 55 | 65 | 55 | 65 | 50 | 40 | I- 1 | 16 | UL | 180 | 85 | 75 | 85 | 75 | 85 | 70 | 60
I- 2 | 17 | UL | 4 | 2 | 1 | 1 | NP | 1 | 1 | NP | 17 | [5 empty] | I- 2 | 17 | UL | 5 | 3 | 1 | 1 | NP | 1 | 1 | NP | I- 2 | 17 | UL | 160 | 65 | 55 | 65 | NP | 65 | 50 | NP | I- 2 | 17 | UL | 180 | 85 | 55 | 65 | NP | 65 | 50 | NP
I-3 | 18 | UL | 4 | 2 | 1 | 2 | 1 | 2 | 2 | 1 | 18 | [5 empty] | I-3 | 18 | UL | 5 | 3 | 2 | 3 | 2 | 3 | 3 | 2 | I-3 | 18 | UL | 160 | 65 | 55 | 65 | 55 | 65 | 50 | 40 | I-3 | 18 | UL | 180 | 85 | 75 | 85 | 75 | 85 | 70 | 60
I- 4 | 19 | UL | 5 | 3 | 2 | 3 | 2 | 3 | 1 | 1 | 19 | [5 empty] | I- 4 | 19 | UL | 6 | 4 | 3 | 4 | 3 | 4 | 2 | 2 | I- 4 | 19 | UL | 160 | 65 | 55 | 65 | 55 | 65 | 50 | 40 | I- 4 | 19 | UL | 180 | 85 | 75 | 85 | 75 | 85 | 70 | 60
M | 20 | UL | 11 | 4 | 2 | 4 | 2 | 4 | 3 | 1 | 20 | [5 empty] | M | 20 | UL | 12 | 5 | 3 | 5 | 3 | 5 | 4 | 2 | M | 20 | UL | 160 | 65 | 55 | 65 | 55 | 65 | 50 | 40 | M | 20 | UL | 180 | 85 | 75 | 85 | 75 | 85 | 70 | 60
R- 1 | 21 | UL | 11 | 4 | 4 | 4 | 4 | 4 | 3 | 2 | 21 | [5 empty] | R- 1 | 21 | UL | 12 | 5 | 5 | 5 | 5 | 5 | 4 | 3 | R- 1 | 21 | UL | 160 | 65 | 55 | 65 | 55 | 65 | 50 | 40 | R- 1 | 21 | UL | 180 | 85 | 75 | 85 | 75 | 85 | 70 | 60
R- 2 | 22 | UL | 11 | 4 | 4 | 4 | 4 | 4 | 3 | 2 | 22 | [5 empty] | R- 2 | 22 | UL | 12 | 5 | 5 | 5 | 5 | 5 | 4 | 3 | R- 2 | 22 | UL | 160 | 65 | 55 | 65 | 55 | 65 | 50 | 40 | R- 2 | 22 | UL | 180 | 85 | 75 | 85 | 75 | 85 | 70 | 60
R- 3 | 23 | UL | 11 | 4 | 4 | 4 | 4 | 4 | 3 | 2 | 23 | [5 empty] | R- 3 | 23 | UL | 12 | 5 | 5 | 5 | 5 | 5 | 4 | 3 | R- 3 | 23 | UL | 160 | 65 | 55 | 65 | 55 | 65 | 50 | 40 | R- 3 | 23 | UL | 180 | 85 | 75 | 85 | 75 | 85 | 70 | 60
R- 4 | 24 | UL | 11 | 4 | 4 | 4 | 4 | 4 | 3 | 2 | 24 | [5 empty] | R- 4 | 24 | UL | 12 | 5 | 5 | 5 | 5 | 5 | 4 | 3 | R- 4 | 24 | UL | 160 | 65 | 55 | 65 | 55 | 65 | 50 | 40 | R- 4 | 24 | UL | 180 | 85 | 75 | 85 | 75 | 85 | 70 | 60
S-1 | 25 | UL | 11 | 4 | 2 | 3 | 2 | 4 | 3 | 1 | 25 | [5 empty] | S-1 | 25 | UL | 12 | 5 | 3 | 4 | 3 | 5 | 4 | 2 | S-1 | 25 | UL | 160 | 65 | 55 | 65 | 55 | 65 | 50 | 40 | S-1 | 25 | UL | 180 | 85 | 75 | 85 | 75 | 85 | 70 | 60
S-2 | 26 | UL | 11 | 5 | 3 | 4 | 3 | 5 | 4 | 2 | 26 | [5 empty] | S-2 | 26 | UL | 12 | 6 | 4 | 5 | 4 | 6 | 5 | 3 | S-2 | 26 | UL | 160 | 65 | 55 | 65 | 55 | 65 | 50 | 40 | S-2 | 26 | UL | 180 | 85 | 75 | 85 | 75 | 85 | 70 | 60
U | 27 | UL | 5 | 4 | 2 | 3 | 2 | 4 | 2 | 1 | 27 | [5 empty] | U | 27 | UL | 6 | 5 | 3 | 4 | 3 | 5 | 3 | 2 | U | 27 | UL | 160 | 65 | 55 | 65 | 55 | 65 | 50 | 40 | U | 27 | UL | 180 | 85 | 75 | 85 | 75 | 85 | 70 | 60
| Code | 2: TYPE OF CONSTRUCTION | [5 empty] | GROUP |  | TYPE OF CONSTRUCTION | [8 empty] | GROUP |  | TYPE OF CONSTRUCTION | [8 empty] | GROUP |  | TYPE OF CONSTRUCTION
1 | 2009 | 2: TYPE I; 4: TYPE II; 6: TYPE III; 8: TYPE IV; 9: TYPE V | [7 empty] | TYPE I |  | TYPE II |  | TYPE III |  | TYPE IV | TYPE V |  |  |  | TYPE I |  | TYPE II |  | TYPE III |  | TYPE IV | TYPE V |  |  |  | TYPE I |  | TYPE II |  | TYPE III |  | TYPE IV | TYPE V
2 | 2006 | I A | I B | II A | II B | III A | III B | IV HT | V A | V B | [8 empty] | I A | I B | II A | II B | III A | III B | IV HT | V A | V B |  |  | I A | I B | II A | II B | III A | III B | IV HT | V A | V B |  |  | I A | I B | II A | II B | III A | III B | IV HT | V A | V B
1 | HGT(feet) HGT(S) | UL | 160 | 65 | 55 | 65 | 55 | 65 | 50 | 40 | [7 empty] | HGT(feet) HGT(S) | UL | 160 | 65 | 55 | 65 | 55 | 65 | 50 | 40 |  | HGT(feet) HGT(S) | UL | 160 | 65 | 55 | 65 | 55 | 65 | 50 | 40 |  | HGT(feet) HGT(S) | UL | 180 | 85 | 75 | 85 | 75 | 85 | 70 | 60
4

## Area (hidden)
| Basic | 2 | 3 | 4 | 5 | 6 | 7 | 8 | 9 | 10 | 1
A- 1 | A | UL | UL | 15500 | 8500 | 14000 | 8500 | 15000 | 11500 | 5500 | 2
A- 2 | A | UL | UL | 15500 | 9500 | 14000 | 9500 | 15000 | 11500 | 6000 | 3
A- 3 | A | UL | UL | 15500 | 9500 | 14000 | 9500 | 15000 | 11500 | 6000 | 4
A- 4 | A | UL | UL | 15500 | 9500 | 14000 | 9500 | 15000 | 11500 | 6000 | 5
A- 5 | A | UL | UL | UL | UL | UL | UL | UL | UL | UL | 6
B | A | UL | UL | 37500 | 23000 | 28500 | 19000 | 36000 | 18000 | 9000 | 7
E | A | UL | UL | 26500 | 14500 | 23500 | 14500 | 25500 | 18500 | 9500 | 8
F- 1 | A | UL | UL | 25000 | 15500 | 19000 | 12000 | 33500 | 14000 | 8500 | 9
F- 2 | A | UL | UL | 37500 | 23000 | 28500 | 18000 | 50500 | 21000 | 13000 | 10
H- 1 | A | 21000 | 16500 | 11000 | 7000 | 9500 | 7000 | 10500 | 7500 | NP | 11
H-2 | A | 21000 | 16500 | 11000 | 7000 | 9500 | 7000 | 10500 | 7500 | 3000 | 12
H-3 | A | UL | 60000 | 26500 | 14000 | 17500 | 13000 | 25500 | 10000 | 5000 | 13
H- 4 | A | UL | UL | 37500 | 17500 | 28500 | 17500 | 36000 | 18000 | 6500 | 14
H- 5 | A | UL | UL | 37500 | 23000 | 28500 | 19000 | 36000 | 18000 | 9000 | 15
I- 1 | A | UL | 55000 | 19000 | 10000 | 16500 | 10000 | 18000 | 10500 | 4500 | 16
I- 2 | A | UL | UL | 15000 | 11000 | 12000 | NP | 12000 | 9500 | NP | 17
I-3 | A | UL | UL | 15000 | 10000 | 10500 | 7500 | 12000 | 7500 | 5000 | 18
I- 4 | A | UL | 60500 | 26500 | 13000 | 23500 | 13000 | 25500 | 18500 | 9000 | 19
M | A | UL | UL | 21500 | 12500 | 18500 | 12500 | 20500 | 14000 | 9000 | 20
R- 1 | A | UL | UL | 24000 | 16000 | 24000 | 16000 | 20500 | 12000 | 7000 | 21
R- 2 | A | UL | UL | 24000 | 16000 | 24000 | 16000 | 20500 | 12000 | 7000 | 22
R- 3 | A | UL | UL | UL | UL | UL | UL | UL | UL | UL | 23
R- 4 | A | UL | UL | 24000 | 16000 | 24000 | 16000 | 20500 | 12000 | 7000 | 24
S-1 | A | UL | 48000 | 26000 | 17500 | 26000 | 17500 | 25500 | 14000 | 9000 | 25
S-2 | A | UL | 79000 | 39000 | 26000 | 39000 | 26000 | 38500 | 21000 | 13500 | 26
U | A | UL | 35500 | 19000 | 8500 | 14000 | 8500 | 18000 | 9000 | 5500 | 27
|  | TYPE I |  | TYPE II |  | TYPE III |  | TYPE IV | TYPE V
TYPE OF CONSTRUCTION

## Frontage (hidden)
0 | (If ) |  |  |  | Area increase due to frontage | [25 empty] | ara4help.com
help is one click away
0 | (F)
0 | (P)
0 | (W/30)
FALSE
Point # | 1 |  |  |  | 2 |  |  |  | 3 |  |  |  | 4 |  |  |  | 5 |  |  |  | 6 |  |  |  | 7 |  |  |  | 8 |  |  |  | 9 |  |  |  | 10 |  |  |  | 11 |  |  |  | 12 |  |  |  | 13
LWall (ft)
Yard (ft)
0 | 0 | 0 |  | 0 |  | 0 |  | 0 |  | 0 |  | 0 |  | 0 |  | 0 |  | 0 |  | 0 |  | 0 |  | 0 |  | 0 |  | 0 |  | 0 |  | 0 |  | 0 |  | 0 |  | 0 |  | 0 |  | 0 |  | 0 |  | 0 |  | 0 |  | 0
0 | 0 | 0 | 0 | 0 | 0 | 0 | 0 | 0 | 0 | 0 | 0 | 0 | 0 | 0 | 0 | 0 | 0 | 0 | 0 | 0 | 0 | 0 | 0 | 0 | 0 | 0 | 0 | 0 | 0 | 0 | 0 | 0 | 0 | 0 | 0 | 0 | 0 | 0 | 0 | 0 | 0 | 0 | 0 | 0 | 0 | 0 | 0 | 0 | 0 | 0
0 | 0 | 0 | 0 | 0 | 0 | 0 | 0 | 0 | 0 | 0 | 0 | 0 | 0 | 0 | 0 | 0 | 0 | 0 | 0 | 0 | 0 | 0 | 0 | 0 | 0 | 0 | 0 | 0 | 0 | 0 | 0 | 0 | 0 | 0 | 0 | 0 | 0 | 0 | 0 | 0 | 0 | 0 | 0 | 0 | 0 | 0 | 0 | 0 | 0 | 0
20≤a&b≤60 |  |  |  | 0 |  | 0 |  | 0 |  | 0 |  | 0 |  | 0 |  | 0 |  | 0 |  | 0 |  | 0 |  | 0 |  | 0 |  | 0 |  | 0 |  | 0 |  | 0 |  | 0 |  | 0 |  | 0 |  | 0 |  | 0 |  | 0 |  | 0 |  | 0
|  |  |  | 0 | 0 |  |  | 0 | 0 |  |  | 0 | 0 |  |  | 0 | 0 |  |  | 0 | 0 |  |  | 0 | 0 |  |  | 0 | 0 |  |  | 0 | 0 |  |  | 0 | 0 |  |  | 0 | 0 |  |  | 0 | 0 |  |  | 0 | 0
a&b<20 |  |  |  | 0 |  | 0 |  | 0 |  | 0 |  | 0 |  | 0 |  | 0 |  | 0 |  | 0 |  | 0 |  | 0 |  | 0 |  | 0 |  | 0 |  | 0 |  | 0 |  | 0 |  | 0 |  | 0 |  | 0 |  | 0 |  | 0 |  | 0 |  | 0
|  |  |  | 0 | 0 |  |  | 0 | 0 |  |  | 0 | 0 |  |  | 0 | 0 |  |  | 0 | 0 |  |  | 0 | 0 |  |  | 0 | 0 |  |  | 0 | 0 |  |  | 0 | 0 |  |  | 0 | 0 |  |  | 0 | 0 |  |  | 0 | 0
a&b>60 |  |  |  | 0 |  | 60 |  | 0 |  | 60 |  | 0 |  | 60 |  | 0 |  | 60 |  | 0 |  | 60 |  | 0 |  | 60 |  | 0 |  | 60 |  | 0 |  | 60 |  | 0 |  | 60 |  | 0 |  | 60 |  | 0 |  | 60 |  | 0 |  | 60
|  |  |  | 0 | 0 |  |  | 0 | 0 |  |  | 0 | 0 |  |  | 0 | 0 |  |  | 0 | 0 |  |  | 0 | 0 |  |  | 0 | 0 |  |  | 0 | 0 |  |  | 0 | 0 |  |  | 0 | 0 |  |  | 0 | 0 |  |  | 0 | 0
a<20&b>60 |  |  | #DIV/0! | #DIV/0! | 60 | 40 | #DIV/0! | #DIV/0! | 60 | 40 | #DIV/0! | #DIV/0! | 60 | 40 | #DIV/0! | #DIV/0! | 60 | 40 | #DIV/0! | #DIV/0! | 60 | 40 | #DIV/0! | #DIV/0! | 60 | 40 | #DIV/0! | #DIV/0! | 60 | 40 | #DIV/0! | #DIV/0! | 60 | 40 | #DIV/0! | #DIV/0! | 60 | 40 | #DIV/0! | #DIV/0! | 60 | 40 | #DIV/0! | #DIV/0! | 60 | 40 | #DIV/0! | #DIV/0! | 60 | 40
|  |  |  | #DIV/0! | #DIV/0! |  |  | #DIV/0! | #DIV/0! |  |  | #DIV/0! | #DIV/0! |  |  | #DIV/0! | #DIV/0! |  |  | #DIV/0! | #DIV/0! |  |  | #DIV/0! | #DIV/0! |  |  | #DIV/0! | #DIV/0! |  |  | #DIV/0! | #DIV/0! |  |  | #DIV/0! | #DIV/0! |  |  | #DIV/0! | #DIV/0! |  |  | #DIV/0! | #DIV/0! |  |  | #DIV/0! | #DIV/0!
b<20&a>60 |  |  | #DIV/0! | #DIV/0! | 60 | 40 | #DIV/0! | #DIV/0! | 60 | 40 | #DIV/0! | #DIV/0! | 60 | 40 | #DIV/0! | #DIV/0! | 60 | 40 | #DIV/0! | #DIV/0! | 60 | 40 | #DIV/0! | #DIV/0! | 60 | 40 | #DIV/0! | #DIV/0! | 60 | 40 | #DIV/0! | #DIV/0! | 60 | 40 | #DIV/0! | #DIV/0! | 60 | 40 | #DIV/0! | #DIV/0! | 60 | 40 | #DIV/0! | #DIV/0! | 60 | 40 | #DIV/0! | #DIV/0! | 60 | 40
|  |  |  | #DIV/0! | #DIV/0! |  |  | #DIV/0! | #DIV/0! |  |  | #DIV/0! | #DIV/0! |  |  | #DIV/0! | #DIV/0! |  |  | #DIV/0! | #DIV/0! |  |  | #DIV/0! | #DIV/0! |  |  | #DIV/0! | #DIV/0! |  |  | #DIV/0! | #DIV/0! |  |  | #DIV/0! | #DIV/0! |  |  | #DIV/0! | #DIV/0! |  |  | #DIV/0! | #DIV/0! |  |  | #DIV/0! | #DIV/0!
a<20&20≤b≤60 |  |  |  | #DIV/0! |  | 10 |  | #DIV/0! |  | 10 |  | #DIV/0! |  | 10 |  | #DIV/0! |  | 10 |  | #DIV/0! |  | 10 |  | #DIV/0! |  | 10 |  | #DIV/0! |  | 10 |  | #DIV/0! |  | 10 |  | #DIV/0! |  | 10 |  | #DIV/0! |  | 10 |  | #DIV/0! |  | 10 |  | #DIV/0! |  | 10
|  |  |  | #DIV/0! | #DIV/0! |  |  | #DIV/0! | #DIV/0! |  |  | #DIV/0! | #DIV/0! |  |  | #DIV/0! | #DIV/0! |  |  | #DIV/0! | #DIV/0! |  |  | #DIV/0! | #DIV/0! |  |  | #DIV/0! | #DIV/0! |  |  | #DIV/0! | #DIV/0! |  |  | #DIV/0! | #DIV/0! |  |  | #DIV/0! | #DIV/0! |  |  | #DIV/0! | #DIV/0! |  |  | #DIV/0! | #DIV/0!
b<20&20≤a≤60 |  |  |  | #DIV/0! |  | 10 |  | #DIV/0! |  | 10 |  | #DIV/0! |  | 10 |  | #DIV/0! |  | 10 |  | #DIV/0! |  | 10 |  | #DIV/0! |  | 10 |  | #DIV/0! |  | 10 |  | #DIV/0! |  | 10 |  | #DIV/0! |  | 10 |  | #DIV/0! |  | 10 |  | #DIV/0! |  | 10 |  | #DIV/0! |  | 10
|  |  |  | #DIV/0! | #DIV/0! |  |  | #DIV/0! | #DIV/0! |  |  | #DIV/0! | #DIV/0! |  |  | #DIV/0! | #DIV/0! |  |  | #DIV/0! | #DIV/0! |  |  | #DIV/0! | #DIV/0! |  |  | #DIV/0! | #DIV/0! |  |  | #DIV/0! | #DIV/0! |  |  | #DIV/0! | #DIV/0! |  |  | #DIV/0! | #DIV/0! |  |  | #DIV/0! | #DIV/0! |  |  | #DIV/0! | #DIV/0!
b>60&20≤a≤60 |  |  | #DIV/0! | #DIV/0! | 60 | 30 | #DIV/0! | #DIV/0! | 60 | 30 | #DIV/0! | #DIV/0! | 60 | 30 | #DIV/0! | #DIV/0! | 60 | 30 | #DIV/0! | #DIV/0! | 60 | 30 | #DIV/0! | #DIV/0! | 60 | 30 | #DIV/0! | #DIV/0! | 60 | 30 | #DIV/0! | #DIV/0! | 60 | 30 | #DIV/0! | #DIV/0! | 60 | 30 | #DIV/0! | #DIV/0! | 60 | 30 | #DIV/0! | #DIV/0! | 60 | 30 | #DIV/0! | #DIV/0! | 60 | 30
|  |  |  | #DIV/0! | #DIV/0! |  |  | #DIV/0! | #DIV/0! |  |  | #DIV/0! | #DIV/0! |  |  | #DIV/0! | #DIV/0! |  |  | #DIV/0! | #DIV/0! |  |  | #DIV/0! | #DIV/0! |  |  | #DIV/0! | #DIV/0! |  |  | #DIV/0! | #DIV/0! |  |  | #DIV/0! | #DIV/0! |  |  | #DIV/0! | #DIV/0! |  |  | #DIV/0! | #DIV/0! |  |  | #DIV/0! | #DIV/0!
a>60&20≤b≤60 |  |  | #DIV/0! | #DIV/0! | 60 | 30 | #DIV/0! | #DIV/0! | 60 | 30 | #DIV/0! | #DIV/0! | 60 | 30 | #DIV/0! | #DIV/0! | 60 | 30 | #DIV/0! | #DIV/0! | 60 | 30 | #DIV/0! | #DIV/0! | 60 | 30 | #DIV/0! | #DIV/0! | 60 | 30 | #DIV/0! | #DIV/0! | 60 | 30 | #DIV/0! | #DIV/0! | 60 | 30 | #DIV/0! | #DIV/0! | 60 | 30 | #DIV/0! | #DIV/0! | 60 | 30 | #DIV/0! | #DIV/0! | 60 | 30
|  |  |  | #DIV/0! | #DIV/0! |  |  | #DIV/0! | #DIV/0! |  |  | #DIV/0! | #DIV/0! |  |  | #DIV/0! | #DIV/0! |  |  | #DIV/0! | #DIV/0! |  |  | #DIV/0! | #DIV/0! |  |  | #DIV/0! | #DIV/0! |  |  | #DIV/0! | #DIV/0! |  |  | #DIV/0! | #DIV/0! |  |  | #DIV/0! | #DIV/0! |  |  | #DIV/0! | #DIV/0! |  |  | #DIV/0! | #DIV/0!
20≤a&b≤30 |  |  |  | 0 |  | 0 |  | 0 |  | 0 |  | 0 |  | 0 |  | 0 |  | 0 |  | 0 |  | 0 |  | 0 |  | 0 |  | 0 |  | 0 |  | 0 |  | 0 |  | 0 |  | 0 |  | 0 |  | 0 |  | 0 |  | 0 |  | 0 |  | 0
|  |  |  | 0 | 0 |  |  | 0 | 0 |  |  | 0 | 0 |  |  | 0 | 0 |  |  | 0 | 0 |  |  | 0 | 0 |  |  | 0 | 0 |  |  | 0 | 0 |  |  | 0 | 0 |  |  | 0 | 0 |  |  | 0 | 0 |  |  | 0 | 0
a&b<20 |  |  |  | 0 |  | 0 |  | 0 |  | 0 |  | 0 |  | 0 |  | 0 |  | 0 |  | 0 |  | 0 |  | 0 |  | 0 |  | 0 |  | 0 |  | 0 |  | 0 |  | 0 |  | 0 |  | 0 |  | 0 |  | 0 |  | 0 |  | 0 |  | 0
|  |  |  | 0 | 0 |  |  | 0 | 0 |  |  | 0 | 0 |  |  | 0 | 0 |  |  | 0 | 0 |  |  | 0 | 0 |  |  | 0 | 0 |  |  | 0 | 0 |  |  | 0 | 0 |  |  | 0 | 0 |  |  | 0 | 0 |  |  | 0 | 0
a&b>30 |  |  |  | 0 |  | 30 |  | 0 |  | 30 |  | 0 |  | 30 |  | 0 |  | 30 |  | 0 |  | 30 |  | 0 |  | 30 |  | 0 |  | 30 |  | 0 |  | 30 |  | 0 |  | 30 |  | 0 |  | 30 |  | 0 |  | 30 |  | 0 |  | 30
|  |  |  | 0 | 0 |  |  | 0 | 0 |  |  | 0 | 0 |  |  | 0 | 0 |  |  | 0 | 0 |  |  | 0 | 0 |  |  | 0 | 0 |  |  | 0 | 0 |  |  | 0 | 0 |  |  | 0 | 0 |  |  | 0 | 0 |  |  | 0 | 0
a<20&b>30 |  |  | #DIV/0! | #DIV/0! | 30 | 25 | #DIV/0! | #DIV/0! | 30 | 25 | #DIV/0! | #DIV/0! | 30 | 25 | #DIV/0! | #DIV/0! | 30 | 25 | #DIV/0! | #DIV/0! | 30 | 25 | #DIV/0! | #DIV/0! | 30 | 25 | #DIV/0! | #DIV/0! | 30 | 25 | #DIV/0! | #DIV/0! | 30 | 25 | #DIV/0! | #DIV/0! | 30 | 25 | #DIV/0! | #DIV/0! | 30 | 25 | #DIV/0! | #DIV/0! | 30 | 25 | #DIV/0! | #DIV/0! | 30 | 25
|  |  |  | #DIV/0! | #DIV/0! |  |  | #DIV/0! | #DIV/0! |  |  | #DIV/0! | #DIV/0! |  |  | #DIV/0! | #DIV/0! |  |  | #DIV/0! | #DIV/0! |  |  | #DIV/0! | #DIV/0! |  |  | #DIV/0! | #DIV/0! |  |  | #DIV/0! | #DIV/0! |  |  | #DIV/0! | #DIV/0! |  |  | #DIV/0! | #DIV/0! |  |  | #DIV/0! | #DIV/0! |  |  | #DIV/0! | #DIV/0!
b<20&a>30 |  |  | #DIV/0! | #DIV/0! | 30 | 25 | #DIV/0! | #DIV/0! | 30 | 25 | #DIV/0! | #DIV/0! | 30 | 25 | #DIV/0! | #DIV/0! | 30 | 25 | #DIV/0! | #DIV/0! | 30 | 25 | #DIV/0! | #DIV/0! | 30 | 25 | #DIV/0! | #DIV/0! | 30 | 25 | #DIV/0! | #DIV/0! | 30 | 25 | #DIV/0! | #DIV/0! | 30 | 25 | #DIV/0! | #DIV/0! | 30 | 25 | #DIV/0! | #DIV/0! | 30 | 25 | #DIV/0! | #DIV/0! | 30 | 25
|  |  |  | #DIV/0! | #DIV/0! |  |  | #DIV/0! | #DIV/0! |  |  | #DIV/0! | #DIV/0! |  |  | #DIV/0! | #DIV/0! |  |  | #DIV/0! | #DIV/0! |  |  | #DIV/0! | #DIV/0! |  |  | #DIV/0! | #DIV/0! |  |  | #DIV/0! | #DIV/0! |  |  | #DIV/0! | #DIV/0! |  |  | #DIV/0! | #DIV/0! |  |  | #DIV/0! | #DIV/0! |  |  | #DIV/0! | #DIV/0!
a<20&20≤b≤30 |  |  |  | #DIV/0! |  | 10 |  | #DIV/0! |  | 10 |  | #DIV/0! |  | 10 |  | #DIV/0! |  | 10 |  | #DIV/0! |  | 10 |  | #DIV/0! |  | 10 |  | #DIV/0! |  | 10 |  | #DIV/0! |  | 10 |  | #DIV/0! |  | 10 |  | #DIV/0! |  | 10 |  | #DIV/0! |  | 10 |  | #DIV/0! |  | 10
|  |  |  | #DIV/0! | #DIV/0! |  |  | #DIV/0! | #DIV/0! |  |  | #DIV/0! | #DIV/0! |  |  | #DIV/0! | #DIV/0! |  |  | #DIV/0! | #DIV/0! |  |  | #DIV/0! | #DIV/0! |  |  | #DIV/0! | #DIV/0! |  |  | #DIV/0! | #DIV/0! |  |  | #DIV/0! | #DIV/0! |  |  | #DIV/0! | #DIV/0! |  |  | #DIV/0! | #DIV/0! |  |  | #DIV/0! | #DIV/0!
b<20&20≤a≤30 |  |  |  | #DIV/0! |  | 10 |  | #DIV/0! |  | 10 |  | #DIV/0! |  | 10 |  | #DIV/0! |  | 10 |  | #DIV/0! |  | 10 |  | #DIV/0! |  | 10 |  | #DIV/0! |  | 10 |  | #DIV/0! |  | 10 |  | #DIV/0! |  | 10 |  | #DIV/0! |  | 10 |  | #DIV/0! |  | 10 |  | #DIV/0! |  | 10
|  |  |  | #DIV/0! | #DIV/0! |  |  | #DIV/0! | #DIV/0! |  |  | #DIV/0! | #DIV/0! |  |  | #DIV/0! | #DIV/0! |  |  | #DIV/0! | #DIV/0! |  |  | #DIV/0! | #DIV/0! |  |  | #DIV/0! | #DIV/0! |  |  | #DIV/0! | #DIV/0! |  |  | #DIV/0! | #DIV/0! |  |  | #DIV/0! | #DIV/0! |  |  | #DIV/0! | #DIV/0! |  |  | #DIV/0! | #DIV/0!
b>30&20≤a≤30 |  |  | #DIV/0! | #DIV/0! | 30 | 15 | #DIV/0! | #DIV/0! | 30 | 15 | #DIV/0! | #DIV/0! | 30 | 15 | #DIV/0! | #DIV/0! | 30 | 15 | #DIV/0! | #DIV/0! | 30 | 15 | #DIV/0! | #DIV/0! | 30 | 15 | #DIV/0! | #DIV/0! | 30 | 15 | #DIV/0! | #DIV/0! | 30 | 15 | #DIV/0! | #DIV/0! | 30 | 15 | #DIV/0! | #DIV/0! | 30 | 15 | #DIV/0! | #DIV/0! | 30 | 15 | #DIV/0! | #DIV/0! | 30 | 15
|  |  |  | #DIV/0! | #DIV/0! |  |  | #DIV/0! | #DIV/0! |  |  | #DIV/0! | #DIV/0! |  |  | #DIV/0! | #DIV/0! |  |  | #DIV/0! | #DIV/0! |  |  | #DIV/0! | #DIV/0! |  |  | #DIV/0! | #DIV/0! |  |  | #DIV/0! | #DIV/0! |  |  | #DIV/0! | #DIV/0! |  |  | #DIV/0! | #DIV/0! |  |  | #DIV/0! | #DIV/0! |  |  | #DIV/0! | #DIV/0!
a>30&20≤b≤30 |  |  | #DIV/0! | #DIV/0! | 30 | 15 | #DIV/0! | #DIV/0! | 30 | 15 | #DIV/0! | #DIV/0! | 30 | 15 | #DIV/0! | #DIV/0! | 30 | 15 | #DIV/0! | #DIV/0! | 30 | 15 | #DIV/0! | #DIV/0! | 30 | 15 | #DIV/0! | #DIV/0! | 30 | 15 | #DIV/0! | #DIV/0! | 30 | 15 | #DIV/0! | #DIV/0! | 30 | 15 | #DIV/0! | #DIV/0! | 30 | 15 | #DIV/0! | #DIV/0! | 30 | 15 | #DIV/0! | #DIV/0! | 30 | 15
|  |  |  | #DIV/0! | #DIV/0! |  |  | #DIV/0! | #DIV/0! |  |  | #DIV/0! | #DIV/0! |  |  | #DIV/0! | #DIV/0! |  |  | #DIV/0! | #DIV/0! |  |  | #DIV/0! | #DIV/0! |  |  | #DIV/0! | #DIV/0! |  |  | #DIV/0! | #DIV/0! |  |  | #DIV/0! | #DIV/0! |  |  | #DIV/0! | #DIV/0! |  |  | #DIV/0! | #DIV/0! |  |  | #DIV/0! | #DIV/0!
Point # | 13 |  |  |  | 14 |  |  |  | 15 |  |  |  | 16 |  |  |  | 17 |  |  |  | 18 |  |  |  | 19 |  |  |  | 20 |  |  |  | 21 |  |  |  | 22 |  |  |  | 23 |  |  |  | 24 |  |  |  | 25
LWall (ft)
Yard (ft) | 0
0 | 0 | 0 |  | 0 |  | 0 |  | 0 |  | 0 |  | 0 |  | 0 |  | 0 |  | 0 |  | 0 |  | 0 |  | 0 |  | 0 |  | 0 |  | 0 |  | 0 |  | 0 |  | 0 |  | 0 |  | 0 |  | 0 |  | 0 |  | 0 |  | 0 |  | 0
|  |  | 0 | 0 | 0 | 0 | 0 | 0 | 0 | 0 | 0 | 0 | 0 | 0 | 0 | 0 | 0 | 0 | 0 | 0 | 0 | 0 | 0 | 0 | 0 | 0 | 0 | 0 | 0 | 0 | 0 | 0 | 0 | 0 | 0 | 0 | 0 | 0 | 0 | 0 | 0 | 0 | 0 | 0 | 0 | 0 | 0 | 0 | 0 | 0
|  | 0 | 0 | 0 | 0 | 0 | 0 | 0 | 0 | 0 | 0 | 0 | 0 | 0 | 0 | 0 | 0 | 0 | 0 | 0 | 0 | 0 | 0 | 0 | 0 | 0 | 0 | 0 | 0 | 0 | 0 | 0 | 0 | 0 | 0 | 0 | 0 | 0 | 0 | 0 | 0 | 0 | 0 | 0 | 0 | 0 | 0 | 0 | 0 | 0
20≤a&b≤60 |  |  |  | 0 |  | 0 |  | 0 |  | 0 |  | 0 |  | 0 |  | 0 |  | 0 |  | 0 |  | 0 |  | 0 |  | 0 |  | 0 |  | 0 |  | 0 |  | 0 |  | 0 |  | 0 |  | 0 |  | 0 |  | 0 |  | 0 |  | 0 |  | 0
|  |  |  | 0 | 0 |  |  | 0 | 0 |  |  | 0 | 0 |  |  | 0 | 0 |  |  | 0 | 0 |  |  | 0 | 0 |  |  | 0 | 0 |  |  | 0 | 0 |  |  | 0 | 0 |  |  | 0 | 0 |  |  | 0 | 0 |  |  | 0 | 0
a&b<20 |  |  |  | 0 |  | 0 |  | 0 |  | 0 |  | 0 |  | 0 |  | 0 |  | 0 |  | 0 |  | 0 |  | 0 |  | 0 |  | 0 |  | 0 |  | 0 |  | 0 |  | 0 |  | 0 |  | 0 |  | 0 |  | 0 |  | 0 |  | 0 |  | 0
|  |  |  | 0 | 0 |  |  | 0 | 0 |  |  | 0 | 0 |  |  | 0 | 0 |  |  | 0 | 0 |  |  | 0 | 0 |  |  | 0 | 0 |  |  | 0 | 0 |  |  | 0 | 0 |  |  | 0 | 0 |  |  | 0 | 0 |  |  | 0 | 0
a&b>60 |  |  |  | 0 |  | 60 |  | 0 |  | 60 |  | 0 |  | 60 |  | 0 |  | 60 |  | 0 |  | 60 |  | 0 |  | 60 |  | 0 |  | 60 |  | 0 |  | 60 |  | 0 |  | 60 |  | 0 |  | 60 |  | 0 |  | 60 |  | 0 |  | 60
|  |  |  | 0 | 0 |  |  | 0 | 0 |  |  | 0 | 0 |  |  | 0 | 0 |  |  | 0 | 0 |  |  | 0 | 0 |  |  | 0 | 0 |  |  | 0 | 0 |  |  | 0 | 0 |  |  | 0 | 0 |  |  | 0 | 0 |  |  | 0 | 0
a<20&b>60 |  |  | #DIV/0! | #DIV/0! | 60 | 40 | #DIV/0! | #DIV/0! | 60 | 40 | #DIV/0! | #DIV/0! | 60 | 40 | #DIV/0! | #DIV/0! | 60 | 40 | #DIV/0! | #DIV/0! | 60 | 40 | #DIV/0! | #DIV/0! | 60 | 40 | #DIV/0! | #DIV/0! | 60 | 40 | #DIV/0! | #DIV/0! | 60 | 40 | #DIV/0! | #DIV/0! | 60 | 40 | #DIV/0! | #DIV/0! | 60 | 40 | #DIV/0! | #DIV/0! | 60 | 40 | #DIV/0! | #DIV/0! | 60 | 40
|  |  |  | #DIV/0! | #DIV/0! |  |  | #DIV/0! | #DIV/0! |  |  | #DIV/0! | #DIV/0! |  |  | #DIV/0! | #DIV/0! |  |  | #DIV/0! | #DIV/0! |  |  | #DIV/0! | #DIV/0! |  |  | #DIV/0! | #DIV/0! |  |  | #DIV/0! | #DIV/0! |  |  | #DIV/0! | #DIV/0! |  |  | #DIV/0! | #DIV/0! |  |  | #DIV/0! | #DIV/0! |  |  | #DIV/0! | #DIV/0!
b<20&a>60 |  |  | #DIV/0! | #DIV/0! | 60 | 40 | #DIV/0! | #DIV/0! | 60 | 40 | #DIV/0! | #DIV/0! | 60 | 40 | #DIV/0! | #DIV/0! | 60 | 40 | #DIV/0! | #DIV/0! | 60 | 40 | #DIV/0! | #DIV/0! | 60 | 40 | #DIV/0! | #DIV/0! | 60 | 40 | #DIV/0! | #DIV/0! | 60 | 40 | #DIV/0! | #DIV/0! | 60 | 40 | #DIV/0! | #DIV/0! | 60 | 40 | #DIV/0! | #DIV/0! | 60 | 40 | #DIV/0! | #DIV/0! | 60 | 40
|  |  |  | #DIV/0! | #DIV/0! |  |  | #DIV/0! | #DIV/0! |  |  | #DIV/0! | #DIV/0! |  |  | #DIV/0! | #DIV/0! |  |  | #DIV/0! | #DIV/0! |  |  | #DIV/0! | #DIV/0! |  |  | #DIV/0! | #DIV/0! |  |  | #DIV/0! | #DIV/0! |  |  | #DIV/0! | #DIV/0! |  |  | #DIV/0! | #DIV/0! |  |  | #DIV/0! | #DIV/0! |  |  | #DIV/0! | #DIV/0!
a<20&20≤b≤60 |  |  |  | #DIV/0! |  | 10 |  | #DIV/0! |  | 10 |  | #DIV/0! |  | 10 |  | #DIV/0! |  | 10 |  | #DIV/0! |  | 10 |  | #DIV/0! |  | 10 |  | #DIV/0! |  | 10 |  | #DIV/0! |  | 10 |  | #DIV/0! |  | 10 |  | #DIV/0! |  | 10 |  | #DIV/0! |  | 10 |  | #DIV/0! |  | 10
|  |  |  | #DIV/0! | #DIV/0! |  |  | #DIV/0! | #DIV/0! |  |  | #DIV/0! | #DIV/0! |  |  | #DIV/0! | #DIV/0! |  |  | #DIV/0! | #DIV/0! |  |  | #DIV/0! | #DIV/0! |  |  | #DIV/0! | #DIV/0! |  |  | #DIV/0! | #DIV/0! |  |  | #DIV/0! | #DIV/0! |  |  | #DIV/0! | #DIV/0! |  |  | #DIV/0! | #DIV/0! |  |  | #DIV/0! | #DIV/0!
b<20&20≤a≤60 |  |  |  | #DIV/0! |  | 10 |  | #DIV/0! |  | 10 |  | #DIV/0! |  | 10 |  | #DIV/0! |  | 10 |  | #DIV/0! |  | 10 |  | #DIV/0! |  | 10 |  | #DIV/0! |  | 10 |  | #DIV/0! |  | 10 |  | #DIV/0! |  | 10 |  | #DIV/0! |  | 10 |  | #DIV/0! |  | 10 |  | #DIV/0! |  | 10
|  |  |  | #DIV/0! | #DIV/0! |  |  | #DIV/0! | #DIV/0! |  |  | #DIV/0! | #DIV/0! |  |  | #DIV/0! | #DIV/0! |  |  | #DIV/0! | #DIV/0! |  |  | #DIV/0! | #DIV/0! |  |  | #DIV/0! | #DIV/0! |  |  | #DIV/0! | #DIV/0! |  |  | #DIV/0! | #DIV/0! |  |  | #DIV/0! | #DIV/0! |  |  | #DIV/0! | #DIV/0! |  |  | #DIV/0! | #DIV/0!
b>60&20≤a≤60 |  |  | #DIV/0! | #DIV/0! | 60 | 30 | #DIV/0! | #DIV/0! | 60 | 30 | #DIV/0! | #DIV/0! | 60 | 30 | #DIV/0! | #DIV/0! | 60 | 30 | #DIV/0! | #DIV/0! | 60 | 30 | #DIV/0! | #DIV/0! | 60 | 30 | #DIV/0! | #DIV/0! | 60 | 30 | #DIV/0! | #DIV/0! | 60 | 30 | #DIV/0! | #DIV/0! | 60 | 30 | #DIV/0! | #DIV/0! | 60 | 30 | #DIV/0! | #DIV/0! | 60 | 30 | #DIV/0! | #DIV/0! | 60 | 30
|  |  |  | #DIV/0! | #DIV/0! |  |  | #DIV/0! | #DIV/0! |  |  | #DIV/0! | #DIV/0! |  |  | #DIV/0! | #DIV/0! |  |  | #DIV/0! | #DIV/0! |  |  | #DIV/0! | #DIV/0! |  |  | #DIV/0! | #DIV/0! |  |  | #DIV/0! | #DIV/0! |  |  | #DIV/0! | #DIV/0! |  |  | #DIV/0! | #DIV/0! |  |  | #DIV/0! | #DIV/0! |  |  | #DIV/0! | #DIV/0!
a>60&20≤b≤60 |  |  | #DIV/0! | #DIV/0! | 60 | 30 | #DIV/0! | #DIV/0! | 60 | 30 | #DIV/0! | #DIV/0! | 60 | 30 | #DIV/0! | #DIV/0! | 60 | 30 | #DIV/0! | #DIV/0! | 60 | 30 | #DIV/0! | #DIV/0! | 60 | 30 | #DIV/0! | #DIV/0! | 60 | 30 | #DIV/0! | #DIV/0! | 60 | 30 | #DIV/0! | #DIV/0! | 60 | 30 | #DIV/0! | #DIV/0! | 60 | 30 | #DIV/0! | #DIV/0! | 60 | 30 | #DIV/0! | #DIV/0! | 60 | 30
|  |  |  | #DIV/0! | #DIV/0! |  |  | #DIV/0! | #DIV/0! |  |  | #DIV/0! | #DIV/0! |  |  | #DIV/0! | #DIV/0! |  |  | #DIV/0! | #DIV/0! |  |  | #DIV/0! | #DIV/0! |  |  | #DIV/0! | #DIV/0! |  |  | #DIV/0! | #DIV/0! |  |  | #DIV/0! | #DIV/0! |  |  | #DIV/0! | #DIV/0! |  |  | #DIV/0! | #DIV/0! |  |  | #DIV/0! | #DIV/0!
20≤a&b≤30 |  |  |  | 0 |  | 0 |  | 0 |  | 0 |  | 0 |  | 0 |  | 0 |  | 0 |  | 0 |  | 0 |  | 0 |  | 0 |  | 0 |  | 0 |  | 0 |  | 0 |  | 0 |  | 0 |  | 0 |  | 0 |  | 0 |  | 0 |  | 0 |  | 0
|  |  |  | 0 | 0 |  |  | 0 | 0 |  |  | 0 | 0 |  |  | 0 | 0 |  |  | 0 | 0 |  |  | 0 | 0 |  |  | 0 | 0 |  |  | 0 | 0 |  |  | 0 | 0 |  |  | 0 | 0 |  |  | 0 | 0 |  |  | 0 | 0
a&b<20 |  |  |  | 0 |  | 0 |  | 0 |  | 0 |  | 0 |  | 0 |  | 0 |  | 0 |  | 0 |  | 0 |  | 0 |  | 0 |  | 0 |  | 0 |  | 0 |  | 0 |  | 0 |  | 0 |  | 0 |  | 0 |  | 0 |  | 0 |  | 0 |  | 0
|  |  |  | 0 | 0 |  |  | 0 | 0 |  |  | 0 | 0 |  |  | 0 | 0 |  |  | 0 | 0 |  |  | 0 | 0 |  |  | 0 | 0 |  |  | 0 | 0 |  |  | 0 | 0 |  |  | 0 | 0 |  |  | 0 | 0 |  |  | 0 | 0
a&b>30 |  |  |  | 0 |  | 30 |  | 0 |  | 30 |  | 0 |  | 30 |  | 0 |  | 30 |  | 0 |  | 30 |  | 0 |  | 30 |  | 0 |  | 30 |  | 0 |  | 30 |  | 0 |  | 30 |  | 0 |  | 30 |  | 0 |  | 30 |  | 0 |  | 30
|  |  |  | 0 | 0 |  |  | 0 | 0 |  |  | 0 | 0 |  |  | 0 | 0 |  |  | 0 | 0 |  |  | 0 | 0 |  |  | 0 | 0 |  |  | 0 | 0 |  |  | 0 | 0 |  |  | 0 | 0 |  |  | 0 | 0 |  |  | 0 | 0
a<20&b>30 |  |  | #DIV/0! | #DIV/0! | 30 | 25 | #DIV/0! | #DIV/0! | 30 | 25 | #DIV/0! | #DIV/0! | 30 | 25 | #DIV/0! | #DIV/0! | 30 | 25 | #DIV/0! | #DIV/0! | 30 | 25 | #DIV/0! | #DIV/0! | 30 | 25 | #DIV/0! | #DIV/0! | 30 | 25 | #DIV/0! | #DIV/0! | 30 | 25 | #DIV/0! | #DIV/0! | 30 | 25 | #DIV/0! | #DIV/0! | 30 | 25 | #DIV/0! | #DIV/0! | 30 | 25 | #DIV/0! | #DIV/0! | 30 | 25
|  |  |  | #DIV/0! | #DIV/0! |  |  | #DIV/0! | #DIV/0! |  |  | #DIV/0! | #DIV/0! |  |  | #DIV/0! | #DIV/0! |  |  | #DIV/0! | #DIV/0! |  |  | #DIV/0! | #DIV/0! |  |  | #DIV/0! | #DIV/0! |  |  | #DIV/0! | #DIV/0! |  |  | #DIV/0! | #DIV/0! |  |  | #DIV/0! | #DIV/0! |  |  | #DIV/0! | #DIV/0! |  |  | #DIV/0! | #DIV/0!
b<20&a>30 |  |  | #DIV/0! | #DIV/0! | 30 | 25 | #DIV/0! | #DIV/0! | 30 | 25 | #DIV/0! | #DIV/0! | 30 | 25 | #DIV/0! | #DIV/0! | 30 | 25 | #DIV/0! | #DIV/0! | 30 | 25 | #DIV/0! | #DIV/0! | 30 | 25 | #DIV/0! | #DIV/0! | 30 | 25 | #DIV/0! | #DIV/0! | 30 | 25 | #DIV/0! | #DIV/0! | 30 | 25 | #DIV/0! | #DIV/0! | 30 | 25 | #DIV/0! | #DIV/0! | 30 | 25 | #DIV/0! | #DIV/0! | 30 | 25
|  |  |  | #DIV/0! | #DIV/0! |  |  | #DIV/0! | #DIV/0! |  |  | #DIV/0! | #DIV/0! |  |  | #DIV/0! | #DIV/0! |  |  | #DIV/0! | #DIV/0! |  |  | #DIV/0! | #DIV/0! |  |  | #DIV/0! | #DIV/0! |  |  | #DIV/0! | #DIV/0! |  |  | #DIV/0! | #DIV/0! |  |  | #DIV/0! | #DIV/0! |  |  | #DIV/0! | #DIV/0! |  |  | #DIV/0! | #DIV/0!
a<20&20≤b≤30 |  |  |  | #DIV/0! |  | 10 |  | #DIV/0! |  | 10 |  | #DIV/0! |  | 10 |  | #DIV/0! |  | 10 |  | #DIV/0! |  | 10 |  | #DIV/0! |  | 10 |  | #DIV/0! |  | 10 |  | #DIV/0! |  | 10 |  | #DIV/0! |  | 10 |  | #DIV/0! |  | 10 |  | #DIV/0! |  | 10 |  | #DIV/0! |  | 10
|  |  |  | #DIV/0! | #DIV/0! |  |  | #DIV/0! | #DIV/0! |  |  | #DIV/0! | #DIV/0! |  |  | #DIV/0! | #DIV/0! |  |  | #DIV/0! | #DIV/0! |  |  | #DIV/0! | #DIV/0! |  |  | #DIV/0! | #DIV/0! |  |  | #DIV/0! | #DIV/0! |  |  | #DIV/0! | #DIV/0! |  |  | #DIV/0! | #DIV/0! |  |  | #DIV/0! | #DIV/0! |  |  | #DIV/0! | #DIV/0!
b<20&20≤a≤30 |  |  |  | #DIV/0! |  | 10 |  | #DIV/0! |  | 10 |  | #DIV/0! |  | 10 |  | #DIV/0! |  | 10 |  | #DIV/0! |  | 10 |  | #DIV/0! |  | 10 |  | #DIV/0! |  | 10 |  | #DIV/0! |  | 10 |  | #DIV/0! |  | 10 |  | #DIV/0! |  | 10 |  | #DIV/0! |  | 10 |  | #DIV/0! |  | 10
|  |  |  | #DIV/0! | #DIV/0! |  |  | #DIV/0! | #DIV/0! |  |  | #DIV/0! | #DIV/0! |  |  | #DIV/0! | #DIV/0! |  |  | #DIV/0! | #DIV/0! |  |  | #DIV/0! | #DIV/0! |  |  | #DIV/0! | #DIV/0! |  |  | #DIV/0! | #DIV/0! |  |  | #DIV/0! | #DIV/0! |  |  | #DIV/0! | #DIV/0! |  |  | #DIV/0! | #DIV/0! |  |  | #DIV/0! | #DIV/0!
b>30&20≤a≤30 |  |  | #DIV/0! | #DIV/0! | 30 | 15 | #DIV/0! | #DIV/0! | 30 | 15 | #DIV/0! | #DIV/0! | 30 | 15 | #DIV/0! | #DIV/0! | 30 | 15 | #DIV/0! | #DIV/0! | 30 | 15 | #DIV/0! | #DIV/0! | 30 | 15 | #DIV/0! | #DIV/0! | 30 | 15 | #DIV/0! | #DIV/0! | 30 | 15 | #DIV/0! | #DIV/0! | 30 | 15 | #DIV/0! | #DIV/0! | 30 | 15 | #DIV/0! | #DIV/0! | 30 | 15 | #DIV/0! | #DIV/0! | 30 | 15
|  |  |  | #DIV/0! | #DIV/0! |  |  | #DIV/0! | #DIV/0! |  |  | #DIV/0! | #DIV/0! |  |  | #DIV/0! | #DIV/0! |  |  | #DIV/0! | #DIV/0! |  |  | #DIV/0! | #DIV/0! |  |  | #DIV/0! | #DIV/0! |  |  | #DIV/0! | #DIV/0! |  |  | #DIV/0! | #DIV/0! |  |  | #DIV/0! | #DIV/0! |  |  | #DIV/0! | #DIV/0! |  |  | #DIV/0! | #DIV/0!
a>30&20≤b≤30 |  |  | #DIV/0! | #DIV/0! | 30 | 15 | #DIV/0! | #DIV/0! | 30 | 15 | #DIV/0! | #DIV/0! | 30 | 15 | #DIV/0! | #DIV/0! | 30 | 15 | #DIV/0! | #DIV/0! | 30 | 15 | #DIV/0! | #DIV/0! | 30 | 15 | #DIV/0! | #DIV/0! | 30 | 15 | #DIV/0! | #DIV/0! | 30 | 15 | #DIV/0! | #DIV/0! | 30 | 15 | #DIV/0! | #DIV/0! | 30 | 15 | #DIV/0! | #DIV/0! | 30 | 15 | #DIV/0! | #DIV/0! | 30 | 15
|  |  |  | #DIV/0! | #DIV/0! |  |  | #DIV/0! | #DIV/0! |  |  | #DIV/0! | #DIV/0! |  |  | #DIV/0! | #DIV/0! |  |  | #DIV/0! | #DIV/0! |  |  | #DIV/0! | #DIV/0! |  |  | #DIV/0! | #DIV/0! |  |  | #DIV/0! | #DIV/0! |  |  | #DIV/0! | #DIV/0! |  |  | #DIV/0! | #DIV/0! |  |  | #DIV/0! | #DIV/0! |  |  | #DIV/0! | #DIV/0!
Point # | 25 |  |  |  | 26 |  |  |  | 27 |  |  |  | 28 |  |  |  | 29 |  |  |  | 30 |  |  |  | 31 |  |  |  | 32 |  |  |  | 33 |  |  |  | 34 |  |  |  | 35 |  |  |  | 36 |  |  |  | 37
LWall (ft)
Yard (ft) | 0
0 | 0 | 0 |  | 0 |  | 0 |  | 0 |  | 0 |  | 0 |  | 0 |  | 0 |  | 0 |  | 0 |  | 0 |  | 0 |  | 0 |  | 0 |  | 0 |  | 0 |  | 0 |  | 0 |  | 0 |  | 0 |  | 0 |  | 0 |  | 0 |  | 0 |  | 0
|  |  | 0 | 0 | 0 | 0 | 0 | 0 | 0 | 0 | 0 | 0 | 0 | 0 | 0 | 0 | 0 | 0 | 0 | 0 | 0 | 0 | 0 | 0 | 0 | 0 | 0 | 0 | 0 | 0 | 0 | 0 | 0 | 0 | 0 | 0 | 0 | 0 | 0 | 0 | 0 | 0 | 0 | 0 | 0 | 0 | 0 | 0 | 0 | 0
|  | 0 | 0 | 0 | 0 | 0 | 0 | 0 | 0 | 0 | 0 | 0 | 0 | 0 | 0 | 0 | 0 | 0 | 0 | 0 | 0 | 0 | 0 | 0 | 0 | 0 | 0 | 0 | 0 | 0 | 0 | 0 | 0 | 0 | 0 | 0 | 0 | 0 | 0 | 0 | 0 | 0 | 0 | 0 | 0 | 0 | 0 | 0 | 0 | 0
20≤a&b≤60 |  |  |  | 0 |  | 0 |  | 0 |  | 0 |  | 0 |  | 0 |  | 0 |  | 0 |  | 0 |  | 0 |  | 0 |  | 0 |  | 0 |  | 0 |  | 0 |  | 0 |  | 0 |  | 0 |  | 0 |  | 0 |  | 0 |  | 0 |  | 0 |  | 0
|  |  |  | 0 | 0 |  |  | 0 | 0 |  |  | 0 | 0 |  |  | 0 | 0 |  |  | 0 | 0 |  |  | 0 | 0 |  |  | 0 | 0 |  |  | 0 | 0 |  |  | 0 | 0 |  |  | 0 | 0 |  |  | 0 | 0 |  |  | 0 | 0
a&b<20 |  |  |  | 0 |  | 0 |  | 0 |  | 0 |  | 0 |  | 0 |  | 0 |  | 0 |  | 0 |  | 0 |  | 0 |  | 0 |  | 0 |  | 0 |  | 0 |  | 0 |  | 0 |  | 0 |  | 0 |  | 0 |  | 0 |  | 0 |  | 0 |  | 0
|  |  |  | 0 | 0 |  |  | 0 | 0 |  |  | 0 | 0 |  |  | 0 | 0 |  |  | 0 | 0 |  |  | 0 | 0 |  |  | 0 | 0 |  |  | 0 | 0 |  |  | 0 | 0 |  |  | 0 | 0 |  |  | 0 | 0 |  |  | 0 | 0
a&b>60 |  |  |  | 0 |  | 60 |  | 0 |  | 60 |  | 0 |  | 60 |  | 0 |  | 60 |  | 0 |  | 60 |  | 0 |  | 60 |  | 0 |  | 60 |  | 0 |  | 60 |  | 0 |  | 60 |  | 0 |  | 60 |  | 0 |  | 60 |  | 0 |  | 60
|  |  |  | 0 | 0 |  |  | 0 | 0 |  |  | 0 | 0 |  |  | 0 | 0 |  |  | 0 | 0 |  |  | 0 | 0 |  |  | 0 | 0 |  |  | 0 | 0 |  |  | 0 | 0 |  |  | 0 | 0 |  |  | 0 | 0 |  |  | 0 | 0
a<20&b>60 |  |  | #DIV/0! | #DIV/0! | 60 | 40 | #DIV/0! | #DIV/0! | 60 | 40 | #DIV/0! | #DIV/0! | 60 | 40 | #DIV/0! | #DIV/0! | 60 | 40 | #DIV/0! | #DIV/0! | 60 | 40 | #DIV/0! | #DIV/0! | 60 | 40 | #DIV/0! | #DIV/0! | 60 | 40 | #DIV/0! | #DIV/0! | 60 | 40 | #DIV/0! | #DIV/0! | 60 | 40 | #DIV/0! | #DIV/0! | 60 | 40 | #DIV/0! | #DIV/0! | 60 | 40 | #DIV/0! | #DIV/0! | 60 | 40
|  |  |  | #DIV/0! | #DIV/0! |  |  | #DIV/0! | #DIV/0! |  |  | #DIV/0! | #DIV/0! |  |  | #DIV/0! | #DIV/0! |  |  | #DIV/0! | #DIV/0! |  |  | #DIV/0! | #DIV/0! |  |  | #DIV/0! | #DIV/0! |  |  | #DIV/0! | #DIV/0! |  |  | #DIV/0! | #DIV/0! |  |  | #DIV/0! | #DIV/0! |  |  | #DIV/0! | #DIV/0! |  |  | #DIV/0! | #DIV/0!
b<20&a>60 |  |  | #DIV/0! | #DIV/0! | 60 | 40 | #DIV/0! | #DIV/0! | 60 | 40 | #DIV/0! | #DIV/0! | 60 | 40 | #DIV/0! | #DIV/0! | 60 | 40 | #DIV/0! | #DIV/0! | 60 | 40 | #DIV/0! | #DIV/0! | 60 | 40 | #DIV/0! | #DIV/0! | 60 | 40 | #DIV/0! | #DIV/0! | 60 | 40 | #DIV/0! | #DIV/0! | 60 | 40 | #DIV/0! | #DIV/0! | 60 | 40 | #DIV/0! | #DIV/0! | 60 | 40 | #DIV/0! | #DIV/0! | 60 | 40
|  |  |  | #DIV/0! | #DIV/0! |  |  | #DIV/0! | #DIV/0! |  |  | #DIV/0! | #DIV/0! |  |  | #DIV/0! | #DIV/0! |  |  | #DIV/0! | #DIV/0! |  |  | #DIV/0! | #DIV/0! |  |  | #DIV/0! | #DIV/0! |  |  | #DIV/0! | #DIV/0! |  |  | #DIV/0! | #DIV/0! |  |  | #DIV/0! | #DIV/0! |  |  | #DIV/0! | #DIV/0! |  |  | #DIV/0! | #DIV/0!
a<20&20≤b≤60 |  |  |  | #DIV/0! |  | 10 |  | #DIV/0! |  | 10 |  | #DIV/0! |  | 10 |  | #DIV/0! |  | 10 |  | #DIV/0! |  | 10 |  | #DIV/0! |  | 10 |  | #DIV/0! |  | 10 |  | #DIV/0! |  | 10 |  | #DIV/0! |  | 10 |  | #DIV/0! |  | 10 |  | #DIV/0! |  | 10 |  | #DIV/0! |  | 10
|  |  |  | #DIV/0! | #DIV/0! |  |  | #DIV/0! | #DIV/0! |  |  | #DIV/0! | #DIV/0! |  |  | #DIV/0! | #DIV/0! |  |  | #DIV/0! | #DIV/0! |  |  | #DIV/0! | #DIV/0! |  |  | #DIV/0! | #DIV/0! |  |  | #DIV/0! | #DIV/0! |  |  | #DIV/0! | #DIV/0! |  |  | #DIV/0! | #DIV/0! |  |  | #DIV/0! | #DIV/0! |  |  | #DIV/0! | #DIV/0!
b<20&20≤a≤60 |  |  |  | #DIV/0! |  | 10 |  | #DIV/0! |  | 10 |  | #DIV/0! |  | 10 |  | #DIV/0! |  | 10 |  | #DIV/0! |  | 10 |  | #DIV/0! |  | 10 |  | #DIV/0! |  | 10 |  | #DIV/0! |  | 10 |  | #DIV/0! |  | 10 |  | #DIV/0! |  | 10 |  | #DIV/0! |  | 10 |  | #DIV/0! |  | 10
|  |  |  | #DIV/0! | #DIV/0! |  |  | #DIV/0! | #DIV/0! |  |  | #DIV/0! | #DIV/0! |  |  | #DIV/0! | #DIV/0! |  |  | #DIV/0! | #DIV/0! |  |  | #DIV/0! | #DIV/0! |  |  | #DIV/0! | #DIV/0! |  |  | #DIV/0! | #DIV/0! |  |  | #DIV/0! | #DIV/0! |  |  | #DIV/0! | #DIV/0! |  |  | #DIV/0! | #DIV/0! |  |  | #DIV/0! | #DIV/0!
b>60&20≤a≤60 |  |  | #DIV/0! | #DIV/0! | 60 | 30 | #DIV/0! | #DIV/0! | 60 | 30 | #DIV/0! | #DIV/0! | 60 | 30 | #DIV/0! | #DIV/0! | 60 | 30 | #DIV/0! | #DIV/0! | 60 | 30 | #DIV/0! | #DIV/0! | 60 | 30 | #DIV/0! | #DIV/0! | 60 | 30 | #DIV/0! | #DIV/0! | 60 | 30 | #DIV/0! | #DIV/0! | 60 | 30 | #DIV/0! | #DIV/0! | 60 | 30 | #DIV/0! | #DIV/0! | 60 | 30 | #DIV/0! | #DIV/0! | 60 | 30
|  |  |  | #DIV/0! | #DIV/0! |  |  | #DIV/0! | #DIV/0! |  |  | #DIV/0! | #DIV/0! |  |  | #DIV/0! | #DIV/0! |  |  | #DIV/0! | #DIV/0! |  |  | #DIV/0! | #DIV/0! |  |  | #DIV/0! | #DIV/0! |  |  | #DIV/0! | #DIV/0! |  |  | #DIV/0! | #DIV/0! |  |  | #DIV/0! | #DIV/0! |  |  | #DIV/0! | #DIV/0! |  |  | #DIV/0! | #DIV/0!
a>60&20≤b≤60 |  |  | #DIV/0! | #DIV/0! | 60 | 30 | #DIV/0! | #DIV/0! | 60 | 30 | #DIV/0! | #DIV/0! | 60 | 30 | #DIV/0! | #DIV/0! | 60 | 30 | #DIV/0! | #DIV/0! | 60 | 30 | #DIV/0! | #DIV/0! | 60 | 30 | #DIV/0! | #DIV/0! | 60 | 30 | #DIV/0! | #DIV/0! | 60 | 30 | #DIV/0! | #DIV/0! | 60 | 30 | #DIV/0! | #DIV/0! | 60 | 30 | #DIV/0! | #DIV/0! | 60 | 30 | #DIV/0! | #DIV/0! | 60 | 30
|  |  |  | #DIV/0! | #DIV/0! |  |  | #DIV/0! | #DIV/0! |  |  | #DIV/0! | #DIV/0! |  |  | #DIV/0! | #DIV/0! |  |  | #DIV/0! | #DIV/0! |  |  | #DIV/0! | #DIV/0! |  |  | #DIV/0! | #DIV/0! |  |  | #DIV/0! | #DIV/0! |  |  | #DIV/0! | #DIV/0! |  |  | #DIV/0! | #DIV/0! |  |  | #DIV/0! | #DIV/0! |  |  | #DIV/0! | #DIV/0!
20≤a&b≤30 |  |  |  | 0 |  | 0 |  | 0 |  | 0 |  | 0 |  | 0 |  | 0 |  | 0 |  | 0 |  | 0 |  | 0 |  | 0 |  | 0 |  | 0 |  | 0 |  | 0 |  | 0 |  | 0 |  | 0 |  | 0 |  | 0 |  | 0 |  | 0 |  | 0
|  |  |  | 0 | 0 |  |  | 0 | 0 |  |  | 0 | 0 |  |  | 0 | 0 |  |  | 0 | 0 |  |  | 0 | 0 |  |  | 0 | 0 |  |  | 0 | 0 |  |  | 0 | 0 |  |  | 0 | 0 |  |  | 0 | 0 |  |  | 0 | 0
a&b<20 |  |  |  | 0 |  | 0 |  | 0 |  | 0 |  | 0 |  | 0 |  | 0 |  | 0 |  | 0 |  | 0 |  | 0 |  | 0 |  | 0 |  | 0 |  | 0 |  | 0 |  | 0 |  | 0 |  | 0 |  | 0 |  | 0 |  | 0 |  | 0 |  | 0
|  |  |  | 0 | 0 |  |  | 0 | 0 |  |  | 0 | 0 |  |  | 0 | 0 |  |  | 0 | 0 |  |  | 0 | 0 |  |  | 0 | 0 |  |  | 0 | 0 |  |  | 0 | 0 |  |  | 0 | 0 |  |  | 0 | 0 |  |  | 0 | 0
a&b>30 |  |  |  | 0 |  | 30 |  | 0 |  | 30 |  | 0 |  | 30 |  | 0 |  | 30 |  | 0 |  | 30 |  | 0 |  | 30 |  | 0 |  | 30 |  | 0 |  | 30 |  | 0 |  | 30 |  | 0 |  | 30 |  | 0 |  | 30 |  | 0 |  | 30
|  |  |  | 0 | 0 |  |  | 0 | 0 |  |  | 0 | 0 |  |  | 0 | 0 |  |  | 0 | 0 |  |  | 0 | 0 |  |  | 0 | 0 |  |  | 0 | 0 |  |  | 0 | 0 |  |  | 0 | 0 |  |  | 0 | 0 |  |  | 0 | 0
a<20&b>30 |  |  | #DIV/0! | #DIV/0! | 30 | 25 | #DIV/0! | #DIV/0! | 30 | 25 | #DIV/0! | #DIV/0! | 30 | 25 | #DIV/0! | #DIV/0! | 30 | 25 | #DIV/0! | #DIV/0! | 30 | 25 | #DIV/0! | #DIV/0! | 30 | 25 | #DIV/0! | #DIV/0! | 30 | 25 | #DIV/0! | #DIV/0! | 30 | 25 | #DIV/0! | #DIV/0! | 30 | 25 | #DIV/0! | #DIV/0! | 30 | 25 | #DIV/0! | #DIV/0! | 30 | 25 | #DIV/0! | #DIV/0! | 30 | 25
|  |  |  | #DIV/0! | #DIV/0! |  |  | #DIV/0! | #DIV/0! |  |  | #DIV/0! | #DIV/0! |  |  | #DIV/0! | #DIV/0! |  |  | #DIV/0! | #DIV/0! |  |  | #DIV/0! | #DIV/0! |  |  | #DIV/0! | #DIV/0! |  |  | #DIV/0! | #DIV/0! |  |  | #DIV/0! | #DIV/0! |  |  | #DIV/0! | #DIV/0! |  |  | #DIV/0! | #DIV/0! |  |  | #DIV/0! | #DIV/0!
b<20&a>30 |  |  | #DIV/0! | #DIV/0! | 30 | 25 | #DIV/0! | #DIV/0! | 30 | 25 | #DIV/0! | #DIV/0! | 30 | 25 | #DIV/0! | #DIV/0! | 30 | 25 | #DIV/0! | #DIV/0! | 30 | 25 | #DIV/0! | #DIV/0! | 30 | 25 | #DIV/0! | #DIV/0! | 30 | 25 | #DIV/0! | #DIV/0! | 30 | 25 | #DIV/0! | #DIV/0! | 30 | 25 | #DIV/0! | #DIV/0! | 30 | 25 | #DIV/0! | #DIV/0! | 30 | 25 | #DIV/0! | #DIV/0! | 30 | 25
|  |  |  | #DIV/0! | #DIV/0! |  |  | #DIV/0! | #DIV/0! |  |  | #DIV/0! | #DIV/0! |  |  | #DIV/0! | #DIV/0! |  |  | #DIV/0! | #DIV/0! |  |  | #DIV/0! | #DIV/0! |  |  | #DIV/0! | #DIV/0! |  |  | #DIV/0! | #DIV/0! |  |  | #DIV/0! | #DIV/0! |  |  | #DIV/0! | #DIV/0! |  |  | #DIV/0! | #DIV/0! |  |  | #DIV/0! | #DIV/0!
a<20&20≤b≤30 |  |  |  | #DIV/0! |  | 10 |  | #DIV/0! |  | 10 |  | #DIV/0! |  | 10 |  | #DIV/0! |  | 10 |  | #DIV/0! |  | 10 |  | #DIV/0! |  | 10 |  | #DIV/0! |  | 10 |  | #DIV/0! |  | 10 |  | #DIV/0! |  | 10 |  | #DIV/0! |  | 10 |  | #DIV/0! |  | 10 |  | #DIV/0! |  | 10
|  |  |  | #DIV/0! | #DIV/0! |  |  | #DIV/0! | #DIV/0! |  |  | #DIV/0! | #DIV/0! |  |  | #DIV/0! | #DIV/0! |  |  | #DIV/0! | #DIV/0! |  |  | #DIV/0! | #DIV/0! |  |  | #DIV/0! | #DIV/0! |  |  | #DIV/0! | #DIV/0! |  |  | #DIV/0! | #DIV/0! |  |  | #DIV/0! | #DIV/0! |  |  | #DIV/0! | #DIV/0! |  |  | #DIV/0! | #DIV/0!
b<20&20≤a≤30 |  |  |  | #DIV/0! |  | 10 |  | #DIV/0! |  | 10 |  | #DIV/0! |  | 10 |  | #DIV/0! |  | 10 |  | #DIV/0! |  | 10 |  | #DIV/0! |  | 10 |  | #DIV/0! |  | 10 |  | #DIV/0! |  | 10 |  | #DIV/0! |  | 10 |  | #DIV/0! |  | 10 |  | #DIV/0! |  | 10 |  | #DIV/0! |  | 10
|  |  |  | #DIV/0! | #DIV/0! |  |  | #DIV/0! | #DIV/0! |  |  | #DIV/0! | #DIV/0! |  |  | #DIV/0! | #DIV/0! |  |  | #DIV/0! | #DIV/0! |  |  | #DIV/0! | #DIV/0! |  |  | #DIV/0! | #DIV/0! |  |  | #DIV/0! | #DIV/0! |  |  | #DIV/0! | #DIV/0! |  |  | #DIV/0! | #DIV/0! |  |  | #DIV/0! | #DIV/0! |  |  | #DIV/0! | #DIV/0!
b>30&20≤a≤30 |  |  | #DIV/0! | #DIV/0! | 30 | 15 | #DIV/0! | #DIV/0! | 30 | 15 | #DIV/0! | #DIV/0! | 30 | 15 | #DIV/0! | #DIV/0! | 30 | 15 | #DIV/0! | #DIV/0! | 30 | 15 | #DIV/0! | #DIV/0! | 30 | 15 | #DIV/0! | #DIV/0! | 30 | 15 | #DIV/0! | #DIV/0! | 30 | 15 | #DIV/0! | #DIV/0! | 30 | 15 | #DIV/0! | #DIV/0! | 30 | 15 | #DIV/0! | #DIV/0! | 30 | 15 | #DIV/0! | #DIV/0! | 30 | 15
|  |  |  | #DIV/0! | #DIV/0! |  |  | #DIV/0! | #DIV/0! |  |  | #DIV/0! | #DIV/0! |  |  | #DIV/0! | #DIV/0! |  |  | #DIV/0! | #DIV/0! |  |  | #DIV/0! | #DIV/0! |  |  | #DIV/0! | #DIV/0! |  |  | #DIV/0! | #DIV/0! |  |  | #DIV/0! | #DIV/0! |  |  | #DIV/0! | #DIV/0! |  |  | #DIV/0! | #DIV/0! |  |  | #DIV/0! | #DIV/0!
a>30&20≤b≤30 |  |  | #DIV/0! | #DIV/0! | 30 | 15 | #DIV/0! | #DIV/0! | 30 | 15 | #DIV/0! | #DIV/0! | 30 | 15 | #DIV/0! | #DIV/0! | 30 | 15 | #DIV/0! | #DIV/0! | 30 | 15 | #DIV/0! | #DIV/0! | 30 | 15 | #DIV/0! | #DIV/0! | 30 | 15 | #DIV/0! | #DIV/0! | 30 | 15 | #DIV/0! | #DIV/0! | 30 | 15 | #DIV/0! | #DIV/0! | 30 | 15 | #DIV/0! | #DIV/0! | 30 | 15 | #DIV/0! | #DIV/0! | 30 | 15
|  |  |  | #DIV/0! | #DIV/0! |  |  | #DIV/0! | #DIV/0! |  |  | #DIV/0! | #DIV/0! |  |  | #DIV/0! | #DIV/0! |  |  | #DIV/0! | #DIV/0! |  |  | #DIV/0! | #DIV/0! |  |  | #DIV/0! | #DIV/0! |  |  | #DIV/0! | #DIV/0! |  |  | #DIV/0! | #DIV/0! |  |  | #DIV/0! | #DIV/0! |  |  | #DIV/0! | #DIV/0! |  |  | #DIV/0! | #DIV/0!
N
11
1
2
14
5
4
3
10
6
9
7
8
12
13
Area Increase Due to Frontage
(Example)
Check if the Building meets req's of Sec 507 except 60' yards
Note on E12: f
Note on I12: f
Note on M12: f
Note on Q12: f
Note on U12: f
Note on Y12: f
Note on AC12: f
Note on AG12: f
Note on AK12: f
Note on AO12: f
Note on AS12: f
Note on AW12: f
Note on E55: f
Note on I55: f
Note on M55: f
Note on Q55: f
Note on U55: f
Note on Y55: f
Note on AC55: f
Note on AG55: f
Note on AK55: f
Note on AO55: f
Note on AS55: f
Note on AW55: f
Note on E98: f
Note on I98: f
Note on M98: f
Note on Q98: f
Note on U98: f
Note on Y98: f
Note on AC98: f
Note on AG98: f
Note on AK98: f
Note on AO98: f
Note on AS98: f
Note on AW98: f

## Grade
Point # | 1 |  | 2 |  | 3 |  | 4 |  | 5 |  | 6 |  | 7 |  | 8 |  | 9 |  | 10 |  | 11 |  | 12
Elevation
Length (ft)
|  | 0 |  | 0 |  | 0 |  | 0 |  | 0 |  | 0 |  | 0 |  | 0 |  | 0 |  | 0 |  | 0
Point # | 12 |  | 13 |  | 14 |  | 15 |  | 16 |  | 17 |  | 18 |  | 19 |  | 20 |  | 21 |  | 22 |  | 23
Elevation | 0
Length (ft)
|  | 0 |  | 0 |  | 0 |  | 0 |  | 0 |  | 0 |  | 0 |  | 0 |  | 0 |  | 0 |  | 0
Point # | 23 |  | 24 |  | 25 |  | 26 |  | 27 |  | 28 |  | 29 |  | 30 |  | 31 |  | 32 |  | 33 |  | 34
Elevation | 0
Length (ft)
|  | 0 |  | 0 |  | 0 |  | 0 |  | 0 |  | 0 |  | 0 |  | 0 |  | 0 |  | 0 |  | 0
Point # | 34 |  | 35 |  | 36 |  | 37 |  | 38 |  | 39 |  | 40 |  | 41 |  | 42 |  | 43 |  | 44 |  | 45
Elevation | 0
Length (ft)
|  | 0 |  | 0 |  | 0 |  | 0 |  | 0 |  | 0 |  | 0 |  | 0 |  | 0 |  | 0 |  | 0
Point # | 45 |  | 46 |  | 47 |  | 48 |  | 49 |  | 50 |  | 51 |  | 52 |  | 53 |  | 54 |  | 55 |  | 56
Elevation | 0
Length (ft)
|  | 0 |  | 0 |  | 0 |  | 0 |  | 0 |  | 0 |  | 0 |  | 0 |  | 0 |  | 0 |  | 0
Grade plane Elevation: | [6 empty] | ∑(En+En+1)xLi/2 |  |  | = | None | [10 empty] | 0
[7 empty] | ∑Li | [14 empty] | 0
|  | Grade plane Calculator | [14 empty] | None
Example:
1
2
4
5
6
7
3
8
8
8
7
9
10
11
1
13
11
16
15
14
12
17

## 507
Unlimited Area Buildings (Section 507) |  | Type | 1 |  |  | 1 |  | 1 | 1 | 1 | 1
|  |  | 2 | I A | A- 1 | 2 |  | 1 | 1 | 1 | 1
|  |  | 3 | I B | A- 2 | 3
|  |  | 4 | II A | A- 3 | 4
Input building information at 'Cha-Cha' tab to find out if the building can be qualified for Unlimited Area |  |  | 5 | II B | A- 4 | 5 |  | St | Sp | Any | 1st floor (BFMS) |  |  |  | 2nd floor (BFMS)
|  |  | 6 | III A | A- 5 | 6 | 507.5 | 1 | 1 | 1 | 0 | 0 | 0 | 0 | 0 | 0 | 0 | 0 | 1 | **Sec.507.5. | For reduced open space refer to Sec. 507.2.1.
|  |  | 7 | III B | B | 7
|  |  | 8 | IV HT | E | 8 |  | St | Sp | Type | 1st floor |  |  |  | A-4 incl
|  |  | 9 | V A | F- 1 | 9 | 507.4 | 1 | 1 | 1 | 0 | 0 | 0 | 0 |  |  |  |  | 1 | **Sec.507.4. | See Sec. 507.4 for exceptions. For reduced open space refer to Sec. 507.2.1.
|  |  | 10 | V B | F- 2 | 10 | Incl A-4 | 1 | 1 | 0 | 1 | 1 |  |  | 0 | 0 | 0 | 0 | 1 | **Sec.507.4. | See Sec. 507.4 for exceptions. For reduced open space refer to Sec. 507.2.1.
[5 empty] | H- 1 | 11
|  | Type | 1 | 0 | H-2 | 12 |  | St | Sp | Type | Mixed? |  |  |  | A-1, A-2 incl
[5 empty] | H-3 | 13 | 507.4.1 | 1 | 1 | 0 | 1 | 1 | 1 |  | 0 | 0 | 0 | 0 | 1 | **Sec.507.4.1. | For reduced open space refer to Sec. 507.2.1. See Sec.507.4.1 for conditions.
|  | Stories | 0 |  | H- 4 | 14
[5 empty] | H- 5 | 15 |  | St | Sp | Type | 1st floor (BFMS)
|  | Sp | FALSE |  | I- 1 | 16 | 507.3 | 1 |  |  | 0 | 0 | 0 | 0 | 1 |  |  |  | 1 | **Sec.507.3. | For reduced open space refer to Sec. 507.2.1.
[5 empty] | I- 2 | 17
[5 empty] | I-3 | 18 |  | St | Sp | Type | 1st floor (BFMS)
[5 empty] | I- 4 | 19 | 507.6 | 1 | 1 | 1 | 0 | 0 | 0 | 0 | 1 |  |  |  | 1 | **Sec.507.6. | See Sec 507.6 for assembly use limitations. Building shall not have a stage other than a platform. For reduced open space refer to Sec. 507.2.1.
[5 empty] | M | 20
[5 empty] | R- 1 | 21 |  | St | Sp | Type | 1st floor (BFMS)
[5 empty] | R- 2 | 22 | 507.7 | 1 | 1 | 1 | 0 | 0 | 0 | 0 | 1 |  |  |  | 1 | **Sec.507.7. | See Sec 507.7 for assembly use limitations. Building shall not have a stage other than a platform. The assembly floor shall be within 21inches of street or grade level. For reduced open space refer to Sec. 507.2.1.
[5 empty] | R- 3 | 23
[5 empty] | R- 4 | 24 |  | St | Sp | Type | 1st floor (BFMS)
[5 empty] | S-1 | 25 | 507.11. | 1 | 1 | 1 | 0 | 0 | 0 | 0 | 1 |  |  |  | 1 | **Sec.507.11. | Each classroom shall have not less than two means of egress being direct exit to the outside of the building.
[5 empty] | S-2 | 26
[5 empty] | U | 27 |  | St | Sp | Mix | 1st floor (FS)
[7 empty] | 507.8 | 1 | 1 | 0 | 0 | 0 | 0 | 0 | 1 | 1 |  |  | 1 | **Sec.507.8. | See Sec. 507.8 for limitations
[7 empty] | 1 | 1 | 1 | 0 | 0 | 0 | 0 | 0 | 0 | 0 | 0 | 0 | 1 | **Sec.507.8. | See Sec. 507.8 for limitations
The following Code sections are not covered by this calculator:
| 507.10 (Unlimited Area - Aircraft paint hangar) |  | Input building information at 'Cha-Cha' tab to find out if the building can be qualified for Unlimited Area
507.12 (Unlimited Area - Motion picture theaters)
507.13 (Unlimited Area - Covered and open mall buildings and anchor buildings)

## GenInfo
General Information
About “Check Height & Area” Calculator
“Check Height & Area” Calculator [Calculator] checks building Height and area compliance with the 2024 IBC
for buildings up to 6 stories, with up to 4 occupancy groups at each level. It also calculates the Frontage increase (If) and
the Grade Plane. The Calculator mainly covers Chapter 5 with some exceptions and assumptions.
The following are the Code sections that are disregarded by the Calculator:
503.1.1 (Special industrial occupancies)
Footnote b of Tables 503.3, 504.4 and 506.2; Footnote i of Table 506.2
Sec. 504.3 Exception (for roof structures refer to Chapter 15)
505 (Mezzanines and Equipment Platforms)
506.1.3 Basements
507.10 (Unlimited Area - Aircraft paint hangar)
507.12 (Unlimited Area - Motion picture theaters)
507.13 (Unlimited Area - Covered and open mall buildings and anchor buildings- refer to Sec.402)
510 (Special provisions)
Chapter 9 Requirements (e.g. type of sprinkler system used for the building, etc...)
The calculator does not account for IV-A, IV-B, or IV-C Construction Types
The following assumptions are taken by the Calculator:
"Number of stories"- means Number of stories above the Grade Plane
Sec. 508: All mixed occupancies are assumed separated (508.4). For non separated occupancies use most restrictive (508.3.2)
How to use the Calculator
On the main page “Check Height & Area” (ChaCha) Select the applicable Code -2018 IBC (if not selected by default);
Select proposed Type of construction (the Calculator will show max. permitted height for the building w/out sprinklers per T 504.3);
Input proposed Building Height (ft) and Number of stories (maximum 6)
If applicable, check the box for sprinklers throughout per 903.3.1.1 (NFPA-13)
If applicable, input (If) value (go to Sheet "Frontage" to Calculate (If);
Select Occupancy Groups and input corresponding floor areas.
For buildings with R occupancy only, select sprinklers per 903.3.1.2 (NFPA-13R) or 903.3.1.3(NFPA-13D), if applicable
If I-1 occupancy selected, check the box for Condition 2 (if applicable)
The Calculator will check the height, number of stories and the area for
a) Each Occupancy group at each floor
b) Each floor
c) Each Occupancy group throughout Entire building
d) Overall building
Abbreviations:
CHA- | Check Height and Area
NP - | Not Permitted
OL - | Over Permitted Limit
SPA* - | Sprinklers used for Area increase
SPH* - | Sprinklers used for Height increase
SPS* - | Sprinklers used for Story increase
UL - | Unlimited
*-the indicator does not appear when NFPA 13 R or NFPA 13 D used
Disclaimer
This application is created solely based on the author’s interpretation of the 2024 IBC. It is intended as an
educational tool and it is not an official document. Please contact the author for any errors or suggestions you may have.
E-mail: | ara@ara4help.com
Created by Ara Sargsyan, PE, CBO, LEED AP.