## R-454B
ALL SYSTEMS QUALIFY FOR A 25C TAX CREDIT | SORT BY OUTDOOR MODEL |  | $600 GAS FURNACE *ONLY 97% AFUE |  | $600 A/C $2,000 HEAT PUMP
AHRI # | Outdoor Unit | Indoor Unit | Furnace | Family | AC/Heat Pump | Family SEER2 | Furnace BTU | Outdoor Unit Tonnage | Indoor Type | 25C Tax Credit Qualified | Indoor Position | Cooling Capacity 2 | EER2 | SEER2 | Heating Capacity 2 | HSPF2 | Refrigerant
215689659 | 5A6H5018A1 | 5PX*BD03AS3+TSTAT | S9X1B060D3PSB | American Standard | Heat Pump | 15 | 60000 | 1.5-TON | A-COIL | Yes | DOWNFLOW | 18300 | 12 | 16 | 18200 | 8 | R-454B
215689655 | 5A6H5018A1 | 5PX*BD03AS3+TSTAT | S9X2B060D3PSB | American Standard | Heat Pump | 15 | 60000 | 1.5-TON | A-COIL | Yes | DOWNFLOW | 18300 | 12 | 16 | 18200 | 8 | R-454B
215863907 | 5A6H5018A1 | 5TEMCB03AV31+TDR+TSTAT |  | American Standard | Heat Pump | 15 | NO FURNACE | 1.5-TON | AIR HANDLER | Yes | MULTI-POSITION | 19200 | 12 | 16 | 18300 | 8.1 | R-454B
215567327 | 5A6H5024A1 | 5PX*B006AS3+TSTAT | *UHMB060CCV3 | American Standard | Heat Pump | 15 | 60000 | 2-TON | A-COIL | Yes | UPFLOW | 25000 | 12 | 16.5 | 22000 | 8 | R-454B
214077686 | 5A6H5024A1 | 5TXCB006AS3+TSTAT | *UHMB080ACV3 | American Standard | Heat Pump | 15 | 80000 | 2-TON | A-COIL | Yes | UPFLOW | 24000 | 12 | 16 | 21400 | 8.1 | R-454B
214077688 | 5A6H5024A1 | 5TXCB006AS3+TSTAT | *UHMB080CCV3 | American Standard | Heat Pump | 15 | 80000 | 2-TON | A-COIL | Yes | UPFLOW | 24000 | 12 | 16 | 21400 | 8.1 | R-454B
215567329 | 5A6H5024A1 | 5PX*B006AS3+TSTAT | *UHMB080CCV3 | American Standard | Heat Pump | 15 | 80000 | 2-TON | A-COIL | Yes | UPFLOW | 24000 | 12 | 16 | 21400 | 8.1 | R-454B
214077698 | 5A6H5024A1 | 5TXCC007AS3+TSTAT | *UHMC100ACV4 | American Standard | Heat Pump | 15 | 100000 | 2-TON | A-COIL | Yes | UPFLOW | 23800 | 12 | 16 | 21200 | 8.1 | R-454B
214077702 | 5A6H5024A1 | 5TXCC007AS3+TSTAT | *UHMC100CCV4 | American Standard | Heat Pump | 15 | 100000 | 2-TON | A-COIL | Yes | UPFLOW | 23800 | 12 | 16 | 21200 | 8.1 | R-454B
215566111 | 5A6H5024A1 | 5TXCC005AS3+TSTAT | *UHMC100CCV4 | American Standard | Heat Pump | 15 | 100000 | 2-TON | A-COIL | Yes | UPFLOW | 24000 | 12 | 16 | 21600 | 8 | R-454B
215566113 | 5A6H5024A1 | 5TXCC009AS3+TSTAT | *UHMC100CCV4 | American Standard | Heat Pump | 15 | 100000 | 2-TON | A-COIL | Yes | UPFLOW | 24800 | 12 | 16.5 | 21400 | 8 | R-454B
215567509 | 5A6H5024A1 | 5PX*C007AS3+TSTAT | *UHMC100CCV4 | American Standard | Heat Pump | 15 | 100000 | 2-TON | A-COIL | Yes | UPFLOW | 23800 | 12 | 16 | 21200 | 8.1 | R-454B
215567511 | 5A6H5024A1 | 5PX*C009AS3+TSTAT | *UHMC100CCV4 | American Standard | Heat Pump | 15 | 100000 | 2-TON | A-COIL | Yes | UPFLOW | 24800 | 12 | 16.5 | 21400 | 8 | R-454B
215567349 | 5A6H5024A1 | 5PX*B006AS3+TSTAT | S8V2B060M4PCB | American Standard | Heat Pump | 15 | 60000 | 2-TON | A-COIL | Yes | MULTI-POSITION | 24800 | 12 | 16.5 | 22000 | 8 | R-454B
215567455 | 5A6H5024A1 | 5PX*BD06AS3+TSTAT | S8V2B060M4PCB | American Standard | Heat Pump | 15 | 60000 | 2-TON | A-COIL | Yes | DOWNFLOW | 24600 | 12 | 16 | 22400 | 8 | R-454B
215567273 | 5A6H5024A1 | 5PX*B004AS3+TSTAT | S8V2B060M4PDB | American Standard | Heat Pump | 15 | 60000 | 2-TON | A-COIL | Yes | MULTI-POSITION | 24200 | 12 | 16 | 21800 | 8 | R-454B
215567351 | 5A6H5024A1 | 5PX*B006AS3+TSTAT | S8V2B060M4PDB | American Standard | Heat Pump | 15 | 60000 | 2-TON | A-COIL | Yes | MULTI-POSITION | 24800 | 12 | 16.5 | 22000 | 8 | R-454B
215567457 | 5A6H5024A1 | 5PX*BD06AS3+TSTAT | S8V2B060M4PDB | American Standard | Heat Pump | 15 | 60000 | 2-TON | A-COIL | Yes | DOWNFLOW | 24600 | 12 | 16 | 22400 | 8 | R-454B
215567353 | 5A6H5024A1 | 5PX*B006AS3+TSTAT | S8V2B080M4PCB | American Standard | Heat Pump | 15 | 80000 | 2-TON | A-COIL | Yes | MULTI-POSITION | 24800 | 12 | 16.5 | 21800 | 8 | R-454B
215567459 | 5A6H5024A1 | 5PX*BD06AS3+TSTAT | S8V2B080M4PCB | American Standard | Heat Pump | 15 | 80000 | 2-TON | A-COIL | Yes | DOWNFLOW | 24600 | 12 | 16 | 22400 | 8 | R-454B
215567277 | 5A6H5024A1 | 5PX*B004AS3+TSTAT | S8V2B080M4PDB | American Standard | Heat Pump | 15 | 80000 | 2-TON | A-COIL | Yes | MULTI-POSITION | 24200 | 12 | 16 | 21800 | 8 | R-454B
215567355 | 5A6H5024A1 | 5PX*B006AS3+TSTAT | S8V2B080M4PDB | American Standard | Heat Pump | 15 | 80000 | 2-TON | A-COIL | Yes | MULTI-POSITION | 24800 | 12 | 16.5 | 21800 | 8 | R-454B
215567461 | 5A6H5024A1 | 5PX*BD06AS3+TSTAT | S8V2B080M4PDB | American Standard | Heat Pump | 15 | 80000 | 2-TON | A-COIL | Yes | DOWNFLOW | 24600 | 12 | 16 | 22400 | 8 | R-454B
215831395 | 5A6H5024A1 | 5PX*BD06AS3+TSTAT | S9V2B040D3VSB | American Standard | Heat Pump | 15 | 40000 | 2-TON | A-COIL | Yes | DOWNFLOW | 24600 | 12 | 16 | 22400 | 8 | R-454B
214077674 | 5A6H5024A1 | 5TXCB006AS3+TSTAT | S9V2B040U3PSB | American Standard | Heat Pump | 15 | 40000 | 2-TON | A-COIL | Yes | UPFLOW | 24000 | 12 | 16 | 21600 | 8.1 | R-454B
214077660 | 5A6H5024A1 | 5TXCB006AS3+TSTAT | S9V2B040U3PSC | American Standard | Heat Pump | 15 | 40000 | 2-TON | A-COIL | Yes | UPFLOW | 24000 | 12 | 16 | 21600 | 8.1 | R-454B
215567311 | 5A6H5024A1 | 5PX*B006AS3+TSTAT | S9V2B040U3PSC | American Standard | Heat Pump | 15 | 40000 | 2-TON | A-COIL | Yes | UPFLOW | 24000 | 12 | 16 | 21600 | 8.1 | R-454B
214077658 | 5A6H5024A1 | 5TXCB006AS3+TSTAT | S9V2B040U3VSA | American Standard | Heat Pump | 15 | 40000 | 2-TON | A-COIL | Yes | UPFLOW | 24000 | 12 | 16 | 21600 | 8.1 | R-454B
214077662 | 5A6H5024A1 | 5TXCB006AS3+TSTAT | S9V2B040U3VSB | American Standard | Heat Pump | 15 | 40000 | 2-TON | A-COIL | Yes | UPFLOW | 24000 | 12 | 16 | 21600 | 8.1 | R-454B
215567313 | 5A6H5024A1 | 5PX*B006AS3+TSTAT | S9V2B040U3VSB | American Standard | Heat Pump | 15 | 40000 | 2-TON | A-COIL | Yes | UPFLOW | 24000 | 12 | 16 | 21600 | 8.1 | R-454B
215567483 | 5A6H5024A1 | 5PX*BD06AS3+TSTAT | S9V2B060D3VSB | American Standard | Heat Pump | 15 | 60000 | 2-TON | A-COIL | Yes | DOWNFLOW | 24600 | 12 | 16.5 | 22400 | 8.1 | R-454B
215831387 | 5A6H5024A1 | 5PX*B004AS3+TSTAT | S9V2B060U4VSB | American Standard | Heat Pump | 15 | 60000 | 2-TON | A-COIL | Yes | UPFLOW | 24000 | 12 | 16 | 21800 | 8 | R-454B
215831389 | 5A6H5024A1 | 5PX*B006AS3+TSTAT | S9V2B060U4VSB | American Standard | Heat Pump | 15 | 60000 | 2-TON | A-COIL | Yes | UPFLOW | 24800 | 12 | 16 | 21800 | 8 | R-454B
215831403 | 5A6H5024A1 | 5TXCB004AS3+TSTAT | S9V2B060U4VSB | American Standard | Heat Pump | 15 | 60000 | 2-TON | A-COIL | Yes | UPFLOW | 24000 | 12 | 16 | 21800 | 8 | R-454B
215831405 | 5A6H5024A1 | 5TXCB006AS3+TSTAT | S9V2B060U4VSB | American Standard | Heat Pump | 15 | 60000 | 2-TON | A-COIL | Yes | UPFLOW | 24600 | 12 | 16 | 21800 | 8.1 | R-454B
215567485 | 5A6H5024A1 | 5PX*BD06AS3+TSTAT | S9V2B080D4PSC | American Standard | Heat Pump | 15 | 80000 | 2-TON | A-COIL | Yes | DOWNFLOW | 24800 | 12 | 16.5 | 22400 | 8 | R-454B
215567487 | 5A6H5024A1 | 5PX*BD06AS3+TSTAT | S9V2B080D4VSB | American Standard | Heat Pump | 15 | 80000 | 2-TON | A-COIL | Yes | DOWNFLOW | 24800 | 12 | 16.5 | 22400 | 8 | R-454B
215567489 | 5A6H5024A1 | 5PX*BD06AS3+TSTAT | S9X1B040D3PSB | American Standard | Heat Pump | 15 | 40000 | 2-TON | A-COIL | Yes | DOWNFLOW | 24600 | 12 | 16 | 22600 | 8 | R-454B
215567491 | 5A6H5024A1 | 5PX*BD06AS3+TSTAT | S9X1B060D3PSB | American Standard | Heat Pump | 15 | 60000 | 2-TON | A-COIL | Yes | DOWNFLOW | 24600 | 12 | 16 | 22400 | 8 | R-454B
214077638 | 5A6H5024A1 | 5TXCB006AS3+TSTAT | S9X1B060U4PSB | American Standard | Heat Pump | 15 | 60000 | 2-TON | A-COIL | Yes | UPFLOW | 24600 | 12 | 16 | 22000 | 8.1 | R-454B
215567323 | 5A6H5024A1 | 5PX*B006AS3+TSTAT | S9X1B060U4PSB | American Standard | Heat Pump | 15 | 60000 | 2-TON | A-COIL | Yes | UPFLOW | 25000 | 12 | 16 | 22000 | 8 | R-454B
215567493 | 5A6H5024A1 | 5PX*BD06AS3+TSTAT | S9X1B080D4PSB | American Standard | Heat Pump | 15 | 80000 | 2-TON | A-COIL | Yes | DOWNFLOW | 24400 | 12 | 16 | 22400 | 8 | R-454B
215567497 | 5A6H5024A1 | 5PX*BD06AS3+TSTAT | S9X2B060D3PSB | American Standard | Heat Pump | 15 | 60000 | 2-TON | A-COIL | Yes | DOWNFLOW | 24600 | 12 | 16 | 22400 | 8 | R-454B
214078328 | 5A6H5024A1 | 5TXCB006AS3+TSTAT | S9X2B060U4PSB | American Standard | Heat Pump | 15 | 60000 | 2-TON | A-COIL | Yes | UPFLOW | 24600 | 12 | 16 | 22000 | 8.1 | R-454B
215567325 | 5A6H5024A1 | 5PX*B006AS3+TSTAT | S9X2B060U4PSB | American Standard | Heat Pump | 15 | 60000 | 2-TON | A-COIL | Yes | UPFLOW | 25000 | 12 | 16 | 22000 | 8 | R-454B
215567499 | 5A6H5024A1 | 5PX*BD06AS3+TSTAT | S9X2B080D4PSB | American Standard | Heat Pump | 15 | 80000 | 2-TON | A-COIL | Yes | DOWNFLOW | 24400 | 12 | 16 | 22400 | 8 | R-454B
214077482 | 5A6H5024A1 | 5TEM6D04AV31+TDR+TSTAT |  | American Standard | Heat Pump | 15 | NO FURNACE | 2-TON | AIR HANDLER | Yes | MULTI-POSITION | 24000 | 12 | 16 | 22200 | 8.1 | R-454B
214077484 | 5A6H5024A1 | 5TEM6D06AV41+TDR+TSTAT |  | American Standard | Heat Pump | 15 | NO FURNACE | 2-TON | AIR HANDLER | Yes | MULTI-POSITION | 24800 | 12 | 16 | 22200 | 8.1 | R-454B
215610920 | 5A6H5024A1 | 5TEM6D05AV41+TDR+TSTAT |  | American Standard | Heat Pump | 15 | NO FURNACE | 2-TON | AIR HANDLER | Yes | MULTI-POSITION | 24200 | 12 | 16 | 22200 | 8.1 | R-454B
215863917 | 5A6H5024A1 | 5TEMCD04AV31+TDR+TSTAT |  | American Standard | Heat Pump | 15 | NO FURNACE | 2-TON | AIR HANDLER | Yes | MULTI-POSITION | 24400 | 12 | 16 | 21800 | 8.1 | R-454B
215863919 | 5A6H5024A1 | 5TEMCD05AV41+TDR+TSTAT |  | American Standard | Heat Pump | 15 | NO FURNACE | 2-TON | AIR HANDLER | Yes | MULTI-POSITION | 24400 | 12 | 16 | 21800 | 8.1 | R-454B
216021938 | 5A6H5024A1 | 5TAM5C03AC21+TSTAT |  | American Standard | Heat Pump | 15 | NO FURNACE | 2-TON | AIR HANDLER | Yes | MULTI-POSITION | 24000 | 12 | 16 | 22200 | 8 | R-454B
216021940 | 5A6H5024A1 | 5TAM5C04AC31+TSTAT |  | American Standard | Heat Pump | 15 | NO FURNACE | 2-TON | AIR HANDLER | Yes | MULTI-POSITION | 24000 | 12 | 16 | 22200 | 8 | R-454B
216056953 | 5A6H5024A1 | 5TAMXD04AV31+TSTAT |  | American Standard | Heat Pump | 15 | NO FURNACE | 2-TON | AIR HANDLER | Yes | MULTI-POSITION | 24400 | 12 | 16 | 22000 | 8 | R-454B
216056955 | 5A6H5024A1 | 5TAMXD05AV41+TSTAT |  | American Standard | Heat Pump | 15 | NO FURNACE | 2-TON | AIR HANDLER | Yes | MULTI-POSITION | 24600 | 12 | 16 | 22000 | 8.1 | R-454B
216056957 | 5A6H5024A1 | 5TAMXD06AV41+TSTAT |  | American Standard | Heat Pump | 15 | NO FURNACE | 2-TON | AIR HANDLER | Yes | MULTI-POSITION | 24400 | 12 | 16.5 | 21800 | 8 | R-454B
215567781 | 5A6H5030A1 | 5PX*B006AS3+TSTAT | *UHMB080CCV3 | American Standard | Heat Pump | 15 | 80000 | 2.5-TON | A-COIL | Yes | UPFLOW | 28400 | 12 | 16 | 25200 | 8 | R-454B
215567973 | 5A6H5030A1 | 5PX*C007AS3+TSTAT | *UHMC100CCV4 | American Standard | Heat Pump | 15 | 100000 | 2.5-TON | A-COIL | Yes | UPFLOW | 28800 | 12 | 16 | 25400 | 8 | R-454B
215567971 | 5A6H5030A1 | 5PX*C007AS3+TSTAT | S8V2C080M5PCB | American Standard | Heat Pump | 15 | 80000 | 2.5-TON | A-COIL | Yes | MULTI-POSITION | 29000 | 12 | 16 | 25800 | 8 | R-454B
215567967 | 5A6H5030A1 | 5PX*C007AS3+TSTAT | S8V2C080M5PDB | American Standard | Heat Pump | 15 | 80000 | 2.5-TON | A-COIL | Yes | MULTI-POSITION | 29000 | 12 | 16 | 25800 | 8 | R-454B
215567969 | 5A6H5030A1 | 5PX*C007AS3+TSTAT | S8V2C100M5PCB | American Standard | Heat Pump | 15 | 100000 | 2.5-TON | A-COIL | Yes | MULTI-POSITION | 29000 | 12 | 16 | 26000 | 8 | R-454B
215567965 | 5A6H5030A1 | 5PX*C007AS3+TSTAT | S8V2C100M5PDB | American Standard | Heat Pump | 15 | 100000 | 2.5-TON | A-COIL | Yes | MULTI-POSITION | 29000 | 12 | 16 | 26000 | 8 | R-454B
214078392 | 5A6H5030A1 | 5TXCB006AS3+TSTAT | S8X1A040M3PSC | American Standard | Heat Pump | 15 | 40000 | 2.5-TON | A-COIL | Yes | MULTI-POSITION | 26800 | 12 | 16 | 24400 | 8.1 | R-454B
215567749 | 5A6H5030A1 | 5PX*B006AS3+TSTAT | S8X1A040M3PSC | American Standard | Heat Pump | 15 | 40000 | 2.5-TON | A-COIL | Yes | MULTI-POSITION | 27000 | 12 | 16 | 24200 | 8.1 | R-454B
215567753 | 5A6H5030A1 | 5PX*B006AS3+TSTAT | S8X1B060M4PSC | American Standard | Heat Pump | 15 | 60000 | 2.5-TON | A-COIL | Yes | MULTI-POSITION | 28600 | 12 | 16 | 25600 | 8 | R-454B
214078404 | 5A6H5030A1 | 5TXCB006AS3+TSTAT | S8X2A040M3PSC | American Standard | Heat Pump | 15 | 40000 | 2.5-TON | A-COIL | Yes | MULTI-POSITION | 26800 | 12 | 16 | 24400 | 8.1 | R-454B
215567761 | 5A6H5030A1 | 5PX*B006AS3+TSTAT | S8X2A040M3PSC | American Standard | Heat Pump | 15 | 40000 | 2.5-TON | A-COIL | Yes | MULTI-POSITION | 27000 | 12 | 16 | 24200 | 8.1 | R-454B
215567765 | 5A6H5030A1 | 5PX*B006AS3+TSTAT | S8X2B060M4PSC | American Standard | Heat Pump | 15 | 60000 | 2.5-TON | A-COIL | Yes | MULTI-POSITION | 28600 | 12 | 16 | 25600 | 8 | R-454B
215831413 | 5A6H5030A1 | 5PX*B006AS3+TSTAT | S9V2B060U4VSB | American Standard | Heat Pump | 15 | 60000 | 2.5-TON | A-COIL | Yes | UPFLOW | 28600 | 12 | 16 | 25600 | 8 | R-454B
215831425 | 5A6H5030A1 | 5PX*C007AS3+TSTAT | S9V2C080U5VSB | American Standard | Heat Pump | 15 | 80000 | 2.5-TON | A-COIL | Yes | UPFLOW | 29000 | 12 | 16 | 25600 | 8.1 | R-454B
215831449 | 5A6H5030A1 | 5TXCC007AS3+TSTAT | S9V2C080U5VSB | American Standard | Heat Pump | 15 | 80000 | 2.5-TON | A-COIL | Yes | UPFLOW | 28800 | 12 | 16 | 25600 | 8.1 | R-454B
215568011 | 5A6H5030A1 | 5PX*CD07AS3+TSTAT | S9V2C100D4VSB | American Standard | Heat Pump | 15 | 100000 | 2.5-TON | A-COIL | Yes | DOWNFLOW | 28600 | 12 | 16 | 26000 | 8.1 | R-454B
215568009 | 5A6H5030A1 | 5PX*CD07AS3+TSTAT | S9V2C100D5PSC | American Standard | Heat Pump | 15 | 100000 | 2.5-TON | A-COIL | Yes | DOWNFLOW | 28600 | 12 | 16 | 26000 | 8.1 | R-454B
215831431 | 5A6H5030A1 | 5PX*CD07AS3+TSTAT | S9V2C100D5VSB | American Standard | Heat Pump | 15 | 100000 | 2.5-TON | A-COIL | Yes | DOWNFLOW | 28600 | 12 | 16 | 26000 | 8.1 | R-454B
215567951 | 5A6H5030A1 | 5PX*C007AS3+TSTAT | S9V2C100U5PSC | American Standard | Heat Pump | 15 | 100000 | 2.5-TON | A-COIL | Yes | UPFLOW | 29000 | 12 | 16 | 25600 | 8.1 | R-454B
215831427 | 5A6H5030A1 | 5PX*C007AS3+TSTAT | S9V2C100U5VSB | American Standard | Heat Pump | 15 | 100000 | 2.5-TON | A-COIL | Yes | UPFLOW | 29000 | 12 | 16 | 25600 | 8.1 | R-454B
215831447 | 5A6H5030A1 | 5TXCC007AS3+TSTAT | S9V2C100U5VSB | American Standard | Heat Pump | 15 | 100000 | 2.5-TON | A-COIL | Yes | UPFLOW | 28800 | 12 | 16 | 25600 | 8.1 | R-454B
215567713 | 5A6H5030A1 | 5PX*B006AS3+TSTAT | S9X1B040U3PSB | American Standard | Heat Pump | 15 | 40000 | 2.5-TON | A-COIL | Yes | UPFLOW | 28800 | 11.7 | 16 | 26000 | 8.1 | R-454B
215567717 | 5A6H5030A1 | 5PX*B006AS3+TSTAT | S9X1B080U4PSB | American Standard | Heat Pump | 15 | 80000 | 2.5-TON | A-COIL | Yes | UPFLOW | 28800 | 12 | 16 | 25800 | 8 | R-454B
215567949 | 5A6H5030A1 | 5PX*C007AS3+TSTAT | S9X1C080U5PSB | American Standard | Heat Pump | 15 | 80000 | 2.5-TON | A-COIL | Yes | UPFLOW | 28800 | 12 | 16 | 25400 | 8 | R-454B
215567719 | 5A6H5030A1 | 5PX*B006AS3+TSTAT | S9X2B040U3PSB | American Standard | Heat Pump | 15 | 40000 | 2.5-TON | A-COIL | Yes | UPFLOW | 28800 | 11.7 | 16 | 26000 | 8.1 | R-454B
215567723 | 5A6H5030A1 | 5PX*B006AS3+TSTAT | S9X2B080U4PSB | American Standard | Heat Pump | 15 | 80000 | 2.5-TON | A-COIL | Yes | UPFLOW | 28800 | 12 | 16 | 25800 | 8 | R-454B
215567947 | 5A6H5030A1 | 5PX*C007AS3+TSTAT | S9X2C080U5PSB | American Standard | Heat Pump | 15 | 80000 | 2.5-TON | A-COIL | Yes | UPFLOW | 28800 | 12 | 16 | 25400 | 8 | R-454B
215610932 | 5A6H5030A1 | 5TEM6D05AV41+TDR+TSTAT |  | American Standard | Heat Pump | 15 | NO FURNACE | 2.5-TON | AIR HANDLER | Yes | MULTI-POSITION | 28600 | 12 | 16 | 26400 | 8.1 | R-454B
215863929 | 5A6H5030A1 | 5TEMCD04AV31+TDR+TSTAT |  | American Standard | Heat Pump | 15 | NO FURNACE | 2.5-TON | AIR HANDLER | Yes | MULTI-POSITION | 28600 | 12 | 16 | 25800 | 8.1 | R-454B
215863931 | 5A6H5030A1 | 5TEMCD05AV41+TDR+TSTAT |  | American Standard | Heat Pump | 15 | NO FURNACE | 2.5-TON | AIR HANDLER | Yes | MULTI-POSITION | 28600 | 12 | 16 | 25800 | 8.1 | R-454B
216056965 | 5A6H5030A1 | 5TAMXD05AV41+TSTAT |  | American Standard | Heat Pump | 15 | NO FURNACE | 2.5-TON | AIR HANDLER | Yes | MULTI-POSITION | 28600 | 12 | 16 | 25600 | 8.1 | R-454B
216056967 | 5A6H5030A1 | 5TAMXD06AV41+TSTAT |  | American Standard | Heat Pump | 15 | NO FURNACE | 2.5-TON | AIR HANDLER | Yes | MULTI-POSITION | 28800 | 12 | 16 | 25800 | 8 | R-454B
214078630 | 5A6H5036A1 | 5TXCB006AS3+TSTAT | *UHMB080CCV3 | American Standard | Heat Pump | 15 | 80000 | 3-TON | A-COIL | Yes | UPFLOW | 34000 | 12 | 16 | 31600 | 8.1 | R-454B
215568187 | 5A6H5036A1 | 5PX*B006AS3+TSTAT | *UHMB080CCV3 | American Standard | Heat Pump | 15 | 80000 | 3-TON | A-COIL | Yes | UPFLOW | 33800 | 12 | 16 | 31200 | 8.1 | R-454B
214078732 | 5A6H5036A1 | 5TXCC007AS3+TSTAT | *UHMC100ACV4 | American Standard | Heat Pump | 15 | 100000 | 3-TON | A-COIL | Yes | UPFLOW | 34200 | 12 | 16 | 31400 | 8.1 | R-454B
214078730 | 5A6H5036A1 | 5TXCC007AS3+TSTAT | *UHMC100CCV4 | American Standard | Heat Pump | 15 | 100000 | 3-TON | A-COIL | Yes | UPFLOW | 34200 | 12 | 16 | 31400 | 8.1 | R-454B
215566379 | 5A6H5036A1 | 5TXCC009AS3+TSTAT | *UHMC100CCV4 | American Standard | Heat Pump | 15 | 100000 | 3-TON | A-COIL | Yes | UPFLOW | 34400 | 12 | 16 | 30800 | 8.1 | R-454B
215568443 | 5A6H5036A1 | 5PX*C007AS3+TSTAT | *UHMC100CCV4 | American Standard | Heat Pump | 15 | 100000 | 3-TON | A-COIL | Yes | UPFLOW | 34000 | 12 | 16 | 31000 | 8.1 | R-454B
215568523 | 5A6H5036A1 | 5PX*C009AS3+TSTAT | *UHMC100CCV4 | American Standard | Heat Pump | 15 | 100000 | 3-TON | A-COIL | Yes | UPFLOW | 34400 | 12 | 16 | 30800 | 8.1 | R-454B
214078718 | 5A6H5036A1 | 5TXCC007AS3+TSTAT | S8V2C080M5PCB | American Standard | Heat Pump | 15 | 80000 | 3-TON | A-COIL | Yes | MULTI-POSITION | 34000 | 12 | 16 | 31400 | 8.1 | R-454B
215566409 | 5A6H5036A1 | 5TXCC009AS3+TSTAT | S8V2C080M5PCB | American Standard | Heat Pump | 15 | 80000 | 3-TON | A-COIL | Yes | MULTI-POSITION | 34600 | 12 | 16 | 31200 | 8.1 | R-454B
215568453 | 5A6H5036A1 | 5PX*C007AS3+TSTAT | S8V2C080M5PCB | American Standard | Heat Pump | 15 | 80000 | 3-TON | A-COIL | Yes | MULTI-POSITION | 34200 | 12 | 16 | 31600 | 8.1 | R-454B
215568513 | 5A6H5036A1 | 5PX*C009AS3+TSTAT | S8V2C080M5PCB | American Standard | Heat Pump | 15 | 80000 | 3-TON | A-COIL | Yes | MULTI-POSITION | 34600 | 12 | 16 | 31200 | 8.1 | R-454B
215568585 | 5A6H5036A1 | 5PX*CD07AS3+TSTAT | S8V2C080M5PCB | American Standard | Heat Pump | 15 | 80000 | 3-TON | A-COIL | Yes | DOWNFLOW | 34000 | 12 | 16 | 32000 | 8.1 | R-454B
215568627 | 5A6H5036A1 | 5PX*CD09AS3+TSTAT | S8V2C080M5PCB | American Standard | Heat Pump | 15 | 80000 | 3-TON | A-COIL | Yes | DOWNFLOW | 34600 | 12 | 16 | 31200 | 8.1 | R-454B
214078774 | 5A6H5036A1 | 5TXCC007AS3+TSTAT | S8V2C080M5PDB | American Standard | Heat Pump | 15 | 80000 | 3-TON | A-COIL | Yes | MULTI-POSITION | 34000 | 12 | 16 | 31400 | 8.1 | R-454B
215566411 | 5A6H5036A1 | 5TXCC009AS3+TSTAT | S8V2C080M5PDB | American Standard | Heat Pump | 15 | 80000 | 3-TON | A-COIL | Yes | MULTI-POSITION | 34600 | 12 | 16 | 31200 | 8.1 | R-454B
215568455 | 5A6H5036A1 | 5PX*C007AS3+TSTAT | S8V2C080M5PDB | American Standard | Heat Pump | 15 | 80000 | 3-TON | A-COIL | Yes | MULTI-POSITION | 34200 | 12 | 16 | 31600 | 8.1 | R-454B
215568511 | 5A6H5036A1 | 5PX*C009AS3+TSTAT | S8V2C080M5PDB | American Standard | Heat Pump | 15 | 80000 | 3-TON | A-COIL | Yes | MULTI-POSITION | 34600 | 12 | 16 | 31200 | 8.1 | R-454B
215568587 | 5A6H5036A1 | 5PX*CD07AS3+TSTAT | S8V2C080M5PDB | American Standard | Heat Pump | 15 | 80000 | 3-TON | A-COIL | Yes | DOWNFLOW | 34000 | 12 | 16 | 32000 | 8.1 | R-454B
215568631 | 5A6H5036A1 | 5PX*CD09AS3+TSTAT | S8V2C080M5PDB | American Standard | Heat Pump | 15 | 80000 | 3-TON | A-COIL | Yes | DOWNFLOW | 34600 | 12 | 16 | 31200 | 8.1 | R-454B
214078742 | 5A6H5036A1 | 5TXCC007AS3+TSTAT | S8V2C100M5PCB | American Standard | Heat Pump | 15 | 100000 | 3-TON | A-COIL | Yes | MULTI-POSITION | 34000 | 12 | 16 | 31400 | 8.1 | R-454B
215566413 | 5A6H5036A1 | 5TXCC009AS3+TSTAT | S8V2C100M5PCB | American Standard | Heat Pump | 15 | 100000 | 3-TON | A-COIL | Yes | MULTI-POSITION | 34600 | 12 | 16 | 31400 | 8.1 | R-454B
215568457 | 5A6H5036A1 | 5PX*C007AS3+TSTAT | S8V2C100M5PCB | American Standard | Heat Pump | 15 | 100000 | 3-TON | A-COIL | Yes | MULTI-POSITION | 34400 | 12 | 16 | 31600 | 8.1 | R-454B
215568509 | 5A6H5036A1 | 5PX*C009AS3+TSTAT | S8V2C100M5PCB | American Standard | Heat Pump | 15 | 100000 | 3-TON | A-COIL | Yes | MULTI-POSITION | 34600 | 12 | 16 | 31400 | 8.1 | R-454B
215568589 | 5A6H5036A1 | 5PX*CD07AS3+TSTAT | S8V2C100M5PCB | American Standard | Heat Pump | 15 | 100000 | 3-TON | A-COIL | Yes | DOWNFLOW | 34000 | 12 | 16 | 32200 | 8.1 | R-454B
215568617 | 5A6H5036A1 | 5PX*CD09AS3+TSTAT | S8V2C100M5PCB | American Standard | Heat Pump | 15 | 100000 | 3-TON | A-COIL | Yes | DOWNFLOW | 34800 | 12 | 16 | 31200 | 8.1 | R-454B
214078746 | 5A6H5036A1 | 5TXCC007AS3+TSTAT | S8V2C100M5PDB | American Standard | Heat Pump | 15 | 100000 | 3-TON | A-COIL | Yes | MULTI-POSITION | 34000 | 12 | 16 | 31400 | 8.1 | R-454B
215566415 | 5A6H5036A1 | 5TXCC009AS3+TSTAT | S8V2C100M5PDB | American Standard | Heat Pump | 15 | 100000 | 3-TON | A-COIL | Yes | MULTI-POSITION | 34600 | 12 | 16 | 31400 | 8.1 | R-454B
215568459 | 5A6H5036A1 | 5PX*C007AS3+TSTAT | S8V2C100M5PDB | American Standard | Heat Pump | 15 | 100000 | 3-TON | A-COIL | Yes | MULTI-POSITION | 34400 | 12 | 16 | 31600 | 8.1 | R-454B
215568507 | 5A6H5036A1 | 5PX*C009AS3+TSTAT | S8V2C100M5PDB | American Standard | Heat Pump | 15 | 100000 | 3-TON | A-COIL | Yes | MULTI-POSITION | 34600 | 12 | 16 | 31400 | 8.1 | R-454B
215568591 | 5A6H5036A1 | 5PX*CD07AS3+TSTAT | S8V2C100M5PDB | American Standard | Heat Pump | 15 | 100000 | 3-TON | A-COIL | Yes | DOWNFLOW | 34000 | 12 | 16 | 32200 | 8.1 | R-454B
215568619 | 5A6H5036A1 | 5PX*CD09AS3+TSTAT | S8V2C100M5PDB | American Standard | Heat Pump | 15 | 100000 | 3-TON | A-COIL | Yes | DOWNFLOW | 34800 | 12 | 16 | 31200 | 8.1 | R-454B
214078792 | 5A6H5036A1 | 5TXCD010AS3+TSTAT | S8V2D120M5PCA | American Standard | Heat Pump | 15 | 120000 | 3-TON | A-COIL | Yes | MULTI-POSITION | 34200 | 12 | 16 | 31000 | 8.1 | R-454B
214078790 | 5A6H5036A1 | 5TXCD010AS3+TSTAT | S8V2D120M5PCB | American Standard | Heat Pump | 15 | 120000 | 3-TON | A-COIL | Yes | MULTI-POSITION | 34200 | 12 | 16 | 31000 | 8.1 | R-454B
215566443 | 5A6H5036A1 | 5TXCD008AS3+TSTAT | S8V2D120M5PCB | American Standard | Heat Pump | 15 | 120000 | 3-TON | A-COIL | Yes | MULTI-POSITION | 34800 | 12 | 16 | 31600 | 8.5 | R-454B
215568671 | 5A6H5036A1 | 5PX*D008AS3+TSTAT | S8V2D120M5PCB | American Standard | Heat Pump | 15 | 120000 | 3-TON | A-COIL | Yes | MULTI-POSITION | 34800 | 12 | 16 | 31600 | 8.5 | R-454B
215568693 | 5A6H5036A1 | 5PX*D010AS3+TSTAT | S8V2D120M5PCB | American Standard | Heat Pump | 15 | 120000 | 3-TON | A-COIL | Yes | MULTI-POSITION | 34800 | 12 | 16.5 | 31200 | 8.1 | R-454B
215568715 | 5A6H5036A1 | 5PX*DD10AS3+TSTAT | S8V2D120M5PCB | American Standard | Heat Pump | 15 | 120000 | 3-TON | A-COIL | Yes | DOWNFLOW | 34200 | 12 | 16 | 31400 | 8.1 | R-454B
214078788 | 5A6H5036A1 | 5TXCD010AS3+TSTAT | S8V2D120M5PDA | American Standard | Heat Pump | 15 | 120000 | 3-TON | A-COIL | Yes | MULTI-POSITION | 34200 | 12 | 16 | 31000 | 8.1 | R-454B
214078806 | 5A6H5036A1 | 5TXCD010AS3+TSTAT | S8V2D120M5PDB | American Standard | Heat Pump | 15 | 120000 | 3-TON | A-COIL | Yes | MULTI-POSITION | 34200 | 12 | 16 | 31000 | 8.1 | R-454B
215566437 | 5A6H5036A1 | 5TXCD008AS3+TSTAT | S8V2D120M5PDB | American Standard | Heat Pump | 15 | 120000 | 3-TON | A-COIL | Yes | MULTI-POSITION | 34800 | 12 | 16 | 31600 | 8.5 | R-454B
215568661 | 5A6H5036A1 | 5PX*D008AS3+TSTAT | S8V2D120M5PDB | American Standard | Heat Pump | 15 | 120000 | 3-TON | A-COIL | Yes | MULTI-POSITION | 34800 | 12 | 16 | 31600 | 8.5 | R-454B
215568687 | 5A6H5036A1 | 5PX*D010AS3+TSTAT | S8V2D120M5PDB | American Standard | Heat Pump | 15 | 120000 | 3-TON | A-COIL | Yes | MULTI-POSITION | 34800 | 12 | 16.5 | 31200 | 8.1 | R-454B
215568717 | 5A6H5036A1 | 5PX*DD10AS3+TSTAT | S8V2D120M5PDB | American Standard | Heat Pump | 15 | 120000 | 3-TON | A-COIL | Yes | DOWNFLOW | 34200 | 12 | 16 | 31400 | 8.1 | R-454B
215568219 | 5A6H5036A1 | 5PX*B006AS3+TSTAT | S8X1B060M4PSC | American Standard | Heat Pump | 15 | 60000 | 3-TON | A-COIL | Yes | MULTI-POSITION | 33800 | 12 | 16 | 31200 | 8.1 | R-454B
215568223 | 5A6H5036A1 | 5PX*B006AS3+TSTAT | S8X1B080M4PSC | American Standard | Heat Pump | 15 | 80000 | 3-TON | A-COIL | Yes | MULTI-POSITION | 33800 | 12 | 16 | 31200 | 8.1 | R-454B
215566417 | 5A6H5036A1 | 5TXCC009AS3+TSTAT | S8X1C080M5PSC | American Standard | Heat Pump | 15 | 80000 | 3-TON | A-COIL | Yes | MULTI-POSITION | 34800 | 12 | 16 | 31400 | 8.1 | R-454B
215568461 | 5A6H5036A1 | 5PX*C007AS3+TSTAT | S8X1C080M5PSC | American Standard | Heat Pump | 15 | 80000 | 3-TON | A-COIL | Yes | MULTI-POSITION | 34400 | 12 | 16 | 31600 | 8.1 | R-454B
215568505 | 5A6H5036A1 | 5PX*C009AS3+TSTAT | S8X1C080M5PSC | American Standard | Heat Pump | 15 | 80000 | 3-TON | A-COIL | Yes | MULTI-POSITION | 34800 | 12 | 16 | 31400 | 8.1 | R-454B
215568593 | 5A6H5036A1 | 5PX*CD07AS3+TSTAT | S8X1C080M5PSC | American Standard | Heat Pump | 15 | 80000 | 3-TON | A-COIL | Yes | DOWNFLOW | 34400 | 12 | 16 | 32200 | 8.1 | R-454B
215568621 | 5A6H5036A1 | 5PX*CD09AS3+TSTAT | S8X1C080M5PSC | American Standard | Heat Pump | 15 | 80000 | 3-TON | A-COIL | Yes | DOWNFLOW | 34800 | 12 | 16 | 31200 | 8.1 | R-454B
215566421 | 5A6H5036A1 | 5TXCC009AS3+TSTAT | S8X1C100M5PSC | American Standard | Heat Pump | 15 | 100000 | 3-TON | A-COIL | Yes | MULTI-POSITION | 34400 | 12 | 16 | 31000 | 8.1 | R-454B
215568465 | 5A6H5036A1 | 5PX*C007AS3+TSTAT | S8X1C100M5PSC | American Standard | Heat Pump | 15 | 100000 | 3-TON | A-COIL | Yes | MULTI-POSITION | 34000 | 12 | 16 | 31200 | 8.1 | R-454B
215568501 | 5A6H5036A1 | 5PX*C009AS3+TSTAT | S8X1C100M5PSC | American Standard | Heat Pump | 15 | 100000 | 3-TON | A-COIL | Yes | MULTI-POSITION | 34400 | 12 | 16 | 31000 | 8.1 | R-454B
215568597 | 5A6H5036A1 | 5PX*CD07AS3+TSTAT | S8X1C100M5PSC | American Standard | Heat Pump | 15 | 100000 | 3-TON | A-COIL | Yes | DOWNFLOW | 34000 | 12 | 16 | 32000 | 8.1 | R-454B
215568625 | 5A6H5036A1 | 5PX*CD09AS3+TSTAT | S8X1C100M5PSC | American Standard | Heat Pump | 15 | 100000 | 3-TON | A-COIL | Yes | DOWNFLOW | 34400 | 12 | 16 | 31000 | 8.1 | R-454B
214078800 | 5A6H5036A1 | 5TXCD010AS3+TSTAT | S8X1D120M5PSC | American Standard | Heat Pump | 15 | 120000 | 3-TON | A-COIL | Yes | MULTI-POSITION | 34400 | 12 | 16 | 31200 | 8.1 | R-454B
215566445 | 5A6H5036A1 | 5TXCD008AS3+TSTAT | S8X1D120M5PSC | American Standard | Heat Pump | 15 | 120000 | 3-TON | A-COIL | Yes | MULTI-POSITION | 34400 | 12 | 16 | 31400 | 8.5 | R-454B
215568663 | 5A6H5036A1 | 5PX*D008AS3+TSTAT | S8X1D120M5PSC | American Standard | Heat Pump | 15 | 120000 | 3-TON | A-COIL | Yes | MULTI-POSITION | 34400 | 12 | 16 | 31400 | 8.5 | R-454B
215568689 | 5A6H5036A1 | 5PX*D010AS3+TSTAT | S8X1D120M5PSC | American Standard | Heat Pump | 15 | 120000 | 3-TON | A-COIL | Yes | MULTI-POSITION | 34800 | 12 | 16 | 31200 | 8.1 | R-454B
215568705 | 5A6H5036A1 | 5PX*DD10AS3+TSTAT | S8X1D120M5PSC | American Standard | Heat Pump | 15 | 120000 | 3-TON | A-COIL | Yes | DOWNFLOW | 34200 | 12 | 16 | 31000 | 8.1 | R-454B
215568231 | 5A6H5036A1 | 5PX*B006AS3+TSTAT | S8X2B060M4PSC | American Standard | Heat Pump | 15 | 60000 | 3-TON | A-COIL | Yes | MULTI-POSITION | 33800 | 12 | 16 | 31200 | 8.1 | R-454B
215568235 | 5A6H5036A1 | 5PX*B006AS3+TSTAT | S8X2B080M4PSC | American Standard | Heat Pump | 15 | 80000 | 3-TON | A-COIL | Yes | MULTI-POSITION | 33800 | 12 | 16 | 31200 | 8.1 | R-454B
215566401 | 5A6H5036A1 | 5TXCC009AS3+TSTAT | S8X2C080M5PSC | American Standard | Heat Pump | 15 | 80000 | 3-TON | A-COIL | Yes | MULTI-POSITION | 34800 | 12 | 16 | 31400 | 8.1 | R-454B
215568469 | 5A6H5036A1 | 5PX*C007AS3+TSTAT | S8X2C080M5PSC | American Standard | Heat Pump | 15 | 80000 | 3-TON | A-COIL | Yes | MULTI-POSITION | 34400 | 12 | 16 | 31600 | 8.1 | R-454B
215568497 | 5A6H5036A1 | 5PX*C009AS3+TSTAT | S8X2C080M5PSC | American Standard | Heat Pump | 15 | 80000 | 3-TON | A-COIL | Yes | MULTI-POSITION | 34800 | 12 | 16 | 31400 | 8.1 | R-454B
215568599 | 5A6H5036A1 | 5PX*CD07AS3+TSTAT | S8X2C080M5PSC | American Standard | Heat Pump | 15 | 80000 | 3-TON | A-COIL | Yes | DOWNFLOW | 34400 | 12 | 16 | 32200 | 8.1 | R-454B
215568647 | 5A6H5036A1 | 5PX*CD09AS3+TSTAT | S8X2C080M5PSC | American Standard | Heat Pump | 15 | 80000 | 3-TON | A-COIL | Yes | DOWNFLOW | 34800 | 12 | 16 | 31200 | 8.1 | R-454B
215566397 | 5A6H5036A1 | 5TXCC009AS3+TSTAT | S8X2C100M5PSC | American Standard | Heat Pump | 15 | 100000 | 3-TON | A-COIL | Yes | MULTI-POSITION | 34400 | 12 | 16 | 31000 | 8.1 | R-454B
215568473 | 5A6H5036A1 | 5PX*C007AS3+TSTAT | S8X2C100M5PSC | American Standard | Heat Pump | 15 | 100000 | 3-TON | A-COIL | Yes | MULTI-POSITION | 34000 | 12 | 16 | 31200 | 8.1 | R-454B
215568491 | 5A6H5036A1 | 5PX*C009AS3+TSTAT | S8X2C100M5PSC | American Standard | Heat Pump | 15 | 100000 | 3-TON | A-COIL | Yes | MULTI-POSITION | 34400 | 12 | 16 | 31000 | 8.1 | R-454B
215568601 | 5A6H5036A1 | 5PX*CD07AS3+TSTAT | S8X2C100M5PSC | American Standard | Heat Pump | 15 | 100000 | 3-TON | A-COIL | Yes | DOWNFLOW | 34000 | 12 | 16 | 32000 | 8.1 | R-454B
215568643 | 5A6H5036A1 | 5PX*CD09AS3+TSTAT | S8X2C100M5PSC | American Standard | Heat Pump | 15 | 100000 | 3-TON | A-COIL | Yes | DOWNFLOW | 34400 | 12 | 16 | 31000 | 8.1 | R-454B
214078804 | 5A6H5036A1 | 5TXCD010AS3+TSTAT | S8X2D120M5PSC | American Standard | Heat Pump | 15 | 120000 | 3-TON | A-COIL | Yes | MULTI-POSITION | 34400 | 12 | 16 | 31200 | 8.1 | R-454B
215566431 | 5A6H5036A1 | 5TXCD008AS3+TSTAT | S8X2D120M5PSC | American Standard | Heat Pump | 15 | 120000 | 3-TON | A-COIL | Yes | MULTI-POSITION | 34400 | 12 | 16 | 31400 | 8.5 | R-454B
215568659 | 5A6H5036A1 | 5PX*D008AS3+TSTAT | S8X2D120M5PSC | American Standard | Heat Pump | 15 | 120000 | 3-TON | A-COIL | Yes | MULTI-POSITION | 34400 | 12 | 16 | 31400 | 8.5 | R-454B
215568683 | 5A6H5036A1 | 5PX*D010AS3+TSTAT | S8X2D120M5PSC | American Standard | Heat Pump | 15 | 120000 | 3-TON | A-COIL | Yes | MULTI-POSITION | 34800 | 12 | 16 | 31200 | 8.1 | R-454B
215568701 | 5A6H5036A1 | 5PX*DD10AS3+TSTAT | S8X2D120M5PSC | American Standard | Heat Pump | 15 | 120000 | 3-TON | A-COIL | Yes | DOWNFLOW | 34200 | 12 | 16 | 31000 | 8.1 | R-454B
215831455 | 5A6H5036A1 | 5PX*B006AS3+TSTAT | S9V2B060U4VSB | American Standard | Heat Pump | 15 | 60000 | 3-TON | A-COIL | Yes | UPFLOW | 34000 | 12 | 16 | 31200 | 8.1 | R-454B
215831483 | 5A6H5036A1 | 5TXCB006AS3+TSTAT | S9V2B060U4VSB | American Standard | Heat Pump | 15 | 60000 | 3-TON | A-COIL | Yes | UPFLOW | 33800 | 12 | 16 | 31400 | 8.1 | R-454B
215831467 | 5A6H5036A1 | 5PX*C007AS3+TSTAT | S9V2C080U5VSB | American Standard | Heat Pump | 15 | 80000 | 3-TON | A-COIL | Yes | UPFLOW | 34600 | 12 | 16 | 31800 | 8.5 | R-454B
215831471 | 5A6H5036A1 | 5PX*C009AS3+TSTAT | S9V2C080U5VSB | American Standard | Heat Pump | 15 | 80000 | 3-TON | A-COIL | Yes | UPFLOW | 34400 | 12 | 16 | 30800 | 8.1 | R-454B
215831489 | 5A6H5036A1 | 5TXCC007AS3+TSTAT | S9V2C080U5VSB | American Standard | Heat Pump | 15 | 80000 | 3-TON | A-COIL | Yes | UPFLOW | 34600 | 12 | 16 | 31800 | 8.5 | R-454B
215831495 | 5A6H5036A1 | 5TXCC009AS3+TSTAT | S9V2C080U5VSB | American Standard | Heat Pump | 15 | 80000 | 3-TON | A-COIL | Yes | UPFLOW | 34400 | 12 | 16 | 30800 | 8.1 | R-454B
215568607 | 5A6H5036A1 | 5PX*CD07AS3+TSTAT | S9V2C100D4VSB | American Standard | Heat Pump | 15 | 100000 | 3-TON | A-COIL | Yes | DOWNFLOW | 34000 | 12 | 16 | 31800 | 8.1 | R-454B
215568639 | 5A6H5036A1 | 5PX*CD09AS3+TSTAT | S9V2C100D4VSB | American Standard | Heat Pump | 15 | 100000 | 3-TON | A-COIL | Yes | DOWNFLOW | 34800 | 12 | 16.5 | 31400 | 8.1 | R-454B
215568605 | 5A6H5036A1 | 5PX*CD07AS3+TSTAT | S9V2C100D5PSC | American Standard | Heat Pump | 15 | 100000 | 3-TON | A-COIL | Yes | DOWNFLOW | 34000 | 12 | 16 | 31800 | 8.1 | R-454B
215568637 | 5A6H5036A1 | 5PX*CD09AS3+TSTAT | S9V2C100D5PSC | American Standard | Heat Pump | 15 | 100000 | 3-TON | A-COIL | Yes | DOWNFLOW | 34800 | 12 | 16.5 | 31400 | 8.1 | R-454B
215831475 | 5A6H5036A1 | 5PX*CD07AS3+TSTAT | S9V2C100D5VSB | American Standard | Heat Pump | 15 | 100000 | 3-TON | A-COIL | Yes | DOWNFLOW | 34000 | 12 | 16 | 31800 | 8.1 | R-454B
215831477 | 5A6H5036A1 | 5PX*CD09AS3+TSTAT | S9V2C100D5VSB | American Standard | Heat Pump | 15 | 100000 | 3-TON | A-COIL | Yes | DOWNFLOW | 34800 | 12 | 16 | 31400 | 8.1 | R-454B
214078772 | 5A6H5036A1 | 5TXCC007AS3+TSTAT | S9V2C100U5PSB | American Standard | Heat Pump | 15 | 100000 | 3-TON | A-COIL | Yes | UPFLOW | 34200 | 12 | 16 | 31400 | 8.1 | R-454B
214078714 | 5A6H5036A1 | 5TXCC007AS3+TSTAT | S9V2C100U5PSC | American Standard | Heat Pump | 15 | 100000 | 3-TON | A-COIL | Yes | UPFLOW | 34200 | 12 | 16 | 31400 | 8.1 | R-454B
215568481 | 5A6H5036A1 | 5PX*C007AS3+TSTAT | S9V2C100U5PSC | American Standard | Heat Pump | 15 | 100000 | 3-TON | A-COIL | Yes | UPFLOW | 34600 | 12 | 16 | 31800 | 8.5 | R-454B
215568535 | 5A6H5036A1 | 5PX*C009AS3+TSTAT | S9V2C100U5PSC | American Standard | Heat Pump | 15 | 100000 | 3-TON | A-COIL | Yes | UPFLOW | 34400 | 12 | 16 | 31000 | 8.1 | R-454B
215831465 | 5A6H5036A1 | 5PX*C007AS3+TSTAT | S9V2C100U5VSB | American Standard | Heat Pump | 15 | 100000 | 3-TON | A-COIL | Yes | UPFLOW | 34600 | 12 | 16 | 31800 | 8.5 | R-454B
215831469 | 5A6H5036A1 | 5PX*C009AS3+TSTAT | S9V2C100U5VSB | American Standard | Heat Pump | 15 | 100000 | 3-TON | A-COIL | Yes | UPFLOW | 34400 | 12 | 16 | 31000 | 8.1 | R-454B
215831491 | 5A6H5036A1 | 5TXCC007AS3+TSTAT | S9V2C100U5VSB | American Standard | Heat Pump | 15 | 100000 | 3-TON | A-COIL | Yes | UPFLOW | 34600 | 12 | 16 | 31800 | 8.5 | R-454B
215831493 | 5A6H5036A1 | 5TXCC009AS3+TSTAT | S9V2C100U5VSB | American Standard | Heat Pump | 15 | 100000 | 3-TON | A-COIL | Yes | UPFLOW | 34400 | 12 | 16 | 31000 | 8.1 | R-454B
214078784 | 5A6H5036A1 | 5TXCD010AS3+TSTAT | S9V2D120U5PSB | American Standard | Heat Pump | 15 | 120000 | 3-TON | A-COIL | Yes | UPFLOW | 34000 | 12 | 16 | 30800 | 8.1 | R-454B
214078782 | 5A6H5036A1 | 5TXCD010AS3+TSTAT | S9V2D120U5PSC | American Standard | Heat Pump | 15 | 120000 | 3-TON | A-COIL | Yes | UPFLOW | 34800 | 12 | 16 | 31200 | 8.1 | R-454B
215566435 | 5A6H5036A1 | 5TXCD008AS3+TSTAT | S9V2D120U5PSC | American Standard | Heat Pump | 15 | 120000 | 3-TON | A-COIL | Yes | UPFLOW | 34800 | 12 | 16 | 31800 | 8.5 | R-454B
215568655 | 5A6H5036A1 | 5PX*D008AS3+TSTAT | S9V2D120U5PSC | American Standard | Heat Pump | 15 | 120000 | 3-TON | A-COIL | Yes | UPFLOW | 34800 | 12 | 16 | 31800 | 8.5 | R-454B
215568679 | 5A6H5036A1 | 5PX*D010AS3+TSTAT | S9V2D120U5PSC | American Standard | Heat Pump | 15 | 120000 | 3-TON | A-COIL | Yes | UPFLOW | 34800 | 12 | 16 | 31000 | 8.1 | R-454B
214078738 | 5A6H5036A1 | 5TXCC007AS3+TSTAT | S9X1C080U5PSB | American Standard | Heat Pump | 15 | 80000 | 3-TON | A-COIL | Yes | UPFLOW | 34000 | 12 | 16 | 31200 | 8.1 | R-454B
215566389 | 5A6H5036A1 | 5TXCC009AS3+TSTAT | S9X1C080U5PSB | American Standard | Heat Pump | 15 | 80000 | 3-TON | A-COIL | Yes | UPFLOW | 34400 | 12 | 16 | 31000 | 8.1 | R-454B
215568483 | 5A6H5036A1 | 5PX*C007AS3+TSTAT | S9X1C080U5PSB | American Standard | Heat Pump | 15 | 80000 | 3-TON | A-COIL | Yes | UPFLOW | 34200 | 12 | 16 | 31400 | 8.1 | R-454B
215568537 | 5A6H5036A1 | 5PX*C009AS3+TSTAT | S9X1C080U5PSB | American Standard | Heat Pump | 15 | 80000 | 3-TON | A-COIL | Yes | UPFLOW | 34400 | 12 | 16 | 31000 | 8.1 | R-454B
215568675 | 5A6H5036A1 | 5PX*D010AS3+TSTAT | S9X1D120U5PSB | American Standard | Heat Pump | 15 | 120000 | 3-TON | A-COIL | Yes | UPFLOW | 34200 | 12 | 16 | 30600 | 8.1 | R-454B
214078736 | 5A6H5036A1 | 5TXCC007AS3+TSTAT | S9X2C080U5PSB | American Standard | Heat Pump | 15 | 80000 | 3-TON | A-COIL | Yes | UPFLOW | 34000 | 12 | 16 | 31200 | 8.1 | R-454B
215566385 | 5A6H5036A1 | 5TXCC009AS3+TSTAT | S9X2C080U5PSB | American Standard | Heat Pump | 15 | 80000 | 3-TON | A-COIL | Yes | UPFLOW | 34400 | 12 | 16 | 31000 | 8.1 | R-454B
215568487 | 5A6H5036A1 | 5PX*C007AS3+TSTAT | S9X2C080U5PSB | American Standard | Heat Pump | 15 | 80000 | 3-TON | A-COIL | Yes | UPFLOW | 34200 | 12 | 16 | 31400 | 8.1 | R-454B
215568527 | 5A6H5036A1 | 5PX*C009AS3+TSTAT | S9X2C080U5PSB | American Standard | Heat Pump | 15 | 80000 | 3-TON | A-COIL | Yes | UPFLOW | 34400 | 12 | 16 | 31000 | 8.1 | R-454B
215568691 | 5A6H5036A1 | 5PX*D010AS3+TSTAT | S9X2D120U5PSB | American Standard | Heat Pump | 15 | 120000 | 3-TON | A-COIL | Yes | UPFLOW | 34200 | 12 | 16 | 30600 | 8.1 | R-454B
214078522 | 5A6H5036A1 | 5TEM6D04AV31+TDR+TSTAT |  | American Standard | Heat Pump | 15 | NO FURNACE | 3-TON | AIR HANDLER | Yes | MULTI-POSITION | 33400 | 12 | 16 | 31800 | 8.5 | R-454B
214078524 | 5A6H5036A1 | 5TEM6D06AV41+TDR+TSTAT |  | American Standard | Heat Pump | 15 | NO FURNACE | 3-TON | AIR HANDLER | Yes | MULTI-POSITION | 34800 | 12 | 16 | 31400 | 8.5 | R-454B
214078526 | 5A6H5036A1 | 5TEM6D07AV51+TDR+TSTAT |  | American Standard | Heat Pump | 15 | NO FURNACE | 3-TON | AIR HANDLER | Yes | MULTI-POSITION | 34800 | 12 | 16 | 31400 | 8.5 | R-454B
215610944 | 5A6H5036A1 | 5TEM6D05AV41+TDR+TSTAT |  | American Standard | Heat Pump | 15 | NO FURNACE | 3-TON | AIR HANDLER | Yes | MULTI-POSITION | 33600 | 12 | 16 | 31800 | 8.5 | R-454B
215863935 | 5A6H5036A1 | 5TEMCD04AV31+TDR+TSTAT |  | American Standard | Heat Pump | 15 | NO FURNACE | 3-TON | AIR HANDLER | Yes | MULTI-POSITION | 34000 | 12 | 16 | 31600 | 8.5 | R-454B
215863937 | 5A6H5036A1 | 5TEMCD05AV41+TDR+TSTAT |  | American Standard | Heat Pump | 15 | NO FURNACE | 3-TON | AIR HANDLER | Yes | MULTI-POSITION | 34000 | 12 | 16 | 31600 | 8.5 | R-454B
215863939 | 5A6H5036A1 | 5TEMCD06AV41+TDR+TSTAT |  | American Standard | Heat Pump | 15 | NO FURNACE | 3-TON | AIR HANDLER | Yes | MULTI-POSITION | 35200 | 12 | 16.5 | 31200 | 8.5 | R-454B
215863941 | 5A6H5036A1 | 5TEMCD07AV51+TDR+TSTAT |  | American Standard | Heat Pump | 15 | NO FURNACE | 3-TON | AIR HANDLER | Yes | MULTI-POSITION | 35200 | 12 | 16.5 | 31200 | 8.1 | R-454B
216021952 | 5A6H5036A1 | 5TAM5D05AC31+TSTAT |  | American Standard | Heat Pump | 15 | NO FURNACE | 3-TON | AIR HANDLER | Yes | MULTI-POSITION | 33600 | 12 | 16 | 31400 | 8.1 | R-454B
216021954 | 5A6H5036A1 | 5TAM5D06AC41+TSTAT |  | American Standard | Heat Pump | 15 | NO FURNACE | 3-TON | AIR HANDLER | Yes | MULTI-POSITION | 34600 | 12 | 16 | 30800 | 8.1 | R-454B
216056973 | 5A6H5036A1 | 5TAMXD05AV41+TSTAT |  | American Standard | Heat Pump | 15 | NO FURNACE | 3-TON | AIR HANDLER | Yes | MULTI-POSITION | 34400 | 12 | 16 | 31600 | 8.1 | R-454B
216056975 | 5A6H5036A1 | 5TAMXD06AV41+TSTAT |  | American Standard | Heat Pump | 15 | NO FURNACE | 3-TON | AIR HANDLER | Yes | MULTI-POSITION | 34600 | 12 | 16 | 31600 | 8.1 | R-454B
216056977 | 5A6H5036A1 | 5TAMXD07AV51+TSTAT |  | American Standard | Heat Pump | 15 | NO FURNACE | 3-TON | AIR HANDLER | Yes | MULTI-POSITION | 34400 | 12 | 16 | 30800 | 8.1 | R-454B
215566545 | 5A6H5042A1 | 5TXCC009AS3+TSTAT | *UHMC100CCV4 | American Standard | Heat Pump | 15 | 100000 | 3.5-TON | A-COIL | Yes | UPFLOW | 40500 | 12 | 16 | 39000 | 8.1 | R-454B
215568965 | 5A6H5042A1 | 5PX*C009AS3+TSTAT | *UHMC100CCV4 | American Standard | Heat Pump | 15 | 100000 | 3.5-TON | A-COIL | Yes | UPFLOW | 40500 | 12 | 16 | 39000 | 8.1 | R-454B
215574169 | 5A6H5042A1 | 5PX*C007AS3+TSTAT | *UHMC100CCV4 | American Standard | Heat Pump | 15 | 100000 | 3.5-TON | A-COIL | Yes | UPFLOW | 39500 | 12 | 16 | 39000 | 8.1 | R-454B
214078922 | 5A6H5042A1 | 5TXCC007AS3+TSTAT | S8V2C080M5PCB | American Standard | Heat Pump | 15 | 80000 | 3.5-TON | A-COIL | Yes | MULTI-POSITION | 40000 | 12 | 16 | 40000 | 8.1 | R-454B
215566559 | 5A6H5042A1 | 5TXCC009AS3+TSTAT | S8V2C080M5PCB | American Standard | Heat Pump | 15 | 80000 | 3.5-TON | A-COIL | Yes | MULTI-POSITION | 41000 | 12 | 16 | 39500 | 8.1 | R-454B
215568899 | 5A6H5042A1 | 5PX*C007AS3+TSTAT | S8V2C080M5PCB | American Standard | Heat Pump | 15 | 80000 | 3.5-TON | A-COIL | Yes | MULTI-POSITION | 40000 | 12 | 16 | 40000 | 8.1 | R-454B
215568957 | 5A6H5042A1 | 5PX*C009AS3+TSTAT | S8V2C080M5PCB | American Standard | Heat Pump | 15 | 80000 | 3.5-TON | A-COIL | Yes | MULTI-POSITION | 41000 | 12 | 16 | 39500 | 8.1 | R-454B
215569047 | 5A6H5042A1 | 5PX*CD09AS3+TSTAT | S8V2C080M5PCB | American Standard | Heat Pump | 15 | 80000 | 3.5-TON | A-COIL | Yes | DOWNFLOW | 40000 | 12 | 16 | 39000 | 8 | R-454B
214078918 | 5A6H5042A1 | 5TXCC007AS3+TSTAT | S8V2C080M5PDB | American Standard | Heat Pump | 15 | 80000 | 3.5-TON | A-COIL | Yes | MULTI-POSITION | 40000 | 12 | 16 | 40000 | 8.1 | R-454B
215566561 | 5A6H5042A1 | 5TXCC009AS3+TSTAT | S8V2C080M5PDB | American Standard | Heat Pump | 15 | 80000 | 3.5-TON | A-COIL | Yes | MULTI-POSITION | 41000 | 12 | 16 | 39500 | 8.1 | R-454B
215568897 | 5A6H5042A1 | 5PX*C007AS3+TSTAT | S8V2C080M5PDB | American Standard | Heat Pump | 15 | 80000 | 3.5-TON | A-COIL | Yes | MULTI-POSITION | 39500 | 12 | 16 | 39500 | 8 | R-454B
215568955 | 5A6H5042A1 | 5PX*C009AS3+TSTAT | S8V2C080M5PDB | American Standard | Heat Pump | 15 | 80000 | 3.5-TON | A-COIL | Yes | MULTI-POSITION | 41000 | 12 | 16 | 39500 | 8.1 | R-454B
215569049 | 5A6H5042A1 | 5PX*CD09AS3+TSTAT | S8V2C080M5PDB | American Standard | Heat Pump | 15 | 80000 | 3.5-TON | A-COIL | Yes | DOWNFLOW | 40000 | 12 | 16 | 39000 | 8 | R-454B
214078876 | 5A6H5042A1 | 5TXCC007AS3+TSTAT | S8V2C100M5PCB | American Standard | Heat Pump | 15 | 100000 | 3.5-TON | A-COIL | Yes | MULTI-POSITION | 40000 | 12 | 16 | 40000 | 8.1 | R-454B
215566563 | 5A6H5042A1 | 5TXCC009AS3+TSTAT | S8V2C100M5PCB | American Standard | Heat Pump | 15 | 100000 | 3.5-TON | A-COIL | Yes | MULTI-POSITION | 40500 | 12 | 16 | 39500 | 8.1 | R-454B
215568933 | 5A6H5042A1 | 5PX*C007AS3+TSTAT | S8V2C100M5PCB | American Standard | Heat Pump | 15 | 100000 | 3.5-TON | A-COIL | Yes | MULTI-POSITION | 40000 | 12 | 16 | 39500 | 8.1 | R-454B
215568953 | 5A6H5042A1 | 5PX*C009AS3+TSTAT | S8V2C100M5PCB | American Standard | Heat Pump | 15 | 100000 | 3.5-TON | A-COIL | Yes | MULTI-POSITION | 40500 | 12 | 16 | 39500 | 8.1 | R-454B
215569051 | 5A6H5042A1 | 5PX*CD09AS3+TSTAT | S8V2C100M5PCB | American Standard | Heat Pump | 15 | 100000 | 3.5-TON | A-COIL | Yes | DOWNFLOW | 40500 | 12 | 16 | 39000 | 8 | R-454B
214078880 | 5A6H5042A1 | 5TXCC007AS3+TSTAT | S8V2C100M5PDB | American Standard | Heat Pump | 15 | 100000 | 3.5-TON | A-COIL | Yes | MULTI-POSITION | 40000 | 12 | 16 | 40000 | 8.1 | R-454B
215566565 | 5A6H5042A1 | 5TXCC009AS3+TSTAT | S8V2C100M5PDB | American Standard | Heat Pump | 15 | 100000 | 3.5-TON | A-COIL | Yes | MULTI-POSITION | 40500 | 12 | 16 | 39500 | 8.1 | R-454B
215568935 | 5A6H5042A1 | 5PX*C007AS3+TSTAT | S8V2C100M5PDB | American Standard | Heat Pump | 15 | 100000 | 3.5-TON | A-COIL | Yes | MULTI-POSITION | 40000 | 12 | 16 | 39500 | 8.1 | R-454B
215568951 | 5A6H5042A1 | 5PX*C009AS3+TSTAT | S8V2C100M5PDB | American Standard | Heat Pump | 15 | 100000 | 3.5-TON | A-COIL | Yes | MULTI-POSITION | 40500 | 12 | 16 | 39500 | 8.1 | R-454B
215569053 | 5A6H5042A1 | 5PX*CD09AS3+TSTAT | S8V2C100M5PDB | American Standard | Heat Pump | 15 | 100000 | 3.5-TON | A-COIL | Yes | DOWNFLOW | 40500 | 12 | 16 | 39000 | 8 | R-454B
214078974 | 5A6H5042A1 | 5TXCD010AS3+TSTAT | S8V2D120M5PCA | American Standard | Heat Pump | 15 | 120000 | 3.5-TON | A-COIL | Yes | MULTI-POSITION | 41000 | 12 | 16 | 39500 | 8.1 | R-454B
214078976 | 5A6H5042A1 | 5TXCD010AS3+TSTAT | S8V2D120M5PCB | American Standard | Heat Pump | 15 | 120000 | 3.5-TON | A-COIL | Yes | MULTI-POSITION | 41000 | 12 | 16 | 39500 | 8.1 | R-454B
215566593 | 5A6H5042A1 | 5TXCD008AS3+TSTAT | S8V2D120M5PCB | American Standard | Heat Pump | 15 | 120000 | 3.5-TON | A-COIL | Yes | MULTI-POSITION | 40500 | 12 | 16 | 40000 | 8.1 | R-454B
215569071 | 5A6H5042A1 | 5PX*D008AS3+TSTAT | S8V2D120M5PCB | American Standard | Heat Pump | 15 | 120000 | 3.5-TON | A-COIL | Yes | MULTI-POSITION | 40500 | 12 | 16 | 40000 | 8.1 | R-454B
215569109 | 5A6H5042A1 | 5PX*D010AS3+TSTAT | S8V2D120M5PCB | American Standard | Heat Pump | 15 | 120000 | 3.5-TON | A-COIL | Yes | MULTI-POSITION | 41000 | 12 | 16.5 | 39500 | 8.1 | R-454B
214078972 | 5A6H5042A1 | 5TXCD010AS3+TSTAT | S8V2D120M5PDA | American Standard | Heat Pump | 15 | 120000 | 3.5-TON | A-COIL | Yes | MULTI-POSITION | 41000 | 12 | 16 | 39500 | 8.1 | R-454B
214078942 | 5A6H5042A1 | 5TXCD010AS3+TSTAT | S8V2D120M5PDB | American Standard | Heat Pump | 15 | 120000 | 3.5-TON | A-COIL | Yes | MULTI-POSITION | 41000 | 12 | 16 | 39500 | 8.1 | R-454B
215566591 | 5A6H5042A1 | 5TXCD008AS3+TSTAT | S8V2D120M5PDB | American Standard | Heat Pump | 15 | 120000 | 3.5-TON | A-COIL | Yes | MULTI-POSITION | 40500 | 12 | 16 | 40000 | 8.1 | R-454B
215569069 | 5A6H5042A1 | 5PX*D008AS3+TSTAT | S8V2D120M5PDB | American Standard | Heat Pump | 15 | 120000 | 3.5-TON | A-COIL | Yes | MULTI-POSITION | 40500 | 12 | 16 | 40000 | 8.1 | R-454B
215569107 | 5A6H5042A1 | 5PX*D010AS3+TSTAT | S8V2D120M5PDB | American Standard | Heat Pump | 15 | 120000 | 3.5-TON | A-COIL | Yes | MULTI-POSITION | 41000 | 12 | 16.5 | 39500 | 8.1 | R-454B
215569127 | 5A6H5042A1 | 5PX*DD10AS3+TSTAT | S8V2D120M5PDB | American Standard | Heat Pump | 15 | 120000 | 3.5-TON | A-COIL | Yes | DOWNFLOW | 40500 | 12 | 16 | 40000 | 8.1 | R-454B
214078882 | 5A6H5042A1 | 5TXCC007AS3+TSTAT | S8X1C080M5PSC | American Standard | Heat Pump | 15 | 80000 | 3.5-TON | A-COIL | Yes | MULTI-POSITION | 40000 | 12 | 16 | 40000 | 8.1 | R-454B
215566519 | 5A6H5042A1 | 5TXCC009AS3+TSTAT | S8X1C080M5PSC | American Standard | Heat Pump | 15 | 80000 | 3.5-TON | A-COIL | Yes | MULTI-POSITION | 40500 | 12 | 16 | 39000 | 8.1 | R-454B
215568937 | 5A6H5042A1 | 5PX*C007AS3+TSTAT | S8X1C080M5PSC | American Standard | Heat Pump | 15 | 80000 | 3.5-TON | A-COIL | Yes | MULTI-POSITION | 40000 | 12 | 16 | 39500 | 8.1 | R-454B
215568949 | 5A6H5042A1 | 5PX*C009AS3+TSTAT | S8X1C080M5PSC | American Standard | Heat Pump | 15 | 80000 | 3.5-TON | A-COIL | Yes | MULTI-POSITION | 40500 | 12 | 16 | 39000 | 8.1 | R-454B
215569055 | 5A6H5042A1 | 5PX*CD09AS3+TSTAT | S8X1C080M5PSC | American Standard | Heat Pump | 15 | 80000 | 3.5-TON | A-COIL | Yes | DOWNFLOW | 40500 | 12 | 16 | 39000 | 8 | R-454B
214078886 | 5A6H5042A1 | 5TXCC007AS3+TSTAT | S8X1C100M5PSC | American Standard | Heat Pump | 15 | 100000 | 3.5-TON | A-COIL | Yes | MULTI-POSITION | 40000 | 12 | 16 | 40000 | 8.1 | R-454B
215566525 | 5A6H5042A1 | 5TXCC009AS3+TSTAT | S8X1C100M5PSC | American Standard | Heat Pump | 15 | 100000 | 3.5-TON | A-COIL | Yes | MULTI-POSITION | 41000 | 12 | 16 | 39500 | 8.1 | R-454B
215568927 | 5A6H5042A1 | 5PX*C007AS3+TSTAT | S8X1C100M5PSC | American Standard | Heat Pump | 15 | 100000 | 3.5-TON | A-COIL | Yes | MULTI-POSITION | 40000 | 12 | 16 | 39500 | 8.1 | R-454B
215568987 | 5A6H5042A1 | 5PX*C009AS3+TSTAT | S8X1C100M5PSC | American Standard | Heat Pump | 15 | 100000 | 3.5-TON | A-COIL | Yes | MULTI-POSITION | 41000 | 12 | 16 | 39500 | 8.1 | R-454B
215569025 | 5A6H5042A1 | 5PX*CD09AS3+TSTAT | S8X1C100M5PSC | American Standard | Heat Pump | 15 | 100000 | 3.5-TON | A-COIL | Yes | DOWNFLOW | 40500 | 12 | 16 | 39000 | 8 | R-454B
214078944 | 5A6H5042A1 | 5TXCD010AS3+TSTAT | S8X1D120M5PSC | American Standard | Heat Pump | 15 | 120000 | 3.5-TON | A-COIL | Yes | MULTI-POSITION | 40500 | 12 | 16 | 39500 | 8.1 | R-454B
215566575 | 5A6H5042A1 | 5TXCD008AS3+TSTAT | S8X1D120M5PSC | American Standard | Heat Pump | 15 | 120000 | 3.5-TON | A-COIL | Yes | MULTI-POSITION | 40500 | 12 | 16 | 40000 | 8.1 | R-454B
215569141 | 5A6H5042A1 | 5PX*DD10AS3+TSTAT | S8X1D120M5PSC | American Standard | Heat Pump | 15 | 120000 | 3.5-TON | A-COIL | Yes | DOWNFLOW | 40000 | 12 | 16 | 39500 | 8.1 | R-454B
214078890 | 5A6H5042A1 | 5TXCC007AS3+TSTAT | S8X2C080M5PSC | American Standard | Heat Pump | 15 | 80000 | 3.5-TON | A-COIL | Yes | MULTI-POSITION | 40000 | 12 | 16 | 40000 | 8.1 | R-454B
215566529 | 5A6H5042A1 | 5TXCC009AS3+TSTAT | S8X2C080M5PSC | American Standard | Heat Pump | 15 | 80000 | 3.5-TON | A-COIL | Yes | MULTI-POSITION | 40500 | 12 | 16 | 39000 | 8.1 | R-454B
215568923 | 5A6H5042A1 | 5PX*C007AS3+TSTAT | S8X2C080M5PSC | American Standard | Heat Pump | 15 | 80000 | 3.5-TON | A-COIL | Yes | MULTI-POSITION | 40000 | 12 | 16 | 39500 | 8.1 | R-454B
215568979 | 5A6H5042A1 | 5PX*C009AS3+TSTAT | S8X2C080M5PSC | American Standard | Heat Pump | 15 | 80000 | 3.5-TON | A-COIL | Yes | MULTI-POSITION | 40500 | 12 | 16 | 39000 | 8.1 | R-454B
215569059 | 5A6H5042A1 | 5PX*CD09AS3+TSTAT | S8X2C080M5PSC | American Standard | Heat Pump | 15 | 80000 | 3.5-TON | A-COIL | Yes | DOWNFLOW | 40500 | 12 | 16 | 39000 | 8 | R-454B
214078894 | 5A6H5042A1 | 5TXCC007AS3+TSTAT | S8X2C100M5PSC | American Standard | Heat Pump | 15 | 100000 | 3.5-TON | A-COIL | Yes | MULTI-POSITION | 40000 | 12 | 16 | 40000 | 8.1 | R-454B
215566533 | 5A6H5042A1 | 5TXCC009AS3+TSTAT | S8X2C100M5PSC | American Standard | Heat Pump | 15 | 100000 | 3.5-TON | A-COIL | Yes | MULTI-POSITION | 41000 | 12 | 16 | 39500 | 8.1 | R-454B
215568919 | 5A6H5042A1 | 5PX*C007AS3+TSTAT | S8X2C100M5PSC | American Standard | Heat Pump | 15 | 100000 | 3.5-TON | A-COIL | Yes | MULTI-POSITION | 40000 | 12 | 16 | 39500 | 8.1 | R-454B
215568975 | 5A6H5042A1 | 5PX*C009AS3+TSTAT | S8X2C100M5PSC | American Standard | Heat Pump | 15 | 100000 | 3.5-TON | A-COIL | Yes | MULTI-POSITION | 41000 | 12 | 16 | 39500 | 8.1 | R-454B
215569029 | 5A6H5042A1 | 5PX*CD09AS3+TSTAT | S8X2C100M5PSC | American Standard | Heat Pump | 15 | 100000 | 3.5-TON | A-COIL | Yes | DOWNFLOW | 40500 | 12 | 16 | 39000 | 8 | R-454B
214078948 | 5A6H5042A1 | 5TXCD010AS3+TSTAT | S8X2D120M5PSC | American Standard | Heat Pump | 15 | 120000 | 3.5-TON | A-COIL | Yes | MULTI-POSITION | 40500 | 12 | 16 | 39500 | 8.1 | R-454B
215566579 | 5A6H5042A1 | 5TXCD008AS3+TSTAT | S8X2D120M5PSC | American Standard | Heat Pump | 15 | 120000 | 3.5-TON | A-COIL | Yes | MULTI-POSITION | 40500 | 12 | 16 | 40000 | 8.1 | R-454B
215569085 | 5A6H5042A1 | 5PX*D008AS3+TSTAT | S8X2D120M5PSC | American Standard | Heat Pump | 15 | 120000 | 3.5-TON | A-COIL | Yes | MULTI-POSITION | 40500 | 12 | 16 | 40000 | 8.1 | R-454B
215569115 | 5A6H5042A1 | 5PX*D010AS3+TSTAT | S8X2D120M5PSC | American Standard | Heat Pump | 15 | 120000 | 3.5-TON | A-COIL | Yes | MULTI-POSITION | 41000 | 12 | 16 | 39500 | 8.1 | R-454B
215569129 | 5A6H5042A1 | 5PX*DD10AS3+TSTAT | S8X2D120M5PSC | American Standard | Heat Pump | 15 | 120000 | 3.5-TON | A-COIL | Yes | DOWNFLOW | 40000 | 12 | 16 | 39500 | 8.1 | R-454B
215831507 | 5A6H5042A1 | 5PX*C007AS3+TSTAT | S9V2C080U5VSB | American Standard | Heat Pump | 15 | 80000 | 3.5-TON | A-COIL | Yes | UPFLOW | 40000 | 12 | 16 | 39500 | 8.1 | R-454B
215831511 | 5A6H5042A1 | 5PX*C009AS3+TSTAT | S9V2C080U5VSB | American Standard | Heat Pump | 15 | 80000 | 3.5-TON | A-COIL | Yes | UPFLOW | 40500 | 12 | 16 | 39000 | 8.1 | R-454B
215831533 | 5A6H5042A1 | 5TXCC007AS3+TSTAT | S9V2C080U5VSB | American Standard | Heat Pump | 15 | 80000 | 3.5-TON | A-COIL | Yes | UPFLOW | 40000 | 12 | 16 | 39500 | 8.1 | R-454B
215831537 | 5A6H5042A1 | 5TXCC009AS3+TSTAT | S9V2C080U5VSB | American Standard | Heat Pump | 15 | 80000 | 3.5-TON | A-COIL | Yes | UPFLOW | 40500 | 12 | 16 | 39000 | 8.1 | R-454B
215569033 | 5A6H5042A1 | 5PX*CD09AS3+TSTAT | S9V2C100D4VSB | American Standard | Heat Pump | 15 | 100000 | 3.5-TON | A-COIL | Yes | DOWNFLOW | 41000 | 12 | 16.5 | 39500 | 8.1 | R-454B
215569035 | 5A6H5042A1 | 5PX*CD09AS3+TSTAT | S9V2C100D5PSC | American Standard | Heat Pump | 15 | 100000 | 3.5-TON | A-COIL | Yes | DOWNFLOW | 41000 | 12 | 16 | 39500 | 8.1 | R-454B
215831517 | 5A6H5042A1 | 5PX*CD09AS3+TSTAT | S9V2C100D5VSB | American Standard | Heat Pump | 15 | 100000 | 3.5-TON | A-COIL | Yes | DOWNFLOW | 40500 | 12 | 16 | 39000 | 8.1 | R-454B
214078908 | 5A6H5042A1 | 5TXCC007AS3+TSTAT | S9V2C100U5PSC | American Standard | Heat Pump | 15 | 100000 | 3.5-TON | A-COIL | Yes | UPFLOW | 40000 | 12 | 16 | 40000 | 8.1 | R-454B
215566541 | 5A6H5042A1 | 5TXCC009AS3+TSTAT | S9V2C100U5PSC | American Standard | Heat Pump | 15 | 100000 | 3.5-TON | A-COIL | Yes | UPFLOW | 40500 | 12 | 16 | 39000 | 8.1 | R-454B
215568911 | 5A6H5042A1 | 5PX*C007AS3+TSTAT | S9V2C100U5PSC | American Standard | Heat Pump | 15 | 100000 | 3.5-TON | A-COIL | Yes | UPFLOW | 40000 | 12 | 16 | 39500 | 8.1 | R-454B
215568969 | 5A6H5042A1 | 5PX*C009AS3+TSTAT | S9V2C100U5PSC | American Standard | Heat Pump | 15 | 100000 | 3.5-TON | A-COIL | Yes | UPFLOW | 40500 | 12 | 16 | 39000 | 8.1 | R-454B
215831509 | 5A6H5042A1 | 5PX*C007AS3+TSTAT | S9V2C100U5VSB | American Standard | Heat Pump | 15 | 100000 | 3.5-TON | A-COIL | Yes | UPFLOW | 40000 | 12 | 16 | 39500 | 8.1 | R-454B
215831513 | 5A6H5042A1 | 5PX*C009AS3+TSTAT | S9V2C100U5VSB | American Standard | Heat Pump | 15 | 100000 | 3.5-TON | A-COIL | Yes | UPFLOW | 40500 | 12 | 16 | 39000 | 8.1 | R-454B
215831535 | 5A6H5042A1 | 5TXCC007AS3+TSTAT | S9V2C100U5VSB | American Standard | Heat Pump | 15 | 100000 | 3.5-TON | A-COIL | Yes | UPFLOW | 40000 | 12 | 16 | 39500 | 8.1 | R-454B
215831539 | 5A6H5042A1 | 5TXCC009AS3+TSTAT | S9V2C100U5VSB | American Standard | Heat Pump | 15 | 100000 | 3.5-TON | A-COIL | Yes | UPFLOW | 40500 | 12 | 16 | 39000 | 8.1 | R-454B
215569133 | 5A6H5042A1 | 5PX*DD10AS3+TSTAT | S9V2D120D5PSC | American Standard | Heat Pump | 15 | 120000 | 3.5-TON | A-COIL | Yes | DOWNFLOW | 40000 | 12 | 16 | 39500 | 8.1 | R-454B
215831521 | 5A6H5042A1 | 5PX*DD10AS3+TSTAT | S9V2D120D5VSB | American Standard | Heat Pump | 15 | 120000 | 3.5-TON | A-COIL | Yes | DOWNFLOW | 40000 | 12 | 16 | 39500 | 8.1 | R-454B
214078952 | 5A6H5042A1 | 5TXCD010AS3+TSTAT | S9V2D120U5PSB | American Standard | Heat Pump | 15 | 120000 | 3.5-TON | A-COIL | Yes | UPFLOW | 40500 | 12 | 16 | 39000 | 8.1 | R-454B
214078954 | 5A6H5042A1 | 5TXCD010AS3+TSTAT | S9V2D120U5PSC | American Standard | Heat Pump | 15 | 120000 | 3.5-TON | A-COIL | Yes | UPFLOW | 41000 | 12 | 16.5 | 39500 | 8.1 | R-454B
215566583 | 5A6H5042A1 | 5TXCD008AS3+TSTAT | S9V2D120U5PSC | American Standard | Heat Pump | 15 | 120000 | 3.5-TON | A-COIL | Yes | UPFLOW | 40500 | 12 | 16 | 40000 | 8.1 | R-454B
215569089 | 5A6H5042A1 | 5PX*D008AS3+TSTAT | S9V2D120U5PSC | American Standard | Heat Pump | 15 | 120000 | 3.5-TON | A-COIL | Yes | UPFLOW | 40500 | 12 | 16 | 40000 | 8.1 | R-454B
215569119 | 5A6H5042A1 | 5PX*D010AS3+TSTAT | S9V2D120U5PSC | American Standard | Heat Pump | 15 | 120000 | 3.5-TON | A-COIL | Yes | UPFLOW | 41000 | 12 | 16.5 | 39500 | 8.1 | R-454B
215566543 | 5A6H5042A1 | 5TXCC009AS3+TSTAT | S9X1C080U5PSB | American Standard | Heat Pump | 15 | 80000 | 3.5-TON | A-COIL | Yes | UPFLOW | 40000 | 12 | 16 | 39000 | 8.1 | R-454B
215568909 | 5A6H5042A1 | 5PX*C007AS3+TSTAT | S9X1C080U5PSB | American Standard | Heat Pump | 15 | 80000 | 3.5-TON | A-COIL | Yes | UPFLOW | 39500 | 12 | 16 | 39500 | 8.1 | R-454B
215568967 | 5A6H5042A1 | 5PX*C009AS3+TSTAT | S9X1C080U5PSB | American Standard | Heat Pump | 15 | 80000 | 3.5-TON | A-COIL | Yes | UPFLOW | 40000 | 12 | 16 | 39000 | 8.1 | R-454B
215569037 | 5A6H5042A1 | 5PX*CD09AS3+TSTAT | S9X1C100D5PSB | American Standard | Heat Pump | 15 | 100000 | 3.5-TON | A-COIL | Yes | DOWNFLOW | 39500 | 12 | 16 | 38500 | 8 | R-454B
215566547 | 5A6H5042A1 | 5TXCC009AS3+TSTAT | S9X1C100U5PSB | American Standard | Heat Pump | 15 | 100000 | 3.5-TON | A-COIL | Yes | UPFLOW | 40500 | 12 | 16 | 39500 | 8.1 | R-454B
215568943 | 5A6H5042A1 | 5PX*C009AS3+TSTAT | S9X1C100U5PSB | American Standard | Heat Pump | 15 | 100000 | 3.5-TON | A-COIL | Yes | UPFLOW | 40500 | 12 | 16 | 39500 | 8.1 | R-454B
215569135 | 5A6H5042A1 | 5PX*DD10AS3+TSTAT | S9X1D120D5PSB | American Standard | Heat Pump | 15 | 120000 | 3.5-TON | A-COIL | Yes | DOWNFLOW | 40000 | 12 | 16 | 39000 | 8.1 | R-454B
214078960 | 5A6H5042A1 | 5TXCD010AS3+TSTAT | S9X1D120U5PSB | American Standard | Heat Pump | 15 | 120000 | 3.5-TON | A-COIL | Yes | UPFLOW | 40000 | 12 | 16 | 39000 | 8.1 | R-454B
215566587 | 5A6H5042A1 | 5TXCD008AS3+TSTAT | S9X1D120U5PSB | American Standard | Heat Pump | 15 | 120000 | 3.5-TON | A-COIL | Yes | UPFLOW | 40500 | 12 | 16 | 39500 | 8.1 | R-454B
215569081 | 5A6H5042A1 | 5PX*D008AS3+TSTAT | S9X1D120U5PSB | American Standard | Heat Pump | 15 | 120000 | 3.5-TON | A-COIL | Yes | UPFLOW | 40500 | 12 | 16 | 39500 | 8.1 | R-454B
215569101 | 5A6H5042A1 | 5PX*D010AS3+TSTAT | S9X1D120U5PSB | American Standard | Heat Pump | 15 | 120000 | 3.5-TON | A-COIL | Yes | UPFLOW | 41000 | 12 | 16 | 39000 | 8.1 | R-454B
215566549 | 5A6H5042A1 | 5TXCC009AS3+TSTAT | S9X2C080U5PSB | American Standard | Heat Pump | 15 | 80000 | 3.5-TON | A-COIL | Yes | UPFLOW | 40000 | 12 | 16 | 39000 | 8.1 | R-454B
215568939 | 5A6H5042A1 | 5PX*C007AS3+TSTAT | S9X2C080U5PSB | American Standard | Heat Pump | 15 | 80000 | 3.5-TON | A-COIL | Yes | UPFLOW | 39500 | 12 | 16 | 39500 | 8.1 | R-454B
215568985 | 5A6H5042A1 | 5PX*C009AS3+TSTAT | S9X2C080U5PSB | American Standard | Heat Pump | 15 | 80000 | 3.5-TON | A-COIL | Yes | UPFLOW | 40000 | 12 | 16 | 39000 | 8.1 | R-454B
215569039 | 5A6H5042A1 | 5PX*CD09AS3+TSTAT | S9X2C100D5PSB | American Standard | Heat Pump | 15 | 100000 | 3.5-TON | A-COIL | Yes | DOWNFLOW | 39500 | 12 | 16 | 38500 | 8 | R-454B
215566551 | 5A6H5042A1 | 5TXCC009AS3+TSTAT | S9X2C100U5PSB | American Standard | Heat Pump | 15 | 100000 | 3.5-TON | A-COIL | Yes | UPFLOW | 40500 | 12 | 16 | 39500 | 8.1 | R-454B
215568945 | 5A6H5042A1 | 5PX*C009AS3+TSTAT | S9X2C100U5PSB | American Standard | Heat Pump | 15 | 100000 | 3.5-TON | A-COIL | Yes | UPFLOW | 40500 | 12 | 16 | 39500 | 8.1 | R-454B
214078962 | 5A6H5042A1 | 5TXCD010AS3+TSTAT | S9X2D120U5PSB | American Standard | Heat Pump | 15 | 120000 | 3.5-TON | A-COIL | Yes | UPFLOW | 40000 | 12 | 16 | 39000 | 8.1 | R-454B
215566589 | 5A6H5042A1 | 5TXCD008AS3+TSTAT | S9X2D120U5PSB | American Standard | Heat Pump | 15 | 120000 | 3.5-TON | A-COIL | Yes | UPFLOW | 40500 | 12 | 16 | 39500 | 8.1 | R-454B
215569075 | 5A6H5042A1 | 5PX*D008AS3+TSTAT | S9X2D120U5PSB | American Standard | Heat Pump | 15 | 120000 | 3.5-TON | A-COIL | Yes | UPFLOW | 40500 | 12 | 16 | 39500 | 8.1 | R-454B
215569099 | 5A6H5042A1 | 5PX*D010AS3+TSTAT | S9X2D120U5PSB | American Standard | Heat Pump | 15 | 120000 | 3.5-TON | A-COIL | Yes | UPFLOW | 41000 | 12 | 16 | 39000 | 8.1 | R-454B
214078808 | 5A6H5042A1 | 5TEM6D04AV31+TDR+TSTAT |  | American Standard | Heat Pump | 15 | NO FURNACE | 3.5-TON | AIR HANDLER | Yes | MULTI-POSITION | 39000 | 12 | 16 | 39500 | 8.5 | R-454B
214078810 | 5A6H5042A1 | 5TEM6D06AV41+TDR+TSTAT |  | American Standard | Heat Pump | 15 | NO FURNACE | 3.5-TON | AIR HANDLER | Yes | MULTI-POSITION | 39500 | 12 | 16 | 40000 | 8.5 | R-454B
214078812 | 5A6H5042A1 | 5TEM6D07AV51+TDR+TSTAT |  | American Standard | Heat Pump | 15 | NO FURNACE | 3.5-TON | AIR HANDLER | Yes | MULTI-POSITION | 40500 | 12 | 16 | 40000 | 8.5 | R-454B
215610954 | 5A6H5042A1 | 5TEM6D05AV41+TDR+TSTAT |  | American Standard | Heat Pump | 15 | NO FURNACE | 3.5-TON | AIR HANDLER | Yes | MULTI-POSITION | 39000 | 12 | 16 | 39500 | 8.1 | R-454B
215863943 | 5A6H5042A1 | 5TEMCD04AV31+TDR+TSTAT |  | American Standard | Heat Pump | 15 | NO FURNACE | 3.5-TON | AIR HANDLER | Yes | MULTI-POSITION | 39000 | 12 | 16 | 39000 | 8.1 | R-454B
215863945 | 5A6H5042A1 | 5TEMCD05AV41+TDR+TSTAT |  | American Standard | Heat Pump | 15 | NO FURNACE | 3.5-TON | AIR HANDLER | Yes | MULTI-POSITION | 39000 | 12 | 16 | 39000 | 8.5 | R-454B
215863947 | 5A6H5042A1 | 5TEMCD06AV41+TDR+TSTAT |  | American Standard | Heat Pump | 15 | NO FURNACE | 3.5-TON | AIR HANDLER | Yes | MULTI-POSITION | 41000 | 12 | 16.5 | 39000 | 8.1 | R-454B
215863949 | 5A6H5042A1 | 5TEMCD07AV51+TDR+TSTAT |  | American Standard | Heat Pump | 15 | NO FURNACE | 3.5-TON | AIR HANDLER | Yes | MULTI-POSITION | 41000 | 12 | 16.5 | 39000 | 8.1 | R-454B
216021958 | 5A6H5042A1 | 5TAM5D06AC41+TSTAT |  | American Standard | Heat Pump | 15 | NO FURNACE | 3.5-TON | AIR HANDLER | Yes | MULTI-POSITION | 40000 | 12 | 16 | 38500 | 8.1 | R-454B
216021960 | 5A6H5042A1 | 5TAM5D07AC51+TSTAT |  | American Standard | Heat Pump | 15 | NO FURNACE | 3.5-TON | AIR HANDLER | Yes | MULTI-POSITION | 40500 | 12 | 16 | 39000 | 8.1 | R-454B
216056981 | 5A6H5042A1 | 5TAMXD05AV41+TSTAT |  | American Standard | Heat Pump | 15 | NO FURNACE | 3.5-TON | AIR HANDLER | Yes | MULTI-POSITION | 40000 | 12 | 16 | 39000 | 8.1 | R-454B
216056983 | 5A6H5042A1 | 5TAMXD06AV41+TSTAT |  | American Standard | Heat Pump | 15 | NO FURNACE | 3.5-TON | AIR HANDLER | Yes | MULTI-POSITION | 40000 | 12 | 16 | 39500 | 8 | R-454B
216056985 | 5A6H5042A1 | 5TAMXD07AV51+TSTAT |  | American Standard | Heat Pump | 15 | NO FURNACE | 3.5-TON | AIR HANDLER | Yes | MULTI-POSITION | 40000 | 12 | 16 | 38500 | 8 | R-454B
215569437 | 5A6H5048A1 | 5PX*D010AS3+TSTAT | S8V2C080M5PCB | American Standard | Heat Pump | 15 | 80000 | 4-TON | A-COIL | Yes | MULTI-POSITION | 43500 | 12 | 16 | 42000 | 8 | R-454B
215569435 | 5A6H5048A1 | 5PX*D010AS3+TSTAT | S8V2C080M5PDB | American Standard | Heat Pump | 15 | 80000 | 4-TON | A-COIL | Yes | MULTI-POSITION | 43500 | 12 | 16 | 42000 | 8 | R-454B
215569433 | 5A6H5048A1 | 5PX*D010AS3+TSTAT | S8V2C100M5PCB | American Standard | Heat Pump | 15 | 100000 | 4-TON | A-COIL | Yes | MULTI-POSITION | 44000 | 12 | 16 | 42000 | 8 | R-454B
215569431 | 5A6H5048A1 | 5PX*D010AS3+TSTAT | S8V2C100M5PDB | American Standard | Heat Pump | 15 | 100000 | 4-TON | A-COIL | Yes | MULTI-POSITION | 44000 | 12 | 16 | 42000 | 8 | R-454B
214079124 | 5A6H5048A1 | 5TXCD010AS3+TSTAT | S8V2D120M5PCA | American Standard | Heat Pump | 15 | 120000 | 4-TON | A-COIL | Yes | MULTI-POSITION | 45000 | 12 | 16 | 43500 | 8.1 | R-454B
214079126 | 5A6H5048A1 | 5TXCD010AS3+TSTAT | S8V2D120M5PCB | American Standard | Heat Pump | 15 | 120000 | 4-TON | A-COIL | Yes | MULTI-POSITION | 45500 | 12 | 16 | 43500 | 8.1 | R-454B
215569419 | 5A6H5048A1 | 5PX*D010AS3+TSTAT | S8V2D120M5PCB | American Standard | Heat Pump | 15 | 120000 | 4-TON | A-COIL | Yes | MULTI-POSITION | 45500 | 12 | 16 | 43500 | 8.1 | R-454B
214079128 | 5A6H5048A1 | 5TXCD010AS3+TSTAT | S8V2D120M5PDA | American Standard | Heat Pump | 15 | 120000 | 4-TON | A-COIL | Yes | MULTI-POSITION | 45000 | 12 | 16 | 43500 | 8.1 | R-454B
214079130 | 5A6H5048A1 | 5TXCD010AS3+TSTAT | S8V2D120M5PDB | American Standard | Heat Pump | 15 | 120000 | 4-TON | A-COIL | Yes | MULTI-POSITION | 45500 | 12 | 16 | 43500 | 8.1 | R-454B
215569455 | 5A6H5048A1 | 5PX*D010AS3+TSTAT | S8V2D120M5PDB | American Standard | Heat Pump | 15 | 120000 | 4-TON | A-COIL | Yes | MULTI-POSITION | 45500 | 12 | 16 | 43500 | 8.1 | R-454B
215566665 | 5A6H5048A1 | 5TXCD008AS3+TSTAT | S8X1C080M5PSC | American Standard | Heat Pump | 15 | 80000 | 4-TON | A-COIL | Yes | MULTI-POSITION | 43500 | 11 | 16 | 43500 | 8 | R-454B
215569359 | 5A6H5048A1 | 5PX*D008AS3+TSTAT | S8X1C080M5PSC | American Standard | Heat Pump | 15 | 80000 | 4-TON | A-COIL | Yes | MULTI-POSITION | 43500 | 11 | 16 | 43500 | 8 | R-454B
215569461 | 5A6H5048A1 | 5PX*D010AS3+TSTAT | S8X1C100M5PSC | American Standard | Heat Pump | 15 | 100000 | 4-TON | A-COIL | Yes | MULTI-POSITION | 44000 | 12 | 16 | 42000 | 8 | R-454B
214079050 | 5A6H5048A1 | 5TXCD010AS3+TSTAT | S8X1D120M5PSC | American Standard | Heat Pump | 15 | 120000 | 4-TON | A-COIL | Yes | MULTI-POSITION | 45500 | 12 | 16 | 43500 | 8.1 | R-454B
215569465 | 5A6H5048A1 | 5PX*D010AS3+TSTAT | S8X1D120M5PSC | American Standard | Heat Pump | 15 | 120000 | 4-TON | A-COIL | Yes | MULTI-POSITION | 45000 | 12 | 16 | 43000 | 8.1 | R-454B
215566685 | 5A6H5048A1 | 5TXCD008AS3+TSTAT | S8X2C080M5PSC | American Standard | Heat Pump | 15 | 80000 | 4-TON | A-COIL | Yes | MULTI-POSITION | 43500 | 11 | 16 | 43500 | 8 | R-454B
215569371 | 5A6H5048A1 | 5PX*D008AS3+TSTAT | S8X2C080M5PSC | American Standard | Heat Pump | 15 | 80000 | 4-TON | A-COIL | Yes | MULTI-POSITION | 43500 | 11 | 16 | 43500 | 8 | R-454B
215569473 | 5A6H5048A1 | 5PX*D010AS3+TSTAT | S8X2C100M5PSC | American Standard | Heat Pump | 15 | 100000 | 4-TON | A-COIL | Yes | MULTI-POSITION | 44000 | 12 | 16 | 42000 | 8 | R-454B
214079062 | 5A6H5048A1 | 5TXCD010AS3+TSTAT | S8X2D120M5PSC | American Standard | Heat Pump | 15 | 120000 | 4-TON | A-COIL | Yes | MULTI-POSITION | 45500 | 12 | 16 | 43500 | 8.1 | R-454B
215569477 | 5A6H5048A1 | 5PX*D010AS3+TSTAT | S8X2D120M5PSC | American Standard | Heat Pump | 15 | 120000 | 4-TON | A-COIL | Yes | MULTI-POSITION | 45000 | 12 | 16 | 43000 | 8.1 | R-454B
215831551 | 5A6H5048A1 | 5PX*C009AS3+TSTAT | S9V2C080U5VSB | American Standard | Heat Pump | 15 | 80000 | 4-TON | A-COIL | Yes | UPFLOW | 44500 | 12 | 16 | 43000 | 8.1 | R-454B
215831579 | 5A6H5048A1 | 5TXCC009AS3+TSTAT | S9V2C080U5VSB | American Standard | Heat Pump | 15 | 80000 | 4-TON | A-COIL | Yes | UPFLOW | 44500 | 12 | 16 | 43000 | 8.1 | R-454B
215566615 | 5A6H5048A1 | 5TXCC009AS3+TSTAT | S9V2C100U5PSC | American Standard | Heat Pump | 15 | 100000 | 4-TON | A-COIL | Yes | UPFLOW | 45000 | 12 | 16 | 43000 | 8.1 | R-454B
215569275 | 5A6H5048A1 | 5PX*C009AS3+TSTAT | S9V2C100U5PSC | American Standard | Heat Pump | 15 | 100000 | 4-TON | A-COIL | Yes | UPFLOW | 45000 | 12 | 16 | 43000 | 8.1 | R-454B
215569485 | 5A6H5048A1 | 5PX*D010AS3+TSTAT | S9V2C100U5PSC | American Standard | Heat Pump | 15 | 100000 | 4-TON | A-COIL | Yes | UPFLOW | 43500 | 12 | 16 | 41500 | 8 | R-454B
215831553 | 5A6H5048A1 | 5PX*C009AS3+TSTAT | S9V2C100U5VSB | American Standard | Heat Pump | 15 | 100000 | 4-TON | A-COIL | Yes | UPFLOW | 45000 | 12 | 16 | 43000 | 8.1 | R-454B
215831577 | 5A6H5048A1 | 5TXCC009AS3+TSTAT | S9V2C100U5VSB | American Standard | Heat Pump | 15 | 100000 | 4-TON | A-COIL | Yes | UPFLOW | 45000 | 12 | 16 | 43000 | 8.1 | R-454B
214079078 | 5A6H5048A1 | 5TXCD010AS3+TSTAT | S9V2D120U5PSB | American Standard | Heat Pump | 15 | 120000 | 4-TON | A-COIL | Yes | UPFLOW | 45500 | 12 | 16 | 43500 | 8.1 | R-454B
214079080 | 5A6H5048A1 | 5TXCD010AS3+TSTAT | S9V2D120U5PSC | American Standard | Heat Pump | 15 | 120000 | 4-TON | A-COIL | Yes | UPFLOW | 45500 | 12 | 16 | 43500 | 8.1 | R-454B
215569453 | 5A6H5048A1 | 5PX*D010AS3+TSTAT | S9V2D120U5PSC | American Standard | Heat Pump | 15 | 120000 | 4-TON | A-COIL | Yes | UPFLOW | 45500 | 12 | 16 | 43000 | 8.1 | R-454B
215569417 | 5A6H5048A1 | 5PX*D010AS3+TSTAT | S9X1C080U5PSB | American Standard | Heat Pump | 15 | 80000 | 4-TON | A-COIL | Yes | UPFLOW | 44000 | 12 | 16 | 42000 | 8.1 | R-454B
215569421 | 5A6H5048A1 | 5PX*D010AS3+TSTAT | S9X1D120U5PSB | American Standard | Heat Pump | 15 | 120000 | 4-TON | A-COIL | Yes | UPFLOW | 45000 | 12 | 16 | 43000 | 8.1 | R-454B
215569423 | 5A6H5048A1 | 5PX*D010AS3+TSTAT | S9X2C080U5PSB | American Standard | Heat Pump | 15 | 80000 | 4-TON | A-COIL | Yes | UPFLOW | 44000 | 12 | 16 | 42000 | 8.1 | R-454B
215569427 | 5A6H5048A1 | 5PX*D010AS3+TSTAT | S9X2D120U5PSB | American Standard | Heat Pump | 15 | 120000 | 4-TON | A-COIL | Yes | UPFLOW | 45000 | 12 | 16 | 43000 | 8.1 | R-454B
214078978 | 5A6H5048A1 | 5TEM6D06AV41+TDR+TSTAT |  | American Standard | Heat Pump | 15 | NO FURNACE | 4-TON | AIR HANDLER | Yes | MULTI-POSITION | 45000 | 12 | 16 | 43500 | 8.5 | R-454B
214078980 | 5A6H5048A1 | 5TEM6D07AV51+TDR+TSTAT |  | American Standard | Heat Pump | 15 | NO FURNACE | 4-TON | AIR HANDLER | Yes | MULTI-POSITION | 45000 | 12 | 16 | 43500 | 8.5 | R-454B
215863953 | 5A6H5048A1 | 5TEMCD06AV41+TDR+TSTAT |  | American Standard | Heat Pump | 15 | NO FURNACE | 4-TON | AIR HANDLER | Yes | MULTI-POSITION | 45000 | 12 | 16 | 42500 | 8.1 | R-454B
215863955 | 5A6H5048A1 | 5TEMCD07AV51+TDR+TSTAT |  | American Standard | Heat Pump | 15 | NO FURNACE | 4-TON | AIR HANDLER | Yes | MULTI-POSITION | 45500 | 12 | 16 | 43000 | 8.5 | R-454B
216021962 | 5A6H5048A1 | 5TAM5D06AC41+TSTAT |  | American Standard | Heat Pump | 15 | NO FURNACE | 4-TON | AIR HANDLER | Yes | MULTI-POSITION | 44500 | 11.7 | 16 | 43000 | 8.1 | R-454B
216021964 | 5A6H5048A1 | 5TAM5D07AC51+TSTAT |  | American Standard | Heat Pump | 15 | NO FURNACE | 4-TON | AIR HANDLER | Yes | MULTI-POSITION | 44500 | 12 | 16 | 42500 | 8 | R-454B
216056991 | 5A6H5048A1 | 5TAMXD07AV51+TSTAT |  | American Standard | Heat Pump | 15 | NO FURNACE | 4-TON | AIR HANDLER | Yes | MULTI-POSITION | 44500 | 11.7 | 16 | 43000 | 8 | R-454B
216763379 | 5A6H7024A1 | 5PX*B004AS3 | *UHMB060CCV3 | American Standard | Heat Pump | 17 | 60000 | 2-TON | A-COIL | Yes | UPFLOW | 23200 | 12.5 | 17.1 | 21800 | 9 | R-454B
216763405 | 5A6H7024A1 | 5PX*B006AS3 | *UHMB060CCV3 | American Standard | Heat Pump | 17 | 60000 | 2-TON | A-COIL | Yes | UPFLOW | 24000 | 12.5 | 17.1 | 21800 | 9.4 | R-454B
216763527 | 5A6H7024A1 | 5TXCB004AS3 | *UHMB060CCV3 | American Standard | Heat Pump | 17 | 60000 | 2-TON | A-COIL | Yes | UPFLOW | 23200 | 12.5 | 17.1 | 21600 | 9 | R-454B
216763529 | 5A6H7024A1 | 5TXCB006AS3 | *UHMB060CCV3 | American Standard | Heat Pump | 17 | 60000 | 2-TON | A-COIL | Yes | UPFLOW | 24000 | 12.5 | 17.1 | 21800 | 9.4 | R-454B
216763385 | 5A6H7024A1 | 5PX*B004AS3 | *UHMB080CCV3 | American Standard | Heat Pump | 17 | 80000 | 2-TON | A-COIL | Yes | UPFLOW | 23400 | 12.5 | 17.1 | 21600 | 9 | R-454B
216763407 | 5A6H7024A1 | 5PX*B006AS3 | *UHMB080CCV3 | American Standard | Heat Pump | 17 | 80000 | 2-TON | A-COIL | Yes | UPFLOW | 24000 | 12.5 | 17.1 | 21800 | 9.4 | R-454B
216763511 | 5A6H7024A1 | 5TXCB004AS3 | *UHMB080CCV3 | American Standard | Heat Pump | 17 | 80000 | 2-TON | A-COIL | Yes | UPFLOW | 23400 | 12.5 | 17.1 | 21600 | 9 | R-454B
216763531 | 5A6H7024A1 | 5TXCB006AS3 | *UHMB080CCV3 | American Standard | Heat Pump | 17 | 80000 | 2-TON | A-COIL | Yes | UPFLOW | 24000 | 12.5 | 17.1 | 21800 | 9.4 | R-454B
216769877 | 5A6H7024A1 | 5PX*C005AS3 | *UHMC100CCV4 | American Standard | Heat Pump | 17 | 100000 | 2-TON | A-COIL | Yes | UPFLOW | 23000 | 12.5 | 17.1 | 21400 | 8.7 | R-454B
216769879 | 5A6H7024A1 | 5PX*C007AS3 | *UHMC100CCV4 | American Standard | Heat Pump | 17 | 100000 | 2-TON | A-COIL | Yes | UPFLOW | 23600 | 12.5 | 17.1 | 21600 | 9 | R-454B
216769881 | 5A6H7024A1 | 5PX*C009AS3 | *UHMC100CCV4 | American Standard | Heat Pump | 17 | 100000 | 2-TON | A-COIL | Yes | UPFLOW | 23800 | 12.5 | 17.1 | 21400 | 9 | R-454B
216769889 | 5A6H7024A1 | 5TXCC005AS3 | *UHMC100CCV4 | American Standard | Heat Pump | 17 | 100000 | 2-TON | A-COIL | Yes | UPFLOW | 23000 | 12.5 | 17.1 | 21400 | 8.7 | R-454B
216769893 | 5A6H7024A1 | 5TXCC007AS3 | *UHMC100CCV4 | American Standard | Heat Pump | 17 | 100000 | 2-TON | A-COIL | Yes | UPFLOW | 23600 | 12.5 | 17.1 | 21600 | 9 | R-454B
216769895 | 5A6H7024A1 | 5TXCC009AS3 | *UHMC100CCV4 | American Standard | Heat Pump | 17 | 100000 | 2-TON | A-COIL | Yes | UPFLOW | 23800 | 12.5 | 17.1 | 21400 | 9 | R-454B
216765791 | 5A6H7024A1 | 5PX*B004AS3 | S8V2B060M4PCB | American Standard | Heat Pump | 17 | 60000 | 2-TON | A-COIL | Yes | MULTI-POSITION | 23200 | 12.5 | 17.1 | 21800 | 8.7 | R-454B
216765855 | 5A6H7024A1 | 5PX*B006AS3 | S8V2B060M4PCB | American Standard | Heat Pump | 17 | 60000 | 2-TON | A-COIL | Yes | MULTI-POSITION | 24000 | 12.5 | 17.1 | 22000 | 9 | R-454B
216765875 | 5A6H7024A1 | 5PX*BD04AS3 | S8V2B060M4PCB | American Standard | Heat Pump | 17 | 60000 | 2-TON | A-COIL | Yes | DOWNFLOW | 23400 | 12.5 | 17.1 | 22400 | 8.1 | R-454B
216765907 | 5A6H7024A1 | 5PX*BD06AS3 | S8V2B060M4PCB | American Standard | Heat Pump | 17 | 60000 | 2-TON | A-COIL | Yes | DOWNFLOW | 23400 | 12.5 | 17.1 | 22200 | 8.5 | R-454B
216765947 | 5A6H7024A1 | 5TXCB004AS3 | S8V2B060M4PCB | American Standard | Heat Pump | 17 | 60000 | 2-TON | A-COIL | Yes | MULTI-POSITION | 23200 | 12.5 | 17.1 | 21800 | 8.7 | R-454B
216765991 | 5A6H7024A1 | 5TXCB006AS3 | S8V2B060M4PCB | American Standard | Heat Pump | 17 | 60000 | 2-TON | A-COIL | Yes | MULTI-POSITION | 23600 | 12.5 | 17.1 | 21800 | 8.7 | R-454B
216765801 | 5A6H7024A1 | 5PX*B004AS3 | S8V2B060M4PDB | American Standard | Heat Pump | 17 | 60000 | 2-TON | A-COIL | Yes | MULTI-POSITION | 23200 | 12.5 | 17.1 | 21800 | 8.7 | R-454B
216765835 | 5A6H7024A1 | 5PX*B006AS3 | S8V2B060M4PDB | American Standard | Heat Pump | 17 | 60000 | 2-TON | A-COIL | Yes | MULTI-POSITION | 24000 | 12.5 | 17.1 | 22000 | 9 | R-454B
216765881 | 5A6H7024A1 | 5PX*BD04AS3 | S8V2B060M4PDB | American Standard | Heat Pump | 17 | 60000 | 2-TON | A-COIL | Yes | DOWNFLOW | 23400 | 12.5 | 17.1 | 22400 | 8.1 | R-454B
216765887 | 5A6H7024A1 | 5PX*BD06AS3 | S8V2B060M4PDB | American Standard | Heat Pump | 17 | 60000 | 2-TON | A-COIL | Yes | DOWNFLOW | 23400 | 12.5 | 17.1 | 22200 | 8.5 | R-454B
216765921 | 5A6H7024A1 | 5TXCB004AS3 | S8V2B060M4PDB | American Standard | Heat Pump | 17 | 60000 | 2-TON | A-COIL | Yes | MULTI-POSITION | 23200 | 12.5 | 17.1 | 21800 | 8.7 | R-454B
216765961 | 5A6H7024A1 | 5TXCB006AS3 | S8V2B060M4PDB | American Standard | Heat Pump | 17 | 60000 | 2-TON | A-COIL | Yes | MULTI-POSITION | 23600 | 12.5 | 17.1 | 21800 | 8.7 | R-454B
216765793 | 5A6H7024A1 | 5PX*B004AS3 | S8V2B080M4PCB | American Standard | Heat Pump | 17 | 80000 | 2-TON | A-COIL | Yes | MULTI-POSITION | 23200 | 12.5 | 17.1 | 21800 | 8.7 | R-454B
216765857 | 5A6H7024A1 | 5PX*B006AS3 | S8V2B080M4PCB | American Standard | Heat Pump | 17 | 80000 | 2-TON | A-COIL | Yes | MULTI-POSITION | 23800 | 12.5 | 17.1 | 21800 | 9 | R-454B
216765877 | 5A6H7024A1 | 5PX*BD04AS3 | S8V2B080M4PCB | American Standard | Heat Pump | 17 | 80000 | 2-TON | A-COIL | Yes | DOWNFLOW | 23200 | 12.5 | 17.1 | 22200 | 8.1 | R-454B
216765905 | 5A6H7024A1 | 5PX*BD06AS3 | S8V2B080M4PCB | American Standard | Heat Pump | 17 | 80000 | 2-TON | A-COIL | Yes | DOWNFLOW | 23800 | 12.5 | 17.1 | 22200 | 8.7 | R-454B
216765949 | 5A6H7024A1 | 5TXCB004AS3 | S8V2B080M4PCB | American Standard | Heat Pump | 17 | 80000 | 2-TON | A-COIL | Yes | MULTI-POSITION | 23200 | 12.5 | 17.1 | 21800 | 8.7 | R-454B
216765989 | 5A6H7024A1 | 5TXCB006AS3 | S8V2B080M4PCB | American Standard | Heat Pump | 17 | 80000 | 2-TON | A-COIL | Yes | MULTI-POSITION | 23800 | 12.5 | 17.1 | 21800 | 9 | R-454B
216765803 | 5A6H7024A1 | 5PX*B004AS3 | S8V2B080M4PDB | American Standard | Heat Pump | 17 | 80000 | 2-TON | A-COIL | Yes | MULTI-POSITION | 23200 | 12.5 | 17.1 | 21800 | 8.7 | R-454B
216765837 | 5A6H7024A1 | 5PX*B006AS3 | S8V2B080M4PDB | American Standard | Heat Pump | 17 | 80000 | 2-TON | A-COIL | Yes | MULTI-POSITION | 23800 | 12.5 | 17.1 | 21800 | 9 | R-454B
216765879 | 5A6H7024A1 | 5PX*BD04AS3 | S8V2B080M4PDB | American Standard | Heat Pump | 17 | 80000 | 2-TON | A-COIL | Yes | DOWNFLOW | 23200 | 12.5 | 17.1 | 22200 | 8.1 | R-454B
216765889 | 5A6H7024A1 | 5PX*BD06AS3 | S8V2B080M4PDB | American Standard | Heat Pump | 17 | 80000 | 2-TON | A-COIL | Yes | DOWNFLOW | 23800 | 12.5 | 17.1 | 22200 | 8.7 | R-454B
216765953 | 5A6H7024A1 | 5TXCB004AS3 | S8V2B080M4PDB | American Standard | Heat Pump | 17 | 80000 | 2-TON | A-COIL | Yes | MULTI-POSITION | 23200 | 12.5 | 17.1 | 21800 | 8.7 | R-454B
216765983 | 5A6H7024A1 | 5TXCB006AS3 | S8V2B080M4PDB | American Standard | Heat Pump | 17 | 80000 | 2-TON | A-COIL | Yes | MULTI-POSITION | 23800 | 12.5 | 17.1 | 21800 | 9 | R-454B
216763347 | 5A6H7024A1 | 5PX*B004AS3 | S8X1A040M3PSC | American Standard | Heat Pump | 17 | 40000 | 2-TON | A-COIL | Yes | MULTI-POSITION | 23000 | 12.5 | 17.1 | 21800 | 9 | R-454B
216763501 | 5A6H7024A1 | 5TXCB004AS3 | S8X1A040M3PSC | American Standard | Heat Pump | 17 | 40000 | 2-TON | A-COIL | Yes | MULTI-POSITION | 23000 | 12.5 | 17.1 | 21800 | 9 | R-454B
216763351 | 5A6H7024A1 | 5PX*B004AS3 | S8X1B060M4PSC | American Standard | Heat Pump | 17 | 60000 | 2-TON | A-COIL | Yes | MULTI-POSITION | 23000 | 12.5 | 17.1 | 21600 | 9 | R-454B
216763497 | 5A6H7024A1 | 5TXCB004AS3 | S8X1B060M4PSC | American Standard | Heat Pump | 17 | 60000 | 2-TON | A-COIL | Yes | MULTI-POSITION | 23000 | 12.5 | 17.1 | 21600 | 9 | R-454B
216763353 | 5A6H7024A1 | 5PX*B004AS3 | S8X1B080M4PSC | American Standard | Heat Pump | 17 | 80000 | 2-TON | A-COIL | Yes | MULTI-POSITION | 22600 | 12.5 | 17.1 | 21400 | 8.7 | R-454B
216763495 | 5A6H7024A1 | 5TXCB004AS3 | S8X1B080M4PSC | American Standard | Heat Pump | 17 | 80000 | 2-TON | A-COIL | Yes | MULTI-POSITION | 22600 | 12.5 | 17.1 | 21600 | 8.7 | R-454B
216764548 | 5A6H7024A1 | 5PX*B004AS3 | S8X2A040M3PSC | American Standard | Heat Pump | 17 | 40000 | 2-TON | A-COIL | Yes | MULTI-POSITION | 23000 | 12.5 | 17.1 | 21800 | 9 | R-454B
216764576 | 5A6H7024A1 | 5TXCB004AS3 | S8X2A040M3PSC | American Standard | Heat Pump | 17 | 40000 | 2-TON | A-COIL | Yes | MULTI-POSITION | 23000 | 12.5 | 17.1 | 21800 | 9 | R-454B
216764556 | 5A6H7024A1 | 5PX*B004AS3 | S8X2B060M4PSC | American Standard | Heat Pump | 17 | 60000 | 2-TON | A-COIL | Yes | MULTI-POSITION | 23000 | 12.5 | 17.1 | 21600 | 9 | R-454B
216764574 | 5A6H7024A1 | 5TXCB004AS3 | S8X2B060M4PSC | American Standard | Heat Pump | 17 | 60000 | 2-TON | A-COIL | Yes | MULTI-POSITION | 23000 | 12.5 | 17.1 | 21600 | 9 | R-454B
216764540 | 5A6H7024A1 | 5PX*B004AS3 | S8X2B080M4PSC | American Standard | Heat Pump | 17 | 80000 | 2-TON | A-COIL | Yes | MULTI-POSITION | 22600 | 12.5 | 17.1 | 21400 | 8.7 | R-454B
216764568 | 5A6H7024A1 | 5TXCB004AS3 | S8X2B080M4PSC | American Standard | Heat Pump | 17 | 80000 | 2-TON | A-COIL | Yes | MULTI-POSITION | 22600 | 12.5 | 17.1 | 21600 | 8.7 | R-454B
216765865 | 5A6H7024A1 | 5PX*B006AS3 | S9V2B040D3VSB | American Standard | Heat Pump | 17 | 40000 | 2-TON | A-COIL | Yes | DOWNFLOW | 22200 | 12 | 16 | 21400 | 9 | R-454B
216765885 | 5A6H7024A1 | 5PX*BD04AS3 | S9V2B040D3VSB | American Standard | Heat Pump | 17 | 40000 | 2-TON | A-COIL | Yes | DOWNFLOW | 23400 | 12.5 | 17.1 | 22200 | 8.1 | R-454B
216765903 | 5A6H7024A1 | 5PX*BD06AS3 | S9V2B040D3VSB | American Standard | Heat Pump | 17 | 40000 | 2-TON | A-COIL | Yes | DOWNFLOW | 23800 | 12.5 | 17.1 | 22200 | 8.7 | R-454B
216765981 | 5A6H7024A1 | 5TXCB006AS3 | S9V2B040D3VSB | American Standard | Heat Pump | 17 | 40000 | 2-TON | A-COIL | Yes | DOWNFLOW | 22600 | 12 | 16.5 | 21400 | 8.7 | R-454B
216763355 | 5A6H7024A1 | 5PX*B004AS3 | S9V2B040U3PSC | American Standard | Heat Pump | 17 | 40000 | 2-TON | A-COIL | Yes | UPFLOW | 23200 | 12.5 | 17.1 | 21800 | 9 | R-454B
216763413 | 5A6H7024A1 | 5PX*B006AS3 | S9V2B040U3PSC | American Standard | Heat Pump | 17 | 40000 | 2-TON | A-COIL | Yes | UPFLOW | 24000 | 12.5 | 17.1 | 22000 | 9 | R-454B
216763493 | 5A6H7024A1 | 5TXCB004AS3 | S9V2B040U3PSC | American Standard | Heat Pump | 17 | 40000 | 2-TON | A-COIL | Yes | UPFLOW | 23200 | 12.5 | 17.1 | 21800 | 9 | R-454B
216763541 | 5A6H7024A1 | 5TXCB006AS3 | S9V2B040U3PSC | American Standard | Heat Pump | 17 | 40000 | 2-TON | A-COIL | Yes | UPFLOW | 24000 | 12.5 | 17.1 | 22000 | 9 | R-454B
216763357 | 5A6H7024A1 | 5PX*B004AS3 | S9V2B040U3VSB | American Standard | Heat Pump | 17 | 40000 | 2-TON | A-COIL | Yes | UPFLOW | 23200 | 12.5 | 17.1 | 21800 | 9 | R-454B
216763391 | 5A6H7024A1 | 5PX*B006AS3 | S9V2B040U3VSB | American Standard | Heat Pump | 17 | 40000 | 2-TON | A-COIL | Yes | UPFLOW | 24000 | 12.5 | 17.1 | 22000 | 9 | R-454B
216763491 | 5A6H7024A1 | 5TXCB004AS3 | S9V2B040U3VSB | American Standard | Heat Pump | 17 | 40000 | 2-TON | A-COIL | Yes | UPFLOW | 23200 | 12.5 | 17.1 | 21800 | 9 | R-454B
216763543 | 5A6H7024A1 | 5TXCB006AS3 | S9V2B040U3VSB | American Standard | Heat Pump | 17 | 40000 | 2-TON | A-COIL | Yes | UPFLOW | 24000 | 12.5 | 17.1 | 22000 | 9 | R-454B
216763375 | 5A6H7024A1 | 5PX*B004AS3 | S9V2B060D3VSB | American Standard | Heat Pump | 17 | 60000 | 2-TON | A-COIL | Yes | DOWNFLOW | 21800 | 11.7 | 16.5 | 21200 | 8.7 | R-454B
216763389 | 5A6H7024A1 | 5PX*B006AS3 | S9V2B060D3VSB | American Standard | Heat Pump | 17 | 60000 | 2-TON | A-COIL | Yes | DOWNFLOW | 22200 | 11.7 | 17.1 | 21400 | 9 | R-454B
216763433 | 5A6H7024A1 | 5PX*BD06AS3 | S9V2B060D3VSB | American Standard | Heat Pump | 17 | 60000 | 2-TON | A-COIL | Yes | DOWNFLOW | 23600 | 12.5 | 17.1 | 22200 | 8.7 | R-454B
216763519 | 5A6H7024A1 | 5TXCB004AS3 | S9V2B060D3VSB | American Standard | Heat Pump | 17 | 60000 | 2-TON | A-COIL | Yes | DOWNFLOW | 21800 | 11.5 | 16.5 | 21400 | 8.7 | R-454B
216763559 | 5A6H7024A1 | 5TXCB006AS3 | S9V2B060D3VSB | American Standard | Heat Pump | 17 | 60000 | 2-TON | A-COIL | Yes | DOWNFLOW | 22000 | 12 | 17.1 | 21000 | 8.7 | R-454B
216765825 | 5A6H7024A1 | 5PX*B004AS3 | S9V2B060U4VSB | American Standard | Heat Pump | 17 | 60000 | 2-TON | A-COIL | Yes | UPFLOW | 23200 | 12.5 | 17.1 | 21800 | 8.7 | R-454B
216765859 | 5A6H7024A1 | 5PX*B006AS3 | S9V2B060U4VSB | American Standard | Heat Pump | 17 | 60000 | 2-TON | A-COIL | Yes | UPFLOW | 23800 | 12.5 | 17.1 | 21800 | 9 | R-454B
216765951 | 5A6H7024A1 | 5TXCB004AS3 | S9V2B060U4VSB | American Standard | Heat Pump | 17 | 60000 | 2-TON | A-COIL | Yes | UPFLOW | 23200 | 12.5 | 17.1 | 21800 | 8.7 | R-454B
216765987 | 5A6H7024A1 | 5TXCB006AS3 | S9V2B060U4VSB | American Standard | Heat Pump | 17 | 60000 | 2-TON | A-COIL | Yes | UPFLOW | 23800 | 12.5 | 17.1 | 21800 | 9 | R-454B
216763377 | 5A6H7024A1 | 5PX*B004AS3 | S9V2B080D4PSC | American Standard | Heat Pump | 17 | 80000 | 2-TON | A-COIL | Yes | DOWNFLOW | 21600 | 11.7 | 16.5 | 21200 | 8.7 | R-454B
216763419 | 5A6H7024A1 | 5PX*B006AS3 | S9V2B080D4PSC | American Standard | Heat Pump | 17 | 80000 | 2-TON | A-COIL | Yes | DOWNFLOW | 22000 | 11.7 | 17.1 | 21200 | 9 | R-454B
216763425 | 5A6H7024A1 | 5PX*BD04AS3 | S9V2B080D4PSC | American Standard | Heat Pump | 17 | 80000 | 2-TON | A-COIL | Yes | DOWNFLOW | 23200 | 12.5 | 17.1 | 22200 | 8.1 | R-454B
216763445 | 5A6H7024A1 | 5PX*BD06AS3 | S9V2B080D4PSC | American Standard | Heat Pump | 17 | 80000 | 2-TON | A-COIL | Yes | DOWNFLOW | 23800 | 12.5 | 17.1 | 22200 | 8.7 | R-454B
216763517 | 5A6H7024A1 | 5TXCB004AS3 | S9V2B080D4PSC | American Standard | Heat Pump | 17 | 80000 | 2-TON | A-COIL | Yes | DOWNFLOW | 21600 | 11.7 | 16.5 | 21200 | 8.7 | R-454B
216763557 | 5A6H7024A1 | 5TXCB006AS3 | S9V2B080D4PSC | American Standard | Heat Pump | 17 | 80000 | 2-TON | A-COIL | Yes | DOWNFLOW | 22400 | 12 | 17.1 | 21400 | 9 | R-454B
216763381 | 5A6H7024A1 | 5PX*B004AS3 | S9V2B080D4VSB | American Standard | Heat Pump | 17 | 80000 | 2-TON | A-COIL | Yes | DOWNFLOW | 21600 | 11.7 | 16.5 | 21200 | 8.7 | R-454B
216763417 | 5A6H7024A1 | 5PX*B006AS3 | S9V2B080D4VSB | American Standard | Heat Pump | 17 | 80000 | 2-TON | A-COIL | Yes | DOWNFLOW | 22000 | 11.7 | 17.1 | 21200 | 9 | R-454B
216763423 | 5A6H7024A1 | 5PX*BD04AS3 | S9V2B080D4VSB | American Standard | Heat Pump | 17 | 80000 | 2-TON | A-COIL | Yes | DOWNFLOW | 23200 | 12.5 | 17.1 | 22200 | 8.1 | R-454B
216763441 | 5A6H7024A1 | 5PX*BD06AS3 | S9V2B080D4VSB | American Standard | Heat Pump | 17 | 80000 | 2-TON | A-COIL | Yes | DOWNFLOW | 23800 | 12.5 | 17.1 | 22200 | 8.7 | R-454B
216763515 | 5A6H7024A1 | 5TXCB004AS3 | S9V2B080D4VSB | American Standard | Heat Pump | 17 | 80000 | 2-TON | A-COIL | Yes | DOWNFLOW | 21600 | 11.7 | 16.5 | 21200 | 8.7 | R-454B
216763555 | 5A6H7024A1 | 5TXCB006AS3 | S9V2B080D4VSB | American Standard | Heat Pump | 17 | 80000 | 2-TON | A-COIL | Yes | DOWNFLOW | 22400 | 12 | 17.1 | 21400 | 9 | R-454B
216765827 | 5A6H7024A1 | 5PX*B006AS3 | S9X1B040D3PSB | American Standard | Heat Pump | 17 | 40000 | 2-TON | A-COIL | Yes | DOWNFLOW | 22000 | 12 | 16 | 21200 | 8.7 | R-454B
216765915 | 5A6H7024A1 | 5PX*BD06AS3 | S9X1B040D3PSB | American Standard | Heat Pump | 17 | 40000 | 2-TON | A-COIL | Yes | DOWNFLOW | 23600 | 12.5 | 17.1 | 22200 | 8.5 | R-454B
216765979 | 5A6H7024A1 | 5TXCB006AS3 | S9X1B040D3PSB | American Standard | Heat Pump | 17 | 40000 | 2-TON | A-COIL | Yes | DOWNFLOW | 22400 | 12 | 16.5 | 21200 | 8.7 | R-454B
216765787 | 5A6H7024A1 | 5PX*B004AS3 | S9X1B040U3PSB | American Standard | Heat Pump | 17 | 40000 | 2-TON | A-COIL | Yes | UPFLOW | 23200 | 12.5 | 17.1 | 21800 | 8.7 | R-454B
216765861 | 5A6H7024A1 | 5PX*B006AS3 | S9X1B040U3PSB | American Standard | Heat Pump | 17 | 40000 | 2-TON | A-COIL | Yes | UPFLOW | 23800 | 12.5 | 17.1 | 21800 | 9 | R-454B
216765955 | 5A6H7024A1 | 5TXCB004AS3 | S9X1B040U3PSB | American Standard | Heat Pump | 17 | 40000 | 2-TON | A-COIL | Yes | UPFLOW | 23200 | 12.5 | 17.1 | 21800 | 8.7 | R-454B
216765985 | 5A6H7024A1 | 5TXCB006AS3 | S9X1B040U3PSB | American Standard | Heat Pump | 17 | 40000 | 2-TON | A-COIL | Yes | UPFLOW | 23800 | 12.5 | 17.1 | 21800 | 9 | R-454B
216765823 | 5A6H7024A1 | 5PX*B004AS3 | S9X1B060D3PSB | American Standard | Heat Pump | 17 | 60000 | 2-TON | A-COIL | Yes | DOWNFLOW | 21800 | 11.7 | 16 | 21200 | 8.5 | R-454B
216765829 | 5A6H7024A1 | 5PX*B006AS3 | S9X1B060D3PSB | American Standard | Heat Pump | 17 | 60000 | 2-TON | A-COIL | Yes | DOWNFLOW | 22200 | 12 | 16 | 21400 | 9 | R-454B
216765873 | 5A6H7024A1 | 5PX*BD04AS3 | S9X1B060D3PSB | American Standard | Heat Pump | 17 | 60000 | 2-TON | A-COIL | Yes | DOWNFLOW | 23400 | 12.5 | 17.1 | 22200 | 8.1 | R-454B
216765899 | 5A6H7024A1 | 5PX*BD06AS3 | S9X1B060D3PSB | American Standard | Heat Pump | 17 | 60000 | 2-TON | A-COIL | Yes | DOWNFLOW | 23800 | 12.5 | 17.1 | 22200 | 8.7 | R-454B
216765977 | 5A6H7024A1 | 5TXCB006AS3 | S9X1B060D3PSB | American Standard | Heat Pump | 17 | 60000 | 2-TON | A-COIL | Yes | DOWNFLOW | 22200 | 12 | 16 | 21200 | 8.7 | R-454B
216765817 | 5A6H7024A1 | 5PX*B004AS3 | S9X1B060U4PSB | American Standard | Heat Pump | 17 | 60000 | 2-TON | A-COIL | Yes | UPFLOW | 23200 | 12.5 | 16.5 | 21800 | 8.7 | R-454B
216765863 | 5A6H7024A1 | 5PX*B006AS3 | S9X1B060U4PSB | American Standard | Heat Pump | 17 | 60000 | 2-TON | A-COIL | Yes | UPFLOW | 23800 | 12.5 | 17.1 | 21800 | 9 | R-454B
216765945 | 5A6H7024A1 | 5TXCB004AS3 | S9X1B060U4PSB | American Standard | Heat Pump | 17 | 60000 | 2-TON | A-COIL | Yes | UPFLOW | 23200 | 12.5 | 16.5 | 21800 | 8.7 | R-454B
216765999 | 5A6H7024A1 | 5TXCB006AS3 | S9X1B060U4PSB | American Standard | Heat Pump | 17 | 60000 | 2-TON | A-COIL | Yes | UPFLOW | 23800 | 12.5 | 17.1 | 21800 | 9 | R-454B
216765897 | 5A6H7024A1 | 5PX*BD06AS3 | S9X1B080D4PSB | American Standard | Heat Pump | 17 | 80000 | 2-TON | A-COIL | Yes | DOWNFLOW | 23600 | 12.5 | 17 | 22200 | 8.5 | R-454B
216765807 | 5A6H7024A1 | 5PX*B004AS3 | S9X2B040U3PSB | American Standard | Heat Pump | 17 | 40000 | 2-TON | A-COIL | Yes | UPFLOW | 23200 | 12.5 | 17.1 | 21800 | 8.7 | R-454B
216765839 | 5A6H7024A1 | 5PX*B006AS3 | S9X2B040U3PSB | American Standard | Heat Pump | 17 | 40000 | 2-TON | A-COIL | Yes | UPFLOW | 23800 | 12.5 | 17.1 | 21800 | 9 | R-454B
216765939 | 5A6H7024A1 | 5TXCB004AS3 | S9X2B040U3PSB | American Standard | Heat Pump | 17 | 40000 | 2-TON | A-COIL | Yes | UPFLOW | 23200 | 12.5 | 17.1 | 21800 | 8.7 | R-454B
216765973 | 5A6H7024A1 | 5TXCB006AS3 | S9X2B040U3PSB | American Standard | Heat Pump | 17 | 40000 | 2-TON | A-COIL | Yes | UPFLOW | 23800 | 12.5 | 17.1 | 21800 | 9 | R-454B
216765813 | 5A6H7024A1 | 5PX*B004AS3 | S9X2B060D3PSB | American Standard | Heat Pump | 17 | 60000 | 2-TON | A-COIL | Yes | DOWNFLOW | 21800 | 11.7 | 16 | 21200 | 8.5 | R-454B
216765845 | 5A6H7024A1 | 5PX*B006AS3 | S9X2B060D3PSB | American Standard | Heat Pump | 17 | 60000 | 2-TON | A-COIL | Yes | DOWNFLOW | 22200 | 12 | 16 | 21400 | 9 | R-454B
216765871 | 5A6H7024A1 | 5PX*BD04AS3 | S9X2B060D3PSB | American Standard | Heat Pump | 17 | 60000 | 2-TON | A-COIL | Yes | DOWNFLOW | 23400 | 12.5 | 17.1 | 22200 | 8.1 | R-454B
216765893 | 5A6H7024A1 | 5PX*BD06AS3 | S9X2B060D3PSB | American Standard | Heat Pump | 17 | 60000 | 2-TON | A-COIL | Yes | DOWNFLOW | 23800 | 12.5 | 17.1 | 22200 | 8.7 | R-454B
216765967 | 5A6H7024A1 | 5TXCB006AS3 | S9X2B060D3PSB | American Standard | Heat Pump | 17 | 60000 | 2-TON | A-COIL | Yes | DOWNFLOW | 22200 | 12 | 16 | 21200 | 8.7 | R-454B
216765809 | 5A6H7024A1 | 5PX*B004AS3 | S9X2B060U4PSB | American Standard | Heat Pump | 17 | 60000 | 2-TON | A-COIL | Yes | UPFLOW | 23200 | 12.5 | 16.5 | 21800 | 8.7 | R-454B
216765841 | 5A6H7024A1 | 5PX*B006AS3 | S9X2B060U4PSB | American Standard | Heat Pump | 17 | 60000 | 2-TON | A-COIL | Yes | UPFLOW | 23800 | 12.5 | 17.1 | 21800 | 9 | R-454B
216765937 | 5A6H7024A1 | 5TXCB004AS3 | S9X2B060U4PSB | American Standard | Heat Pump | 17 | 60000 | 2-TON | A-COIL | Yes | UPFLOW | 23200 | 12.5 | 16.5 | 21800 | 8.7 | R-454B
216765971 | 5A6H7024A1 | 5TXCB006AS3 | S9X2B060U4PSB | American Standard | Heat Pump | 17 | 60000 | 2-TON | A-COIL | Yes | UPFLOW | 23800 | 12.5 | 17.1 | 21800 | 9 | R-454B
216765901 | 5A6H7024A1 | 5PX*BD06AS3 | S9X2B080D4PSB | American Standard | Heat Pump | 17 | 80000 | 2-TON | A-COIL | Yes | DOWNFLOW | 23600 | 12.5 | 17 | 22200 | 8.5 | R-454B
216759837 | 5A6H7024A1 | 5TXCB004AS3 |  | American Standard | Heat Pump | 17 | NO FURNACE | 2-TON | A-COIL | Yes | MULTI-POSITION | 23000 | 12 | 16 | 23000 | 8.2 | R-454B
216763383 | 5A6H7024A1 | 5PX*B004AS3 |  | American Standard | Heat Pump | 17 | NO FURNACE | 2-TON | A-COIL | Yes | MULTI-POSITION | 22800 | 11.5 | 16 | 22200 | 8.7 | R-454B
216763431 | 5A6H7024A1 | 5PX*BD04AS3 |  | American Standard | Heat Pump | 17 | NO FURNACE | 2-TON | A-COIL | Yes | DOWNFLOW | 23000 | 11.7 | 16 | 22600 | 8.1 | R-454B
216763447 | 5A6H7024A1 | 5PX*C005AS3 |  | American Standard | Heat Pump | 17 | NO FURNACE | 2-TON | A-COIL | Yes | MULTI-POSITION | 22800 | 11.5 | 16 | 22200 | 8.7 | R-454B
216763455 | 5A6H7024A1 | 5PX*CD05AS3 |  | American Standard | Heat Pump | 17 | NO FURNACE | 2-TON | A-COIL | Yes | DOWNFLOW | 23000 | 11.7 | 16 | 22600 | 8.1 | R-454B
216763457 | 5A6H7024A1 | 5TAM5C03AC21 |  | American Standard | Heat Pump | 17 | NO FURNACE | 2-TON | AIR HANDLER | Yes | MULTI-POSITION | 23200 | 12.5 | 17.1 | 21800 | 8.5 | R-454B
216763459 | 5A6H7024A1 | 5TAMXC03AV31 |  | American Standard | Heat Pump | 17 | NO FURNACE | 2-TON | AIR HANDLER | Yes | MULTI-POSITION | 23800 | 12.5 | 17.1 | 22000 | 8.7 | R-454B
216763461 | 5A6H7024A1 | 5TAMXD04AV31 |  | American Standard | Heat Pump | 17 | NO FURNACE | 2-TON | AIR HANDLER | Yes | MULTI-POSITION | 23600 | 12.5 | 17.1 | 21800 | 9 | R-454B
216763463 | 5A6H7024A1 | 5TAMXD05AV41 |  | American Standard | Heat Pump | 17 | NO FURNACE | 2-TON | AIR HANDLER | Yes | MULTI-POSITION | 23400 | 12.5 | 17.1 | 21800 | 9 | R-454B
216763465 | 5A6H7024A1 | 5TEM6B02AV21+TDR |  | American Standard | Heat Pump | 17 | NO FURNACE | 2-TON | AIR HANDLER | Yes | MULTI-POSITION | 23200 | 12.5 | 17.1 | 22400 | 9 | R-454B
216763467 | 5A6H7024A1 | 5TEM6B03AV21+TDR |  | American Standard | Heat Pump | 17 | NO FURNACE | 2-TON | AIR HANDLER | Yes | MULTI-POSITION | 23400 | 12.5 | 17.1 | 22400 | 9 | R-454B
216763469 | 5A6H7024A1 | 5TEM6D04AV31+TDR |  | American Standard | Heat Pump | 17 | NO FURNACE | 2-TON | AIR HANDLER | Yes | MULTI-POSITION | 23800 | 12.5 | 17.1 | 21800 | 9.5 | R-454B
216763471 | 5A6H7024A1 | 5TEM6D05AV41+TDR |  | American Standard | Heat Pump | 17 | NO FURNACE | 2-TON | AIR HANDLER | Yes | MULTI-POSITION | 23800 | 12.5 | 17.1 | 21800 | 9.5 | R-454B
216763473 | 5A6H7024A1 | 5TEMCB02AV21+TDR |  | American Standard | Heat Pump | 17 | NO FURNACE | 2-TON | AIR HANDLER | Yes | MULTI-POSITION | 23400 | 12.5 | 17.1 | 22400 | 9.4 | R-454B
216763475 | 5A6H7024A1 | 5TEMCB03AV31+TDR |  | American Standard | Heat Pump | 17 | NO FURNACE | 2-TON | AIR HANDLER | Yes | MULTI-POSITION | 23400 | 12.5 | 17.1 | 22200 | 9 | R-454B
216763477 | 5A6H7024A1 | 5TEMCD04AV31+TDR |  | American Standard | Heat Pump | 17 | NO FURNACE | 2-TON | AIR HANDLER | Yes | MULTI-POSITION | 23400 | 12.5 | 17.1 | 21600 | 9.5 | R-454B
216763479 | 5A6H7024A1 | 5TEMCD05AV41+TDR |  | American Standard | Heat Pump | 17 | NO FURNACE | 2-TON | AIR HANDLER | Yes | MULTI-POSITION | 23400 | 12.5 | 17.1 | 21600 | 9.5 | R-454B
216763565 | 5A6H7024A1 | 5TXCC005AS3 |  | American Standard | Heat Pump | 17 | NO FURNACE | 2-TON | A-COIL | Yes | MULTI-POSITION | 22800 | 11.5 | 16 | 22200 | 8.7 | R-454B
216769887 | 5A6H7024A1 | 5TAM5C04AC31 |  | American Standard | Heat Pump | 17 | NO FURNACE | 2-TON | AIR HANDLER | Yes | MULTI-POSITION | 23600 | 12.5 | 17.1 | 22000 | 8.5 | R-454B
216763827 | 5A6H7036A1 | 5TXCB004AS3 | *UHMB060CCV3 | American Standard | Heat Pump | 17 | 60000 | 3-TON | A-COIL | Yes | UPFLOW | 31800 | 11.7 | 17.1 | 32000 | 8.7 | R-454B
216763837 | 5A6H7036A1 | 5TXCB006AS3 | *UHMB060CCV3 | American Standard | Heat Pump | 17 | 60000 | 3-TON | A-COIL | Yes | UPFLOW | 33200 | 12 | 17.1 | 32400 | 9 | R-454B
216769901 | 5A6H7036A1 | 5PX*B004AS3 | *UHMB060CCV3 | American Standard | Heat Pump | 17 | 60000 | 3-TON | A-COIL | Yes | UPFLOW | 32200 | 11.7 | 16 | 32200 | 8.5 | R-454B
216769903 | 5A6H7036A1 | 5PX*B006AS3 | *UHMB060CCV3 | American Standard | Heat Pump | 17 | 60000 | 3-TON | A-COIL | Yes | UPFLOW | 33200 | 12 | 17 | 32400 | 8.7 | R-454B
216763829 | 5A6H7036A1 | 5TXCB004AS3 | *UHMB080CCV3 | American Standard | Heat Pump | 17 | 80000 | 3-TON | A-COIL | Yes | UPFLOW | 32000 | 12 | 17.1 | 32000 | 8.7 | R-454B
216763835 | 5A6H7036A1 | 5TXCB006AS3 | *UHMB080CCV3 | American Standard | Heat Pump | 17 | 80000 | 3-TON | A-COIL | Yes | UPFLOW | 33200 | 12 | 17.1 | 32400 | 9 | R-454B
216769899 | 5A6H7036A1 | 5PX*B004AS3 | *UHMB080CCV3 | American Standard | Heat Pump | 17 | 80000 | 3-TON | A-COIL | Yes | UPFLOW | 32000 | 11.7 | 16 | 32200 | 8.5 | R-454B
216769905 | 5A6H7036A1 | 5PX*B006AS3 | *UHMB080CCV3 | American Standard | Heat Pump | 17 | 80000 | 3-TON | A-COIL | Yes | UPFLOW | 33200 | 12 | 17 | 32400 | 8.7 | R-454B
216763896 | 5A6H7036A1 | 5TXCC007AS3 | *UHMC100CCV4 | American Standard | Heat Pump | 17 | 100000 | 3-TON | A-COIL | Yes | UPFLOW | 33800 | 12 | 17.1 | 32600 | 9 | R-454B
216763908 | 5A6H7036A1 | 5TXCC009AS3 | *UHMC100CCV4 | American Standard | Heat Pump | 17 | 100000 | 3-TON | A-COIL | Yes | UPFLOW | 34000 | 12.5 | 17.1 | 32200 | 9 | R-454B
216769909 | 5A6H7036A1 | 5PX*C005AS3 | *UHMC100CCV4 | American Standard | Heat Pump | 17 | 100000 | 3-TON | A-COIL | Yes | UPFLOW | 32200 | 12 | 16 | 32000 | 8.7 | R-454B
216769911 | 5A6H7036A1 | 5PX*C007AS3 | *UHMC100CCV4 | American Standard | Heat Pump | 17 | 100000 | 3-TON | A-COIL | Yes | UPFLOW | 33800 | 12 | 17.1 | 32600 | 9 | R-454B
216769917 | 5A6H7036A1 | 5PX*C009AS3 | *UHMC100CCV4 | American Standard | Heat Pump | 17 | 100000 | 3-TON | A-COIL | Yes | UPFLOW | 34000 | 12.5 | 17.1 | 32200 | 9 | R-454B
216769949 | 5A6H7036A1 | 5TXCC005AS3 | *UHMC100CCV4 | American Standard | Heat Pump | 17 | 100000 | 3-TON | A-COIL | Yes | UPFLOW | 32200 | 12 | 16 | 32000 | 8.7 | R-454B
216766021 | 5A6H7036A1 | 5PX*B004AS3 | S8V2B060M4PCB | American Standard | Heat Pump | 17 | 60000 | 3-TON | A-COIL | Yes | MULTI-POSITION | 32000 | 11.7 | 16 | 32200 | 8.5 | R-454B
216766051 | 5A6H7036A1 | 5PX*B006AS3 | S8V2B060M4PCB | American Standard | Heat Pump | 17 | 60000 | 3-TON | A-COIL | Yes | MULTI-POSITION | 33400 | 12 | 16.5 | 32600 | 8.7 | R-454B
216766079 | 5A6H7036A1 | 5PX*BD04AS3 | S8V2B060M4PCB | American Standard | Heat Pump | 17 | 60000 | 3-TON | A-COIL | Yes | DOWNFLOW | 32600 | 11.7 | 16 | 33400 | 8.2 | R-454B
216766093 | 5A6H7036A1 | 5PX*BD06AS3 | S8V2B060M4PCB | American Standard | Heat Pump | 17 | 60000 | 3-TON | A-COIL | Yes | DOWNFLOW | 33000 | 12 | 16.5 | 33200 | 8.5 | R-454B
216766295 | 5A6H7036A1 | 5TXCB004AS3 | S8V2B060M4PCB | American Standard | Heat Pump | 17 | 60000 | 3-TON | A-COIL | Yes | MULTI-POSITION | 32000 | 11.7 | 16 | 32200 | 8.5 | R-454B
216766317 | 5A6H7036A1 | 5TXCB006AS3 | S8V2B060M4PCB | American Standard | Heat Pump | 17 | 60000 | 3-TON | A-COIL | Yes | MULTI-POSITION | 33200 | 12 | 16.5 | 32600 | 8.7 | R-454B
216766009 | 5A6H7036A1 | 5PX*B004AS3 | S8V2B060M4PDB | American Standard | Heat Pump | 17 | 60000 | 3-TON | A-COIL | Yes | MULTI-POSITION | 32000 | 11.7 | 16 | 32200 | 8.5 | R-454B
216766033 | 5A6H7036A1 | 5PX*B006AS3 | S8V2B060M4PDB | American Standard | Heat Pump | 17 | 60000 | 3-TON | A-COIL | Yes | MULTI-POSITION | 33400 | 12 | 16.5 | 32600 | 8.7 | R-454B
216766069 | 5A6H7036A1 | 5PX*BD04AS3 | S8V2B060M4PDB | American Standard | Heat Pump | 17 | 60000 | 3-TON | A-COIL | Yes | DOWNFLOW | 32600 | 11.7 | 16 | 33400 | 8.2 | R-454B
216766095 | 5A6H7036A1 | 5PX*BD06AS3 | S8V2B060M4PDB | American Standard | Heat Pump | 17 | 60000 | 3-TON | A-COIL | Yes | DOWNFLOW | 33000 | 12 | 16.5 | 33200 | 8.5 | R-454B
216766291 | 5A6H7036A1 | 5TXCB004AS3 | S8V2B060M4PDB | American Standard | Heat Pump | 17 | 60000 | 3-TON | A-COIL | Yes | MULTI-POSITION | 32000 | 11.7 | 16 | 32200 | 8.5 | R-454B
216766341 | 5A6H7036A1 | 5TXCB006AS3 | S8V2B060M4PDB | American Standard | Heat Pump | 17 | 60000 | 3-TON | A-COIL | Yes | MULTI-POSITION | 33200 | 12 | 16.5 | 32600 | 8.7 | R-454B
216766019 | 5A6H7036A1 | 5PX*B004AS3 | S8V2B080M4PCB | American Standard | Heat Pump | 17 | 80000 | 3-TON | A-COIL | Yes | MULTI-POSITION | 32200 | 12 | 16 | 32200 | 8.7 | R-454B
216766049 | 5A6H7036A1 | 5PX*B006AS3 | S8V2B080M4PCB | American Standard | Heat Pump | 17 | 80000 | 3-TON | A-COIL | Yes | MULTI-POSITION | 33400 | 12 | 16.5 | 32600 | 8.7 | R-454B
216766077 | 5A6H7036A1 | 5PX*BD04AS3 | S8V2B080M4PCB | American Standard | Heat Pump | 17 | 80000 | 3-TON | A-COIL | Yes | DOWNFLOW | 32600 | 11.7 | 16 | 33400 | 8.2 | R-454B
216766115 | 5A6H7036A1 | 5PX*BD06AS3 | S8V2B080M4PCB | American Standard | Heat Pump | 17 | 80000 | 3-TON | A-COIL | Yes | DOWNFLOW | 33000 | 12 | 16.5 | 33200 | 8.5 | R-454B
216766293 | 5A6H7036A1 | 5TXCB004AS3 | S8V2B080M4PCB | American Standard | Heat Pump | 17 | 80000 | 3-TON | A-COIL | Yes | MULTI-POSITION | 32200 | 12 | 16 | 32200 | 8.7 | R-454B
216766315 | 5A6H7036A1 | 5TXCB006AS3 | S8V2B080M4PCB | American Standard | Heat Pump | 17 | 80000 | 3-TON | A-COIL | Yes | MULTI-POSITION | 33400 | 12 | 16.5 | 32600 | 8.7 | R-454B
216766011 | 5A6H7036A1 | 5PX*B004AS3 | S8V2B080M4PDB | American Standard | Heat Pump | 17 | 80000 | 3-TON | A-COIL | Yes | MULTI-POSITION | 32200 | 12 | 16 | 32200 | 8.7 | R-454B
216766055 | 5A6H7036A1 | 5PX*B006AS3 | S8V2B080M4PDB | American Standard | Heat Pump | 17 | 80000 | 3-TON | A-COIL | Yes | MULTI-POSITION | 33400 | 12 | 16.5 | 32600 | 8.7 | R-454B
216766067 | 5A6H7036A1 | 5PX*BD04AS3 | S8V2B080M4PDB | American Standard | Heat Pump | 17 | 80000 | 3-TON | A-COIL | Yes | DOWNFLOW | 32600 | 11.7 | 16 | 33400 | 8.2 | R-454B
216766119 | 5A6H7036A1 | 5PX*BD06AS3 | S8V2B080M4PDB | American Standard | Heat Pump | 17 | 80000 | 3-TON | A-COIL | Yes | DOWNFLOW | 33000 | 12 | 16.5 | 33200 | 8.5 | R-454B
216766299 | 5A6H7036A1 | 5TXCB004AS3 | S8V2B080M4PDB | American Standard | Heat Pump | 17 | 80000 | 3-TON | A-COIL | Yes | MULTI-POSITION | 32200 | 12 | 16 | 32200 | 8.7 | R-454B
216766339 | 5A6H7036A1 | 5TXCB006AS3 | S8V2B080M4PDB | American Standard | Heat Pump | 17 | 80000 | 3-TON | A-COIL | Yes | MULTI-POSITION | 33400 | 12 | 16.5 | 32600 | 8.7 | R-454B
216766131 | 5A6H7036A1 | 5PX*C005AS3 | S8V2C080M5PCB | American Standard | Heat Pump | 17 | 80000 | 3-TON | A-COIL | Yes | MULTI-POSITION | 32600 | 12 | 16 | 32400 | 8.7 | R-454B
216766163 | 5A6H7036A1 | 5PX*C007AS3 | S8V2C080M5PCB | American Standard | Heat Pump | 17 | 80000 | 3-TON | A-COIL | Yes | MULTI-POSITION | 33800 | 12 | 17 | 32800 | 8.7 | R-454B
216766183 | 5A6H7036A1 | 5PX*C009AS3 | S8V2C080M5PCB | American Standard | Heat Pump | 17 | 80000 | 3-TON | A-COIL | Yes | MULTI-POSITION | 34200 | 12 | 17.1 | 32400 | 9 | R-454B
216766199 | 5A6H7036A1 | 5PX*CD05AS3 | S8V2C080M5PCB | American Standard | Heat Pump | 17 | 80000 | 3-TON | A-COIL | Yes | DOWNFLOW | 32800 | 12 | 16 | 33400 | 8.2 | R-454B
216766223 | 5A6H7036A1 | 5PX*CD07AS3 | S8V2C080M5PCB | American Standard | Heat Pump | 17 | 80000 | 3-TON | A-COIL | Yes | DOWNFLOW | 33800 | 12 | 16.5 | 33400 | 8.7 | R-454B
216766233 | 5A6H7036A1 | 5PX*CD09AS3 | S8V2C080M5PCB | American Standard | Heat Pump | 17 | 80000 | 3-TON | A-COIL | Yes | DOWNFLOW | 34200 | 12 | 17.1 | 32400 | 8.7 | R-454B
216766345 | 5A6H7036A1 | 5TXCC005AS3 | S8V2C080M5PCB | American Standard | Heat Pump | 17 | 80000 | 3-TON | A-COIL | Yes | MULTI-POSITION | 32600 | 12 | 16 | 32600 | 8.7 | R-454B
216766391 | 5A6H7036A1 | 5TXCC007AS3 | S8V2C080M5PCB | American Standard | Heat Pump | 17 | 80000 | 3-TON | A-COIL | Yes | MULTI-POSITION | 33800 | 12 | 17 | 32800 | 8.7 | R-454B
216766405 | 5A6H7036A1 | 5TXCC009AS3 | S8V2C080M5PCB | American Standard | Heat Pump | 17 | 80000 | 3-TON | A-COIL | Yes | MULTI-POSITION | 34200 | 12 | 17.1 | 32400 | 9 | R-454B
216766125 | 5A6H7036A1 | 5PX*C005AS3 | S8V2C080M5PDB | American Standard | Heat Pump | 17 | 80000 | 3-TON | A-COIL | Yes | MULTI-POSITION | 32600 | 12 | 16 | 32400 | 8.7 | R-454B
216766171 | 5A6H7036A1 | 5PX*C007AS3 | S8V2C080M5PDB | American Standard | Heat Pump | 17 | 80000 | 3-TON | A-COIL | Yes | MULTI-POSITION | 33800 | 12 | 17 | 32800 | 8.7 | R-454B
216766189 | 5A6H7036A1 | 5PX*C009AS3 | S8V2C080M5PDB | American Standard | Heat Pump | 17 | 80000 | 3-TON | A-COIL | Yes | MULTI-POSITION | 34200 | 12 | 17.1 | 32400 | 9 | R-454B
216766207 | 5A6H7036A1 | 5PX*CD05AS3 | S8V2C080M5PDB | American Standard | Heat Pump | 17 | 80000 | 3-TON | A-COIL | Yes | DOWNFLOW | 32800 | 12 | 16 | 33400 | 8.2 | R-454B
216766213 | 5A6H7036A1 | 5PX*CD07AS3 | S8V2C080M5PDB | American Standard | Heat Pump | 17 | 80000 | 3-TON | A-COIL | Yes | DOWNFLOW | 33800 | 12 | 16.5 | 33400 | 8.7 | R-454B
216766239 | 5A6H7036A1 | 5PX*CD09AS3 | S8V2C080M5PDB | American Standard | Heat Pump | 17 | 80000 | 3-TON | A-COIL | Yes | DOWNFLOW | 34200 | 12 | 17.1 | 32400 | 8.7 | R-454B
216766363 | 5A6H7036A1 | 5TXCC005AS3 | S8V2C080M5PDB | American Standard | Heat Pump | 17 | 80000 | 3-TON | A-COIL | Yes | MULTI-POSITION | 32600 | 12 | 16 | 32600 | 8.7 | R-454B
216766375 | 5A6H7036A1 | 5TXCC007AS3 | S8V2C080M5PDB | American Standard | Heat Pump | 17 | 80000 | 3-TON | A-COIL | Yes | MULTI-POSITION | 33800 | 12 | 17 | 32800 | 8.7 | R-454B
216766395 | 5A6H7036A1 | 5TXCC009AS3 | S8V2C080M5PDB | American Standard | Heat Pump | 17 | 80000 | 3-TON | A-COIL | Yes | MULTI-POSITION | 34200 | 12 | 17.1 | 32400 | 9 | R-454B
216766123 | 5A6H7036A1 | 5PX*C005AS3 | S8V2C100M5PCB | American Standard | Heat Pump | 17 | 100000 | 3-TON | A-COIL | Yes | MULTI-POSITION | 32600 | 12 | 16 | 32400 | 8.7 | R-454B
216766161 | 5A6H7036A1 | 5PX*C007AS3 | S8V2C100M5PCB | American Standard | Heat Pump | 17 | 100000 | 3-TON | A-COIL | Yes | MULTI-POSITION | 33800 | 12 | 17 | 32800 | 9 | R-454B
216766181 | 5A6H7036A1 | 5PX*C009AS3 | S8V2C100M5PCB | American Standard | Heat Pump | 17 | 100000 | 3-TON | A-COIL | Yes | MULTI-POSITION | 34200 | 12 | 17.1 | 32400 | 9 | R-454B
216766197 | 5A6H7036A1 | 5PX*CD05AS3 | S8V2C100M5PCB | American Standard | Heat Pump | 17 | 100000 | 3-TON | A-COIL | Yes | DOWNFLOW | 32800 | 12 | 16 | 33400 | 8.2 | R-454B
216766219 | 5A6H7036A1 | 5PX*CD07AS3 | S8V2C100M5PCB | American Standard | Heat Pump | 17 | 100000 | 3-TON | A-COIL | Yes | DOWNFLOW | 33800 | 12 | 16.5 | 33600 | 8.7 | R-454B
216766231 | 5A6H7036A1 | 5PX*CD09AS3 | S8V2C100M5PCB | American Standard | Heat Pump | 17 | 100000 | 3-TON | A-COIL | Yes | DOWNFLOW | 34200 | 12 | 17.1 | 32400 | 8.7 | R-454B
216766347 | 5A6H7036A1 | 5TXCC005AS3 | S8V2C100M5PCB | American Standard | Heat Pump | 17 | 100000 | 3-TON | A-COIL | Yes | MULTI-POSITION | 32600 | 12 | 16 | 32400 | 8.7 | R-454B
216766389 | 5A6H7036A1 | 5TXCC007AS3 | S8V2C100M5PCB | American Standard | Heat Pump | 17 | 100000 | 3-TON | A-COIL | Yes | MULTI-POSITION | 33800 | 12 | 17 | 32800 | 9 | R-454B
216766407 | 5A6H7036A1 | 5TXCC009AS3 | S8V2C100M5PCB | American Standard | Heat Pump | 17 | 100000 | 3-TON | A-COIL | Yes | MULTI-POSITION | 34200 | 12 | 17.1 | 32400 | 9 | R-454B
216766133 | 5A6H7036A1 | 5PX*C005AS3 | S8V2C100M5PDB | American Standard | Heat Pump | 17 | 100000 | 3-TON | A-COIL | Yes | MULTI-POSITION | 32600 | 12 | 16 | 32400 | 8.7 | R-454B
216766155 | 5A6H7036A1 | 5PX*C007AS3 | S8V2C100M5PDB | American Standard | Heat Pump | 17 | 100000 | 3-TON | A-COIL | Yes | MULTI-POSITION | 33800 | 12 | 17 | 32800 | 9 | R-454B
216766175 | 5A6H7036A1 | 5PX*C009AS3 | S8V2C100M5PDB | American Standard | Heat Pump | 17 | 100000 | 3-TON | A-COIL | Yes | MULTI-POSITION | 34200 | 12 | 17.1 | 32400 | 9 | R-454B
216766205 | 5A6H7036A1 | 5PX*CD05AS3 | S8V2C100M5PDB | American Standard | Heat Pump | 17 | 100000 | 3-TON | A-COIL | Yes | DOWNFLOW | 32800 | 12 | 16 | 33400 | 8.2 | R-454B
216766211 | 5A6H7036A1 | 5PX*CD07AS3 | S8V2C100M5PDB | American Standard | Heat Pump | 17 | 100000 | 3-TON | A-COIL | Yes | DOWNFLOW | 33800 | 12 | 16.5 | 33600 | 8.7 | R-454B
216766241 | 5A6H7036A1 | 5PX*CD09AS3 | S8V2C100M5PDB | American Standard | Heat Pump | 17 | 100000 | 3-TON | A-COIL | Yes | DOWNFLOW | 34200 | 12 | 17.1 | 32400 | 8.7 | R-454B
216766361 | 5A6H7036A1 | 5TXCC005AS3 | S8V2C100M5PDB | American Standard | Heat Pump | 17 | 100000 | 3-TON | A-COIL | Yes | MULTI-POSITION | 32600 | 12 | 16 | 32400 | 8.7 | R-454B
216766373 | 5A6H7036A1 | 5TXCC007AS3 | S8V2C100M5PDB | American Standard | Heat Pump | 17 | 100000 | 3-TON | A-COIL | Yes | MULTI-POSITION | 33800 | 12 | 17 | 32800 | 9 | R-454B
216766397 | 5A6H7036A1 | 5TXCC009AS3 | S8V2C100M5PDB | American Standard | Heat Pump | 17 | 100000 | 3-TON | A-COIL | Yes | MULTI-POSITION | 34200 | 12 | 17.1 | 32400 | 9 | R-454B
216766243 | 5A6H7036A1 | 5PX*D008AS3 | S8V2D120M5PCB | American Standard | Heat Pump | 17 | 120000 | 3-TON | A-COIL | Yes | MULTI-POSITION | 34200 | 12.5 | 17.1 | 32600 | 9 | R-454B
216766257 | 5A6H7036A1 | 5PX*D010AS3 | S8V2D120M5PCB | American Standard | Heat Pump | 17 | 120000 | 3-TON | A-COIL | Yes | MULTI-POSITION | 34600 | 12.5 | 17.1 | 32400 | 9 | R-454B
216766267 | 5A6H7036A1 | 5PX*DD10AS3 | S8V2D120M5PCB | American Standard | Heat Pump | 17 | 120000 | 3-TON | A-COIL | Yes | DOWNFLOW | 34000 | 12 | 17.1 | 32400 | 9 | R-454B
216766423 | 5A6H7036A1 | 5TXCD008AS3 | S8V2D120M5PCB | American Standard | Heat Pump | 17 | 120000 | 3-TON | A-COIL | Yes | MULTI-POSITION | 34200 | 12.5 | 17.1 | 32600 | 9 | R-454B
216766431 | 5A6H7036A1 | 5TXCD010AS3 | S8V2D120M5PCB | American Standard | Heat Pump | 17 | 120000 | 3-TON | A-COIL | Yes | MULTI-POSITION | 34600 | 12.5 | 17.1 | 32400 | 9 | R-454B
216766249 | 5A6H7036A1 | 5PX*D008AS3 | S8V2D120M5PDB | American Standard | Heat Pump | 17 | 120000 | 3-TON | A-COIL | Yes | MULTI-POSITION | 34200 | 12.5 | 17.1 | 32600 | 9 | R-454B
216766255 | 5A6H7036A1 | 5PX*D010AS3 | S8V2D120M5PDB | American Standard | Heat Pump | 17 | 120000 | 3-TON | A-COIL | Yes | MULTI-POSITION | 34600 | 12.5 | 17.1 | 32400 | 9 | R-454B
216766265 | 5A6H7036A1 | 5PX*DD10AS3 | S8V2D120M5PDB | American Standard | Heat Pump | 17 | 120000 | 3-TON | A-COIL | Yes | DOWNFLOW | 34000 | 12 | 17.1 | 32400 | 9 | R-454B
216766417 | 5A6H7036A1 | 5TXCD008AS3 | S8V2D120M5PDB | American Standard | Heat Pump | 17 | 120000 | 3-TON | A-COIL | Yes | MULTI-POSITION | 34200 | 12.5 | 17.1 | 32600 | 9 | R-454B
216766435 | 5A6H7036A1 | 5TXCD010AS3 | S8V2D120M5PDB | American Standard | Heat Pump | 17 | 120000 | 3-TON | A-COIL | Yes | MULTI-POSITION | 34600 | 12.5 | 17.1 | 32400 | 9 | R-454B
216763597 | 5A6H7036A1 | 5PX*B004AS3 | S8X1A040M3PSC | American Standard | Heat Pump | 17 | 40000 | 3-TON | A-COIL | Yes | MULTI-POSITION | 32400 | 11.5 | 17.1 | 32600 | 8.7 | R-454B
216763611 | 5A6H7036A1 | 5PX*B006AS3 | S8X1A040M3PSC | American Standard | Heat Pump | 17 | 40000 | 3-TON | A-COIL | Yes | MULTI-POSITION | 32800 | 12 | 17.1 | 32400 | 8.7 | R-454B
216763639 | 5A6H7036A1 | 5PX*BD04AS3 | S8X1A040M3PSC | American Standard | Heat Pump | 17 | 40000 | 3-TON | A-COIL | Yes | DOWNFLOW | 32400 | 11.5 | 17.1 | 33600 | 8.2 | R-454B
216763663 | 5A6H7036A1 | 5PX*BD06AS3 | S8X1A040M3PSC | American Standard | Heat Pump | 17 | 40000 | 3-TON | A-COIL | Yes | DOWNFLOW | 33200 | 11.7 | 17.1 | 33600 | 8.7 | R-454B
216763823 | 5A6H7036A1 | 5TXCB004AS3 | S8X1A040M3PSC | American Standard | Heat Pump | 17 | 40000 | 3-TON | A-COIL | Yes | MULTI-POSITION | 32400 | 11.5 | 17.1 | 32600 | 8.7 | R-454B
216763874 | 5A6H7036A1 | 5TXCB006AS3 | S8X1A040M3PSC | American Standard | Heat Pump | 17 | 40000 | 3-TON | A-COIL | Yes | MULTI-POSITION | 32800 | 12 | 17.1 | 32400 | 8.7 | R-454B
216763595 | 5A6H7036A1 | 5PX*B004AS3 | S8X1B060M4PSC | American Standard | Heat Pump | 17 | 60000 | 3-TON | A-COIL | Yes | MULTI-POSITION | 32400 | 11.7 | 17.1 | 32400 | 8.7 | R-454B
216763609 | 5A6H7036A1 | 5PX*B006AS3 | S8X1B060M4PSC | American Standard | Heat Pump | 17 | 60000 | 3-TON | A-COIL | Yes | MULTI-POSITION | 33600 | 12 | 17.1 | 32600 | 9 | R-454B
216763637 | 5A6H7036A1 | 5PX*BD04AS3 | S8X1B060M4PSC | American Standard | Heat Pump | 17 | 60000 | 3-TON | A-COIL | Yes | DOWNFLOW | 32600 | 11.7 | 17.1 | 33400 | 8.2 | R-454B
216763665 | 5A6H7036A1 | 5PX*BD06AS3 | S8X1B060M4PSC | American Standard | Heat Pump | 17 | 60000 | 3-TON | A-COIL | Yes | DOWNFLOW | 33400 | 12 | 17.1 | 33400 | 8.7 | R-454B
216763825 | 5A6H7036A1 | 5TXCB004AS3 | S8X1B060M4PSC | American Standard | Heat Pump | 17 | 60000 | 3-TON | A-COIL | Yes | MULTI-POSITION | 32400 | 11.7 | 17.1 | 32400 | 8.7 | R-454B
216763876 | 5A6H7036A1 | 5TXCB006AS3 | S8X1B060M4PSC | American Standard | Heat Pump | 17 | 60000 | 3-TON | A-COIL | Yes | MULTI-POSITION | 33600 | 12 | 17.1 | 32600 | 9 | R-454B
216763593 | 5A6H7036A1 | 5PX*B004AS3 | S8X1B080M4PSC | American Standard | Heat Pump | 17 | 80000 | 3-TON | A-COIL | Yes | MULTI-POSITION | 32600 | 11.5 | 17.1 | 32800 | 8.7 | R-454B
216763607 | 5A6H7036A1 | 5PX*B006AS3 | S8X1B080M4PSC | American Standard | Heat Pump | 17 | 80000 | 3-TON | A-COIL | Yes | MULTI-POSITION | 33400 | 12 | 17.1 | 32600 | 9 | R-454B
216763635 | 5A6H7036A1 | 5PX*BD04AS3 | S8X1B080M4PSC | American Standard | Heat Pump | 17 | 80000 | 3-TON | A-COIL | Yes | DOWNFLOW | 32600 | 11.7 | 17.1 | 33400 | 8.2 | R-454B
216763661 | 5A6H7036A1 | 5PX*BD06AS3 | S8X1B080M4PSC | American Standard | Heat Pump | 17 | 80000 | 3-TON | A-COIL | Yes | DOWNFLOW | 33600 | 11.7 | 17.1 | 33600 | 8.7 | R-454B
216763809 | 5A6H7036A1 | 5TXCB004AS3 | S8X1B080M4PSC | American Standard | Heat Pump | 17 | 80000 | 3-TON | A-COIL | Yes | MULTI-POSITION | 32600 | 11.5 | 17.1 | 32800 | 8.7 | R-454B
216763878 | 5A6H7036A1 | 5TXCB006AS3 | S8X1B080M4PSC | American Standard | Heat Pump | 17 | 80000 | 3-TON | A-COIL | Yes | MULTI-POSITION | 33400 | 12 | 17.1 | 32800 | 9 | R-454B
216763677 | 5A6H7036A1 | 5PX*C005AS3 | S8X1C080M5PSC | American Standard | Heat Pump | 17 | 80000 | 3-TON | A-COIL | Yes | MULTI-POSITION | 33000 | 11.7 | 17.1 | 32800 | 8.7 | R-454B
216763695 | 5A6H7036A1 | 5PX*C007AS3 | S8X1C080M5PSC | American Standard | Heat Pump | 17 | 80000 | 3-TON | A-COIL | Yes | MULTI-POSITION | 33800 | 12 | 17.1 | 32600 | 8.7 | R-454B
216763717 | 5A6H7036A1 | 5PX*C009AS3 | S8X1C080M5PSC | American Standard | Heat Pump | 17 | 80000 | 3-TON | A-COIL | Yes | MULTI-POSITION | 34200 | 12 | 17.1 | 32400 | 8.7 | R-454B
216763721 | 5A6H7036A1 | 5PX*CD05AS3 | S8X1C080M5PSC | American Standard | Heat Pump | 17 | 80000 | 3-TON | A-COIL | Yes | DOWNFLOW | 32800 | 12 | 17.1 | 33400 | 8.2 | R-454B
216763731 | 5A6H7036A1 | 5PX*CD07AS3 | S8X1C080M5PSC | American Standard | Heat Pump | 17 | 80000 | 3-TON | A-COIL | Yes | DOWNFLOW | 33800 | 12 | 17.1 | 33400 | 8.7 | R-454B
216763741 | 5A6H7036A1 | 5PX*CD09AS3 | S8X1C080M5PSC | American Standard | Heat Pump | 17 | 80000 | 3-TON | A-COIL | Yes | DOWNFLOW | 34200 | 12.5 | 17.1 | 32200 | 9 | R-454B
216763888 | 5A6H7036A1 | 5TXCC007AS3 | S8X1C080M5PSC | American Standard | Heat Pump | 17 | 80000 | 3-TON | A-COIL | Yes | MULTI-POSITION | 33800 | 12 | 17.1 | 32800 | 8.7 | R-454B
216769943 | 5A6H7036A1 | 5TXCC005AS3 | S8X1C080M5PSC | American Standard | Heat Pump | 17 | 80000 | 3-TON | A-COIL | Yes | MULTI-POSITION | 32600 | 11.7 | 16.5 | 32400 | 8.7 | R-454B
216769983 | 5A6H7036A1 | 5TXCC009AS3 | S8X1C080M5PSC | American Standard | Heat Pump | 17 | 80000 | 3-TON | A-COIL | Yes | MULTI-POSITION | 34200 | 12 | 17.1 | 32400 | 8.7 | R-454B
216763675 | 5A6H7036A1 | 5PX*C005AS3 | S8X1C100M5PSC | American Standard | Heat Pump | 17 | 100000 | 3-TON | A-COIL | Yes | MULTI-POSITION | 32200 | 12 | 16.5 | 32200 | 8.7 | R-454B
216763697 | 5A6H7036A1 | 5PX*C007AS3 | S8X1C100M5PSC | American Standard | Heat Pump | 17 | 100000 | 3-TON | A-COIL | Yes | MULTI-POSITION | 34200 | 12 | 17.1 | 33000 | 9 | R-454B
216763729 | 5A6H7036A1 | 5PX*CD07AS3 | S8X1C100M5PSC | American Standard | Heat Pump | 17 | 100000 | 3-TON | A-COIL | Yes | DOWNFLOW | 33200 | 12 | 17.1 | 33200 | 8.7 | R-454B
216763886 | 5A6H7036A1 | 5TXCC007AS3 | S8X1C100M5PSC | American Standard | Heat Pump | 17 | 100000 | 3-TON | A-COIL | Yes | MULTI-POSITION | 33400 | 12 | 17.1 | 32600 | 9 | R-454B
216769919 | 5A6H7036A1 | 5PX*C009AS3 | S8X1C100M5PSC | American Standard | Heat Pump | 17 | 100000 | 3-TON | A-COIL | Yes | MULTI-POSITION | 34400 | 12 | 17 | 32600 | 9 | R-454B
216769929 | 5A6H7036A1 | 5PX*CD09AS3 | S8X1C100M5PSC | American Standard | Heat Pump | 17 | 100000 | 3-TON | A-COIL | Yes | DOWNFLOW | 34400 | 12 | 17 | 32600 | 8.7 | R-454B
216769969 | 5A6H7036A1 | 5TXCC005AS3 | S8X1C100M5PSC | American Standard | Heat Pump | 17 | 100000 | 3-TON | A-COIL | Yes | MULTI-POSITION | 32200 | 11.7 | 16 | 32200 | 8.7 | R-454B
216769987 | 5A6H7036A1 | 5TXCC009AS3 | S8X1C100M5PSC | American Standard | Heat Pump | 17 | 100000 | 3-TON | A-COIL | Yes | MULTI-POSITION | 34400 | 12 | 17 | 32600 | 9 | R-454B
216763749 | 5A6H7036A1 | 5PX*D008AS3 | S8X1D120M5PSC | American Standard | Heat Pump | 17 | 120000 | 3-TON | A-COIL | Yes | MULTI-POSITION | 33000 | 12.5 | 17.1 | 32200 | 9 | R-454B
216770001 | 5A6H7036A1 | 5TXCD008AS3 | S8X1D120M5PSC | American Standard | Heat Pump | 17 | 120000 | 3-TON | A-COIL | Yes | MULTI-POSITION | 33000 | 12 | 17 | 32200 | 8.7 | R-454B
216764582 | 5A6H7036A1 | 5PX*B004AS3 | S8X2A040M3PSC | American Standard | Heat Pump | 17 | 40000 | 3-TON | A-COIL | Yes | MULTI-POSITION | 32400 | 11.5 | 17.1 | 32600 | 8.7 | R-454B
216764612 | 5A6H7036A1 | 5PX*B006AS3 | S8X2A040M3PSC | American Standard | Heat Pump | 17 | 40000 | 3-TON | A-COIL | Yes | MULTI-POSITION | 32800 | 12 | 17.1 | 32400 | 8.7 | R-454B
216764622 | 5A6H7036A1 | 5PX*BD04AS3 | S8X2A040M3PSC | American Standard | Heat Pump | 17 | 40000 | 3-TON | A-COIL | Yes | DOWNFLOW | 32400 | 11.5 | 17.1 | 33600 | 8.2 | R-454B
216764648 | 5A6H7036A1 | 5PX*BD06AS3 | S8X2A040M3PSC | American Standard | Heat Pump | 17 | 40000 | 3-TON | A-COIL | Yes | DOWNFLOW | 33200 | 11.7 | 17.1 | 33600 | 8.7 | R-454B
216764712 | 5A6H7036A1 | 5TXCB004AS3 | S8X2A040M3PSC | American Standard | Heat Pump | 17 | 40000 | 3-TON | A-COIL | Yes | MULTI-POSITION | 32400 | 11.5 | 17.1 | 32600 | 8.7 | R-454B
216764732 | 5A6H7036A1 | 5TXCB006AS3 | S8X2A040M3PSC | American Standard | Heat Pump | 17 | 40000 | 3-TON | A-COIL | Yes | MULTI-POSITION | 32800 | 12 | 17.1 | 32400 | 8.7 | R-454B
216764610 | 5A6H7036A1 | 5PX*B006AS3 | S8X2B060M4PSC | American Standard | Heat Pump | 17 | 60000 | 3-TON | A-COIL | Yes | MULTI-POSITION | 33600 | 12 | 17.1 | 32600 | 9 | R-454B
216764630 | 5A6H7036A1 | 5PX*BD04AS3 | S8X2B060M4PSC | American Standard | Heat Pump | 17 | 60000 | 3-TON | A-COIL | Yes | DOWNFLOW | 32600 | 11.7 | 17.1 | 33400 | 8.2 | R-454B
216764638 | 5A6H7036A1 | 5PX*BD06AS3 | S8X2B060M4PSC | American Standard | Heat Pump | 17 | 60000 | 3-TON | A-COIL | Yes | DOWNFLOW | 33400 | 12 | 17.1 | 33400 | 8.7 | R-454B
216764714 | 5A6H7036A1 | 5TXCB004AS3 | S8X2B060M4PSC | American Standard | Heat Pump | 17 | 60000 | 3-TON | A-COIL | Yes | MULTI-POSITION | 32400 | 11.7 | 17.1 | 32400 | 8.7 | R-454B
216764740 | 5A6H7036A1 | 5TXCB006AS3 | S8X2B060M4PSC | American Standard | Heat Pump | 17 | 60000 | 3-TON | A-COIL | Yes | MULTI-POSITION | 33600 | 12 | 17.1 | 32600 | 9 | R-454B
216764580 | 5A6H7036A1 | 5PX*B004AS3 | S8X2B080M4PSC | American Standard | Heat Pump | 17 | 80000 | 3-TON | A-COIL | Yes | MULTI-POSITION | 32600 | 11.5 | 17.1 | 32800 | 8.7 | R-454B
216764608 | 5A6H7036A1 | 5PX*B006AS3 | S8X2B080M4PSC | American Standard | Heat Pump | 17 | 80000 | 3-TON | A-COIL | Yes | MULTI-POSITION | 33400 | 12 | 17.1 | 32600 | 9 | R-454B
216764628 | 5A6H7036A1 | 5PX*BD04AS3 | S8X2B080M4PSC | American Standard | Heat Pump | 17 | 80000 | 3-TON | A-COIL | Yes | DOWNFLOW | 32600 | 11.7 | 17.1 | 33400 | 8.2 | R-454B
216764640 | 5A6H7036A1 | 5PX*BD06AS3 | S8X2B080M4PSC | American Standard | Heat Pump | 17 | 80000 | 3-TON | A-COIL | Yes | DOWNFLOW | 33600 | 11.7 | 17.1 | 33600 | 8.7 | R-454B
216764720 | 5A6H7036A1 | 5TXCB004AS3 | S8X2B080M4PSC | American Standard | Heat Pump | 17 | 80000 | 3-TON | A-COIL | Yes | MULTI-POSITION | 32600 | 11.5 | 17.1 | 32800 | 8.7 | R-454B
216764742 | 5A6H7036A1 | 5TXCB006AS3 | S8X2B080M4PSC | American Standard | Heat Pump | 17 | 80000 | 3-TON | A-COIL | Yes | MULTI-POSITION | 33400 | 12 | 17.1 | 32800 | 9 | R-454B
216764654 | 5A6H7036A1 | 5PX*C005AS3 | S8X2C080M5PSC | American Standard | Heat Pump | 17 | 80000 | 3-TON | A-COIL | Yes | MULTI-POSITION | 33000 | 11.7 | 17.1 | 32800 | 8.7 | R-454B
216764662 | 5A6H7036A1 | 5PX*C007AS3 | S8X2C080M5PSC | American Standard | Heat Pump | 17 | 80000 | 3-TON | A-COIL | Yes | MULTI-POSITION | 33800 | 12 | 17.1 | 32600 | 8.7 | R-454B
216764676 | 5A6H7036A1 | 5PX*C009AS3 | S8X2C080M5PSC | American Standard | Heat Pump | 17 | 80000 | 3-TON | A-COIL | Yes | MULTI-POSITION | 34200 | 12 | 17.1 | 32400 | 8.7 | R-454B
216764682 | 5A6H7036A1 | 5PX*CD05AS3 | S8X2C080M5PSC | American Standard | Heat Pump | 17 | 80000 | 3-TON | A-COIL | Yes | DOWNFLOW | 32800 | 12 | 17.1 | 33400 | 8.2 | R-454B
216764690 | 5A6H7036A1 | 5PX*CD07AS3 | S8X2C080M5PSC | American Standard | Heat Pump | 17 | 80000 | 3-TON | A-COIL | Yes | DOWNFLOW | 33800 | 12 | 17.1 | 33400 | 8.7 | R-454B
216764702 | 5A6H7036A1 | 5PX*CD09AS3 | S8X2C080M5PSC | American Standard | Heat Pump | 17 | 80000 | 3-TON | A-COIL | Yes | DOWNFLOW | 34200 | 12.5 | 17.1 | 32200 | 9 | R-454B
216764746 | 5A6H7036A1 | 5TXCC007AS3 | S8X2C080M5PSC | American Standard | Heat Pump | 17 | 80000 | 3-TON | A-COIL | Yes | MULTI-POSITION | 33800 | 12 | 17.1 | 32800 | 8.7 | R-454B
216769965 | 5A6H7036A1 | 5TXCC005AS3 | S8X2C080M5PSC | American Standard | Heat Pump | 17 | 80000 | 3-TON | A-COIL | Yes | MULTI-POSITION | 32600 | 11.7 | 16.5 | 32400 | 8.7 | R-454B
216769991 | 5A6H7036A1 | 5TXCC009AS3 | S8X2C080M5PSC | American Standard | Heat Pump | 17 | 80000 | 3-TON | A-COIL | Yes | MULTI-POSITION | 34200 | 12 | 17.1 | 32400 | 8.7 | R-454B
216764652 | 5A6H7036A1 | 5PX*C005AS3 | S8X2C100M5PSC | American Standard | Heat Pump | 17 | 100000 | 3-TON | A-COIL | Yes | MULTI-POSITION | 32200 | 12 | 16.5 | 32200 | 8.7 | R-454B
216764664 | 5A6H7036A1 | 5PX*C007AS3 | S8X2C100M5PSC | American Standard | Heat Pump | 17 | 100000 | 3-TON | A-COIL | Yes | MULTI-POSITION | 34200 | 12 | 17.1 | 33000 | 9 | R-454B
216764688 | 5A6H7036A1 | 5PX*CD07AS3 | S8X2C100M5PSC | American Standard | Heat Pump | 17 | 100000 | 3-TON | A-COIL | Yes | DOWNFLOW | 33200 | 12 | 17.1 | 33200 | 8.7 | R-454B
216764750 | 5A6H7036A1 | 5TXCC007AS3 | S8X2C100M5PSC | American Standard | Heat Pump | 17 | 100000 | 3-TON | A-COIL | Yes | MULTI-POSITION | 33400 | 12 | 17.1 | 32600 | 9 | R-454B
216769923 | 5A6H7036A1 | 5PX*C009AS3 | S8X2C100M5PSC | American Standard | Heat Pump | 17 | 100000 | 3-TON | A-COIL | Yes | MULTI-POSITION | 34400 | 12 | 17 | 32600 | 9 | R-454B
216769933 | 5A6H7036A1 | 5PX*CD09AS3 | S8X2C100M5PSC | American Standard | Heat Pump | 17 | 100000 | 3-TON | A-COIL | Yes | DOWNFLOW | 34400 | 12 | 17 | 32600 | 8.7 | R-454B
216769961 | 5A6H7036A1 | 5TXCC005AS3 | S8X2C100M5PSC | American Standard | Heat Pump | 17 | 100000 | 3-TON | A-COIL | Yes | MULTI-POSITION | 32200 | 11.7 | 16 | 32200 | 8.7 | R-454B
216769975 | 5A6H7036A1 | 5TXCC009AS3 | S8X2C100M5PSC | American Standard | Heat Pump | 17 | 100000 | 3-TON | A-COIL | Yes | MULTI-POSITION | 34400 | 12 | 17 | 32600 | 9 | R-454B
216764708 | 5A6H7036A1 | 5PX*D008AS3 | S8X2D120M5PSC | American Standard | Heat Pump | 17 | 120000 | 3-TON | A-COIL | Yes | MULTI-POSITION | 33000 | 12.5 | 17.1 | 32200 | 9 | R-454B
216769997 | 5A6H7036A1 | 5TXCD008AS3 | S8X2D120M5PSC | American Standard | Heat Pump | 17 | 120000 | 3-TON | A-COIL | Yes | MULTI-POSITION | 33000 | 12 | 17 | 32200 | 8.7 | R-454B
216766085 | 5A6H7036A1 | 5PX*BD04AS3 | S9V2B040D3VSB | American Standard | Heat Pump | 17 | 40000 | 3-TON | A-COIL | Yes | DOWNFLOW | 32600 | 11.7 | 16 | 33600 | 8.2 | R-454B
216766107 | 5A6H7036A1 | 5PX*BD06AS3 | S9V2B040D3VSB | American Standard | Heat Pump | 17 | 40000 | 3-TON | A-COIL | Yes | DOWNFLOW | 33000 | 12 | 16.5 | 33200 | 8.5 | R-454B
216763591 | 5A6H7036A1 | 5PX*B004AS3 | S9V2B040U3PSC | American Standard | Heat Pump | 17 | 40000 | 3-TON | A-COIL | Yes | UPFLOW | 32000 | 11.7 | 17.1 | 32200 | 8.7 | R-454B
216763629 | 5A6H7036A1 | 5PX*B006AS3 | S9V2B040U3PSC | American Standard | Heat Pump | 17 | 40000 | 3-TON | A-COIL | Yes | UPFLOW | 33000 | 12 | 17.1 | 32400 | 9 | R-454B
216763811 | 5A6H7036A1 | 5TXCB004AS3 | S9V2B040U3PSC | American Standard | Heat Pump | 17 | 40000 | 3-TON | A-COIL | Yes | UPFLOW | 32000 | 11.7 | 17.1 | 32200 | 8.7 | R-454B
216763880 | 5A6H7036A1 | 5TXCB006AS3 | S9V2B040U3PSC | American Standard | Heat Pump | 17 | 40000 | 3-TON | A-COIL | Yes | UPFLOW | 33000 | 12 | 17.1 | 32600 | 9 | R-454B
216763589 | 5A6H7036A1 | 5PX*B004AS3 | S9V2B040U3VSB | American Standard | Heat Pump | 17 | 40000 | 3-TON | A-COIL | Yes | UPFLOW | 32000 | 11.7 | 17.1 | 32200 | 8.7 | R-454B
216763627 | 5A6H7036A1 | 5PX*B006AS3 | S9V2B040U3VSB | American Standard | Heat Pump | 17 | 40000 | 3-TON | A-COIL | Yes | UPFLOW | 33000 | 12 | 17.1 | 32400 | 9 | R-454B
216763813 | 5A6H7036A1 | 5TXCB004AS3 | S9V2B040U3VSB | American Standard | Heat Pump | 17 | 40000 | 3-TON | A-COIL | Yes | UPFLOW | 32000 | 11.7 | 17.1 | 32200 | 8.7 | R-454B
216763861 | 5A6H7036A1 | 5TXCB006AS3 | S9V2B040U3VSB | American Standard | Heat Pump | 17 | 40000 | 3-TON | A-COIL | Yes | UPFLOW | 33000 | 12 | 17.1 | 32600 | 9 | R-454B
216763647 | 5A6H7036A1 | 5PX*BD04AS3 | S9V2B060D3VSB | American Standard | Heat Pump | 17 | 60000 | 3-TON | A-COIL | Yes | DOWNFLOW | 32400 | 11.7 | 17 | 33400 | 8.2 | R-454B
216763655 | 5A6H7036A1 | 5PX*BD06AS3 | S9V2B060D3VSB | American Standard | Heat Pump | 17 | 60000 | 3-TON | A-COIL | Yes | DOWNFLOW | 33000 | 12 | 17.1 | 33200 | 8.7 | R-454B
216763843 | 5A6H7036A1 | 5TXCB006AS3 | S9V2B060D3VSB | American Standard | Heat Pump | 17 | 60000 | 3-TON | A-COIL | Yes | DOWNFLOW | 31400 | 11.5 | 16 | 31600 | 8.7 | R-454B
216766017 | 5A6H7036A1 | 5PX*B004AS3 | S9V2B060U4VSB | American Standard | Heat Pump | 17 | 60000 | 3-TON | A-COIL | Yes | UPFLOW | 32200 | 12 | 16 | 32200 | 8.7 | R-454B
216766047 | 5A6H7036A1 | 5PX*B006AS3 | S9V2B060U4VSB | American Standard | Heat Pump | 17 | 60000 | 3-TON | A-COIL | Yes | UPFLOW | 33200 | 12 | 16.5 | 32600 | 8.7 | R-454B
216766281 | 5A6H7036A1 | 5TXCB004AS3 | S9V2B060U4VSB | American Standard | Heat Pump | 17 | 60000 | 3-TON | A-COIL | Yes | UPFLOW | 32200 | 12 | 16 | 32200 | 8.7 | R-454B
216766313 | 5A6H7036A1 | 5TXCB006AS3 | S9V2B060U4VSB | American Standard | Heat Pump | 17 | 60000 | 3-TON | A-COIL | Yes | UPFLOW | 33200 | 12 | 16.5 | 32600 | 8.7 | R-454B
216763619 | 5A6H7036A1 | 5PX*B006AS3 | S9V2B080D4PSC | American Standard | Heat Pump | 17 | 80000 | 3-TON | A-COIL | Yes | DOWNFLOW | 31400 | 11.2 | 16 | 31800 | 9 | R-454B
216763649 | 5A6H7036A1 | 5PX*BD04AS3 | S9V2B080D4PSC | American Standard | Heat Pump | 17 | 80000 | 3-TON | A-COIL | Yes | DOWNFLOW | 32600 | 11.7 | 17 | 33600 | 8.2 | R-454B
216763657 | 5A6H7036A1 | 5PX*BD06AS3 | S9V2B080D4PSC | American Standard | Heat Pump | 17 | 80000 | 3-TON | A-COIL | Yes | DOWNFLOW | 33200 | 12 | 17.1 | 33400 | 8.7 | R-454B
216763841 | 5A6H7036A1 | 5TXCB006AS3 | S9V2B080D4PSC | American Standard | Heat Pump | 17 | 80000 | 3-TON | A-COIL | Yes | DOWNFLOW | 31400 | 11.5 | 16.5 | 31400 | 8.7 | R-454B
216763621 | 5A6H7036A1 | 5PX*B006AS3 | S9V2B080D4VSB | American Standard | Heat Pump | 17 | 80000 | 3-TON | A-COIL | Yes | DOWNFLOW | 31400 | 11.2 | 16 | 31800 | 9 | R-454B
216763651 | 5A6H7036A1 | 5PX*BD04AS3 | S9V2B080D4VSB | American Standard | Heat Pump | 17 | 80000 | 3-TON | A-COIL | Yes | DOWNFLOW | 32600 | 11.7 | 17 | 33600 | 8.2 | R-454B
216763659 | 5A6H7036A1 | 5PX*BD06AS3 | S9V2B080D4VSB | American Standard | Heat Pump | 17 | 80000 | 3-TON | A-COIL | Yes | DOWNFLOW | 33200 | 12 | 17.1 | 33400 | 8.7 | R-454B
216763839 | 5A6H7036A1 | 5TXCB006AS3 | S9V2B080D4VSB | American Standard | Heat Pump | 17 | 80000 | 3-TON | A-COIL | Yes | DOWNFLOW | 31400 | 11.5 | 16.5 | 31400 | 8.7 | R-454B
216766127 | 5A6H7036A1 | 5PX*C005AS3 | S9V2C080U5VSB | American Standard | Heat Pump | 17 | 80000 | 3-TON | A-COIL | Yes | UPFLOW | 32400 | 12 | 16.5 | 32000 | 8.7 | R-454B
216766159 | 5A6H7036A1 | 5PX*C007AS3 | S9V2C080U5VSB | American Standard | Heat Pump | 17 | 80000 | 3-TON | A-COIL | Yes | UPFLOW | 34000 | 12 | 17.1 | 32600 | 9 | R-454B
216766179 | 5A6H7036A1 | 5PX*C009AS3 | S9V2C080U5VSB | American Standard | Heat Pump | 17 | 80000 | 3-TON | A-COIL | Yes | UPFLOW | 34200 | 12.5 | 17.1 | 32200 | 9 | R-454B
216766349 | 5A6H7036A1 | 5TXCC005AS3 | S9V2C080U5VSB | American Standard | Heat Pump | 17 | 80000 | 3-TON | A-COIL | Yes | UPFLOW | 32400 | 12 | 16.5 | 32000 | 8.7 | R-454B
216766387 | 5A6H7036A1 | 5TXCC007AS3 | S9V2C080U5VSB | American Standard | Heat Pump | 17 | 80000 | 3-TON | A-COIL | Yes | UPFLOW | 33800 | 12 | 17.1 | 32600 | 9 | R-454B
216766409 | 5A6H7036A1 | 5TXCC009AS3 | S9V2C080U5VSB | American Standard | Heat Pump | 17 | 80000 | 3-TON | A-COIL | Yes | UPFLOW | 34200 | 12.5 | 17.1 | 32200 | 9 | R-454B
216763705 | 5A6H7036A1 | 5PX*C007AS3 | S9V2C100D4VSB | American Standard | Heat Pump | 17 | 100000 | 3-TON | A-COIL | Yes | DOWNFLOW | 31400 | 11.2 | 16 | 31600 | 9 | R-454B
216763723 | 5A6H7036A1 | 5PX*CD05AS3 | S9V2C100D4VSB | American Standard | Heat Pump | 17 | 100000 | 3-TON | A-COIL | Yes | DOWNFLOW | 32600 | 12 | 17.1 | 33400 | 8.2 | R-454B
216763735 | 5A6H7036A1 | 5PX*CD07AS3 | S9V2C100D4VSB | American Standard | Heat Pump | 17 | 100000 | 3-TON | A-COIL | Yes | DOWNFLOW | 33400 | 12 | 17.1 | 33200 | 8.7 | R-454B
216763739 | 5A6H7036A1 | 5PX*CD09AS3 | S9V2C100D4VSB | American Standard | Heat Pump | 17 | 100000 | 3-TON | A-COIL | Yes | DOWNFLOW | 33600 | 12.5 | 17.1 | 32000 | 8.7 | R-454B
216763904 | 5A6H7036A1 | 5TXCC007AS3 | S9V2C100D4VSB | American Standard | Heat Pump | 17 | 100000 | 3-TON | A-COIL | Yes | DOWNFLOW | 31800 | 11.7 | 16.5 | 31600 | 9 | R-454B
216763687 | 5A6H7036A1 | 5PX*C007AS3 | S9V2C100D5PSC | American Standard | Heat Pump | 17 | 100000 | 3-TON | A-COIL | Yes | DOWNFLOW | 31400 | 11.2 | 16 | 31600 | 9 | R-454B
216763725 | 5A6H7036A1 | 5PX*CD05AS3 | S9V2C100D5PSC | American Standard | Heat Pump | 17 | 100000 | 3-TON | A-COIL | Yes | DOWNFLOW | 32600 | 12 | 17.1 | 33400 | 8.2 | R-454B
216763733 | 5A6H7036A1 | 5PX*CD07AS3 | S9V2C100D5PSC | American Standard | Heat Pump | 17 | 100000 | 3-TON | A-COIL | Yes | DOWNFLOW | 33400 | 12 | 17.1 | 33200 | 8.7 | R-454B
216763737 | 5A6H7036A1 | 5PX*CD09AS3 | S9V2C100D5PSC | American Standard | Heat Pump | 17 | 100000 | 3-TON | A-COIL | Yes | DOWNFLOW | 33600 | 12.5 | 17.1 | 32000 | 8.7 | R-454B
216763906 | 5A6H7036A1 | 5TXCC007AS3 | S9V2C100D5PSC | American Standard | Heat Pump | 17 | 100000 | 3-TON | A-COIL | Yes | DOWNFLOW | 31800 | 11.7 | 16.5 | 31600 | 9 | R-454B
216766195 | 5A6H7036A1 | 5PX*CD05AS3 | S9V2C100D5VSB | American Standard | Heat Pump | 17 | 100000 | 3-TON | A-COIL | Yes | DOWNFLOW | 32600 | 12 | 16 | 33400 | 8.2 | R-454B
216766217 | 5A6H7036A1 | 5PX*CD07AS3 | S9V2C100D5VSB | American Standard | Heat Pump | 17 | 100000 | 3-TON | A-COIL | Yes | DOWNFLOW | 33400 | 12 | 16.5 | 33200 | 8.7 | R-454B
216766229 | 5A6H7036A1 | 5PX*CD09AS3 | S9V2C100D5VSB | American Standard | Heat Pump | 17 | 100000 | 3-TON | A-COIL | Yes | DOWNFLOW | 33600 | 12.5 | 17.1 | 32000 | 8.7 | R-454B
216763681 | 5A6H7036A1 | 5PX*C005AS3 | S9V2C100U5PSC | American Standard | Heat Pump | 17 | 100000 | 3-TON | A-COIL | Yes | UPFLOW | 32200 | 12 | 17.1 | 32200 | 8.7 | R-454B
216763703 | 5A6H7036A1 | 5PX*C007AS3 | S9V2C100U5PSC | American Standard | Heat Pump | 17 | 100000 | 3-TON | A-COIL | Yes | UPFLOW | 33600 | 12 | 17.1 | 32600 | 9 | R-454B
216763711 | 5A6H7036A1 | 5PX*C009AS3 | S9V2C100U5PSC | American Standard | Heat Pump | 17 | 100000 | 3-TON | A-COIL | Yes | UPFLOW | 34000 | 12 | 17.1 | 32200 | 9 | R-454B
216763898 | 5A6H7036A1 | 5TXCC007AS3 | S9V2C100U5PSC | American Standard | Heat Pump | 17 | 100000 | 3-TON | A-COIL | Yes | UPFLOW | 33600 | 12 | 17.1 | 32600 | 9 | R-454B
216769953 | 5A6H7036A1 | 5TXCC005AS3 | S9V2C100U5PSC | American Standard | Heat Pump | 17 | 100000 | 3-TON | A-COIL | Yes | UPFLOW | 32200 | 12 | 16 | 32200 | 8.7 | R-454B
216769995 | 5A6H7036A1 | 5TXCC009AS3 | S9V2C100U5PSC | American Standard | Heat Pump | 17 | 100000 | 3-TON | A-COIL | Yes | UPFLOW | 34000 | 12 | 17.1 | 32200 | 9 | R-454B
216766137 | 5A6H7036A1 | 5PX*C005AS3 | S9V2C100U5VSB | American Standard | Heat Pump | 17 | 100000 | 3-TON | A-COIL | Yes | UPFLOW | 32200 | 12 | 16 | 32200 | 8.7 | R-454B
216766145 | 5A6H7036A1 | 5PX*C007AS3 | S9V2C100U5VSB | American Standard | Heat Pump | 17 | 100000 | 3-TON | A-COIL | Yes | UPFLOW | 33600 | 12 | 17.1 | 32600 | 8.7 | R-454B
216766177 | 5A6H7036A1 | 5PX*C009AS3 | S9V2C100U5VSB | American Standard | Heat Pump | 17 | 100000 | 3-TON | A-COIL | Yes | UPFLOW | 34000 | 12 | 17.1 | 32200 | 9 | R-454B
216766351 | 5A6H7036A1 | 5TXCC005AS3 | S9V2C100U5VSB | American Standard | Heat Pump | 17 | 100000 | 3-TON | A-COIL | Yes | UPFLOW | 32200 | 12 | 16 | 32200 | 8.7 | R-454B
216766385 | 5A6H7036A1 | 5TXCC007AS3 | S9V2C100U5VSB | American Standard | Heat Pump | 17 | 100000 | 3-TON | A-COIL | Yes | UPFLOW | 33600 | 12 | 17.1 | 32600 | 8.7 | R-454B
216766411 | 5A6H7036A1 | 5TXCC009AS3 | S9V2C100U5VSB | American Standard | Heat Pump | 17 | 100000 | 3-TON | A-COIL | Yes | UPFLOW | 34000 | 12 | 17.1 | 32200 | 9 | R-454B
216763747 | 5A6H7036A1 | 5PX*D008AS3 | S9V2D120U5PSC | American Standard | Heat Pump | 17 | 120000 | 3-TON | A-COIL | Yes | UPFLOW | 34000 | 12.5 | 17.1 | 32600 | 9 | R-454B
216763755 | 5A6H7036A1 | 5PX*D010AS3 | S9V2D120U5PSC | American Standard | Heat Pump | 17 | 120000 | 3-TON | A-COIL | Yes | UPFLOW | 34400 | 12.5 | 17.1 | 32200 | 9 | R-454B
216763922 | 5A6H7036A1 | 5TXCD010AS3 | S9V2D120U5PSC | American Standard | Heat Pump | 17 | 120000 | 3-TON | A-COIL | Yes | UPFLOW | 34400 | 12.5 | 17.1 | 32400 | 9 | R-454B
216770005 | 5A6H7036A1 | 5TXCD008AS3 | S9V2D120U5PSC | American Standard | Heat Pump | 17 | 120000 | 3-TON | A-COIL | Yes | UPFLOW | 34000 | 12 | 17.1 | 32600 | 9 | R-454B
216766075 | 5A6H7036A1 | 5PX*BD04AS3 | S9X1B040D3PSB | American Standard | Heat Pump | 17 | 40000 | 3-TON | A-COIL | Yes | DOWNFLOW | 32600 | 11.2 | 16 | 33800 | 8.2 | R-454B
216766105 | 5A6H7036A1 | 5PX*BD06AS3 | S9X1B040D3PSB | American Standard | Heat Pump | 17 | 40000 | 3-TON | A-COIL | Yes | DOWNFLOW | 33400 | 11.7 | 17 | 33600 | 8.5 | R-454B
216766325 | 5A6H7036A1 | 5TXCB006AS3 | S9X1B040D3PSB | American Standard | Heat Pump | 17 | 40000 | 3-TON | A-COIL | Yes | DOWNFLOW | 31600 | 11 | 16 | 32000 | 8.7 | R-454B
216766015 | 5A6H7036A1 | 5PX*B004AS3 | S9X1B040U3PSB | American Standard | Heat Pump | 17 | 40000 | 3-TON | A-COIL | Yes | UPFLOW | 32200 | 11.7 | 16 | 32400 | 8.7 | R-454B
216766045 | 5A6H7036A1 | 5PX*B006AS3 | S9X1B040U3PSB | American Standard | Heat Pump | 17 | 40000 | 3-TON | A-COIL | Yes | UPFLOW | 33200 | 12 | 17 | 32600 | 8.7 | R-454B
216766279 | 5A6H7036A1 | 5TXCB004AS3 | S9X1B040U3PSB | American Standard | Heat Pump | 17 | 40000 | 3-TON | A-COIL | Yes | UPFLOW | 32200 | 11.7 | 16 | 32400 | 8.7 | R-454B
216766331 | 5A6H7036A1 | 5TXCB006AS3 | S9X1B040U3PSB | American Standard | Heat Pump | 17 | 40000 | 3-TON | A-COIL | Yes | UPFLOW | 33200 | 12 | 17 | 32600 | 8.7 | R-454B
216766073 | 5A6H7036A1 | 5PX*BD04AS3 | S9X1B060D3PSB | American Standard | Heat Pump | 17 | 60000 | 3-TON | A-COIL | Yes | DOWNFLOW | 32800 | 11.5 | 16.5 | 33600 | 8.2 | R-454B
216766103 | 5A6H7036A1 | 5PX*BD06AS3 | S9X1B060D3PSB | American Standard | Heat Pump | 17 | 60000 | 3-TON | A-COIL | Yes | DOWNFLOW | 33200 | 12 | 17 | 33400 | 8.5 | R-454B
216766303 | 5A6H7036A1 | 5TXCB006AS3 | S9X1B060D3PSB | American Standard | Heat Pump | 17 | 60000 | 3-TON | A-COIL | Yes | DOWNFLOW | 31400 | 11.2 | 16 | 31600 | 8.7 | R-454B
216766013 | 5A6H7036A1 | 5PX*B004AS3 | S9X1B060U4PSB | American Standard | Heat Pump | 17 | 60000 | 3-TON | A-COIL | Yes | UPFLOW | 32400 | 11.7 | 16 | 32600 | 8.7 | R-454B
216766043 | 5A6H7036A1 | 5PX*B006AS3 | S9X1B060U4PSB | American Standard | Heat Pump | 17 | 60000 | 3-TON | A-COIL | Yes | UPFLOW | 33600 | 12 | 16.5 | 32800 | 8.7 | R-454B
216766277 | 5A6H7036A1 | 5TXCB004AS3 | S9X1B060U4PSB | American Standard | Heat Pump | 17 | 60000 | 3-TON | A-COIL | Yes | UPFLOW | 32400 | 11.7 | 16 | 32600 | 8.7 | R-454B
216766333 | 5A6H7036A1 | 5TXCB006AS3 | S9X1B060U4PSB | American Standard | Heat Pump | 17 | 60000 | 3-TON | A-COIL | Yes | UPFLOW | 33600 | 12 | 16.5 | 32800 | 8.7 | R-454B
216766071 | 5A6H7036A1 | 5PX*BD04AS3 | S9X1B080D4PSB | American Standard | Heat Pump | 17 | 80000 | 3-TON | A-COIL | Yes | DOWNFLOW | 32400 | 11.7 | 16 | 33400 | 8.2 | R-454B
216766101 | 5A6H7036A1 | 5PX*BD06AS3 | S9X1B080D4PSB | American Standard | Heat Pump | 17 | 80000 | 3-TON | A-COIL | Yes | DOWNFLOW | 32400 | 12 | 16 | 33000 | 8.5 | R-454B
216766005 | 5A6H7036A1 | 5PX*B004AS3 | S9X1B080U4PSB | American Standard | Heat Pump | 17 | 80000 | 3-TON | A-COIL | Yes | UPFLOW | 32200 | 12 | 16 | 32200 | 8.7 | R-454B
216766041 | 5A6H7036A1 | 5PX*B006AS3 | S9X1B080U4PSB | American Standard | Heat Pump | 17 | 80000 | 3-TON | A-COIL | Yes | UPFLOW | 33600 | 12 | 16.5 | 32800 | 8.7 | R-454B
216766275 | 5A6H7036A1 | 5TXCB004AS3 | S9X1B080U4PSB | American Standard | Heat Pump | 17 | 80000 | 3-TON | A-COIL | Yes | UPFLOW | 32200 | 12 | 16 | 32200 | 8.7 | R-454B
216766329 | 5A6H7036A1 | 5TXCB006AS3 | S9X1B080U4PSB | American Standard | Heat Pump | 17 | 80000 | 3-TON | A-COIL | Yes | UPFLOW | 33600 | 12 | 16.5 | 32800 | 8.7 | R-454B
216766139 | 5A6H7036A1 | 5PX*C005AS3 | S9X1C080U5PSB | American Standard | Heat Pump | 17 | 80000 | 3-TON | A-COIL | Yes | UPFLOW | 32600 | 12 | 16 | 32400 | 8.7 | R-454B
216766147 | 5A6H7036A1 | 5PX*C007AS3 | S9X1C080U5PSB | American Standard | Heat Pump | 17 | 80000 | 3-TON | A-COIL | Yes | UPFLOW | 34200 | 12 | 17.1 | 33000 | 9 | R-454B
216766187 | 5A6H7036A1 | 5PX*C009AS3 | S9X1C080U5PSB | American Standard | Heat Pump | 17 | 80000 | 3-TON | A-COIL | Yes | UPFLOW | 34400 | 12 | 17.1 | 32600 | 9 | R-454B
216766353 | 5A6H7036A1 | 5TXCC005AS3 | S9X1C080U5PSB | American Standard | Heat Pump | 17 | 80000 | 3-TON | A-COIL | Yes | UPFLOW | 32600 | 12 | 16 | 32400 | 8.7 | R-454B
216766383 | 5A6H7036A1 | 5TXCC007AS3 | S9X1C080U5PSB | American Standard | Heat Pump | 17 | 80000 | 3-TON | A-COIL | Yes | UPFLOW | 34200 | 12 | 17.1 | 33000 | 9 | R-454B
216766413 | 5A6H7036A1 | 5TXCC009AS3 | S9X1C080U5PSB | American Standard | Heat Pump | 17 | 80000 | 3-TON | A-COIL | Yes | UPFLOW | 34400 | 12 | 17.1 | 32600 | 9 | R-454B
216766215 | 5A6H7036A1 | 5PX*CD07AS3 | S9X1C100D5PSB | American Standard | Heat Pump | 17 | 100000 | 3-TON | A-COIL | Yes | DOWNFLOW | 33800 | 12 | 16 | 33600 | 8.7 | R-454B
216766227 | 5A6H7036A1 | 5PX*CD09AS3 | S9X1C100D5PSB | American Standard | Heat Pump | 17 | 100000 | 3-TON | A-COIL | Yes | DOWNFLOW | 34400 | 12 | 16 | 32600 | 8.7 | R-454B
216766245 | 5A6H7036A1 | 5PX*D008AS3 | S9X1D120U5PSB | American Standard | Heat Pump | 17 | 120000 | 3-TON | A-COIL | Yes | UPFLOW | 34000 | 12.5 | 16 | 32600 | 9 | R-454B
216766261 | 5A6H7036A1 | 5PX*D010AS3 | S9X1D120U5PSB | American Standard | Heat Pump | 17 | 120000 | 3-TON | A-COIL | Yes | UPFLOW | 34400 | 12.5 | 16 | 32200 | 9 | R-454B
216766425 | 5A6H7036A1 | 5TXCD008AS3 | S9X1D120U5PSB | American Standard | Heat Pump | 17 | 120000 | 3-TON | A-COIL | Yes | UPFLOW | 34000 | 12.5 | 16 | 32600 | 9 | R-454B
216766433 | 5A6H7036A1 | 5TXCD010AS3 | S9X1D120U5PSB | American Standard | Heat Pump | 17 | 120000 | 3-TON | A-COIL | Yes | UPFLOW | 34400 | 12.5 | 16 | 32200 | 9 | R-454B
216766003 | 5A6H7036A1 | 5PX*B004AS3 | S9X2B040U3PSB | American Standard | Heat Pump | 17 | 40000 | 3-TON | A-COIL | Yes | UPFLOW | 32200 | 11.7 | 16 | 32400 | 8.7 | R-454B
216766063 | 5A6H7036A1 | 5PX*B006AS3 | S9X2B040U3PSB | American Standard | Heat Pump | 17 | 40000 | 3-TON | A-COIL | Yes | UPFLOW | 33200 | 12 | 17 | 32600 | 8.7 | R-454B
216766287 | 5A6H7036A1 | 5TXCB004AS3 | S9X2B040U3PSB | American Standard | Heat Pump | 17 | 40000 | 3-TON | A-COIL | Yes | UPFLOW | 32200 | 11.7 | 16 | 32400 | 8.7 | R-454B
216766311 | 5A6H7036A1 | 5TXCB006AS3 | S9X2B040U3PSB | American Standard | Heat Pump | 17 | 40000 | 3-TON | A-COIL | Yes | UPFLOW | 33200 | 12 | 17 | 32600 | 8.7 | R-454B
216766089 | 5A6H7036A1 | 5PX*BD04AS3 | S9X2B060D3PSB | American Standard | Heat Pump | 17 | 60000 | 3-TON | A-COIL | Yes | DOWNFLOW | 32800 | 11.5 | 16.5 | 33600 | 8.2 | R-454B
216766111 | 5A6H7036A1 | 5PX*BD06AS3 | S9X2B060D3PSB | American Standard | Heat Pump | 17 | 60000 | 3-TON | A-COIL | Yes | DOWNFLOW | 33200 | 12 | 17 | 33400 | 8.5 | R-454B
216766337 | 5A6H7036A1 | 5TXCB006AS3 | S9X2B060D3PSB | American Standard | Heat Pump | 17 | 60000 | 3-TON | A-COIL | Yes | DOWNFLOW | 31400 | 11.2 | 16 | 31600 | 8.7 | R-454B
216766029 | 5A6H7036A1 | 5PX*B004AS3 | S9X2B060U4PSB | American Standard | Heat Pump | 17 | 60000 | 3-TON | A-COIL | Yes | UPFLOW | 32400 | 11.7 | 16 | 32600 | 8.7 | R-454B
216766061 | 5A6H7036A1 | 5PX*B006AS3 | S9X2B060U4PSB | American Standard | Heat Pump | 17 | 60000 | 3-TON | A-COIL | Yes | UPFLOW | 33600 | 12 | 16.5 | 32800 | 8.7 | R-454B
216766285 | 5A6H7036A1 | 5TXCB004AS3 | S9X2B060U4PSB | American Standard | Heat Pump | 17 | 60000 | 3-TON | A-COIL | Yes | UPFLOW | 32400 | 11.7 | 16 | 32600 | 8.7 | R-454B
216766309 | 5A6H7036A1 | 5TXCB006AS3 | S9X2B060U4PSB | American Standard | Heat Pump | 17 | 60000 | 3-TON | A-COIL | Yes | UPFLOW | 33600 | 12 | 16.5 | 32800 | 8.7 | R-454B
216766087 | 5A6H7036A1 | 5PX*BD04AS3 | S9X2B080D4PSB | American Standard | Heat Pump | 17 | 80000 | 3-TON | A-COIL | Yes | DOWNFLOW | 32400 | 11.7 | 16 | 33400 | 8.2 | R-454B
216766113 | 5A6H7036A1 | 5PX*BD06AS3 | S9X2B080D4PSB | American Standard | Heat Pump | 17 | 80000 | 3-TON | A-COIL | Yes | DOWNFLOW | 32400 | 12 | 16 | 33000 | 8.5 | R-454B
216766001 | 5A6H7036A1 | 5PX*B004AS3 | S9X2B080U4PSB | American Standard | Heat Pump | 17 | 80000 | 3-TON | A-COIL | Yes | UPFLOW | 32200 | 12 | 16 | 32200 | 8.7 | R-454B
216766059 | 5A6H7036A1 | 5PX*B006AS3 | S9X2B080U4PSB | American Standard | Heat Pump | 17 | 80000 | 3-TON | A-COIL | Yes | UPFLOW | 33600 | 12 | 16.5 | 32800 | 8.7 | R-454B
216766283 | 5A6H7036A1 | 5TXCB004AS3 | S9X2B080U4PSB | American Standard | Heat Pump | 17 | 80000 | 3-TON | A-COIL | Yes | UPFLOW | 32200 | 12 | 16 | 32200 | 8.7 | R-454B
216766307 | 5A6H7036A1 | 5TXCB006AS3 | S9X2B080U4PSB | American Standard | Heat Pump | 17 | 80000 | 3-TON | A-COIL | Yes | UPFLOW | 33600 | 12 | 16.5 | 32800 | 8.7 | R-454B
216766143 | 5A6H7036A1 | 5PX*C005AS3 | S9X2C080U5PSB | American Standard | Heat Pump | 17 | 80000 | 3-TON | A-COIL | Yes | UPFLOW | 32600 | 12 | 16 | 32400 | 8.7 | R-454B
216766167 | 5A6H7036A1 | 5PX*C007AS3 | S9X2C080U5PSB | American Standard | Heat Pump | 17 | 80000 | 3-TON | A-COIL | Yes | UPFLOW | 34200 | 12 | 17.1 | 33000 | 9 | R-454B
216766191 | 5A6H7036A1 | 5PX*C009AS3 | S9X2C080U5PSB | American Standard | Heat Pump | 17 | 80000 | 3-TON | A-COIL | Yes | UPFLOW | 34400 | 12 | 17.1 | 32600 | 9 | R-454B
216766365 | 5A6H7036A1 | 5TXCC005AS3 | S9X2C080U5PSB | American Standard | Heat Pump | 17 | 80000 | 3-TON | A-COIL | Yes | UPFLOW | 32600 | 12 | 16 | 32400 | 8.7 | R-454B
216766369 | 5A6H7036A1 | 5TXCC007AS3 | S9X2C080U5PSB | American Standard | Heat Pump | 17 | 80000 | 3-TON | A-COIL | Yes | UPFLOW | 34200 | 12 | 17.1 | 33000 | 9 | R-454B
216766399 | 5A6H7036A1 | 5TXCC009AS3 | S9X2C080U5PSB | American Standard | Heat Pump | 17 | 80000 | 3-TON | A-COIL | Yes | UPFLOW | 34400 | 12 | 17.1 | 32600 | 9 | R-454B
216766225 | 5A6H7036A1 | 5PX*CD07AS3 | S9X2C100D5PSB | American Standard | Heat Pump | 17 | 100000 | 3-TON | A-COIL | Yes | DOWNFLOW | 33800 | 12 | 16 | 33600 | 8.7 | R-454B
216766237 | 5A6H7036A1 | 5PX*CD09AS3 | S9X2C100D5PSB | American Standard | Heat Pump | 17 | 100000 | 3-TON | A-COIL | Yes | DOWNFLOW | 34400 | 12 | 16 | 32600 | 8.7 | R-454B
216766251 | 5A6H7036A1 | 5PX*D008AS3 | S9X2D120U5PSB | American Standard | Heat Pump | 17 | 120000 | 3-TON | A-COIL | Yes | UPFLOW | 34000 | 12.5 | 16 | 32600 | 9 | R-454B
216766259 | 5A6H7036A1 | 5PX*D010AS3 | S9X2D120U5PSB | American Standard | Heat Pump | 17 | 120000 | 3-TON | A-COIL | Yes | UPFLOW | 34400 | 12.5 | 16 | 32200 | 9 | R-454B
216766427 | 5A6H7036A1 | 5TXCD008AS3 | S9X2D120U5PSB | American Standard | Heat Pump | 17 | 120000 | 3-TON | A-COIL | Yes | UPFLOW | 34000 | 12.5 | 16 | 32600 | 9 | R-454B
216766429 | 5A6H7036A1 | 5TXCD010AS3 | S9X2D120U5PSB | American Standard | Heat Pump | 17 | 120000 | 3-TON | A-COIL | Yes | UPFLOW | 34400 | 12.5 | 16 | 32200 | 9 | R-454B
216759839 | 5A6H7036A1 | 5TXCD010AS3 |  | American Standard | Heat Pump | 17 | NO FURNACE | 3-TON | A-COIL | Yes | MULTI-POSITION | 34400 | 11.7 | 16 | 32600 | 8.2 | R-454B
216763599 | 5A6H7036A1 | 5PX*B006AS3 |  | American Standard | Heat Pump | 17 | NO FURNACE | 3-TON | A-COIL | Yes | MULTI-POSITION | 33400 | 11.5 | 16 | 33200 | 8.7 | R-454B
216763669 | 5A6H7036A1 | 5PX*BD06AS3 |  | American Standard | Heat Pump | 17 | NO FURNACE | 3-TON | A-COIL | Yes | DOWNFLOW | 32800 | 11.5 | 16 | 33600 | 8.5 | R-454B
216763693 | 5A6H7036A1 | 5PX*C007AS3 |  | American Standard | Heat Pump | 17 | NO FURNACE | 3-TON | A-COIL | Yes | MULTI-POSITION | 33400 | 11.5 | 16 | 33200 | 8.7 | R-454B
216763709 | 5A6H7036A1 | 5PX*C009AS3 |  | American Standard | Heat Pump | 17 | NO FURNACE | 3-TON | A-COIL | Yes | MULTI-POSITION | 33600 | 11.5 | 16 | 32800 | 8.7 | R-454B
216763727 | 5A6H7036A1 | 5PX*CD07AS3 |  | American Standard | Heat Pump | 17 | NO FURNACE | 3-TON | A-COIL | Yes | DOWNFLOW | 32800 | 11.5 | 16 | 33600 | 8.5 | R-454B
216763743 | 5A6H7036A1 | 5PX*CD09AS3 |  | American Standard | Heat Pump | 17 | NO FURNACE | 3-TON | A-COIL | Yes | DOWNFLOW | 34000 | 11.5 | 16 | 33000 | 8.7 | R-454B
216763745 | 5A6H7036A1 | 5PX*D008AS3 |  | American Standard | Heat Pump | 17 | NO FURNACE | 3-TON | A-COIL | Yes | MULTI-POSITION | 33400 | 11.5 | 16 | 33200 | 8.7 | R-454B
216763753 | 5A6H7036A1 | 5PX*D010AS3 |  | American Standard | Heat Pump | 17 | NO FURNACE | 3-TON | A-COIL | Yes | MULTI-POSITION | 33600 | 11.5 | 16 | 32800 | 8.7 | R-454B
216763763 | 5A6H7036A1 | 5TAM5C03AC21 |  | American Standard | Heat Pump | 17 | NO FURNACE | 3-TON | AIR HANDLER | Yes | MULTI-POSITION | 32600 | 12 | 17.1 | 32800 | 8.5 | R-454B
216763765 | 5A6H7036A1 | 5TAM5C04AC31 |  | American Standard | Heat Pump | 17 | NO FURNACE | 3-TON | AIR HANDLER | Yes | MULTI-POSITION | 33000 | 12 | 17.1 | 33200 | 8.7 | R-454B
216763767 | 5A6H7036A1 | 5TAM5D05AC31 |  | American Standard | Heat Pump | 17 | NO FURNACE | 3-TON | AIR HANDLER | Yes | MULTI-POSITION | 33400 | 12 | 17.1 | 33000 | 9 | R-454B
216763769 | 5A6H7036A1 | 5TAMXC03AV31 |  | American Standard | Heat Pump | 17 | NO FURNACE | 3-TON | AIR HANDLER | Yes | MULTI-POSITION | 33200 | 12 | 17.1 | 33200 | 8.7 | R-454B
216763771 | 5A6H7036A1 | 5TAMXD04AV31 |  | American Standard | Heat Pump | 17 | NO FURNACE | 3-TON | AIR HANDLER | Yes | MULTI-POSITION | 33200 | 12 | 17.1 | 32800 | 9 | R-454B
216763773 | 5A6H7036A1 | 5TAMXD05AV41 |  | American Standard | Heat Pump | 17 | NO FURNACE | 3-TON | AIR HANDLER | Yes | MULTI-POSITION | 33800 | 12.5 | 17.1 | 32800 | 9 | R-454B
216763775 | 5A6H7036A1 | 5TAMXD06AV41 |  | American Standard | Heat Pump | 17 | NO FURNACE | 3-TON | AIR HANDLER | Yes | MULTI-POSITION | 34000 | 12.5 | 17.1 | 32800 | 9 | R-454B
216763777 | 5A6H7036A1 | 5TAMXD07AV51 |  | American Standard | Heat Pump | 17 | NO FURNACE | 3-TON | AIR HANDLER | Yes | MULTI-POSITION | 33800 | 12 | 17.1 | 32000 | 9 | R-454B
216763779 | 5A6H7036A1 | 5TEM6B03AV21+TDR |  | American Standard | Heat Pump | 17 | NO FURNACE | 3-TON | AIR HANDLER | Yes | MULTI-POSITION | 32000 | 11.7 | 17.1 | 33600 | 9 | R-454B
216763781 | 5A6H7036A1 | 5TEM6D04AV31+TDR |  | American Standard | Heat Pump | 17 | NO FURNACE | 3-TON | AIR HANDLER | Yes | MULTI-POSITION | 33600 | 12 | 17.1 | 32600 | 9 | R-454B
216763783 | 5A6H7036A1 | 5TEM6D05AV41+TDR |  | American Standard | Heat Pump | 17 | NO FURNACE | 3-TON | AIR HANDLER | Yes | MULTI-POSITION | 33600 | 12 | 17.1 | 32800 | 9 | R-454B
216763785 | 5A6H7036A1 | 5TEM6D06AV41+TDR |  | American Standard | Heat Pump | 17 | NO FURNACE | 3-TON | AIR HANDLER | Yes | MULTI-POSITION | 34800 | 12.5 | 17.1 | 32200 | 9 | R-454B
216763787 | 5A6H7036A1 | 5TEM6D07AV51+TDR |  | American Standard | Heat Pump | 17 | NO FURNACE | 3-TON | AIR HANDLER | Yes | MULTI-POSITION | 34800 | 12.5 | 17.1 | 32200 | 9 | R-454B
216763789 | 5A6H7036A1 | 5TEMCB03AV31+TDR |  | American Standard | Heat Pump | 17 | NO FURNACE | 3-TON | AIR HANDLER | Yes | MULTI-POSITION | 32400 | 12 | 17.1 | 33400 | 9 | R-454B
216763791 | 5A6H7036A1 | 5TEMCD04AV31+TDR |  | American Standard | Heat Pump | 17 | NO FURNACE | 3-TON | AIR HANDLER | Yes | MULTI-POSITION | 33800 | 12.5 | 17.1 | 32600 | 9.4 | R-454B
216763793 | 5A6H7036A1 | 5TEMCD05AV41+TDR |  | American Standard | Heat Pump | 17 | NO FURNACE | 3-TON | AIR HANDLER | Yes | MULTI-POSITION | 33800 | 12.5 | 17.1 | 32600 | 9.4 | R-454B
216763795 | 5A6H7036A1 | 5TEMCD06AV41+TDR |  | American Standard | Heat Pump | 17 | NO FURNACE | 3-TON | AIR HANDLER | Yes | MULTI-POSITION | 34800 | 12.5 | 17.1 | 32200 | 9 | R-454B
216763797 | 5A6H7036A1 | 5TEMCD07AV51+TDR |  | American Standard | Heat Pump | 17 | NO FURNACE | 3-TON | AIR HANDLER | Yes | MULTI-POSITION | 34800 | 12.5 | 17.1 | 32200 | 9 | R-454B
216763872 | 5A6H7036A1 | 5TXCB006AS3 |  | American Standard | Heat Pump | 17 | NO FURNACE | 3-TON | A-COIL | Yes | MULTI-POSITION | 33200 | 11.5 | 16 | 33000 | 8.7 | R-454B
216763890 | 5A6H7036A1 | 5TXCC007AS3 |  | American Standard | Heat Pump | 17 | NO FURNACE | 3-TON | A-COIL | Yes | MULTI-POSITION | 33200 | 11.5 | 16 | 33000 | 8.7 | R-454B
216763910 | 5A6H7036A1 | 5TXCC009AS3 |  | American Standard | Heat Pump | 17 | NO FURNACE | 3-TON | A-COIL | Yes | MULTI-POSITION | 33600 | 11.5 | 16 | 32800 | 8.7 | R-454B
216763914 | 5A6H7036A1 | 5TXCD008AS3 |  | American Standard | Heat Pump | 17 | NO FURNACE | 3-TON | A-COIL | Yes | MULTI-POSITION | 33400 | 11.5 | 16 | 33200 | 8.7 | R-454B
216764004 | 5A6H7048A1 | 5TXCC009AS3 | *UHMC100CCV4 | American Standard | Heat Pump | 17 | 100000 | 4-TON | A-COIL | Yes | UPFLOW | 43500 | 12 | 17.1 | 44000 | 9 | R-454B
216764006 | 5A6H7048A1 | 5TXCD008AS3 | *UHMC100CCV4 | American Standard | Heat Pump | 17 | 100000 | 4-TON | A-COIL | Yes | UPFLOW | 43500 | 11.7 | 17.1 | 45000 | 9 | R-454B
216764018 | 5A6H7048A1 | 5TXCD010AS3 | *UHMC100CCV4 | American Standard | Heat Pump | 17 | 100000 | 4-TON | A-COIL | Yes | UPFLOW | 43000 | 12 | 17.1 | 43500 | 9 | R-454B
216770007 | 5A6H7048A1 | 5PX*C009AS3 | *UHMC100CCV4 | American Standard | Heat Pump | 17 | 100000 | 4-TON | A-COIL | Yes | UPFLOW | 43500 | 12 | 16 | 44000 | 8.7 | R-454B
216770009 | 5A6H7048A1 | 5PX*D008AS3 | *UHMC100CCV4 | American Standard | Heat Pump | 17 | 100000 | 4-TON | A-COIL | Yes | UPFLOW | 43500 | 11.7 | 16 | 45000 | 8.7 | R-454B
216770013 | 5A6H7048A1 | 5PX*D010AS3 | *UHMC100CCV4 | American Standard | Heat Pump | 17 | 100000 | 4-TON | A-COIL | Yes | UPFLOW | 43000 | 12 | 16.5 | 43500 | 8.7 | R-454B
216766449 | 5A6H7048A1 | 5PX*C009AS3 | S8V2C080M5PCB | American Standard | Heat Pump | 17 | 80000 | 4-TON | A-COIL | Yes | MULTI-POSITION | 43500 | 12 | 16.5 | 44000 | 8.7 | R-454B
216766465 | 5A6H7048A1 | 5PX*CD09AS3 | S8V2C080M5PCB | American Standard | Heat Pump | 17 | 80000 | 4-TON | A-COIL | Yes | DOWNFLOW | 43500 | 12 | 16.5 | 43500 | 8.5 | R-454B
216766499 | 5A6H7048A1 | 5PX*D008AS3 | S8V2C080M5PCB | American Standard | Heat Pump | 17 | 80000 | 4-TON | A-COIL | Yes | MULTI-POSITION | 43500 | 12 | 16 | 45000 | 8.7 | R-454B
216766507 | 5A6H7048A1 | 5PX*D010AS3 | S8V2C080M5PCB | American Standard | Heat Pump | 17 | 80000 | 4-TON | A-COIL | Yes | MULTI-POSITION | 43500 | 12 | 16.5 | 43500 | 8.7 | R-454B
216766559 | 5A6H7048A1 | 5TXCC009AS3 | S8V2C080M5PCB | American Standard | Heat Pump | 17 | 80000 | 4-TON | A-COIL | Yes | MULTI-POSITION | 43500 | 12 | 16.5 | 44000 | 8.7 | R-454B
216766597 | 5A6H7048A1 | 5TXCD008AS3 | S8V2C080M5PCB | American Standard | Heat Pump | 17 | 80000 | 4-TON | A-COIL | Yes | MULTI-POSITION | 43500 | 12 | 16 | 45000 | 8.7 | R-454B
216766619 | 5A6H7048A1 | 5TXCD010AS3 | S8V2C080M5PCB | American Standard | Heat Pump | 17 | 80000 | 4-TON | A-COIL | Yes | MULTI-POSITION | 43500 | 12 | 16.5 | 44000 | 8.7 | R-454B
216766459 | 5A6H7048A1 | 5PX*C009AS3 | S8V2C080M5PDB | American Standard | Heat Pump | 17 | 80000 | 4-TON | A-COIL | Yes | MULTI-POSITION | 43500 | 12 | 16.5 | 44000 | 8.7 | R-454B
216766471 | 5A6H7048A1 | 5PX*CD09AS3 | S8V2C080M5PDB | American Standard | Heat Pump | 17 | 80000 | 4-TON | A-COIL | Yes | DOWNFLOW | 43500 | 12 | 16.5 | 43500 | 8.5 | R-454B
216766481 | 5A6H7048A1 | 5PX*D008AS3 | S8V2C080M5PDB | American Standard | Heat Pump | 17 | 80000 | 4-TON | A-COIL | Yes | MULTI-POSITION | 43500 | 12 | 16 | 45000 | 8.7 | R-454B
216766529 | 5A6H7048A1 | 5PX*D010AS3 | S8V2C080M5PDB | American Standard | Heat Pump | 17 | 80000 | 4-TON | A-COIL | Yes | MULTI-POSITION | 43500 | 12 | 16.5 | 43500 | 8.7 | R-454B
216766579 | 5A6H7048A1 | 5TXCC009AS3 | S8V2C080M5PDB | American Standard | Heat Pump | 17 | 80000 | 4-TON | A-COIL | Yes | MULTI-POSITION | 43500 | 12 | 16.5 | 44000 | 8.7 | R-454B
216766587 | 5A6H7048A1 | 5TXCD008AS3 | S8V2C080M5PDB | American Standard | Heat Pump | 17 | 80000 | 4-TON | A-COIL | Yes | MULTI-POSITION | 43500 | 12 | 16 | 45000 | 8.7 | R-454B
216766609 | 5A6H7048A1 | 5TXCD010AS3 | S8V2C080M5PDB | American Standard | Heat Pump | 17 | 80000 | 4-TON | A-COIL | Yes | MULTI-POSITION | 43500 | 12 | 16.5 | 44000 | 8.7 | R-454B
216766447 | 5A6H7048A1 | 5PX*C009AS3 | S8V2C100M5PCB | American Standard | Heat Pump | 17 | 100000 | 4-TON | A-COIL | Yes | MULTI-POSITION | 43500 | 12 | 16.5 | 44000 | 8.7 | R-454B
216766473 | 5A6H7048A1 | 5PX*CD09AS3 | S8V2C100M5PCB | American Standard | Heat Pump | 17 | 100000 | 4-TON | A-COIL | Yes | DOWNFLOW | 44000 | 12 | 16 | 44000 | 8.7 | R-454B
216766497 | 5A6H7048A1 | 5PX*D008AS3 | S8V2C100M5PCB | American Standard | Heat Pump | 17 | 100000 | 4-TON | A-COIL | Yes | MULTI-POSITION | 43000 | 12 | 16 | 44500 | 8.7 | R-454B
216766509 | 5A6H7048A1 | 5PX*D010AS3 | S8V2C100M5PCB | American Standard | Heat Pump | 17 | 100000 | 4-TON | A-COIL | Yes | MULTI-POSITION | 43500 | 12 | 16.5 | 44000 | 8.7 | R-454B
216766537 | 5A6H7048A1 | 5PX*DD10AS3 | S8V2C100M5PCB | American Standard | Heat Pump | 17 | 100000 | 4-TON | A-COIL | Yes | DOWNFLOW | 43000 | 11.7 | 16 | 44500 | 8.7 | R-454B
216766553 | 5A6H7048A1 | 5TXCC007AS3 | S8V2C100M5PCB | American Standard | Heat Pump | 17 | 100000 | 4-TON | A-COIL | Yes | MULTI-POSITION | 43000 | 12 | 16 | 45000 | 8.7 | R-454B
216766573 | 5A6H7048A1 | 5TXCC009AS3 | S8V2C100M5PCB | American Standard | Heat Pump | 17 | 100000 | 4-TON | A-COIL | Yes | MULTI-POSITION | 43500 | 12 | 16.5 | 44000 | 8.7 | R-454B
216766595 | 5A6H7048A1 | 5TXCD008AS3 | S8V2C100M5PCB | American Standard | Heat Pump | 17 | 100000 | 4-TON | A-COIL | Yes | MULTI-POSITION | 43000 | 12 | 16 | 44500 | 8.7 | R-454B
216766617 | 5A6H7048A1 | 5TXCD010AS3 | S8V2C100M5PCB | American Standard | Heat Pump | 17 | 100000 | 4-TON | A-COIL | Yes | MULTI-POSITION | 43500 | 12 | 16.5 | 44000 | 8.7 | R-454B
216766457 | 5A6H7048A1 | 5PX*C009AS3 | S8V2C100M5PDB | American Standard | Heat Pump | 17 | 100000 | 4-TON | A-COIL | Yes | MULTI-POSITION | 43500 | 12 | 16.5 | 44000 | 8.7 | R-454B
216766477 | 5A6H7048A1 | 5PX*CD09AS3 | S8V2C100M5PDB | American Standard | Heat Pump | 17 | 100000 | 4-TON | A-COIL | Yes | DOWNFLOW | 44000 | 12 | 16 | 44000 | 8.7 | R-454B
216766483 | 5A6H7048A1 | 5PX*D008AS3 | S8V2C100M5PDB | American Standard | Heat Pump | 17 | 100000 | 4-TON | A-COIL | Yes | MULTI-POSITION | 43000 | 12 | 16 | 44500 | 8.7 | R-454B
216766531 | 5A6H7048A1 | 5PX*D010AS3 | S8V2C100M5PDB | American Standard | Heat Pump | 17 | 100000 | 4-TON | A-COIL | Yes | MULTI-POSITION | 43500 | 12 | 16.5 | 44000 | 8.7 | R-454B
216766551 | 5A6H7048A1 | 5PX*DD10AS3 | S8V2C100M5PDB | American Standard | Heat Pump | 17 | 100000 | 4-TON | A-COIL | Yes | DOWNFLOW | 43000 | 11.7 | 16 | 44500 | 8.7 | R-454B
216766555 | 5A6H7048A1 | 5TXCC007AS3 | S8V2C100M5PDB | American Standard | Heat Pump | 17 | 100000 | 4-TON | A-COIL | Yes | MULTI-POSITION | 43000 | 12 | 16 | 45000 | 8.7 | R-454B
216766577 | 5A6H7048A1 | 5TXCC009AS3 | S8V2C100M5PDB | American Standard | Heat Pump | 17 | 100000 | 4-TON | A-COIL | Yes | MULTI-POSITION | 43500 | 12 | 16.5 | 44000 | 8.7 | R-454B
216766591 | 5A6H7048A1 | 5TXCD008AS3 | S8V2C100M5PDB | American Standard | Heat Pump | 17 | 100000 | 4-TON | A-COIL | Yes | MULTI-POSITION | 43000 | 12 | 16 | 44500 | 8.7 | R-454B
216766629 | 5A6H7048A1 | 5TXCD010AS3 | S8V2C100M5PDB | American Standard | Heat Pump | 17 | 100000 | 4-TON | A-COIL | Yes | MULTI-POSITION | 43500 | 12 | 16.5 | 44000 | 8.7 | R-454B
216766495 | 5A6H7048A1 | 5PX*D008AS3 | S8V2D120M5PCB | American Standard | Heat Pump | 17 | 120000 | 4-TON | A-COIL | Yes | MULTI-POSITION | 43000 | 12 | 16.5 | 44500 | 9 | R-454B
216766511 | 5A6H7048A1 | 5PX*D010AS3 | S8V2D120M5PCB | American Standard | Heat Pump | 17 | 120000 | 4-TON | A-COIL | Yes | MULTI-POSITION | 44000 | 12.5 | 17 | 44000 | 9 | R-454B
216766543 | 5A6H7048A1 | 5PX*DD10AS3 | S8V2D120M5PCB | American Standard | Heat Pump | 17 | 120000 | 4-TON | A-COIL | Yes | DOWNFLOW | 43000 | 12 | 16 | 44000 | 8.7 | R-454B
216766593 | 5A6H7048A1 | 5TXCD008AS3 | S8V2D120M5PCB | American Standard | Heat Pump | 17 | 120000 | 4-TON | A-COIL | Yes | MULTI-POSITION | 43000 | 12 | 16.5 | 44500 | 9 | R-454B
216766615 | 5A6H7048A1 | 5TXCD010AS3 | S8V2D120M5PCB | American Standard | Heat Pump | 17 | 120000 | 4-TON | A-COIL | Yes | MULTI-POSITION | 44000 | 12.5 | 17 | 44000 | 9 | R-454B
216766479 | 5A6H7048A1 | 5PX*D008AS3 | S8V2D120M5PDB | American Standard | Heat Pump | 17 | 120000 | 4-TON | A-COIL | Yes | MULTI-POSITION | 43000 | 12 | 16.5 | 44500 | 9 | R-454B
216766533 | 5A6H7048A1 | 5PX*D010AS3 | S8V2D120M5PDB | American Standard | Heat Pump | 17 | 120000 | 4-TON | A-COIL | Yes | MULTI-POSITION | 44000 | 12.5 | 17 | 44000 | 9 | R-454B
216766541 | 5A6H7048A1 | 5PX*DD10AS3 | S8V2D120M5PDB | American Standard | Heat Pump | 17 | 120000 | 4-TON | A-COIL | Yes | DOWNFLOW | 43000 | 12 | 16 | 44000 | 8.7 | R-454B
216766589 | 5A6H7048A1 | 5TXCD008AS3 | S8V2D120M5PDB | American Standard | Heat Pump | 17 | 120000 | 4-TON | A-COIL | Yes | MULTI-POSITION | 43000 | 12 | 16.5 | 44500 | 9 | R-454B
216766627 | 5A6H7048A1 | 5TXCD010AS3 | S8V2D120M5PDB | American Standard | Heat Pump | 17 | 120000 | 4-TON | A-COIL | Yes | MULTI-POSITION | 44000 | 12.5 | 17 | 44000 | 9 | R-454B
216763930 | 5A6H7048A1 | 5PX*C009AS3 | S8X1C080M5PSC | American Standard | Heat Pump | 17 | 80000 | 4-TON | A-COIL | Yes | MULTI-POSITION | 43500 | 12 | 17.1 | 44000 | 9 | R-454B
216763938 | 5A6H7048A1 | 5PX*CD09AS3 | S8X1C080M5PSC | American Standard | Heat Pump | 17 | 80000 | 4-TON | A-COIL | Yes | DOWNFLOW | 43500 | 12 | 17.1 | 44000 | 8.7 | R-454B
216763972 | 5A6H7048A1 | 5PX*D010AS3 | S8X1C080M5PSC | American Standard | Heat Pump | 17 | 80000 | 4-TON | A-COIL | Yes | MULTI-POSITION | 43500 | 12 | 17.1 | 44000 | 9 | R-454B
216763980 | 5A6H7048A1 | 5PX*DD10AS3 | S8X1C080M5PSC | American Standard | Heat Pump | 17 | 80000 | 4-TON | A-COIL | Yes | DOWNFLOW | 43000 | 11.7 | 17.1 | 44500 | 9 | R-454B
216764012 | 5A6H7048A1 | 5TXCD010AS3 | S8X1C080M5PSC | American Standard | Heat Pump | 17 | 80000 | 4-TON | A-COIL | Yes | MULTI-POSITION | 44000 | 12 | 17.1 | 44000 | 9 | R-454B
216770021 | 5A6H7048A1 | 5TXCC009AS3 | S8X1C080M5PSC | American Standard | Heat Pump | 17 | 80000 | 4-TON | A-COIL | Yes | MULTI-POSITION | 43500 | 12 | 16 | 44000 | 8.7 | R-454B
216763932 | 5A6H7048A1 | 5PX*C009AS3 | S8X1C100M5PSC | American Standard | Heat Pump | 17 | 100000 | 4-TON | A-COIL | Yes | MULTI-POSITION | 43500 | 12 | 17.1 | 44000 | 9 | R-454B
216763940 | 5A6H7048A1 | 5PX*CD09AS3 | S8X1C100M5PSC | American Standard | Heat Pump | 17 | 100000 | 4-TON | A-COIL | Yes | DOWNFLOW | 43500 | 12 | 17.1 | 44000 | 8.7 | R-454B
216763950 | 5A6H7048A1 | 5PX*D008AS3 | S8X1C100M5PSC | American Standard | Heat Pump | 17 | 100000 | 4-TON | A-COIL | Yes | MULTI-POSITION | 43500 | 11.7 | 17.1 | 45000 | 9 | R-454B
216763966 | 5A6H7048A1 | 5PX*D010AS3 | S8X1C100M5PSC | American Standard | Heat Pump | 17 | 100000 | 4-TON | A-COIL | Yes | MULTI-POSITION | 43500 | 12 | 17.1 | 44000 | 9 | R-454B
216764014 | 5A6H7048A1 | 5TXCD010AS3 | S8X1C100M5PSC | American Standard | Heat Pump | 17 | 100000 | 4-TON | A-COIL | Yes | MULTI-POSITION | 43500 | 12 | 17.1 | 44000 | 9 | R-454B
216770025 | 5A6H7048A1 | 5TXCC009AS3 | S8X1C100M5PSC | American Standard | Heat Pump | 17 | 100000 | 4-TON | A-COIL | Yes | MULTI-POSITION | 43500 | 12 | 16.5 | 44000 | 8.7 | R-454B
216763952 | 5A6H7048A1 | 5PX*D008AS3 | S8X1D120M5PSC | American Standard | Heat Pump | 17 | 120000 | 4-TON | A-COIL | Yes | MULTI-POSITION | 43500 | 12 | 17.1 | 44500 | 9 | R-454B
216763968 | 5A6H7048A1 | 5PX*D010AS3 | S8X1D120M5PSC | American Standard | Heat Pump | 17 | 120000 | 4-TON | A-COIL | Yes | MULTI-POSITION | 44000 | 12 | 17.1 | 44500 | 9 | R-454B
216763982 | 5A6H7048A1 | 5PX*DD10AS3 | S8X1D120M5PSC | American Standard | Heat Pump | 17 | 120000 | 4-TON | A-COIL | Yes | DOWNFLOW | 43500 | 11.7 | 17.1 | 44500 | 9 | R-454B
216764016 | 5A6H7048A1 | 5TXCD010AS3 | S8X1D120M5PSC | American Standard | Heat Pump | 17 | 120000 | 4-TON | A-COIL | Yes | MULTI-POSITION | 44000 | 12 | 17.1 | 44500 | 9 | R-454B
216770043 | 5A6H7048A1 | 5TXCD008AS3 | S8X1D120M5PSC | American Standard | Heat Pump | 17 | 120000 | 4-TON | A-COIL | Yes | MULTI-POSITION | 43500 | 12 | 17.1 | 44500 | 8.7 | R-454B
216764762 | 5A6H7048A1 | 5PX*C009AS3 | S8X2C080M5PSC | American Standard | Heat Pump | 17 | 80000 | 4-TON | A-COIL | Yes | MULTI-POSITION | 43500 | 12 | 17.1 | 44000 | 9 | R-454B
216764772 | 5A6H7048A1 | 5PX*CD09AS3 | S8X2C080M5PSC | American Standard | Heat Pump | 17 | 80000 | 4-TON | A-COIL | Yes | DOWNFLOW | 43500 | 12 | 17.1 | 44000 | 8.7 | R-454B
216764800 | 5A6H7048A1 | 5PX*D010AS3 | S8X2C080M5PSC | American Standard | Heat Pump | 17 | 80000 | 4-TON | A-COIL | Yes | MULTI-POSITION | 43500 | 12 | 17.1 | 44000 | 9 | R-454B
216764814 | 5A6H7048A1 | 5PX*DD10AS3 | S8X2C080M5PSC | American Standard | Heat Pump | 17 | 80000 | 4-TON | A-COIL | Yes | DOWNFLOW | 43000 | 11.7 | 17.1 | 44500 | 9 | R-454B
216764834 | 5A6H7048A1 | 5TXCD010AS3 | S8X2C080M5PSC | American Standard | Heat Pump | 17 | 80000 | 4-TON | A-COIL | Yes | MULTI-POSITION | 44000 | 12 | 17.1 | 44000 | 9 | R-454B
216770029 | 5A6H7048A1 | 5TXCC009AS3 | S8X2C080M5PSC | American Standard | Heat Pump | 17 | 80000 | 4-TON | A-COIL | Yes | MULTI-POSITION | 43500 | 12 | 16 | 44000 | 8.7 | R-454B
216764764 | 5A6H7048A1 | 5PX*C009AS3 | S8X2C100M5PSC | American Standard | Heat Pump | 17 | 100000 | 4-TON | A-COIL | Yes | MULTI-POSITION | 43500 | 12 | 17.1 | 44000 | 9 | R-454B
216764774 | 5A6H7048A1 | 5PX*CD09AS3 | S8X2C100M5PSC | American Standard | Heat Pump | 17 | 100000 | 4-TON | A-COIL | Yes | DOWNFLOW | 43500 | 12 | 17.1 | 44000 | 8.7 | R-454B
216764786 | 5A6H7048A1 | 5PX*D008AS3 | S8X2C100M5PSC | American Standard | Heat Pump | 17 | 100000 | 4-TON | A-COIL | Yes | MULTI-POSITION | 43500 | 11.7 | 17.1 | 45000 | 9 | R-454B
216764798 | 5A6H7048A1 | 5PX*D010AS3 | S8X2C100M5PSC | American Standard | Heat Pump | 17 | 100000 | 4-TON | A-COIL | Yes | MULTI-POSITION | 43500 | 12 | 17.1 | 44000 | 9 | R-454B
216764840 | 5A6H7048A1 | 5TXCD010AS3 | S8X2C100M5PSC | American Standard | Heat Pump | 17 | 100000 | 4-TON | A-COIL | Yes | MULTI-POSITION | 43500 | 12 | 17.1 | 44000 | 9 | R-454B
216770033 | 5A6H7048A1 | 5TXCC009AS3 | S8X2C100M5PSC | American Standard | Heat Pump | 17 | 100000 | 4-TON | A-COIL | Yes | MULTI-POSITION | 43500 | 12 | 16.5 | 44000 | 8.7 | R-454B
216770047 | 5A6H7048A1 | 5TXCD008AS3 | S8X2C100M5PSC | American Standard | Heat Pump | 17 | 100000 | 4-TON | A-COIL | Yes | MULTI-POSITION | 43500 | 11.7 | 16.5 | 45000 | 8.7 | R-454B
216764784 | 5A6H7048A1 | 5PX*D008AS3 | S8X2D120M5PSC | American Standard | Heat Pump | 17 | 120000 | 4-TON | A-COIL | Yes | MULTI-POSITION | 43500 | 12 | 17.1 | 44500 | 9 | R-454B
216764802 | 5A6H7048A1 | 5PX*D010AS3 | S8X2D120M5PSC | American Standard | Heat Pump | 17 | 120000 | 4-TON | A-COIL | Yes | MULTI-POSITION | 44000 | 12 | 17.1 | 44500 | 9 | R-454B
216764822 | 5A6H7048A1 | 5PX*DD10AS3 | S8X2D120M5PSC | American Standard | Heat Pump | 17 | 120000 | 4-TON | A-COIL | Yes | DOWNFLOW | 43500 | 11.7 | 17.1 | 44500 | 9 | R-454B
216764824 | 5A6H7048A1 | 5TXCD010AS3 | S8X2D120M5PSC | American Standard | Heat Pump | 17 | 120000 | 4-TON | A-COIL | Yes | MULTI-POSITION | 44000 | 12 | 17.1 | 44500 | 9 | R-454B
216770061 | 5A6H7048A1 | 5TXCD008AS3 | S8X2D120M5PSC | American Standard | Heat Pump | 17 | 120000 | 4-TON | A-COIL | Yes | MULTI-POSITION | 43500 | 12 | 17.1 | 44500 | 8.7 | R-454B
216766445 | 5A6H7048A1 | 5PX*C009AS3 | S9V2C080U5VSB | American Standard | Heat Pump | 17 | 80000 | 4-TON | A-COIL | Yes | UPFLOW | 43500 | 12.5 | 16.5 | 43500 | 8.7 | R-454B
216766493 | 5A6H7048A1 | 5PX*D008AS3 | S9V2C080U5VSB | American Standard | Heat Pump | 17 | 80000 | 4-TON | A-COIL | Yes | UPFLOW | 43000 | 12 | 16.5 | 44500 | 9 | R-454B
216766513 | 5A6H7048A1 | 5PX*D010AS3 | S9V2C080U5VSB | American Standard | Heat Pump | 17 | 80000 | 4-TON | A-COIL | Yes | UPFLOW | 43500 | 12.5 | 16.5 | 43500 | 8.7 | R-454B
216766571 | 5A6H7048A1 | 5TXCC009AS3 | S9V2C080U5VSB | American Standard | Heat Pump | 17 | 80000 | 4-TON | A-COIL | Yes | UPFLOW | 43500 | 12.5 | 16.5 | 43500 | 8.7 | R-454B
216766581 | 5A6H7048A1 | 5TXCD008AS3 | S9V2C080U5VSB | American Standard | Heat Pump | 17 | 80000 | 4-TON | A-COIL | Yes | UPFLOW | 43000 | 12 | 16.5 | 44500 | 9 | R-454B
216766613 | 5A6H7048A1 | 5TXCD010AS3 | S9V2C080U5VSB | American Standard | Heat Pump | 17 | 80000 | 4-TON | A-COIL | Yes | UPFLOW | 43500 | 12.5 | 16.5 | 43500 | 8.7 | R-454B
216763942 | 5A6H7048A1 | 5PX*CD09AS3 | S9V2C100D4VSB | American Standard | Heat Pump | 17 | 100000 | 4-TON | A-COIL | Yes | DOWNFLOW | 43000 | 12 | 17.1 | 44000 | 8.7 | R-454B
216763944 | 5A6H7048A1 | 5PX*CD09AS3 | S9V2C100D5PSC | American Standard | Heat Pump | 17 | 100000 | 4-TON | A-COIL | Yes | DOWNFLOW | 43000 | 12 | 17.1 | 44000 | 8.7 | R-454B
216766475 | 5A6H7048A1 | 5PX*CD09AS3 | S9V2C100D5VSB | American Standard | Heat Pump | 17 | 100000 | 4-TON | A-COIL | Yes | DOWNFLOW | 43000 | 12 | 16 | 44000 | 8.5 | R-454B
216763936 | 5A6H7048A1 | 5PX*C009AS3 | S9V2C100U5PSC | American Standard | Heat Pump | 17 | 100000 | 4-TON | A-COIL | Yes | UPFLOW | 43000 | 12 | 17.1 | 44000 | 9 | R-454B
216763962 | 5A6H7048A1 | 5PX*D010AS3 | S9V2C100U5PSC | American Standard | Heat Pump | 17 | 100000 | 4-TON | A-COIL | Yes | UPFLOW | 43000 | 12 | 17.1 | 44000 | 9 | R-454B
216764026 | 5A6H7048A1 | 5TXCD010AS3 | S9V2C100U5PSC | American Standard | Heat Pump | 17 | 100000 | 4-TON | A-COIL | Yes | UPFLOW | 43000 | 12 | 17.1 | 44000 | 9 | R-454B
216770039 | 5A6H7048A1 | 5TXCC009AS3 | S9V2C100U5PSC | American Standard | Heat Pump | 17 | 100000 | 4-TON | A-COIL | Yes | UPFLOW | 43000 | 12 | 16 | 44000 | 8.7 | R-454B
216766443 | 5A6H7048A1 | 5PX*C009AS3 | S9V2C100U5VSB | American Standard | Heat Pump | 17 | 100000 | 4-TON | A-COIL | Yes | UPFLOW | 43000 | 12 | 16 | 44000 | 8.7 | R-454B
216766515 | 5A6H7048A1 | 5PX*D010AS3 | S9V2C100U5VSB | American Standard | Heat Pump | 17 | 100000 | 4-TON | A-COIL | Yes | UPFLOW | 43000 | 12 | 16.5 | 44000 | 8.7 | R-454B
216766569 | 5A6H7048A1 | 5TXCC009AS3 | S9V2C100U5VSB | American Standard | Heat Pump | 17 | 100000 | 4-TON | A-COIL | Yes | UPFLOW | 43000 | 12 | 16 | 44000 | 8.7 | R-454B
216766611 | 5A6H7048A1 | 5TXCD010AS3 | S9V2C100U5VSB | American Standard | Heat Pump | 17 | 100000 | 4-TON | A-COIL | Yes | UPFLOW | 43000 | 12 | 16.5 | 44000 | 8.7 | R-454B
216763984 | 5A6H7048A1 | 5PX*DD10AS3 | S9V2D120D5PSC | American Standard | Heat Pump | 17 | 120000 | 4-TON | A-COIL | Yes | DOWNFLOW | 43500 | 12 | 17.1 | 44500 | 9 | R-454B
216766549 | 5A6H7048A1 | 5PX*DD10AS3 | S9V2D120D5VSB | American Standard | Heat Pump | 17 | 120000 | 4-TON | A-COIL | Yes | DOWNFLOW | 43500 | 12 | 16 | 44500 | 8.7 | R-454B
216763956 | 5A6H7048A1 | 5PX*D008AS3 | S9V2D120U5PSC | American Standard | Heat Pump | 17 | 120000 | 4-TON | A-COIL | Yes | UPFLOW | 43000 | 12 | 17.1 | 44500 | 9 | R-454B
216763960 | 5A6H7048A1 | 5PX*D010AS3 | S9V2D120U5PSC | American Standard | Heat Pump | 17 | 120000 | 4-TON | A-COIL | Yes | UPFLOW | 43500 | 12.5 | 17.1 | 43500 | 9 | R-454B
216764024 | 5A6H7048A1 | 5TXCD010AS3 | S9V2D120U5PSC | American Standard | Heat Pump | 17 | 120000 | 4-TON | A-COIL | Yes | UPFLOW | 43500 | 12.5 | 17.1 | 43500 | 9 | R-454B
216770057 | 5A6H7048A1 | 5TXCD008AS3 | S9V2D120U5PSC | American Standard | Heat Pump | 17 | 120000 | 4-TON | A-COIL | Yes | UPFLOW | 43000 | 12 | 16.5 | 44500 | 9 | R-454B
216766441 | 5A6H7048A1 | 5PX*C009AS3 | S9X1C080U5PSB | American Standard | Heat Pump | 17 | 80000 | 4-TON | A-COIL | Yes | UPFLOW | 43000 | 12 | 16.5 | 43500 | 8.7 | R-454B
216766491 | 5A6H7048A1 | 5PX*D008AS3 | S9X1C080U5PSB | American Standard | Heat Pump | 17 | 80000 | 4-TON | A-COIL | Yes | UPFLOW | 43500 | 11.7 | 16.5 | 45000 | 8.7 | R-454B
216766517 | 5A6H7048A1 | 5PX*D010AS3 | S9X1C080U5PSB | American Standard | Heat Pump | 17 | 80000 | 4-TON | A-COIL | Yes | UPFLOW | 43500 | 12 | 17 | 44000 | 8.7 | R-454B
216766567 | 5A6H7048A1 | 5TXCC009AS3 | S9X1C080U5PSB | American Standard | Heat Pump | 17 | 80000 | 4-TON | A-COIL | Yes | UPFLOW | 43000 | 12 | 16.5 | 43500 | 8.7 | R-454B
216766585 | 5A6H7048A1 | 5TXCD008AS3 | S9X1C080U5PSB | American Standard | Heat Pump | 17 | 80000 | 4-TON | A-COIL | Yes | UPFLOW | 43500 | 11.7 | 16.5 | 45000 | 8.7 | R-454B
216766605 | 5A6H7048A1 | 5TXCD010AS3 | S9X1C080U5PSB | American Standard | Heat Pump | 17 | 80000 | 4-TON | A-COIL | Yes | UPFLOW | 43500 | 12 | 16.5 | 44000 | 8.7 | R-454B
216766463 | 5A6H7048A1 | 5PX*CD09AS3 | S9X1C100D5PSB | American Standard | Heat Pump | 17 | 100000 | 4-TON | A-COIL | Yes | DOWNFLOW | 43500 | 12 | 16 | 44000 | 8.5 | R-454B
216766547 | 5A6H7048A1 | 5PX*DD10AS3 | S9X1D120D5PSB | American Standard | Heat Pump | 17 | 120000 | 4-TON | A-COIL | Yes | DOWNFLOW | 43000 | 12 | 16 | 44500 | 8.7 | R-454B
216766489 | 5A6H7048A1 | 5PX*D008AS3 | S9X1D120U5PSB | American Standard | Heat Pump | 17 | 120000 | 4-TON | A-COIL | Yes | UPFLOW | 43500 | 12 | 16 | 44500 | 9 | R-454B
216766521 | 5A6H7048A1 | 5PX*D010AS3 | S9X1D120U5PSB | American Standard | Heat Pump | 17 | 120000 | 4-TON | A-COIL | Yes | UPFLOW | 44000 | 12 | 16 | 44000 | 9 | R-454B
216766583 | 5A6H7048A1 | 5TXCD008AS3 | S9X1D120U5PSB | American Standard | Heat Pump | 17 | 120000 | 4-TON | A-COIL | Yes | UPFLOW | 43500 | 12 | 16 | 44500 | 9 | R-454B
216766633 | 5A6H7048A1 | 5TXCD010AS3 | S9X1D120U5PSB | American Standard | Heat Pump | 17 | 120000 | 4-TON | A-COIL | Yes | UPFLOW | 44000 | 12 | 16 | 44000 | 9 | R-454B
216766455 | 5A6H7048A1 | 5PX*C009AS3 | S9X2C080U5PSB | American Standard | Heat Pump | 17 | 80000 | 4-TON | A-COIL | Yes | UPFLOW | 43000 | 12 | 16.5 | 43500 | 8.7 | R-454B
216766487 | 5A6H7048A1 | 5PX*D008AS3 | S9X2C080U5PSB | American Standard | Heat Pump | 17 | 80000 | 4-TON | A-COIL | Yes | UPFLOW | 43500 | 11.7 | 16.5 | 45000 | 8.7 | R-454B
216766523 | 5A6H7048A1 | 5PX*D010AS3 | S9X2C080U5PSB | American Standard | Heat Pump | 17 | 80000 | 4-TON | A-COIL | Yes | UPFLOW | 43500 | 12 | 17 | 44000 | 8.7 | R-454B
216766563 | 5A6H7048A1 | 5TXCC009AS3 | S9X2C080U5PSB | American Standard | Heat Pump | 17 | 80000 | 4-TON | A-COIL | Yes | UPFLOW | 43000 | 12 | 16.5 | 43500 | 8.7 | R-454B
216766603 | 5A6H7048A1 | 5TXCD008AS3 | S9X2C080U5PSB | American Standard | Heat Pump | 17 | 80000 | 4-TON | A-COIL | Yes | UPFLOW | 43500 | 11.7 | 16.5 | 45000 | 8.7 | R-454B
216766625 | 5A6H7048A1 | 5TXCD010AS3 | S9X2C080U5PSB | American Standard | Heat Pump | 17 | 80000 | 4-TON | A-COIL | Yes | UPFLOW | 43500 | 12 | 16.5 | 44000 | 8.7 | R-454B
216766467 | 5A6H7048A1 | 5PX*CD09AS3 | S9X2C100D5PSB | American Standard | Heat Pump | 17 | 100000 | 4-TON | A-COIL | Yes | DOWNFLOW | 43500 | 12 | 16 | 44000 | 8.5 | R-454B
216766485 | 5A6H7048A1 | 5PX*D008AS3 | S9X2D120U5PSB | American Standard | Heat Pump | 17 | 120000 | 4-TON | A-COIL | Yes | UPFLOW | 43500 | 12 | 16 | 44500 | 9 | R-454B
216766527 | 5A6H7048A1 | 5PX*D010AS3 | S9X2D120U5PSB | American Standard | Heat Pump | 17 | 120000 | 4-TON | A-COIL | Yes | UPFLOW | 44000 | 12 | 16 | 44000 | 9 | R-454B
216766601 | 5A6H7048A1 | 5TXCD008AS3 | S9X2D120U5PSB | American Standard | Heat Pump | 17 | 120000 | 4-TON | A-COIL | Yes | UPFLOW | 43500 | 12 | 16 | 44500 | 9 | R-454B
216766621 | 5A6H7048A1 | 5TXCD010AS3 | S9X2D120U5PSB | American Standard | Heat Pump | 17 | 120000 | 4-TON | A-COIL | Yes | UPFLOW | 44000 | 12 | 16 | 44000 | 9 | R-454B
216763928 | 5A6H7048A1 | 5PX*C009AS3 |  | American Standard | Heat Pump | 17 | NO FURNACE | 4-TON | A-COIL | Yes | MULTI-POSITION | 43000 | 11.7 | 16 | 44500 | 9 | R-454B
216763974 | 5A6H7048A1 | 5PX*D010AS3 |  | American Standard | Heat Pump | 17 | NO FURNACE | 4-TON | A-COIL | Yes | MULTI-POSITION | 43500 | 11.7 | 16 | 44500 | 9 | R-454B
216763986 | 5A6H7048A1 | 5TAM5D06AC41 |  | American Standard | Heat Pump | 17 | NO FURNACE | 4-TON | AIR HANDLER | Yes | MULTI-POSITION | 43500 | 12 | 17.1 | 43500 | 8.7 | R-454B
216763988 | 5A6H7048A1 | 5TAM5D07AC51 |  | American Standard | Heat Pump | 17 | NO FURNACE | 4-TON | AIR HANDLER | Yes | MULTI-POSITION | 44000 | 12 | 17.1 | 44500 | 9.4 | R-454B
216763990 | 5A6H7048A1 | 5TAMXD06AV41 |  | American Standard | Heat Pump | 17 | NO FURNACE | 4-TON | AIR HANDLER | Yes | MULTI-POSITION | 43500 | 12 | 17.1 | 44500 | 9 | R-454B
216763992 | 5A6H7048A1 | 5TAMXD07AV51 |  | American Standard | Heat Pump | 17 | NO FURNACE | 4-TON | AIR HANDLER | Yes | MULTI-POSITION | 43500 | 12 | 17.1 | 43500 | 9 | R-454B
216763994 | 5A6H7048A1 | 5TEM6D06AV41+TDR |  | American Standard | Heat Pump | 17 | NO FURNACE | 4-TON | AIR HANDLER | Yes | MULTI-POSITION | 44500 | 12.5 | 17.1 | 44000 | 9 | R-454B
216763996 | 5A6H7048A1 | 5TEM6D07AV51+TDR |  | American Standard | Heat Pump | 17 | NO FURNACE | 4-TON | AIR HANDLER | Yes | MULTI-POSITION | 44500 | 12.5 | 17.1 | 44000 | 9 | R-454B
216763998 | 5A6H7048A1 | 5TEMCD06AV41+TDR |  | American Standard | Heat Pump | 17 | NO FURNACE | 4-TON | AIR HANDLER | Yes | MULTI-POSITION | 44000 | 12.5 | 17.1 | 43500 | 9 | R-454B
216764000 | 5A6H7048A1 | 5TEMCD07AV51+TDR |  | American Standard | Heat Pump | 17 | NO FURNACE | 4-TON | AIR HANDLER | Yes | MULTI-POSITION | 44000 | 12.5 | 17.1 | 43500 | 9 | R-454B
216764002 | 5A6H7048A1 | 5TXCC009AS3 |  | American Standard | Heat Pump | 17 | NO FURNACE | 4-TON | A-COIL | Yes | MULTI-POSITION | 43000 | 11.7 | 16 | 44500 | 9 | R-454B
216766677 | 5A6H7060A1 | 5PX*D010AS3 | S8V2D120M5PCB | American Standard | Heat Pump | 17 | 120000 | 5-TON | A-COIL | Yes | MULTI-POSITION | 52500 | 11.2 | 16 | 50500 | 9 | R-454B
216766777 | 5A6H7060A1 | 5TXCD010AS3 | S8V2D120M5PCB | American Standard | Heat Pump | 17 | 120000 | 5-TON | A-COIL | Yes | MULTI-POSITION | 52500 | 11.2 | 16 | 51000 | 9 | R-454B
216766693 | 5A6H7060A1 | 5PX*D010AS3 | S8V2D120M5PDB | American Standard | Heat Pump | 17 | 120000 | 5-TON | A-COIL | Yes | MULTI-POSITION | 52500 | 11.2 | 16 | 50500 | 9 | R-454B
216766763 | 5A6H7060A1 | 5TXCD010AS3 | S8V2D120M5PDB | American Standard | Heat Pump | 17 | 120000 | 5-TON | A-COIL | Yes | MULTI-POSITION | 52500 | 11.2 | 16 | 51000 | 9 | R-454B
216764046 | 5A6H7060A1 | 5PX*D008AS3 | S8X1C080M5PSC | American Standard | Heat Pump | 17 | 80000 | 5-TON | A-COIL | Yes | MULTI-POSITION | 51500 | 11 | 16.5 | 51500 | 9 | R-454B
216764064 | 5A6H7060A1 | 5PX*D010AS3 | S8X1C080M5PSC | American Standard | Heat Pump | 17 | 80000 | 5-TON | A-COIL | Yes | MULTI-POSITION | 52500 | 11.2 | 16.5 | 51000 | 9 | R-454B
216764072 | 5A6H7060A1 | 5PX*DD10AS3 | S8X1C080M5PSC | American Standard | Heat Pump | 17 | 80000 | 5-TON | A-COIL | Yes | DOWNFLOW | 51000 | 11 | 16 | 51000 | 9 | R-454B
216764044 | 5A6H7060A1 | 5PX*D008AS3 | S8X1C100M5PSC | American Standard | Heat Pump | 17 | 100000 | 5-TON | A-COIL | Yes | MULTI-POSITION | 51000 | 11 | 16.5 | 52000 | 9 | R-454B
216764062 | 5A6H7060A1 | 5PX*D010AS3 | S8X1C100M5PSC | American Standard | Heat Pump | 17 | 100000 | 5-TON | A-COIL | Yes | MULTI-POSITION | 52500 | 11.2 | 16.5 | 51000 | 9 | R-454B
216764080 | 5A6H7060A1 | 5PX*DD10AS3 | S8X1C100M5PSC | American Standard | Heat Pump | 17 | 100000 | 5-TON | A-COIL | Yes | DOWNFLOW | 51000 | 11 | 16 | 51000 | 9 | R-454B
216764098 | 5A6H7060A1 | 5TXCD010AS3 | S8X1C100M5PSC | American Standard | Heat Pump | 17 | 100000 | 5-TON | A-COIL | Yes | MULTI-POSITION | 52500 | 11.2 | 16.5 | 51000 | 9 | R-454B
216764052 | 5A6H7060A1 | 5PX*D008AS3 | S8X1D120M5PSC | American Standard | Heat Pump | 17 | 120000 | 5-TON | A-COIL | Yes | MULTI-POSITION | 51500 | 11 | 16.5 | 51500 | 9 | R-454B
216764060 | 5A6H7060A1 | 5PX*D010AS3 | S8X1D120M5PSC | American Standard | Heat Pump | 17 | 120000 | 5-TON | A-COIL | Yes | MULTI-POSITION | 52500 | 11.2 | 17 | 51000 | 9 | R-454B
216764076 | 5A6H7060A1 | 5PX*DD10AS3 | S8X1D120M5PSC | American Standard | Heat Pump | 17 | 120000 | 5-TON | A-COIL | Yes | DOWNFLOW | 51000 | 11 | 16.5 | 51000 | 8.7 | R-454B
216764096 | 5A6H7060A1 | 5TXCD010AS3 | S8X1D120M5PSC | American Standard | Heat Pump | 17 | 120000 | 5-TON | A-COIL | Yes | MULTI-POSITION | 52000 | 11.2 | 17 | 51000 | 9 | R-454B
216770081 | 5A6H7060A1 | 5TXCD008AS3 | S8X1D120M5PSC | American Standard | Heat Pump | 17 | 120000 | 5-TON | A-COIL | Yes | MULTI-POSITION | 51500 | 11 | 16 | 51500 | 8.7 | R-454B
216764842 | 5A6H7060A1 | 5PX*D008AS3 | S8X2C080M5PSC | American Standard | Heat Pump | 17 | 80000 | 5-TON | A-COIL | Yes | MULTI-POSITION | 51500 | 11 | 16.5 | 51500 | 9 | R-454B
216764866 | 5A6H7060A1 | 5PX*D010AS3 | S8X2C080M5PSC | American Standard | Heat Pump | 17 | 80000 | 5-TON | A-COIL | Yes | MULTI-POSITION | 52500 | 11.2 | 16.5 | 51000 | 9 | R-454B
216764882 | 5A6H7060A1 | 5PX*DD10AS3 | S8X2C080M5PSC | American Standard | Heat Pump | 17 | 80000 | 5-TON | A-COIL | Yes | DOWNFLOW | 51000 | 11 | 16 | 51000 | 9 | R-454B
216764844 | 5A6H7060A1 | 5PX*D008AS3 | S8X2C100M5PSC | American Standard | Heat Pump | 17 | 100000 | 5-TON | A-COIL | Yes | MULTI-POSITION | 51000 | 11 | 16.5 | 52000 | 9 | R-454B
216764864 | 5A6H7060A1 | 5PX*D010AS3 | S8X2C100M5PSC | American Standard | Heat Pump | 17 | 100000 | 5-TON | A-COIL | Yes | MULTI-POSITION | 52500 | 11.2 | 16.5 | 51000 | 9 | R-454B
216764884 | 5A6H7060A1 | 5PX*DD10AS3 | S8X2C100M5PSC | American Standard | Heat Pump | 17 | 100000 | 5-TON | A-COIL | Yes | DOWNFLOW | 51000 | 11 | 16 | 51000 | 9 | R-454B
216764908 | 5A6H7060A1 | 5TXCD010AS3 | S8X2C100M5PSC | American Standard | Heat Pump | 17 | 100000 | 5-TON | A-COIL | Yes | MULTI-POSITION | 52500 | 11.2 | 16.5 | 51000 | 9 | R-454B
216764858 | 5A6H7060A1 | 5PX*D008AS3 | S8X2D120M5PSC | American Standard | Heat Pump | 17 | 120000 | 5-TON | A-COIL | Yes | MULTI-POSITION | 51500 | 11 | 16.5 | 51500 | 9 | R-454B
216764876 | 5A6H7060A1 | 5PX*D010AS3 | S8X2D120M5PSC | American Standard | Heat Pump | 17 | 120000 | 5-TON | A-COIL | Yes | MULTI-POSITION | 52500 | 11.2 | 17 | 51000 | 9 | R-454B
216764886 | 5A6H7060A1 | 5PX*DD10AS3 | S8X2D120M5PSC | American Standard | Heat Pump | 17 | 120000 | 5-TON | A-COIL | Yes | DOWNFLOW | 51000 | 11 | 16.5 | 51000 | 8.7 | R-454B
216764904 | 5A6H7060A1 | 5TXCD010AS3 | S8X2D120M5PSC | American Standard | Heat Pump | 17 | 120000 | 5-TON | A-COIL | Yes | MULTI-POSITION | 52000 | 11.2 | 17 | 51000 | 9 | R-454B
216770075 | 5A6H7060A1 | 5TXCD008AS3 | S8X2D120M5PSC | American Standard | Heat Pump | 17 | 120000 | 5-TON | A-COIL | Yes | MULTI-POSITION | 51500 | 11 | 16 | 51500 | 8.7 | R-454B
216764078 | 5A6H7060A1 | 5PX*DD10AS3 | S9V2D120D5PSC | American Standard | Heat Pump | 17 | 120000 | 5-TON | A-COIL | Yes | DOWNFLOW | 51000 | 11 | 16 | 51000 | 9 | R-454B
216764036 | 5A6H7060A1 | 5PX*D008AS3 | S9V2D120U5PSC | American Standard | Heat Pump | 17 | 120000 | 5-TON | A-COIL | Yes | UPFLOW | 51500 | 11.2 | 16.5 | 51500 | 9 | R-454B
216764056 | 5A6H7060A1 | 5PX*D010AS3 | S9V2D120U5PSC | American Standard | Heat Pump | 17 | 120000 | 5-TON | A-COIL | Yes | UPFLOW | 52500 | 11.2 | 16.5 | 51000 | 9 | R-454B
216764104 | 5A6H7060A1 | 5TXCD010AS3 | S9V2D120U5PSC | American Standard | Heat Pump | 17 | 120000 | 5-TON | A-COIL | Yes | UPFLOW | 52500 | 11.2 | 16.5 | 51000 | 9 | R-454B
216766673 | 5A6H7060A1 | 5PX*D010AS3 | S9X1C080U5PSB | American Standard | Heat Pump | 17 | 80000 | 5-TON | A-COIL | Yes | UPFLOW | 52500 | 11 | 16 | 51000 | 8.7 | R-454B
216766773 | 5A6H7060A1 | 5TXCD010AS3 | S9X1C080U5PSB | American Standard | Heat Pump | 17 | 80000 | 5-TON | A-COIL | Yes | UPFLOW | 52500 | 11 | 16 | 51000 | 8.7 | R-454B
216766683 | 5A6H7060A1 | 5PX*D010AS3 | S9X2C080U5PSB | American Standard | Heat Pump | 17 | 80000 | 5-TON | A-COIL | Yes | UPFLOW | 52500 | 11 | 16 | 51000 | 8.7 | R-454B
216766767 | 5A6H7060A1 | 5TXCD010AS3 | S9X2C080U5PSB | American Standard | Heat Pump | 17 | 80000 | 5-TON | A-COIL | Yes | UPFLOW | 52500 | 11 | 16 | 51000 | 8.7 | R-454B
216764082 | 5A6H7060A1 | 5TEM6D06AV41+TDR |  | American Standard | Heat Pump | 17 | NO FURNACE | 5-TON | AIR HANDLER | Yes | MULTI-POSITION | 53000 | 11.7 | 17 | 50500 | 9 | R-454B
216764084 | 5A6H7060A1 | 5TEM6D07AV51+TDR |  | American Standard | Heat Pump | 17 | NO FURNACE | 5-TON | AIR HANDLER | Yes | MULTI-POSITION | 53000 | 11.7 | 17.1 | 50500 | 9 | R-454B
216764086 | 5A6H7060A1 | 5TEMCD06AV41+TDR |  | American Standard | Heat Pump | 17 | NO FURNACE | 5-TON | AIR HANDLER | Yes | MULTI-POSITION | 53000 | 11.7 | 16.5 | 50500 | 9 | R-454B
216764088 | 5A6H7060A1 | 5TEMCD07AV51+TDR |  | American Standard | Heat Pump | 17 | NO FURNACE | 5-TON | AIR HANDLER | Yes | MULTI-POSITION | 53000 | 11.7 | 17 | 50500 | 9 | R-454B
216770065 | 5A6H7060A1 | 5TAM5D06AC41 |  | American Standard | Heat Pump | 17 | NO FURNACE | 5-TON | AIR HANDLER | Yes | MULTI-POSITION | 52000 | 11.2 | 16 | 50500 | 8.7 | R-454B
216770067 | 5A6H7060A1 | 5TAM5D07AC51 |  | American Standard | Heat Pump | 17 | NO FURNACE | 5-TON | AIR HANDLER | Yes | MULTI-POSITION | 53000 | 11 | 16 | 51500 | 9 | R-454B
216570891 | 5A6V0X24A1 | 5PX*B006AS3 | *UHMB060CCV3+LRP | American Standard | Heat Pump | 20 | 60000 | 2-TON | A-COIL | Yes | UPFLOW | 22200 | 12 | 22.4 | 22400 | 10 | R-454B
216570875 | 5A6V0X24A1 | 5PX*B006AS3 | *UHMB080CCV3+LRP | American Standard | Heat Pump | 20 | 80000 | 2-TON | A-COIL | Yes | UPFLOW | 22200 | 12 | 22.4 | 22400 | 10 | R-454B
216570879 | 5A6V0X24A1 | 5PX*B006AS3 | S8V2B060M4PCB | American Standard | Heat Pump | 20 | 60000 | 2-TON | A-COIL | Yes | MULTI-POSITION | 22000 | 12 | 21.4 | 22400 | 10 | R-454B
216570895 | 5A6V0X24A1 | 5PX*BD06AS3 | S8V2B060M4PCB | American Standard | Heat Pump | 20 | 60000 | 2-TON | A-COIL | Yes | DOWNFLOW | 22000 | 11.7 | 21 | 23400 | 10 | R-454B
216612206 | 5A6V0X24A1 | 5PX*BD04AS3 | S8V2B060M4PCB | American Standard | Heat Pump | 20 | 60000 | 2-TON | A-COIL | Yes | DOWNFLOW | 21600 | 11.7 | 20.8 | 23200 | 9.7 | R-454B
216612220 | 5A6V0X24A1 | 5TXCB006AS3 | S8V2B060M4PCB | American Standard | Heat Pump | 20 | 60000 | 2-TON | A-COIL | Yes | MULTI-POSITION | 22000 | 12 | 21.4 | 22600 | 10 | R-454B
216570877 | 5A6V0X24A1 | 5PX*B006AS3 | S8V2B060M4PDB | American Standard | Heat Pump | 20 | 60000 | 2-TON | A-COIL | Yes | MULTI-POSITION | 22000 | 12 | 21.4 | 22400 | 10 | R-454B
216570893 | 5A6V0X24A1 | 5PX*BD06AS3 | S8V2B060M4PDB | American Standard | Heat Pump | 20 | 60000 | 2-TON | A-COIL | Yes | DOWNFLOW | 22000 | 11.7 | 21 | 23400 | 10 | R-454B
216612204 | 5A6V0X24A1 | 5PX*BD04AS3 | S8V2B060M4PDB | American Standard | Heat Pump | 20 | 60000 | 2-TON | A-COIL | Yes | DOWNFLOW | 21600 | 11.7 | 20.8 | 23200 | 9.7 | R-454B
216453080 | 5A6V0X24A1 | 5PX*B006AS3 | S8V2B080M4PCB | American Standard | Heat Pump | 20 | 80000 | 2-TON | A-COIL | Yes | MULTI-POSITION | 22200 | 12 | 22 | 22600 | 10 | R-454B
216453082 | 5A6V0X24A1 | 5PX*BD06AS3 | S8V2B080M4PCB | American Standard | Heat Pump | 20 | 80000 | 2-TON | A-COIL | Yes | DOWNFLOW | 22000 | 11.7 | 21.4 | 23400 | 10 | R-454B
216612208 | 5A6V0X24A1 | 5PX*BD04AS3 | S8V2B080M4PCB | American Standard | Heat Pump | 20 | 80000 | 2-TON | A-COIL | Yes | DOWNFLOW | 21800 | 11.7 | 21.2 | 23200 | 9.7 | R-454B
216612222 | 5A6V0X24A1 | 5TXCB006AS3 | S8V2B080M4PCB | American Standard | Heat Pump | 20 | 80000 | 2-TON | A-COIL | Yes | MULTI-POSITION | 22200 | 12 | 21.8 | 23000 | 10 | R-454B
216453078 | 5A6V0X24A1 | 5PX*B006AS3 | S8V2B080M4PDB | American Standard | Heat Pump | 20 | 80000 | 2-TON | A-COIL | Yes | MULTI-POSITION | 22200 | 12 | 22 | 22600 | 10 | R-454B
216453084 | 5A6V0X24A1 | 5PX*BD06AS3 | S8V2B080M4PDB | American Standard | Heat Pump | 20 | 80000 | 2-TON | A-COIL | Yes | DOWNFLOW | 22000 | 11.7 | 21.4 | 23400 | 10 | R-454B
216612210 | 5A6V0X24A1 | 5PX*BD04AS3 | S8V2B080M4PDB | American Standard | Heat Pump | 20 | 80000 | 2-TON | A-COIL | Yes | DOWNFLOW | 21800 | 11.7 | 21.2 | 23200 | 9.7 | R-454B
216439971 | 5A6V0X24A1 | 5PX*BD06AS3 | S9V2B040D3VSB+LRP | American Standard | Heat Pump | 20 | 40000 | 2-TON | A-COIL | Yes | DOWNFLOW | 21000 | 12 | 19.6 | 23200 | 9.4 | R-454B
216439967 | 5A6V0X24A1 | 5PX*B006AS3 | S9V2B040U3PSC+LRP | American Standard | Heat Pump | 20 | 40000 | 2-TON | A-COIL | Yes | UPFLOW | 21200 | 12 | 20 | 22400 | 9.4 | R-454B
216439963 | 5A6V0X24A1 | 5PX*B006AS3 | S9V2B040U3VSB+LRP | American Standard | Heat Pump | 20 | 40000 | 2-TON | A-COIL | Yes | UPFLOW | 21200 | 12 | 20 | 22400 | 9.4 | R-454B
216439961 | 5A6V0X24A1 | 5PX*B006AS3 | S9V2B060U4VSB+LRP | American Standard | Heat Pump | 20 | 60000 | 2-TON | A-COIL | Yes | UPFLOW | 22200 | 12 | 21.4 | 22600 | 10 | R-454B
216612214 | 5A6V0X24A1 | 5TXCB006AS3 | S9V2B060U4VSB+LRP | American Standard | Heat Pump | 20 | 60000 | 2-TON | A-COIL | Yes | UPFLOW | 22200 | 12 | 21.4 | 22600 | 10 | R-454B
216599674 | 5A6V0X24A1 | 5PX*BD06AS3 | S9V2B080D4PSC+LRP | American Standard | Heat Pump | 20 | 80000 | 2-TON | A-COIL | Yes | DOWNFLOW | 22000 | 11.5 | 20.6 | 23400 | 10 | R-454B
216612202 | 5A6V0X24A1 | 5PX*BD04AS3 | S9V2B080D4VSB+LRP | American Standard | Heat Pump | 20 | 80000 | 2-TON | A-COIL | Yes | DOWNFLOW | 21600 | 11.7 | 20.6 | 23200 | 9.7 | R-454B
216612212 | 5A6V0X24A1 | 5PX*BD06AS3 | S9V2B080D4VSB+LRP | American Standard | Heat Pump | 20 | 80000 | 2-TON | A-COIL | Yes | DOWNFLOW | 22000 | 11.7 | 20.6 | 23400 | 10 | R-454B
216439973 | 5A6V0X24A1 | 5TAMXC03AV31 |  | American Standard | Heat Pump | 20 | NO FURNACE | 2-TON | AIR HANDLER | Yes | MULTI-POSITION | 21800 | 12 | 22 | 22800 | 9.7 | R-454B
216439975 | 5A6V0X24A1 | 5TAMXD04AV31 |  | American Standard | Heat Pump | 20 | NO FURNACE | 2-TON | AIR HANDLER | Yes | MULTI-POSITION | 21800 | 12 | 21 | 22600 | 9.7 | R-454B
216439977 | 5A6V0X24A1 | 5TEMCB03AV31+TDR |  | American Standard | Heat Pump | 20 | NO FURNACE | 2-TON | AIR HANDLER | Yes | MULTI-POSITION | 21600 | 11.7 | 22 | 22800 | 10 | R-454B
216569815 | 5A6V0X24A1 | 5TAMXB02AV21 |  | American Standard | Heat Pump | 20 | NO FURNACE | 2-TON | AIR HANDLER | Yes | MULTI-POSITION | 21600 | 11.7 | 20.6 | 23200 | 9.4 | R-454B
216570993 | 5A6V0X36A1 | 5PX*C009AS3 | *UHMC100CCV4+LRP | American Standard | Heat Pump | 20 | 100000 | 3-TON | A-COIL | Yes | UPFLOW | 35600 | 13 | 20.6 | 32400 | 9.7 | R-454B
216571075 | 5A6V0X36A1 | 5TXCC009AS3 | *UHMC100CCV4+LRP | American Standard | Heat Pump | 20 | 100000 | 3-TON | A-COIL | Yes | MULTI-POSITION | 35600 | 13 | 20.6 | 32400 | 9.7 | R-454B
216570995 | 5A6V0X36A1 | 5PX*C009AS3 | S8V2C080M5PCB | American Standard | Heat Pump | 20 | 80000 | 3-TON | A-COIL | Yes | MULTI-POSITION | 35600 | 12.7 | 20 | 31600 | 9.4 | R-454B
216571011 | 5A6V0X36A1 | 5PX*CD09AS3 | S8V2C080M5PCB | American Standard | Heat Pump | 20 | 80000 | 3-TON | A-COIL | Yes | DOWNFLOW | 35600 | 12.7 | 20 | 31800 | 9.4 | R-454B
216571071 | 5A6V0X36A1 | 5TXCC009AS3 | S8V2C080M5PCB | American Standard | Heat Pump | 20 | 80000 | 3-TON | A-COIL | Yes | MULTI-POSITION | 35600 | 12.7 | 20 | 31600 | 9.4 | R-454B
216570997 | 5A6V0X36A1 | 5PX*C009AS3 | S8V2C080M5PDB | American Standard | Heat Pump | 20 | 80000 | 3-TON | A-COIL | Yes | MULTI-POSITION | 35600 | 12.7 | 20 | 31600 | 9.4 | R-454B
216571013 | 5A6V0X36A1 | 5PX*CD09AS3 | S8V2C080M5PDB | American Standard | Heat Pump | 20 | 80000 | 3-TON | A-COIL | Yes | DOWNFLOW | 35600 | 12.7 | 20 | 31800 | 9.4 | R-454B
216571069 | 5A6V0X36A1 | 5TXCC009AS3 | S8V2C080M5PDB | American Standard | Heat Pump | 20 | 80000 | 3-TON | A-COIL | Yes | MULTI-POSITION | 35600 | 12.7 | 20 | 31600 | 9.4 | R-454B
216570999 | 5A6V0X36A1 | 5PX*C009AS3 | S8V2C100M5PCB | American Standard | Heat Pump | 20 | 100000 | 3-TON | A-COIL | Yes | MULTI-POSITION | 35800 | 12.7 | 20 | 32000 | 9.7 | R-454B
216571015 | 5A6V0X36A1 | 5PX*CD09AS3 | S8V2C100M5PCB | American Standard | Heat Pump | 20 | 100000 | 3-TON | A-COIL | Yes | DOWNFLOW | 35800 | 12.7 | 20 | 32200 | 9.4 | R-454B
216571077 | 5A6V0X36A1 | 5TXCC009AS3 | S8V2C100M5PCB | American Standard | Heat Pump | 20 | 100000 | 3-TON | A-COIL | Yes | MULTI-POSITION | 35800 | 12.7 | 20 | 32000 | 9.7 | R-454B
216571001 | 5A6V0X36A1 | 5PX*C009AS3 | S8V2C100M5PDB | American Standard | Heat Pump | 20 | 100000 | 3-TON | A-COIL | Yes | MULTI-POSITION | 35800 | 12.7 | 20 | 32000 | 9.7 | R-454B
216571017 | 5A6V0X36A1 | 5PX*CD09AS3 | S8V2C100M5PDB | American Standard | Heat Pump | 20 | 100000 | 3-TON | A-COIL | Yes | DOWNFLOW | 35800 | 12.7 | 20 | 32200 | 9.4 | R-454B
216571073 | 5A6V0X36A1 | 5TXCC009AS3 | S8V2C100M5PDB | American Standard | Heat Pump | 20 | 100000 | 3-TON | A-COIL | Yes | MULTI-POSITION | 35800 | 12.7 | 20 | 32000 | 9.7 | R-454B
216453112 | 5A6V0X36A1 | 5PX*D010AS3 | S8V2D120M5PCB | American Standard | Heat Pump | 20 | 120000 | 3-TON | A-COIL | Yes | MULTI-POSITION | 36200 | 13 | 21 | 32000 | 10 | R-454B
216453116 | 5A6V0X36A1 | 5PX*DD10AS3 | S8V2D120M5PCB | American Standard | Heat Pump | 20 | 120000 | 3-TON | A-COIL | Yes | DOWNFLOW | 35400 | 12.7 | 20.4 | 32200 | 9.7 | R-454B
216453140 | 5A6V0X36A1 | 5TXCD010AS3 | S8V2D120M5PCB | American Standard | Heat Pump | 20 | 120000 | 3-TON | A-COIL | Yes | MULTI-POSITION | 36200 | 13 | 20.8 | 32000 | 10 | R-454B
216453110 | 5A6V0X36A1 | 5PX*D010AS3 | S8V2D120M5PDB | American Standard | Heat Pump | 20 | 120000 | 3-TON | A-COIL | Yes | MULTI-POSITION | 36200 | 13 | 21 | 32000 | 10 | R-454B
216453114 | 5A6V0X36A1 | 5PX*DD10AS3 | S8V2D120M5PDB | American Standard | Heat Pump | 20 | 120000 | 3-TON | A-COIL | Yes | DOWNFLOW | 35400 | 12.7 | 20.4 | 32200 | 9.7 | R-454B
216453138 | 5A6V0X36A1 | 5TXCD010AS3 | S8V2D120M5PDB | American Standard | Heat Pump | 20 | 120000 | 3-TON | A-COIL | Yes | MULTI-POSITION | 36200 | 13 | 20.8 | 32000 | 10 | R-454B
216440095 | 5A6V0X36A1 | 5PX*C009AS3 | S9V2C080U5VSB+LRP | American Standard | Heat Pump | 20 | 80000 | 3-TON | A-COIL | Yes | UPFLOW | 34800 | 12.7 | 20 | 32400 | 9.4 | R-454B
216440219 | 5A6V0X36A1 | 5TXCC009AS3 | S9V2C080U5VSB+LRP | American Standard | Heat Pump | 20 | 80000 | 3-TON | A-COIL | Yes | UPFLOW | 34800 | 12.7 | 20 | 32400 | 9.4 | R-454B
216440103 | 5A6V0X36A1 | 5PX*CD09AS3 | S9V2C100D4VSB+LRP | American Standard | Heat Pump | 20 | 100000 | 3-TON | A-COIL | Yes | DOWNFLOW | 34800 | 12.7 | 20 | 32400 | 9.4 | R-454B
216440107 | 5A6V0X36A1 | 5PX*CD09AS3 | S9V2C100D5PSC+LRP | American Standard | Heat Pump | 20 | 100000 | 3-TON | A-COIL | Yes | DOWNFLOW | 34800 | 12.7 | 20 | 32400 | 9.4 | R-454B
216440105 | 5A6V0X36A1 | 5PX*CD09AS3 | S9V2C100D5VSB+LRP | American Standard | Heat Pump | 20 | 100000 | 3-TON | A-COIL | Yes | DOWNFLOW | 34800 | 12.7 | 20 | 32400 | 9.4 | R-454B
216440089 | 5A6V0X36A1 | 5PX*C009AS3 | S9V2C100U5PSC+LRP | American Standard | Heat Pump | 20 | 100000 | 3-TON | A-COIL | Yes | UPFLOW | 34800 | 12.7 | 20 | 32400 | 9.4 | R-454B
216440227 | 5A6V0X36A1 | 5TXCC009AS3 | S9V2C100U5PSC+LRP | American Standard | Heat Pump | 20 | 100000 | 3-TON | A-COIL | Yes | UPFLOW | 34800 | 12.7 | 20 | 32400 | 9.4 | R-454B
216440097 | 5A6V0X36A1 | 5PX*C009AS3 | S9V2C100U5VSB+LRP | American Standard | Heat Pump | 20 | 100000 | 3-TON | A-COIL | Yes | UPFLOW | 34800 | 12.7 | 20 | 32400 | 9.4 | R-454B
216440217 | 5A6V0X36A1 | 5TXCC009AS3 | S9V2C100U5VSB+LRP | American Standard | Heat Pump | 20 | 100000 | 3-TON | A-COIL | Yes | UPFLOW | 34800 | 12.7 | 20 | 32400 | 9.4 | R-454B
216440113 | 5A6V0X36A1 | 5TAMXD05AV41 |  | American Standard | Heat Pump | 20 | NO FURNACE | 3-TON | AIR HANDLER | Yes | MULTI-POSITION | 35400 | 12.7 | 20.4 | 33000 | 10 | R-454B
216440115 | 5A6V0X36A1 | 5TAMXD06AV41 |  | American Standard | Heat Pump | 20 | NO FURNACE | 3-TON | AIR HANDLER | Yes | MULTI-POSITION | 35400 | 12.7 | 21 | 32800 | 9.7 | R-454B
216440119 | 5A6V0X36A1 | 5TEMCD05AV41+TDR |  | American Standard | Heat Pump | 20 | NO FURNACE | 3-TON | AIR HANDLER | Yes | MULTI-POSITION | 35200 | 12.7 | 20 | 33200 | 10.5 | R-454B
216571089 | 5A6V0X48A1 | 5PX*C009AS3 | *UHMC100CCV4+LRP | American Standard | Heat Pump | 20 | 100000 | 4-TON | A-COIL | Yes | UPFLOW | 45000 | 12 | 20 | 46500 | 9.7 | R-454B
216571109 | 5A6V0X48A1 | 5PX*D010AS3 | *UHMC100CCV4+LRP | American Standard | Heat Pump | 20 | 100000 | 4-TON | A-COIL | Yes | UPFLOW | 45000 | 12 | 20.2 | 46500 | 10 | R-454B
216571129 | 5A6V0X48A1 | 5TXCC009AS3 | *UHMC100CCV4+LRP | American Standard | Heat Pump | 20 | 100000 | 4-TON | A-COIL | Yes | MULTI-POSITION | 45000 | 12 | 20 | 46500 | 9.7 | R-454B
216571143 | 5A6V0X48A1 | 5TXCD010AS3 | *UHMC100CCV4+LRP | American Standard | Heat Pump | 20 | 100000 | 4-TON | A-COIL | Yes | MULTI-POSITION | 45000 | 12 | 20 | 46500 | 9.7 | R-454B
216571087 | 5A6V0X48A1 | 5PX*C009AS3 | S8V2C080M5PCB | American Standard | Heat Pump | 20 | 80000 | 4-TON | A-COIL | Yes | MULTI-POSITION | 45000 | 12 | 20 | 47000 | 9.7 | R-454B
216571091 | 5A6V0X48A1 | 5PX*CD09AS3 | S8V2C080M5PCB | American Standard | Heat Pump | 20 | 80000 | 4-TON | A-COIL | Yes | DOWNFLOW | 45500 | 12 | 20 | 46500 | 9.4 | R-454B
216571105 | 5A6V0X48A1 | 5PX*D010AS3 | S8V2C080M5PCB | American Standard | Heat Pump | 20 | 80000 | 4-TON | A-COIL | Yes | MULTI-POSITION | 45500 | 12 | 20 | 47000 | 9.7 | R-454B
216571113 | 5A6V0X48A1 | 5PX*DD10AS3 | S8V2C080M5PCB | American Standard | Heat Pump | 20 | 80000 | 4-TON | A-COIL | Yes | DOWNFLOW | 44000 | 11.7 | 20 | 46500 | 9.7 | R-454B
216571127 | 5A6V0X48A1 | 5TXCC009AS3 | S8V2C080M5PCB | American Standard | Heat Pump | 20 | 80000 | 4-TON | A-COIL | Yes | MULTI-POSITION | 45000 | 12 | 20 | 47000 | 9.7 | R-454B
216571141 | 5A6V0X48A1 | 5TXCD010AS3 | S8V2C080M5PCB | American Standard | Heat Pump | 20 | 80000 | 4-TON | A-COIL | Yes | MULTI-POSITION | 45000 | 12 | 20 | 47000 | 9.7 | R-454B
216571085 | 5A6V0X48A1 | 5PX*C009AS3 | S8V2C080M5PDB | American Standard | Heat Pump | 20 | 80000 | 4-TON | A-COIL | Yes | MULTI-POSITION | 45000 | 12 | 20 | 47000 | 9.7 | R-454B
216571095 | 5A6V0X48A1 | 5PX*CD09AS3 | S8V2C080M5PDB | American Standard | Heat Pump | 20 | 80000 | 4-TON | A-COIL | Yes | DOWNFLOW | 45500 | 12 | 20 | 46500 | 9.4 | R-454B
216571107 | 5A6V0X48A1 | 5PX*D010AS3 | S8V2C080M5PDB | American Standard | Heat Pump | 20 | 80000 | 4-TON | A-COIL | Yes | MULTI-POSITION | 45500 | 12 | 20 | 47000 | 9.7 | R-454B
216571115 | 5A6V0X48A1 | 5PX*DD10AS3 | S8V2C080M5PDB | American Standard | Heat Pump | 20 | 80000 | 4-TON | A-COIL | Yes | DOWNFLOW | 44000 | 11.7 | 20 | 46500 | 9.7 | R-454B
216571125 | 5A6V0X48A1 | 5TXCC009AS3 | S8V2C080M5PDB | American Standard | Heat Pump | 20 | 80000 | 4-TON | A-COIL | Yes | MULTI-POSITION | 45000 | 12 | 20 | 47000 | 9.7 | R-454B
216571139 | 5A6V0X48A1 | 5TXCD010AS3 | S8V2C080M5PDB | American Standard | Heat Pump | 20 | 80000 | 4-TON | A-COIL | Yes | MULTI-POSITION | 45000 | 12 | 20 | 47000 | 9.7 | R-454B
216453156 | 5A6V0X48A1 | 5PX*C009AS3 | S8V2C100M5PCB | American Standard | Heat Pump | 20 | 100000 | 4-TON | A-COIL | Yes | MULTI-POSITION | 45500 | 12 | 20 | 47000 | 9.7 | R-454B
216453158 | 5A6V0X48A1 | 5PX*CD09AS3 | S8V2C100M5PCB | American Standard | Heat Pump | 20 | 100000 | 4-TON | A-COIL | Yes | DOWNFLOW | 44500 | 12 | 19.4 | 46000 | 9.4 | R-454B
216453174 | 5A6V0X48A1 | 5PX*D010AS3 | S8V2C100M5PCB | American Standard | Heat Pump | 20 | 100000 | 4-TON | A-COIL | Yes | MULTI-POSITION | 45500 | 12 | 20 | 47000 | 9.7 | R-454B
216453178 | 5A6V0X48A1 | 5PX*DD10AS3 | S8V2C100M5PCB | American Standard | Heat Pump | 20 | 100000 | 4-TON | A-COIL | Yes | DOWNFLOW | 44500 | 11.7 | 20 | 47000 | 9.7 | R-454B
216453198 | 5A6V0X48A1 | 5TXCC009AS3 | S8V2C100M5PCB | American Standard | Heat Pump | 20 | 100000 | 4-TON | A-COIL | Yes | MULTI-POSITION | 45500 | 12 | 20 | 47000 | 9.7 | R-454B
216453214 | 5A6V0X48A1 | 5TXCD010AS3 | S8V2C100M5PCB | American Standard | Heat Pump | 20 | 100000 | 4-TON | A-COIL | Yes | MULTI-POSITION | 45500 | 12 | 20 | 47000 | 9.7 | R-454B
216453154 | 5A6V0X48A1 | 5PX*C009AS3 | S8V2C100M5PDB | American Standard | Heat Pump | 20 | 100000 | 4-TON | A-COIL | Yes | MULTI-POSITION | 45500 | 12 | 20 | 47000 | 9.7 | R-454B
216453160 | 5A6V0X48A1 | 5PX*CD09AS3 | S8V2C100M5PDB | American Standard | Heat Pump | 20 | 100000 | 4-TON | A-COIL | Yes | DOWNFLOW | 44500 | 12 | 19.4 | 46000 | 9.4 | R-454B
216453170 | 5A6V0X48A1 | 5PX*D010AS3 | S8V2C100M5PDB | American Standard | Heat Pump | 20 | 100000 | 4-TON | A-COIL | Yes | MULTI-POSITION | 45500 | 12 | 20 | 47000 | 9.7 | R-454B
216453180 | 5A6V0X48A1 | 5PX*DD10AS3 | S8V2C100M5PDB | American Standard | Heat Pump | 20 | 100000 | 4-TON | A-COIL | Yes | DOWNFLOW | 44500 | 11.7 | 20 | 47000 | 9.7 | R-454B
216453200 | 5A6V0X48A1 | 5TXCC009AS3 | S8V2C100M5PDB | American Standard | Heat Pump | 20 | 100000 | 4-TON | A-COIL | Yes | MULTI-POSITION | 45500 | 12 | 20 | 47000 | 9.7 | R-454B
216453210 | 5A6V0X48A1 | 5TXCD010AS3 | S8V2C100M5PDB | American Standard | Heat Pump | 20 | 100000 | 4-TON | A-COIL | Yes | MULTI-POSITION | 45500 | 12 | 20 | 47000 | 9.7 | R-454B
216453172 | 5A6V0X48A1 | 5PX*D010AS3 | S8V2D120M5PCB | American Standard | Heat Pump | 20 | 120000 | 4-TON | A-COIL | Yes | MULTI-POSITION | 46000 | 12 | 20.4 | 47000 | 10 | R-454B
216453184 | 5A6V0X48A1 | 5PX*DD10AS3 | S8V2D120M5PCB | American Standard | Heat Pump | 20 | 120000 | 4-TON | A-COIL | Yes | DOWNFLOW | 45000 | 11.7 | 20 | 47000 | 9.7 | R-454B
216453216 | 5A6V0X48A1 | 5TXCD010AS3 | S8V2D120M5PCB | American Standard | Heat Pump | 20 | 120000 | 4-TON | A-COIL | Yes | MULTI-POSITION | 46000 | 12 | 20.4 | 47000 | 10 | R-454B
216453176 | 5A6V0X48A1 | 5PX*D010AS3 | S8V2D120M5PDB | American Standard | Heat Pump | 20 | 120000 | 4-TON | A-COIL | Yes | MULTI-POSITION | 46000 | 12 | 20.4 | 47000 | 10 | R-454B
216453182 | 5A6V0X48A1 | 5PX*DD10AS3 | S8V2D120M5PDB | American Standard | Heat Pump | 20 | 120000 | 4-TON | A-COIL | Yes | DOWNFLOW | 45000 | 11.7 | 20 | 47000 | 9.7 | R-454B
216453212 | 5A6V0X48A1 | 5TXCD010AS3 | S8V2D120M5PDB | American Standard | Heat Pump | 20 | 120000 | 4-TON | A-COIL | Yes | MULTI-POSITION | 46000 | 12 | 20.4 | 47000 | 10 | R-454B
216440253 | 5A6V0X48A1 | 5PX*C009AS3 | S9V2C080U5VSB+LRP | American Standard | Heat Pump | 20 | 80000 | 4-TON | A-COIL | Yes | UPFLOW | 44500 | 12 | 20 | 46000 | 9.7 | R-454B
216440297 | 5A6V0X48A1 | 5PX*D010AS3 | S9V2C080U5VSB+LRP | American Standard | Heat Pump | 20 | 80000 | 4-TON | A-COIL | Yes | UPFLOW | 44500 | 12 | 20 | 46000 | 9.7 | R-454B
216440371 | 5A6V0X48A1 | 5TXCC009AS3 | S9V2C080U5VSB+LRP | American Standard | Heat Pump | 20 | 80000 | 4-TON | A-COIL | Yes | UPFLOW | 44500 | 12 | 20 | 46000 | 9.7 | R-454B
216440405 | 5A6V0X48A1 | 5TXCD010AS3 | S9V2C080U5VSB+LRP | American Standard | Heat Pump | 20 | 80000 | 4-TON | A-COIL | Yes | UPFLOW | 44500 | 12 | 20 | 46000 | 9.7 | R-454B
216440267 | 5A6V0X48A1 | 5PX*CD09AS3 | S9V2C100D4VSB+LRP | American Standard | Heat Pump | 20 | 100000 | 4-TON | A-COIL | Yes | DOWNFLOW | 44500 | 12 | 20 | 46000 | 9.4 | R-454B
216440317 | 5A6V0X48A1 | 5PX*DD10AS3 | S9V2C100D4VSB+LRP | American Standard | Heat Pump | 20 | 100000 | 4-TON | A-COIL | Yes | DOWNFLOW | 43500 | 12 | 20 | 46000 | 9.4 | R-454B
216440269 | 5A6V0X48A1 | 5PX*CD09AS3 | S9V2C100D5PSC+LRP | American Standard | Heat Pump | 20 | 100000 | 4-TON | A-COIL | Yes | DOWNFLOW | 44500 | 12 | 20 | 46000 | 9.4 | R-454B
216440327 | 5A6V0X48A1 | 5PX*DD10AS3 | S9V2C100D5PSC+LRP | American Standard | Heat Pump | 20 | 100000 | 4-TON | A-COIL | Yes | DOWNFLOW | 43500 | 12 | 20 | 46000 | 9.4 | R-454B
216440271 | 5A6V0X48A1 | 5PX*CD09AS3 | S9V2C100D5VSB+LRP | American Standard | Heat Pump | 20 | 100000 | 4-TON | A-COIL | Yes | DOWNFLOW | 44500 | 12 | 20 | 46000 | 9.4 | R-454B
216440321 | 5A6V0X48A1 | 5PX*DD10AS3 | S9V2C100D5VSB+LRP | American Standard | Heat Pump | 20 | 100000 | 4-TON | A-COIL | Yes | DOWNFLOW | 43500 | 12 | 20 | 46000 | 9.4 | R-454B
216440261 | 5A6V0X48A1 | 5PX*C009AS3 | S9V2C100U5PSC+LRP | American Standard | Heat Pump | 20 | 100000 | 4-TON | A-COIL | Yes | UPFLOW | 44500 | 12 | 20 | 46000 | 9.7 | R-454B
216440301 | 5A6V0X48A1 | 5PX*D010AS3 | S9V2C100U5PSC+LRP | American Standard | Heat Pump | 20 | 100000 | 4-TON | A-COIL | Yes | UPFLOW | 44500 | 12 | 20 | 46000 | 9.7 | R-454B
216440367 | 5A6V0X48A1 | 5TXCC009AS3 | S9V2C100U5PSC+LRP | American Standard | Heat Pump | 20 | 100000 | 4-TON | A-COIL | Yes | UPFLOW | 44500 | 12 | 20 | 46000 | 9.7 | R-454B
216440407 | 5A6V0X48A1 | 5TXCD010AS3 | S9V2C100U5PSC+LRP | American Standard | Heat Pump | 20 | 100000 | 4-TON | A-COIL | Yes | UPFLOW | 44500 | 12 | 20 | 46000 | 9.7 | R-454B
216440257 | 5A6V0X48A1 | 5PX*C009AS3 | S9V2C100U5VSB+LRP | American Standard | Heat Pump | 20 | 100000 | 4-TON | A-COIL | Yes | UPFLOW | 44500 | 12 | 20 | 46000 | 9.7 | R-454B
216440293 | 5A6V0X48A1 | 5PX*D010AS3 | S9V2C100U5VSB+LRP | American Standard | Heat Pump | 20 | 100000 | 4-TON | A-COIL | Yes | UPFLOW | 44500 | 12 | 20 | 46000 | 9.7 | R-454B
216440361 | 5A6V0X48A1 | 5TXCC009AS3 | S9V2C100U5VSB+LRP | American Standard | Heat Pump | 20 | 100000 | 4-TON | A-COIL | Yes | UPFLOW | 44500 | 12 | 20 | 46000 | 9.7 | R-454B
216440403 | 5A6V0X48A1 | 5TXCD010AS3 | S9V2C100U5VSB+LRP | American Standard | Heat Pump | 20 | 100000 | 4-TON | A-COIL | Yes | UPFLOW | 44500 | 12 | 20 | 46000 | 9.7 | R-454B
216440313 | 5A6V0X48A1 | 5PX*DD10AS3 | S9V2D120D5PSC+LRP | American Standard | Heat Pump | 20 | 120000 | 4-TON | A-COIL | Yes | DOWNFLOW | 43500 | 12 | 20 | 46000 | 9.7 | R-454B
216440315 | 5A6V0X48A1 | 5PX*DD10AS3 | S9V2D120D5VSB+LRP | American Standard | Heat Pump | 20 | 120000 | 4-TON | A-COIL | Yes | DOWNFLOW | 43500 | 12 | 20 | 46000 | 9.7 | R-454B
216440311 | 5A6V0X48A1 | 5PX*D010AS3 | S9V2D120U5PSC+LRP | American Standard | Heat Pump | 20 | 120000 | 4-TON | A-COIL | Yes | UPFLOW | 44500 | 12 | 20.2 | 46000 | 9.7 | R-454B
216440397 | 5A6V0X48A1 | 5TXCD010AS3 | S9V2D120U5PSC+LRP | American Standard | Heat Pump | 20 | 120000 | 4-TON | A-COIL | Yes | UPFLOW | 44500 | 12 | 20.2 | 46000 | 9.7 | R-454B
216440331 | 5A6V0X48A1 | 5TAMXD06AV41 |  | American Standard | Heat Pump | 20 | NO FURNACE | 4-TON | AIR HANDLER | Yes | MULTI-POSITION | 45000 | 12 | 20.2 | 47500 | 9.7 | R-454B
216440333 | 5A6V0X48A1 | 5TAMXD07AV51 |  | American Standard | Heat Pump | 20 | NO FURNACE | 4-TON | AIR HANDLER | Yes | MULTI-POSITION | 44500 | 12 | 20 | 46000 | 9.4 | R-454B
216440337 | 5A6V0X48A1 | 5TEMCD07AV51+TDR |  | American Standard | Heat Pump | 20 | NO FURNACE | 4-TON | AIR HANDLER | Yes | MULTI-POSITION | 46000 | 12 | 20.6 | 47000 | 10 | R-454B
216571155 | 5A6V0X60A1 | 5PX*D010AS3 | S8V2C080M5PCB | American Standard | Heat Pump | 20 | 80000 | 5-TON | A-COIL | Yes | MULTI-POSITION | 53500 | 10 | 19 | 53500 | 9 | R-454B
216571161 | 5A6V0X60A1 | 5PX*DD10AS3 | S8V2C080M5PCB | American Standard | Heat Pump | 20 | 80000 | 5-TON | A-COIL | Yes | DOWNFLOW | 52000 | 10 | 18.4 | 53500 | 9 | R-454B
216571173 | 5A6V0X60A1 | 5TXCD010AS3 | S8V2C080M5PCB | American Standard | Heat Pump | 20 | 80000 | 5-TON | A-COIL | Yes | MULTI-POSITION | 53500 | 10 | 19 | 53500 | 9 | R-454B
216571153 | 5A6V0X60A1 | 5PX*D010AS3 | S8V2C080M5PDB | American Standard | Heat Pump | 20 | 80000 | 5-TON | A-COIL | Yes | MULTI-POSITION | 53500 | 10 | 19 | 53500 | 9 | R-454B
216571163 | 5A6V0X60A1 | 5PX*DD10AS3 | S8V2C080M5PDB | American Standard | Heat Pump | 20 | 80000 | 5-TON | A-COIL | Yes | DOWNFLOW | 52000 | 10 | 18.4 | 53500 | 9 | R-454B
216571175 | 5A6V0X60A1 | 5TXCD010AS3 | S8V2C080M5PDB | American Standard | Heat Pump | 20 | 80000 | 5-TON | A-COIL | Yes | MULTI-POSITION | 53500 | 10 | 19 | 53500 | 9 | R-454B
216453222 | 5A6V0X60A1 | 5PX*C009AS3 | S8V2C100M5PCB | American Standard | Heat Pump | 20 | 100000 | 5-TON | A-COIL | Yes | MULTI-POSITION | 52500 | 10 | 18.4 | 54000 | 9 | R-454B
216453228 | 5A6V0X60A1 | 5PX*CD09AS3 | S8V2C100M5PCB | American Standard | Heat Pump | 20 | 100000 | 5-TON | A-COIL | Yes | DOWNFLOW | 53000 | 10 | 18.4 | 54000 | 9 | R-454B
216453242 | 5A6V0X60A1 | 5PX*D010AS3 | S8V2C100M5PCB | American Standard | Heat Pump | 20 | 100000 | 5-TON | A-COIL | Yes | MULTI-POSITION | 52500 | 10.5 | 18.4 | 54000 | 9 | R-454B
216453248 | 5A6V0X60A1 | 5PX*DD10AS3 | S8V2C100M5PCB | American Standard | Heat Pump | 20 | 100000 | 5-TON | A-COIL | Yes | DOWNFLOW | 51500 | 10 | 18.2 | 53500 | 9 | R-454B
216453258 | 5A6V0X60A1 | 5TXCC009AS3 | S8V2C100M5PCB | American Standard | Heat Pump | 20 | 100000 | 5-TON | A-COIL | Yes | MULTI-POSITION | 52500 | 10 | 18.4 | 54000 | 9 | R-454B
216453274 | 5A6V0X60A1 | 5TXCD010AS3 | S8V2C100M5PCB | American Standard | Heat Pump | 20 | 100000 | 5-TON | A-COIL | Yes | MULTI-POSITION | 53000 | 10.5 | 18.4 | 54000 | 9 | R-454B
216453224 | 5A6V0X60A1 | 5PX*C009AS3 | S8V2C100M5PDB | American Standard | Heat Pump | 20 | 100000 | 5-TON | A-COIL | Yes | MULTI-POSITION | 52500 | 10 | 18.4 | 54000 | 9 | R-454B
216453226 | 5A6V0X60A1 | 5PX*CD09AS3 | S8V2C100M5PDB | American Standard | Heat Pump | 20 | 100000 | 5-TON | A-COIL | Yes | DOWNFLOW | 53000 | 10 | 18.4 | 54000 | 9 | R-454B
216453238 | 5A6V0X60A1 | 5PX*D010AS3 | S8V2C100M5PDB | American Standard | Heat Pump | 20 | 100000 | 5-TON | A-COIL | Yes | MULTI-POSITION | 52500 | 10.5 | 18.4 | 54000 | 9 | R-454B
216453250 | 5A6V0X60A1 | 5PX*DD10AS3 | S8V2C100M5PDB | American Standard | Heat Pump | 20 | 100000 | 5-TON | A-COIL | Yes | DOWNFLOW | 51500 | 10 | 18.2 | 53500 | 9 | R-454B
216453260 | 5A6V0X60A1 | 5TXCC009AS3 | S8V2C100M5PDB | American Standard | Heat Pump | 20 | 100000 | 5-TON | A-COIL | Yes | MULTI-POSITION | 52500 | 10 | 18.4 | 54000 | 9 | R-454B
216453270 | 5A6V0X60A1 | 5TXCD010AS3 | S8V2C100M5PDB | American Standard | Heat Pump | 20 | 100000 | 5-TON | A-COIL | Yes | MULTI-POSITION | 53000 | 10.5 | 18.4 | 54000 | 9 | R-454B
216453244 | 5A6V0X60A1 | 5PX*D010AS3 | S8V2D120M5PCB | American Standard | Heat Pump | 20 | 120000 | 5-TON | A-COIL | Yes | MULTI-POSITION | 53000 | 10.5 | 18.8 | 54000 | 9.4 | R-454B
216453246 | 5A6V0X60A1 | 5PX*DD10AS3 | S8V2D120M5PCB | American Standard | Heat Pump | 20 | 120000 | 5-TON | A-COIL | Yes | DOWNFLOW | 52000 | 10 | 18.2 | 54000 | 9 | R-454B
216453276 | 5A6V0X60A1 | 5TXCD010AS3 | S8V2D120M5PCB | American Standard | Heat Pump | 20 | 120000 | 5-TON | A-COIL | Yes | MULTI-POSITION | 53000 | 10.5 | 18.8 | 54000 | 9.4 | R-454B
216453240 | 5A6V0X60A1 | 5PX*D010AS3 | S8V2D120M5PDB | American Standard | Heat Pump | 20 | 120000 | 5-TON | A-COIL | Yes | MULTI-POSITION | 53000 | 10.5 | 18.8 | 54000 | 9.4 | R-454B
216453252 | 5A6V0X60A1 | 5PX*DD10AS3 | S8V2D120M5PDB | American Standard | Heat Pump | 20 | 120000 | 5-TON | A-COIL | Yes | DOWNFLOW | 52000 | 10 | 18.2 | 54000 | 9 | R-454B
216453272 | 5A6V0X60A1 | 5TXCD010AS3 | S8V2D120M5PDB | American Standard | Heat Pump | 20 | 120000 | 5-TON | A-COIL | Yes | MULTI-POSITION | 53000 | 10.5 | 18.8 | 54000 | 9.4 | R-454B
216440431 | 5A6V0X60A1 | 5PX*C009AS3 | S9V2C080U5VSB+LRP | American Standard | Heat Pump | 20 | 80000 | 5-TON | A-COIL | Yes | UPFLOW | 53000 | 10.5 | 18.6 | 54000 | 9 | R-454B
216440471 | 5A6V0X60A1 | 5PX*D010AS3 | S9V2C080U5VSB+LRP | American Standard | Heat Pump | 20 | 80000 | 5-TON | A-COIL | Yes | UPFLOW | 53000 | 10.5 | 18.6 | 54000 | 9 | R-454B
216440515 | 5A6V0X60A1 | 5TXCC009AS3 | S9V2C080U5VSB+LRP | American Standard | Heat Pump | 20 | 80000 | 5-TON | A-COIL | Yes | UPFLOW | 53000 | 10.5 | 18.6 | 54000 | 9 | R-454B
216440547 | 5A6V0X60A1 | 5TXCD010AS3 | S9V2C080U5VSB+LRP | American Standard | Heat Pump | 20 | 80000 | 5-TON | A-COIL | Yes | UPFLOW | 53000 | 10.5 | 18.6 | 54000 | 9 | R-454B
216440443 | 5A6V0X60A1 | 5PX*CD09AS3 | S9V2C100D5PSC+LRP | American Standard | Heat Pump | 20 | 100000 | 5-TON | A-COIL | Yes | DOWNFLOW | 53000 | 10.5 | 18.6 | 54000 | 9 | R-454B
216440483 | 5A6V0X60A1 | 5PX*DD10AS3 | S9V2C100D5PSC+LRP | American Standard | Heat Pump | 20 | 100000 | 5-TON | A-COIL | Yes | DOWNFLOW | 51500 | 10 | 18.4 | 54000 | 9 | R-454B
216440441 | 5A6V0X60A1 | 5PX*CD09AS3 | S9V2C100D5VSB+LRP | American Standard | Heat Pump | 20 | 100000 | 5-TON | A-COIL | Yes | DOWNFLOW | 53000 | 10.5 | 18.6 | 54000 | 9 | R-454B
216440487 | 5A6V0X60A1 | 5PX*DD10AS3 | S9V2C100D5VSB+LRP | American Standard | Heat Pump | 20 | 100000 | 5-TON | A-COIL | Yes | DOWNFLOW | 51500 | 10 | 18.4 | 54000 | 9 | R-454B
216440427 | 5A6V0X60A1 | 5PX*C009AS3 | S9V2C100U5PSC+LRP | American Standard | Heat Pump | 20 | 100000 | 5-TON | A-COIL | Yes | UPFLOW | 53000 | 10.5 | 18.6 | 54000 | 9 | R-454B
216440463 | 5A6V0X60A1 | 5PX*D010AS3 | S9V2C100U5PSC+LRP | American Standard | Heat Pump | 20 | 100000 | 5-TON | A-COIL | Yes | UPFLOW | 53000 | 10.5 | 18.8 | 54000 | 9 | R-454B
216440511 | 5A6V0X60A1 | 5TXCC009AS3 | S9V2C100U5PSC+LRP | American Standard | Heat Pump | 20 | 100000 | 5-TON | A-COIL | Yes | UPFLOW | 53000 | 10.5 | 18.6 | 54000 | 9 | R-454B
216440549 | 5A6V0X60A1 | 5TXCD010AS3 | S9V2C100U5PSC+LRP | American Standard | Heat Pump | 20 | 100000 | 5-TON | A-COIL | Yes | UPFLOW | 53000 | 10.5 | 18.8 | 54000 | 9 | R-454B
216440435 | 5A6V0X60A1 | 5PX*C009AS3 | S9V2C100U5VSB+LRP | American Standard | Heat Pump | 20 | 100000 | 5-TON | A-COIL | Yes | UPFLOW | 53000 | 10.5 | 18.6 | 54000 | 9 | R-454B
216440465 | 5A6V0X60A1 | 5PX*D010AS3 | S9V2C100U5VSB+LRP | American Standard | Heat Pump | 20 | 100000 | 5-TON | A-COIL | Yes | UPFLOW | 53000 | 10.5 | 18.8 | 54000 | 9 | R-454B
216440519 | 5A6V0X60A1 | 5TXCC009AS3 | S9V2C100U5VSB+LRP | American Standard | Heat Pump | 20 | 100000 | 5-TON | A-COIL | Yes | UPFLOW | 53000 | 10.5 | 18.6 | 54000 | 9 | R-454B
216440541 | 5A6V0X60A1 | 5TXCD010AS3 | S9V2C100U5VSB+LRP | American Standard | Heat Pump | 20 | 100000 | 5-TON | A-COIL | Yes | UPFLOW | 53000 | 10.5 | 18.8 | 54000 | 9 | R-454B
216440489 | 5A6V0X60A1 | 5PX*DD10AS3 | S9V2D120D5PSC+LRP | American Standard | Heat Pump | 20 | 120000 | 5-TON | A-COIL | Yes | DOWNFLOW | 51500 | 10 | 18.4 | 53500 | 9 | R-454B
216440491 | 5A6V0X60A1 | 5PX*DD10AS3 | S9V2D120D5VSB+LRP | American Standard | Heat Pump | 20 | 120000 | 5-TON | A-COIL | Yes | DOWNFLOW | 51500 | 10 | 18.4 | 53500 | 9 | R-454B
216440479 | 5A6V0X60A1 | 5PX*D010AS3 | S9V2D120U5PSC+LRP | American Standard | Heat Pump | 20 | 120000 | 5-TON | A-COIL | Yes | UPFLOW | 53000 | 10.5 | 18.8 | 53500 | 9.4 | R-454B
216440543 | 5A6V0X60A1 | 5TXCD010AS3 | S9V2D120U5PSC+LRP | American Standard | Heat Pump | 20 | 120000 | 5-TON | A-COIL | Yes | UPFLOW | 53000 | 10.5 | 18.8 | 53500 | 9.4 | R-454B
216440495 | 5A6V0X60A1 | 5TAMXD07AV51 |  | American Standard | Heat Pump | 20 | NO FURNACE | 5-TON | AIR HANDLER | Yes | MULTI-POSITION | 52500 | 10 | 17 | 52500 | 9 | R-454B
216571189 | 5A6V8X24A1 | 5PX*B006AS3 | *UHMB060CCV3+LRP | American Standard | Heat Pump | 18 | 60000 | 2-TON | A-COIL | Yes | UPFLOW | 22000 | 11.5 | 18.1 | 22800 | 8.5 | R-454B
216571191 | 5A6V8X24A1 | 5PX*B006AS3 | *UHMB080CCV3+LRP | American Standard | Heat Pump | 18 | 80000 | 2-TON | A-COIL | Yes | UPFLOW | 22000 | 11.5 | 18.1 | 22800 | 8.5 | R-454B
216571207 | 5A6V8X24A1 | 5PX*B006AS3 | S8V2B060M4PCB | American Standard | Heat Pump | 18 | 60000 | 2-TON | A-COIL | Yes | MULTI-POSITION | 22000 | 11.5 | 18.1 | 23000 | 8.5 | R-454B
216571217 | 5A6V8X24A1 | 5PX*BD06AS3 | S8V2B060M4PCB | American Standard | Heat Pump | 18 | 60000 | 2-TON | A-COIL | Yes | DOWNFLOW | 21800 | 11.5 | 18.1 | 23800 | 8.5 | R-454B
216571205 | 5A6V8X24A1 | 5PX*B006AS3 | S8V2B060M4PDB | American Standard | Heat Pump | 18 | 60000 | 2-TON | A-COIL | Yes | MULTI-POSITION | 22000 | 11.5 | 18.1 | 23000 | 8.5 | R-454B
216571215 | 5A6V8X24A1 | 5PX*BD06AS3 | S8V2B060M4PDB | American Standard | Heat Pump | 18 | 60000 | 2-TON | A-COIL | Yes | DOWNFLOW | 21800 | 11.5 | 18.1 | 23800 | 8.5 | R-454B
216571203 | 5A6V8X24A1 | 5PX*B006AS3 | S8V2B080M4PCB | American Standard | Heat Pump | 18 | 80000 | 2-TON | A-COIL | Yes | MULTI-POSITION | 22000 | 11.5 | 18.1 | 23000 | 8.5 | R-454B
216571213 | 5A6V8X24A1 | 5PX*BD06AS3 | S8V2B080M4PCB | American Standard | Heat Pump | 18 | 80000 | 2-TON | A-COIL | Yes | DOWNFLOW | 22000 | 11.5 | 18.1 | 23800 | 8.5 | R-454B
216571201 | 5A6V8X24A1 | 5PX*B006AS3 | S8V2B080M4PDB | American Standard | Heat Pump | 18 | 80000 | 2-TON | A-COIL | Yes | MULTI-POSITION | 22000 | 11.5 | 18.1 | 23000 | 8.5 | R-454B
216571211 | 5A6V8X24A1 | 5PX*BD06AS3 | S8V2B080M4PDB | American Standard | Heat Pump | 18 | 80000 | 2-TON | A-COIL | Yes | DOWNFLOW | 22000 | 11.5 | 18.1 | 23800 | 8.5 | R-454B
216599682 | 5A6V8X24A1 | 5PX*BD06AS3 | S9V2B080D4PSC+LRP | American Standard | Heat Pump | 18 | 80000 | 2-TON | A-COIL | Yes | DOWNFLOW | 22000 | 11.5 | 18.1 | 23600 | 8.5 | R-454B
215865036 | 5A6V8X24A1 | 5TEMCB03AV31+TDR |  | American Standard | Heat Pump | 18 | NO FURNACE | 2-TON | AIR HANDLER | Yes | MULTI-POSITION | 21600 | 11.5 | 18.1 | 22800 | 8.5 | R-454B
216056997 | 5A6V8X24A1 | 5TAMXC03AV31 |  | American Standard | Heat Pump | 18 | NO FURNACE | 2-TON | AIR HANDLER | Yes | MULTI-POSITION | 21800 | 11.5 | 18.1 | 23200 | 8.5 | R-454B
216056999 | 5A6V8X24A1 | 5TAMXD04AV31 |  | American Standard | Heat Pump | 18 | NO FURNACE | 2-TON | AIR HANDLER | Yes | MULTI-POSITION | 21800 | 11.5 | 18.1 | 23000 | 8.5 | R-454B
216569817 | 5A6V8X24A1 | 5TAMXB02AV21 |  | American Standard | Heat Pump | 18 | NO FURNACE | 2-TON | AIR HANDLER | Yes | MULTI-POSITION | 21400 | 11.5 | 18.1 | 23400 | 8.5 | R-454B
215864474 | 5A6V8X36A1 | 5PX*B004AS3 | *UHMB060CCV3+LRP | American Standard | Heat Pump | 18 | 60000 | 3-TON | A-COIL | Yes | UPFLOW | 31600 | 10 | 18.1 | 33000 | 8.5 | R-454B
215864588 | 5A6V8X36A1 | 5TXCB004AS3 | *UHMB060CCV3+LRP | American Standard | Heat Pump | 18 | 60000 | 3-TON | A-COIL | Yes | UPFLOW | 31600 | 10 | 18.1 | 33000 | 8.5 | R-454B
215864596 | 5A6V8X36A1 | 5TXCB006AS3 | *UHMB060CCV3+LRP | American Standard | Heat Pump | 18 | 60000 | 3-TON | A-COIL | Yes | UPFLOW | 32800 | 10 | 18.1 | 33600 | 8.5 | R-454B
216571241 | 5A6V8X36A1 | 5PX*B006AS3 | *UHMB060CCV3+LRP | American Standard | Heat Pump | 18 | 60000 | 3-TON | A-COIL | Yes | UPFLOW | 32800 | 10 | 18.1 | 33600 | 8.5 | R-454B
215864476 | 5A6V8X36A1 | 5PX*B004AS3 | *UHMB080CCV3+LRP | American Standard | Heat Pump | 18 | 80000 | 3-TON | A-COIL | Yes | UPFLOW | 31600 | 10 | 18.1 | 32800 | 8.5 | R-454B
215864586 | 5A6V8X36A1 | 5TXCB004AS3 | *UHMB080CCV3+LRP | American Standard | Heat Pump | 18 | 80000 | 3-TON | A-COIL | Yes | UPFLOW | 31600 | 10 | 18.1 | 32800 | 8.5 | R-454B
215864598 | 5A6V8X36A1 | 5TXCB006AS3 | *UHMB080CCV3+LRP | American Standard | Heat Pump | 18 | 80000 | 3-TON | A-COIL | Yes | UPFLOW | 32800 | 10 | 18.1 | 33400 | 8.5 | R-454B
216571243 | 5A6V8X36A1 | 5PX*B006AS3 | *UHMB080CCV3+LRP | American Standard | Heat Pump | 18 | 80000 | 3-TON | A-COIL | Yes | UPFLOW | 32600 | 10 | 18.1 | 33400 | 8.5 | R-454B
215864524 | 5A6V8X36A1 | 5PX*C005AS3 | *UHMC100CCV4+LRP | American Standard | Heat Pump | 18 | 100000 | 3-TON | A-COIL | Yes | UPFLOW | 31800 | 10 | 18.1 | 32400 | 8.5 | R-454B
215864550 | 5A6V8X36A1 | 5PX*C007AS3 | *UHMC100CCV4+LRP | American Standard | Heat Pump | 18 | 100000 | 3-TON | A-COIL | Yes | UPFLOW | 32800 | 10.5 | 18.1 | 33000 | 8.5 | R-454B
215864642 | 5A6V8X36A1 | 5TXCC005AS3 | *UHMC100CCV4+LRP | American Standard | Heat Pump | 18 | 100000 | 3-TON | A-COIL | Yes | MULTI-POSITION | 31800 | 10 | 18.1 | 32400 | 8.5 | R-454B
216571273 | 5A6V8X36A1 | 5PX*C009AS3 | *UHMC100CCV4+LRP | American Standard | Heat Pump | 18 | 100000 | 3-TON | A-COIL | Yes | UPFLOW | 33200 | 10.5 | 18.1 | 32800 | 8.5 | R-454B
216571301 | 5A6V8X36A1 | 5TXCC007AS3 | *UHMC100CCV4+LRP | American Standard | Heat Pump | 18 | 100000 | 3-TON | A-COIL | Yes | MULTI-POSITION | 32800 | 10.5 | 18.1 | 33200 | 8.5 | R-454B
216571317 | 5A6V8X36A1 | 5TXCC009AS3 | *UHMC100CCV4+LRP | American Standard | Heat Pump | 18 | 100000 | 3-TON | A-COIL | Yes | MULTI-POSITION | 33200 | 10.5 | 18.1 | 32800 | 8.5 | R-454B
215864496 | 5A6V8X36A1 | 5PX*B004AS3 | S8V2B060M4PCB | American Standard | Heat Pump | 18 | 60000 | 3-TON | A-COIL | Yes | MULTI-POSITION | 31600 | 10 | 18.1 | 32800 | 8.5 | R-454B
215864514 | 5A6V8X36A1 | 5PX*BD04AS3 | S8V2B060M4PCB | American Standard | Heat Pump | 18 | 60000 | 3-TON | A-COIL | Yes | DOWNFLOW | 32000 | 10 | 18.1 | 34200 | 8.5 | R-454B
215864582 | 5A6V8X36A1 | 5TXCB004AS3 | S8V2B060M4PCB | American Standard | Heat Pump | 18 | 60000 | 3-TON | A-COIL | Yes | MULTI-POSITION | 31600 | 10 | 18.1 | 32800 | 8.5 | R-454B
215864626 | 5A6V8X36A1 | 5TXCB006AS3 | S8V2B060M4PCB | American Standard | Heat Pump | 18 | 60000 | 3-TON | A-COIL | Yes | MULTI-POSITION | 32800 | 10 | 18.1 | 33400 | 8.5 | R-454B
215864788 | 5A6V8X36A1 | 5PX*BD06AS3 | S8V2B060M4PCB | American Standard | Heat Pump | 18 | 60000 | 3-TON | A-COIL | Yes | DOWNFLOW | 32800 | 10 | 18.1 | 34400 | 8.5 | R-454B
216571251 | 5A6V8X36A1 | 5PX*B006AS3 | S8V2B060M4PCB | American Standard | Heat Pump | 18 | 60000 | 3-TON | A-COIL | Yes | MULTI-POSITION | 32800 | 10 | 18.1 | 33400 | 8.5 | R-454B
215864494 | 5A6V8X36A1 | 5PX*B004AS3 | S8V2B060M4PDB | American Standard | Heat Pump | 18 | 60000 | 3-TON | A-COIL | Yes | MULTI-POSITION | 31600 | 10 | 18.1 | 32800 | 8.5 | R-454B
215864522 | 5A6V8X36A1 | 5PX*BD04AS3 | S8V2B060M4PDB | American Standard | Heat Pump | 18 | 60000 | 3-TON | A-COIL | Yes | DOWNFLOW | 32000 | 10 | 18.1 | 34200 | 8.5 | R-454B
215864580 | 5A6V8X36A1 | 5TXCB004AS3 | S8V2B060M4PDB | American Standard | Heat Pump | 18 | 60000 | 3-TON | A-COIL | Yes | MULTI-POSITION | 31600 | 10 | 18.1 | 32800 | 8.5 | R-454B
215864628 | 5A6V8X36A1 | 5TXCB006AS3 | S8V2B060M4PDB | American Standard | Heat Pump | 18 | 60000 | 3-TON | A-COIL | Yes | MULTI-POSITION | 32800 | 10 | 18.1 | 33400 | 8.5 | R-454B
215864790 | 5A6V8X36A1 | 5PX*BD06AS3 | S8V2B060M4PDB | American Standard | Heat Pump | 18 | 60000 | 3-TON | A-COIL | Yes | DOWNFLOW | 32800 | 10 | 18.1 | 34400 | 8.5 | R-454B
216571249 | 5A6V8X36A1 | 5PX*B006AS3 | S8V2B060M4PDB | American Standard | Heat Pump | 18 | 60000 | 3-TON | A-COIL | Yes | MULTI-POSITION | 32800 | 10 | 18.1 | 33400 | 8.5 | R-454B
215864492 | 5A6V8X36A1 | 5PX*B004AS3 | S8V2B080M4PCB | American Standard | Heat Pump | 18 | 80000 | 3-TON | A-COIL | Yes | MULTI-POSITION | 31800 | 10 | 18.1 | 33000 | 8.5 | R-454B
215864510 | 5A6V8X36A1 | 5PX*BD04AS3 | S8V2B080M4PCB | American Standard | Heat Pump | 18 | 80000 | 3-TON | A-COIL | Yes | DOWNFLOW | 32000 | 10 | 18.1 | 34200 | 8.5 | R-454B
215864578 | 5A6V8X36A1 | 5TXCB004AS3 | S8V2B080M4PCB | American Standard | Heat Pump | 18 | 80000 | 3-TON | A-COIL | Yes | MULTI-POSITION | 31800 | 10 | 18.1 | 33000 | 8.5 | R-454B
215864614 | 5A6V8X36A1 | 5TXCB006AS3 | S8V2B080M4PCB | American Standard | Heat Pump | 18 | 80000 | 3-TON | A-COIL | Yes | MULTI-POSITION | 32800 | 10 | 18.1 | 33600 | 8.5 | R-454B
215864792 | 5A6V8X36A1 | 5PX*BD06AS3 | S8V2B080M4PCB | American Standard | Heat Pump | 18 | 80000 | 3-TON | A-COIL | Yes | DOWNFLOW | 32800 | 10 | 18.1 | 34400 | 8.5 | R-454B
216571247 | 5A6V8X36A1 | 5PX*B006AS3 | S8V2B080M4PCB | American Standard | Heat Pump | 18 | 80000 | 3-TON | A-COIL | Yes | MULTI-POSITION | 32800 | 10 | 18.1 | 33400 | 8.5 | R-454B
215864490 | 5A6V8X36A1 | 5PX*B004AS3 | S8V2B080M4PDB | American Standard | Heat Pump | 18 | 80000 | 3-TON | A-COIL | Yes | MULTI-POSITION | 31800 | 10 | 18.1 | 33000 | 8.5 | R-454B
215864508 | 5A6V8X36A1 | 5PX*BD04AS3 | S8V2B080M4PDB | American Standard | Heat Pump | 18 | 80000 | 3-TON | A-COIL | Yes | DOWNFLOW | 32000 | 10 | 18.1 | 34200 | 8.5 | R-454B
215864576 | 5A6V8X36A1 | 5TXCB004AS3 | S8V2B080M4PDB | American Standard | Heat Pump | 18 | 80000 | 3-TON | A-COIL | Yes | MULTI-POSITION | 31800 | 10 | 18.1 | 33000 | 8.5 | R-454B
215864612 | 5A6V8X36A1 | 5TXCB006AS3 | S8V2B080M4PDB | American Standard | Heat Pump | 18 | 80000 | 3-TON | A-COIL | Yes | MULTI-POSITION | 32800 | 10 | 18.1 | 33600 | 8.5 | R-454B
215864794 | 5A6V8X36A1 | 5PX*BD06AS3 | S8V2B080M4PDB | American Standard | Heat Pump | 18 | 80000 | 3-TON | A-COIL | Yes | DOWNFLOW | 32800 | 10 | 18.1 | 34400 | 8.5 | R-454B
216571245 | 5A6V8X36A1 | 5PX*B006AS3 | S8V2B080M4PDB | American Standard | Heat Pump | 18 | 80000 | 3-TON | A-COIL | Yes | MULTI-POSITION | 32800 | 10 | 18.1 | 33400 | 8.5 | R-454B
215864526 | 5A6V8X36A1 | 5PX*C005AS3 | S8V2C080M5PCB | American Standard | Heat Pump | 18 | 80000 | 3-TON | A-COIL | Yes | MULTI-POSITION | 31800 | 10 | 18.1 | 32600 | 8.5 | R-454B
215864548 | 5A6V8X36A1 | 5PX*C007AS3 | S8V2C080M5PCB | American Standard | Heat Pump | 18 | 80000 | 3-TON | A-COIL | Yes | MULTI-POSITION | 32800 | 10.5 | 18.1 | 33200 | 8.5 | R-454B
215864564 | 5A6V8X36A1 | 5PX*CD05AS3 | S8V2C080M5PCB | American Standard | Heat Pump | 18 | 80000 | 3-TON | A-COIL | Yes | DOWNFLOW | 32000 | 10 | 18.1 | 33800 | 8.5 | R-454B
215864640 | 5A6V8X36A1 | 5TXCC005AS3 | S8V2C080M5PCB | American Standard | Heat Pump | 18 | 80000 | 3-TON | A-COIL | Yes | MULTI-POSITION | 31800 | 10 | 18.1 | 32600 | 8.5 | R-454B
215864804 | 5A6V8X36A1 | 5PX*CD07AS3 | S8V2C080M5PCB | American Standard | Heat Pump | 18 | 80000 | 3-TON | A-COIL | Yes | DOWNFLOW | 32800 | 10 | 18.1 | 34000 | 8.5 | R-454B
216571265 | 5A6V8X36A1 | 5PX*C009AS3 | S8V2C080M5PCB | American Standard | Heat Pump | 18 | 80000 | 3-TON | A-COIL | Yes | MULTI-POSITION | 33000 | 10.5 | 18.1 | 33000 | 8.5 | R-454B
216571281 | 5A6V8X36A1 | 5PX*CD09AS3 | S8V2C080M5PCB | American Standard | Heat Pump | 18 | 80000 | 3-TON | A-COIL | Yes | DOWNFLOW | 33200 | 10.5 | 18.1 | 32800 | 8.5 | R-454B
216571307 | 5A6V8X36A1 | 5TXCC007AS3 | S8V2C080M5PCB | American Standard | Heat Pump | 18 | 80000 | 3-TON | A-COIL | Yes | MULTI-POSITION | 32800 | 10.5 | 18.1 | 33200 | 8.5 | R-454B
216571315 | 5A6V8X36A1 | 5TXCC009AS3 | S8V2C080M5PCB | American Standard | Heat Pump | 18 | 80000 | 3-TON | A-COIL | Yes | MULTI-POSITION | 33000 | 10.5 | 18.1 | 33000 | 8.5 | R-454B
215864528 | 5A6V8X36A1 | 5PX*C005AS3 | S8V2C080M5PDB | American Standard | Heat Pump | 18 | 80000 | 3-TON | A-COIL | Yes | MULTI-POSITION | 31800 | 10 | 18.1 | 32600 | 8.5 | R-454B
215864552 | 5A6V8X36A1 | 5PX*C007AS3 | S8V2C080M5PDB | American Standard | Heat Pump | 18 | 80000 | 3-TON | A-COIL | Yes | MULTI-POSITION | 32800 | 10.5 | 18.1 | 33200 | 8.5 | R-454B
215864562 | 5A6V8X36A1 | 5PX*CD05AS3 | S8V2C080M5PDB | American Standard | Heat Pump | 18 | 80000 | 3-TON | A-COIL | Yes | DOWNFLOW | 32000 | 10 | 18.1 | 33800 | 8.5 | R-454B
215864644 | 5A6V8X36A1 | 5TXCC005AS3 | S8V2C080M5PDB | American Standard | Heat Pump | 18 | 80000 | 3-TON | A-COIL | Yes | MULTI-POSITION | 31800 | 10 | 18.1 | 32600 | 8.5 | R-454B
215864810 | 5A6V8X36A1 | 5PX*CD07AS3 | S8V2C080M5PDB | American Standard | Heat Pump | 18 | 80000 | 3-TON | A-COIL | Yes | DOWNFLOW | 32800 | 10 | 18.1 | 34000 | 8.5 | R-454B
216571271 | 5A6V8X36A1 | 5PX*C009AS3 | S8V2C080M5PDB | American Standard | Heat Pump | 18 | 80000 | 3-TON | A-COIL | Yes | MULTI-POSITION | 33000 | 10.5 | 18.1 | 33000 | 8.5 | R-454B
216571277 | 5A6V8X36A1 | 5PX*CD09AS3 | S8V2C080M5PDB | American Standard | Heat Pump | 18 | 80000 | 3-TON | A-COIL | Yes | DOWNFLOW | 33200 | 10.5 | 18.1 | 32800 | 8.5 | R-454B
216571305 | 5A6V8X36A1 | 5TXCC007AS3 | S8V2C080M5PDB | American Standard | Heat Pump | 18 | 80000 | 3-TON | A-COIL | Yes | MULTI-POSITION | 32800 | 10.5 | 18.1 | 33200 | 8.5 | R-454B
216571313 | 5A6V8X36A1 | 5TXCC009AS3 | S8V2C080M5PDB | American Standard | Heat Pump | 18 | 80000 | 3-TON | A-COIL | Yes | MULTI-POSITION | 33000 | 10.5 | 18.1 | 33000 | 8.5 | R-454B
215864530 | 5A6V8X36A1 | 5PX*C005AS3 | S8V2C100M5PCB | American Standard | Heat Pump | 18 | 100000 | 3-TON | A-COIL | Yes | MULTI-POSITION | 31800 | 10 | 18.1 | 32800 | 8.5 | R-454B
215864540 | 5A6V8X36A1 | 5PX*C007AS3 | S8V2C100M5PCB | American Standard | Heat Pump | 18 | 100000 | 3-TON | A-COIL | Yes | MULTI-POSITION | 33000 | 10 | 18.1 | 33400 | 8.5 | R-454B
215864560 | 5A6V8X36A1 | 5PX*CD05AS3 | S8V2C100M5PCB | American Standard | Heat Pump | 18 | 100000 | 3-TON | A-COIL | Yes | DOWNFLOW | 32000 | 10 | 18.1 | 34000 | 8.5 | R-454B
215864636 | 5A6V8X36A1 | 5TXCC005AS3 | S8V2C100M5PCB | American Standard | Heat Pump | 18 | 100000 | 3-TON | A-COIL | Yes | MULTI-POSITION | 31800 | 10 | 18.1 | 32800 | 8.5 | R-454B
215864808 | 5A6V8X36A1 | 5PX*CD07AS3 | S8V2C100M5PCB | American Standard | Heat Pump | 18 | 100000 | 3-TON | A-COIL | Yes | DOWNFLOW | 33000 | 10 | 18.1 | 34200 | 8.5 | R-454B
216571267 | 5A6V8X36A1 | 5PX*C009AS3 | S8V2C100M5PCB | American Standard | Heat Pump | 18 | 100000 | 3-TON | A-COIL | Yes | MULTI-POSITION | 33200 | 10.5 | 18.1 | 33200 | 8.5 | R-454B
216571283 | 5A6V8X36A1 | 5PX*CD09AS3 | S8V2C100M5PCB | American Standard | Heat Pump | 18 | 100000 | 3-TON | A-COIL | Yes | DOWNFLOW | 33400 | 10.5 | 18.1 | 33000 | 8.5 | R-454B
216571299 | 5A6V8X36A1 | 5TXCC007AS3 | S8V2C100M5PCB | American Standard | Heat Pump | 18 | 100000 | 3-TON | A-COIL | Yes | MULTI-POSITION | 33000 | 10 | 18.1 | 33400 | 8.5 | R-454B
216571311 | 5A6V8X36A1 | 5TXCC009AS3 | S8V2C100M5PCB | American Standard | Heat Pump | 18 | 100000 | 3-TON | A-COIL | Yes | MULTI-POSITION | 33200 | 10.5 | 18.1 | 33200 | 8.5 | R-454B
215864532 | 5A6V8X36A1 | 5PX*C005AS3 | S8V2C100M5PDB | American Standard | Heat Pump | 18 | 100000 | 3-TON | A-COIL | Yes | MULTI-POSITION | 31800 | 10 | 18.1 | 32800 | 8.5 | R-454B
215864542 | 5A6V8X36A1 | 5PX*C007AS3 | S8V2C100M5PDB | American Standard | Heat Pump | 18 | 100000 | 3-TON | A-COIL | Yes | MULTI-POSITION | 33000 | 10 | 18.1 | 33400 | 8.5 | R-454B
215864558 | 5A6V8X36A1 | 5PX*CD05AS3 | S8V2C100M5PDB | American Standard | Heat Pump | 18 | 100000 | 3-TON | A-COIL | Yes | DOWNFLOW | 32000 | 10 | 18.1 | 34000 | 8.5 | R-454B
215864634 | 5A6V8X36A1 | 5TXCC005AS3 | S8V2C100M5PDB | American Standard | Heat Pump | 18 | 100000 | 3-TON | A-COIL | Yes | MULTI-POSITION | 31800 | 10 | 18.1 | 32800 | 8.5 | R-454B
215864806 | 5A6V8X36A1 | 5PX*CD07AS3 | S8V2C100M5PDB | American Standard | Heat Pump | 18 | 100000 | 3-TON | A-COIL | Yes | DOWNFLOW | 33000 | 10 | 18.1 | 34200 | 8.5 | R-454B
216571269 | 5A6V8X36A1 | 5PX*C009AS3 | S8V2C100M5PDB | American Standard | Heat Pump | 18 | 100000 | 3-TON | A-COIL | Yes | MULTI-POSITION | 33200 | 10.5 | 18.1 | 33200 | 8.5 | R-454B
216571279 | 5A6V8X36A1 | 5PX*CD09AS3 | S8V2C100M5PDB | American Standard | Heat Pump | 18 | 100000 | 3-TON | A-COIL | Yes | DOWNFLOW | 33400 | 10.5 | 18.1 | 33000 | 8.5 | R-454B
216571303 | 5A6V8X36A1 | 5TXCC007AS3 | S8V2C100M5PDB | American Standard | Heat Pump | 18 | 100000 | 3-TON | A-COIL | Yes | MULTI-POSITION | 33000 | 10 | 18.1 | 33400 | 8.5 | R-454B
216571309 | 5A6V8X36A1 | 5TXCC009AS3 | S8V2C100M5PDB | American Standard | Heat Pump | 18 | 100000 | 3-TON | A-COIL | Yes | MULTI-POSITION | 33200 | 10.5 | 18.1 | 33200 | 8.5 | R-454B
216571285 | 5A6V8X36A1 | 5PX*D008AS3 | S8V2D120M5PCB | American Standard | Heat Pump | 18 | 120000 | 3-TON | A-COIL | Yes | MULTI-POSITION | 33400 | 10.5 | 18.1 | 33400 | 8.5 | R-454B
216571289 | 5A6V8X36A1 | 5PX*D010AS3 | S8V2D120M5PCB | American Standard | Heat Pump | 18 | 120000 | 3-TON | A-COIL | Yes | MULTI-POSITION | 33600 | 10.5 | 18.1 | 33000 | 8.5 | R-454B
216571295 | 5A6V8X36A1 | 5PX*DD10AS3 | S8V2D120M5PCB | American Standard | Heat Pump | 18 | 120000 | 3-TON | A-COIL | Yes | DOWNFLOW | 32800 | 10.5 | 18.1 | 33000 | 8.5 | R-454B
216571321 | 5A6V8X36A1 | 5TXCD008AS3 | S8V2D120M5PCB | American Standard | Heat Pump | 18 | 120000 | 3-TON | A-COIL | Yes | MULTI-POSITION | 33400 | 10.5 | 18.1 | 33400 | 8.5 | R-454B
216571323 | 5A6V8X36A1 | 5TXCD010AS3 | S8V2D120M5PCB | American Standard | Heat Pump | 18 | 120000 | 3-TON | A-COIL | Yes | MULTI-POSITION | 33600 | 10.5 | 18.1 | 33200 | 8.5 | R-454B
216571287 | 5A6V8X36A1 | 5PX*D008AS3 | S8V2D120M5PDB | American Standard | Heat Pump | 18 | 120000 | 3-TON | A-COIL | Yes | MULTI-POSITION | 33400 | 10.5 | 18.1 | 33400 | 8.5 | R-454B
216571291 | 5A6V8X36A1 | 5PX*D010AS3 | S8V2D120M5PDB | American Standard | Heat Pump | 18 | 120000 | 3-TON | A-COIL | Yes | MULTI-POSITION | 33600 | 10.5 | 18.1 | 33000 | 8.5 | R-454B
216571293 | 5A6V8X36A1 | 5PX*DD10AS3 | S8V2D120M5PDB | American Standard | Heat Pump | 18 | 120000 | 3-TON | A-COIL | Yes | DOWNFLOW | 32800 | 10.5 | 18.1 | 33000 | 8.5 | R-454B
216571319 | 5A6V8X36A1 | 5TXCD008AS3 | S8V2D120M5PDB | American Standard | Heat Pump | 18 | 120000 | 3-TON | A-COIL | Yes | MULTI-POSITION | 33400 | 10.5 | 18.1 | 33400 | 8.5 | R-454B
216571325 | 5A6V8X36A1 | 5TXCD010AS3 | S8V2D120M5PDB | American Standard | Heat Pump | 18 | 120000 | 3-TON | A-COIL | Yes | MULTI-POSITION | 33600 | 10.5 | 18.1 | 33200 | 8.5 | R-454B
215869091 | 5A6V8X36A1 | 5PX*BD04AS3 | S9V2B040D3VSB+LRP | American Standard | Heat Pump | 18 | 40000 | 3-TON | A-COIL | Yes | DOWNFLOW | 31800 | 10 | 18.1 | 34000 | 8.5 | R-454B
215864488 | 5A6V8X36A1 | 5PX*B004AS3 | S9V2B040U3PSC+LRP | American Standard | Heat Pump | 18 | 40000 | 3-TON | A-COIL | Yes | UPFLOW | 31600 | 10 | 18.1 | 32800 | 8.5 | R-454B
215864574 | 5A6V8X36A1 | 5TXCB004AS3 | S9V2B040U3PSC+LRP | American Standard | Heat Pump | 18 | 40000 | 3-TON | A-COIL | Yes | UPFLOW | 31600 | 10 | 18.1 | 32800 | 8.5 | R-454B
215864610 | 5A6V8X36A1 | 5TXCB006AS3 | S9V2B040U3PSC+LRP | American Standard | Heat Pump | 18 | 40000 | 3-TON | A-COIL | Yes | UPFLOW | 32600 | 10 | 18.1 | 33400 | 8.5 | R-454B
215864486 | 5A6V8X36A1 | 5PX*B004AS3 | S9V2B040U3VSB+LRP | American Standard | Heat Pump | 18 | 40000 | 3-TON | A-COIL | Yes | UPFLOW | 31600 | 10 | 18.1 | 32800 | 8.5 | R-454B
215864572 | 5A6V8X36A1 | 5TXCB004AS3 | S9V2B040U3VSB+LRP | American Standard | Heat Pump | 18 | 40000 | 3-TON | A-COIL | Yes | UPFLOW | 31600 | 10 | 18.1 | 32800 | 8.5 | R-454B
215864608 | 5A6V8X36A1 | 5TXCB006AS3 | S9V2B040U3VSB+LRP | American Standard | Heat Pump | 18 | 40000 | 3-TON | A-COIL | Yes | UPFLOW | 32600 | 10 | 18.1 | 33400 | 8.5 | R-454B
215864502 | 5A6V8X36A1 | 5PX*BD04AS3 | S9V2B060D3VSB+LRP | American Standard | Heat Pump | 18 | 60000 | 3-TON | A-COIL | Yes | DOWNFLOW | 31600 | 10 | 18.1 | 33800 | 8.5 | R-454B
215864798 | 5A6V8X36A1 | 5PX*BD06AS3 | S9V2B060D3VSB+LRP | American Standard | Heat Pump | 18 | 60000 | 3-TON | A-COIL | Yes | DOWNFLOW | 32400 | 10 | 18.1 | 34000 | 8.5 | R-454B
215869087 | 5A6V8X36A1 | 5PX*B004AS3 | S9V2B060U4VSB+LRP | American Standard | Heat Pump | 18 | 60000 | 3-TON | A-COIL | Yes | UPFLOW | 31800 | 10 | 18.1 | 33000 | 8.5 | R-454B
215869089 | 5A6V8X36A1 | 5PX*B006AS3 | S9V2B060U4VSB+LRP | American Standard | Heat Pump | 18 | 60000 | 3-TON | A-COIL | Yes | UPFLOW | 32800 | 10 | 18.1 | 33600 | 8.5 | R-454B
215869103 | 5A6V8X36A1 | 5TXCB004AS3 | S9V2B060U4VSB+LRP | American Standard | Heat Pump | 18 | 60000 | 3-TON | A-COIL | Yes | UPFLOW | 31800 | 10 | 18.1 | 33000 | 8.5 | R-454B
215869105 | 5A6V8X36A1 | 5TXCB006AS3 | S9V2B060U4VSB+LRP | American Standard | Heat Pump | 18 | 60000 | 3-TON | A-COIL | Yes | UPFLOW | 32800 | 10 | 18.1 | 33600 | 8.5 | R-454B
215864500 | 5A6V8X36A1 | 5PX*BD04AS3 | S9V2B080D4PSC+LRP | American Standard | Heat Pump | 18 | 80000 | 3-TON | A-COIL | Yes | DOWNFLOW | 31800 | 10 | 18.1 | 34000 | 8.5 | R-454B
215864512 | 5A6V8X36A1 | 5PX*BD04AS3 | S9V2B080D4VSB+LRP | American Standard | Heat Pump | 18 | 80000 | 3-TON | A-COIL | Yes | DOWNFLOW | 31800 | 10 | 18.1 | 34000 | 8.5 | R-454B
215864800 | 5A6V8X36A1 | 5PX*BD06AS3 | S9V2B080D4VSB+LRP | American Standard | Heat Pump | 18 | 80000 | 3-TON | A-COIL | Yes | DOWNFLOW | 32600 | 10 | 18.1 | 34200 | 8.5 | R-454B
215869095 | 5A6V8X36A1 | 5PX*C005AS3 | S9V2C080U5VSB+LRP | American Standard | Heat Pump | 18 | 80000 | 3-TON | A-COIL | Yes | UPFLOW | 31800 | 10 | 18.1 | 32800 | 8.5 | R-454B
215869099 | 5A6V8X36A1 | 5PX*C007AS3 | S9V2C080U5VSB+LRP | American Standard | Heat Pump | 18 | 80000 | 3-TON | A-COIL | Yes | UPFLOW | 33000 | 10.5 | 18.1 | 33400 | 8.5 | R-454B
215869107 | 5A6V8X36A1 | 5TXCC005AS3 | S9V2C080U5VSB+LRP | American Standard | Heat Pump | 18 | 80000 | 3-TON | A-COIL | Yes | UPFLOW | 31800 | 10 | 18.1 | 32800 | 8.5 | R-454B
215869111 | 5A6V8X36A1 | 5TXCC007AS3 | S9V2C080U5VSB+LRP | American Standard | Heat Pump | 18 | 80000 | 3-TON | A-COIL | Yes | UPFLOW | 33000 | 10.5 | 18.1 | 33400 | 8.5 | R-454B
215864556 | 5A6V8X36A1 | 5PX*CD05AS3 | S9V2C100D4VSB+LRP | American Standard | Heat Pump | 18 | 100000 | 3-TON | A-COIL | Yes | DOWNFLOW | 32200 | 10 | 18.1 | 34000 | 8.5 | R-454B
215864566 | 5A6V8X36A1 | 5PX*CD05AS3 | S9V2C100D5PSC+LRP | American Standard | Heat Pump | 18 | 100000 | 3-TON | A-COIL | Yes | DOWNFLOW | 32200 | 10 | 18.1 | 34000 | 8.5 | R-454B
215869101 | 5A6V8X36A1 | 5PX*CD05AS3 | S9V2C100D5VSB+LRP | American Standard | Heat Pump | 18 | 100000 | 3-TON | A-COIL | Yes | DOWNFLOW | 32200 | 10 | 18.1 | 34000 | 8.5 | R-454B
215864538 | 5A6V8X36A1 | 5PX*C005AS3 | S9V2C100U5PSC+LRP | American Standard | Heat Pump | 18 | 100000 | 3-TON | A-COIL | Yes | UPFLOW | 32000 | 10 | 18.1 | 32800 | 8.5 | R-454B
215864554 | 5A6V8X36A1 | 5PX*C007AS3 | S9V2C100U5PSC+LRP | American Standard | Heat Pump | 18 | 100000 | 3-TON | A-COIL | Yes | UPFLOW | 33000 | 10.5 | 18.1 | 33200 | 8.5 | R-454B
215864638 | 5A6V8X36A1 | 5TXCC005AS3 | S9V2C100U5PSC+LRP | American Standard | Heat Pump | 18 | 100000 | 3-TON | A-COIL | Yes | UPFLOW | 32000 | 10 | 18.1 | 32800 | 8.5 | R-454B
215869093 | 5A6V8X36A1 | 5PX*C005AS3 | S9V2C100U5VSB+LRP | American Standard | Heat Pump | 18 | 100000 | 3-TON | A-COIL | Yes | UPFLOW | 31800 | 10 | 18.1 | 32800 | 8.5 | R-454B
215869097 | 5A6V8X36A1 | 5PX*C007AS3 | S9V2C100U5VSB+LRP | American Standard | Heat Pump | 18 | 100000 | 3-TON | A-COIL | Yes | UPFLOW | 33000 | 10.5 | 18.1 | 33200 | 8.5 | R-454B
215869109 | 5A6V8X36A1 | 5TXCC005AS3 | S9V2C100U5VSB+LRP | American Standard | Heat Pump | 18 | 100000 | 3-TON | A-COIL | Yes | UPFLOW | 31800 | 10 | 18.1 | 32800 | 8.5 | R-454B
215869113 | 5A6V8X36A1 | 5TXCC007AS3 | S9V2C100U5VSB+LRP | American Standard | Heat Pump | 18 | 100000 | 3-TON | A-COIL | Yes | UPFLOW | 33000 | 10.5 | 18.1 | 33400 | 8.5 | R-454B
215865038 | 5A6V8X36A1 | 5TEMCB03AV31+TDR |  | American Standard | Heat Pump | 18 | NO FURNACE | 3-TON | AIR HANDLER | Yes | MULTI-POSITION | 31800 | 10 | 18.1 | 34600 | 8.5 | R-454B
215865040 | 5A6V8X36A1 | 5TEMCD05AV41+TDR |  | American Standard | Heat Pump | 18 | NO FURNACE | 3-TON | AIR HANDLER | Yes | MULTI-POSITION | 32800 | 10 | 18.1 | 33200 | 8.5 | R-454B
216057001 | 5A6V8X36A1 | 5TAMXC03AV31 |  | American Standard | Heat Pump | 18 | NO FURNACE | 3-TON | AIR HANDLER | Yes | MULTI-POSITION | 32200 | 10.5 | 18.1 | 33600 | 8.5 | R-454B
216057003 | 5A6V8X36A1 | 5TAMXD04AV31 |  | American Standard | Heat Pump | 18 | NO FURNACE | 3-TON | AIR HANDLER | Yes | MULTI-POSITION | 32200 | 10.5 | 18.1 | 33200 | 8.5 | R-454B
216057005 | 5A6V8X36A1 | 5TAMXD05AV41 |  | American Standard | Heat Pump | 18 | NO FURNACE | 3-TON | AIR HANDLER | Yes | MULTI-POSITION | 33000 | 10.5 | 17.1 | 33200 | 8.5 | R-454B
216057007 | 5A6V8X36A1 | 5TAMXD06AV41 |  | American Standard | Heat Pump | 18 | NO FURNACE | 3-TON | AIR HANDLER | Yes | MULTI-POSITION | 33200 | 10.5 | 17.5 | 33400 | 8.5 | R-454B
216057009 | 5A6V8X36A1 | 5TAMXD07AV51 |  | American Standard | Heat Pump | 18 | NO FURNACE | 3-TON | AIR HANDLER | Yes | MULTI-POSITION | 32800 | 10.5 | 17.5 | 32200 | 8.5 | R-454B
215864646 | 5A6V8X48A1 | 5PX*C007AS3 | *UHMC100CCV4+LRP | American Standard | Heat Pump | 18 | 100000 | 4-TON | A-COIL | Yes | UPFLOW | 45000 | 10.5 | 18.1 | 45500 | 8.5 | R-454B
215864844 | 5A6V8X48A1 | 5PX*C009AS3 | *UHMC100CCV4+LRP | American Standard | Heat Pump | 18 | 100000 | 4-TON | A-COIL | Yes | UPFLOW | 46000 | 10.5 | 18.1 | 45000 | 8.5 | R-454B
215864938 | 5A6V8X48A1 | 5TXCC007AS3 | *UHMC100CCV4+LRP | American Standard | Heat Pump | 18 | 100000 | 4-TON | A-COIL | Yes | MULTI-POSITION | 45000 | 10.5 | 18.1 | 45500 | 8.5 | R-454B
215864950 | 5A6V8X48A1 | 5TXCC009AS3 | *UHMC100CCV4+LRP | American Standard | Heat Pump | 18 | 100000 | 4-TON | A-COIL | Yes | MULTI-POSITION | 46000 | 10.5 | 18.1 | 45000 | 8.5 | R-454B
215864678 | 5A6V8X48A1 | 5TXCB006AS3 | S8V2B060M4PCB | American Standard | Heat Pump | 18 | 60000 | 4-TON | A-COIL | Yes | MULTI-POSITION | 45000 | 10 | 18.1 | 46000 | 8.5 | R-454B
215864824 | 5A6V8X48A1 | 5PX*B006AS3 | S8V2B060M4PCB | American Standard | Heat Pump | 18 | 60000 | 4-TON | A-COIL | Yes | MULTI-POSITION | 44500 | 10 | 18.1 | 46000 | 8.5 | R-454B
215864676 | 5A6V8X48A1 | 5TXCB006AS3 | S8V2B060M4PDB | American Standard | Heat Pump | 18 | 60000 | 4-TON | A-COIL | Yes | MULTI-POSITION | 45000 | 10 | 18.1 | 46000 | 8.5 | R-454B
215864822 | 5A6V8X48A1 | 5PX*B006AS3 | S8V2B060M4PDB | American Standard | Heat Pump | 18 | 60000 | 4-TON | A-COIL | Yes | MULTI-POSITION | 44500 | 10 | 18.1 | 46000 | 8.5 | R-454B
215864674 | 5A6V8X48A1 | 5TXCB006AS3 | S8V2B080M4PCB | American Standard | Heat Pump | 18 | 80000 | 4-TON | A-COIL | Yes | MULTI-POSITION | 44500 | 10 | 18.1 | 46000 | 8.5 | R-454B
215864826 | 5A6V8X48A1 | 5PX*B006AS3 | S8V2B080M4PCB | American Standard | Heat Pump | 18 | 80000 | 4-TON | A-COIL | Yes | MULTI-POSITION | 44500 | 10 | 18.1 | 46000 | 8.5 | R-454B
215864672 | 5A6V8X48A1 | 5TXCB006AS3 | S8V2B080M4PDB | American Standard | Heat Pump | 18 | 80000 | 4-TON | A-COIL | Yes | MULTI-POSITION | 44500 | 10 | 18.1 | 46000 | 8.5 | R-454B
215864818 | 5A6V8X48A1 | 5PX*B006AS3 | S8V2B080M4PDB | American Standard | Heat Pump | 18 | 80000 | 4-TON | A-COIL | Yes | MULTI-POSITION | 44500 | 10 | 18.1 | 46000 | 8.5 | R-454B
215864662 | 5A6V8X48A1 | 5PX*C007AS3 | S8V2C080M5PCB | American Standard | Heat Pump | 18 | 80000 | 4-TON | A-COIL | Yes | MULTI-POSITION | 45000 | 10 | 18.1 | 45500 | 8.5 | R-454B
215864838 | 5A6V8X48A1 | 5PX*C009AS3 | S8V2C080M5PCB | American Standard | Heat Pump | 18 | 80000 | 4-TON | A-COIL | Yes | MULTI-POSITION | 46000 | 10.5 | 18.1 | 45000 | 8.5 | R-454B
215864850 | 5A6V8X48A1 | 5PX*CD09AS3 | S8V2C080M5PCB | American Standard | Heat Pump | 18 | 80000 | 4-TON | A-COIL | Yes | DOWNFLOW | 46000 | 10.5 | 18.1 | 45000 | 8.5 | R-454B
215864860 | 5A6V8X48A1 | 5PX*D008AS3 | S8V2C080M5PCB | American Standard | Heat Pump | 18 | 80000 | 4-TON | A-COIL | Yes | MULTI-POSITION | 45000 | 10 | 18.1 | 45500 | 8.5 | R-454B
215864882 | 5A6V8X48A1 | 5PX*D010AS3 | S8V2C080M5PCB | American Standard | Heat Pump | 18 | 80000 | 4-TON | A-COIL | Yes | MULTI-POSITION | 46000 | 10.5 | 18.1 | 45000 | 8.5 | R-454B
215864918 | 5A6V8X48A1 | 5PX*DD10AS3 | S8V2C080M5PCB | American Standard | Heat Pump | 18 | 80000 | 4-TON | A-COIL | Yes | DOWNFLOW | 45000 | 10 | 18.1 | 45000 | 8.5 | R-454B
215864936 | 5A6V8X48A1 | 5TXCC007AS3 | S8V2C080M5PCB | American Standard | Heat Pump | 18 | 80000 | 4-TON | A-COIL | Yes | MULTI-POSITION | 45000 | 10 | 18.1 | 45500 | 8.5 | R-454B
215864952 | 5A6V8X48A1 | 5TXCC009AS3 | S8V2C080M5PCB | American Standard | Heat Pump | 18 | 80000 | 4-TON | A-COIL | Yes | MULTI-POSITION | 46000 | 10.5 | 18.1 | 45000 | 8.5 | R-454B
215864974 | 5A6V8X48A1 | 5TXCD008AS3 | S8V2C080M5PCB | American Standard | Heat Pump | 18 | 80000 | 4-TON | A-COIL | Yes | MULTI-POSITION | 45000 | 10 | 18.1 | 45500 | 8.5 | R-454B
215864994 | 5A6V8X48A1 | 5TXCD010AS3 | S8V2C080M5PCB | American Standard | Heat Pump | 18 | 80000 | 4-TON | A-COIL | Yes | MULTI-POSITION | 46000 | 10.5 | 18.1 | 45000 | 8.5 | R-454B
215864660 | 5A6V8X48A1 | 5PX*C007AS3 | S8V2C080M5PDB | American Standard | Heat Pump | 18 | 80000 | 4-TON | A-COIL | Yes | MULTI-POSITION | 45000 | 10 | 18.1 | 45500 | 8.5 | R-454B
215864836 | 5A6V8X48A1 | 5PX*C009AS3 | S8V2C080M5PDB | American Standard | Heat Pump | 18 | 80000 | 4-TON | A-COIL | Yes | MULTI-POSITION | 46000 | 10.5 | 18.1 | 45000 | 8.5 | R-454B
215864852 | 5A6V8X48A1 | 5PX*CD09AS3 | S8V2C080M5PDB | American Standard | Heat Pump | 18 | 80000 | 4-TON | A-COIL | Yes | DOWNFLOW | 46000 | 10.5 | 18.1 | 45000 | 8.5 | R-454B
215864866 | 5A6V8X48A1 | 5PX*D008AS3 | S8V2C080M5PDB | American Standard | Heat Pump | 18 | 80000 | 4-TON | A-COIL | Yes | MULTI-POSITION | 45000 | 10 | 18.1 | 45500 | 8.5 | R-454B
215864888 | 5A6V8X48A1 | 5PX*D010AS3 | S8V2C080M5PDB | American Standard | Heat Pump | 18 | 80000 | 4-TON | A-COIL | Yes | MULTI-POSITION | 46000 | 10.5 | 18.1 | 45000 | 8.5 | R-454B
215864916 | 5A6V8X48A1 | 5PX*DD10AS3 | S8V2C080M5PDB | American Standard | Heat Pump | 18 | 80000 | 4-TON | A-COIL | Yes | DOWNFLOW | 45000 | 10 | 18.1 | 45000 | 8.5 | R-454B
215864934 | 5A6V8X48A1 | 5TXCC007AS3 | S8V2C080M5PDB | American Standard | Heat Pump | 18 | 80000 | 4-TON | A-COIL | Yes | MULTI-POSITION | 45000 | 10 | 18.1 | 45500 | 8.5 | R-454B
215864972 | 5A6V8X48A1 | 5TXCD008AS3 | S8V2C080M5PDB | American Standard | Heat Pump | 18 | 80000 | 4-TON | A-COIL | Yes | MULTI-POSITION | 45000 | 10 | 18.1 | 45500 | 8.5 | R-454B
215864992 | 5A6V8X48A1 | 5TXCD010AS3 | S8V2C080M5PDB | American Standard | Heat Pump | 18 | 80000 | 4-TON | A-COIL | Yes | MULTI-POSITION | 46000 | 10.5 | 18.1 | 45000 | 8.5 | R-454B
215864658 | 5A6V8X48A1 | 5PX*C007AS3 | S8V2C100M5PCB | American Standard | Heat Pump | 18 | 100000 | 4-TON | A-COIL | Yes | MULTI-POSITION | 45000 | 10 | 18.1 | 46000 | 8.5 | R-454B
215864834 | 5A6V8X48A1 | 5PX*C009AS3 | S8V2C100M5PCB | American Standard | Heat Pump | 18 | 100000 | 4-TON | A-COIL | Yes | MULTI-POSITION | 46000 | 10 | 18.1 | 45500 | 8.5 | R-454B
215864854 | 5A6V8X48A1 | 5PX*CD09AS3 | S8V2C100M5PCB | American Standard | Heat Pump | 18 | 100000 | 4-TON | A-COIL | Yes | DOWNFLOW | 46000 | 10 | 18.1 | 45000 | 8.5 | R-454B
215864880 | 5A6V8X48A1 | 5PX*D008AS3 | S8V2C100M5PCB | American Standard | Heat Pump | 18 | 100000 | 4-TON | A-COIL | Yes | MULTI-POSITION | 45500 | 10 | 18.1 | 45500 | 8.5 | R-454B
215864902 | 5A6V8X48A1 | 5PX*D010AS3 | S8V2C100M5PCB | American Standard | Heat Pump | 18 | 100000 | 4-TON | A-COIL | Yes | MULTI-POSITION | 46000 | 10.5 | 18.1 | 45000 | 8.5 | R-454B
215864914 | 5A6V8X48A1 | 5PX*DD10AS3 | S8V2C100M5PCB | American Standard | Heat Pump | 18 | 100000 | 4-TON | A-COIL | Yes | DOWNFLOW | 45000 | 10 | 18.1 | 45000 | 8.5 | R-454B
215864932 | 5A6V8X48A1 | 5TXCC007AS3 | S8V2C100M5PCB | American Standard | Heat Pump | 18 | 100000 | 4-TON | A-COIL | Yes | MULTI-POSITION | 45500 | 10 | 18.1 | 46000 | 8.5 | R-454B
215864944 | 5A6V8X48A1 | 5TXCC009AS3 | S8V2C100M5PCB | American Standard | Heat Pump | 18 | 100000 | 4-TON | A-COIL | Yes | MULTI-POSITION | 46000 | 10 | 18.1 | 45500 | 8.5 | R-454B
215864970 | 5A6V8X48A1 | 5TXCD008AS3 | S8V2C100M5PCB | American Standard | Heat Pump | 18 | 100000 | 4-TON | A-COIL | Yes | MULTI-POSITION | 45500 | 10 | 18.1 | 45500 | 8.5 | R-454B
215864990 | 5A6V8X48A1 | 5TXCD010AS3 | S8V2C100M5PCB | American Standard | Heat Pump | 18 | 100000 | 4-TON | A-COIL | Yes | MULTI-POSITION | 46500 | 10.5 | 18.1 | 45500 | 8.5 | R-454B
215864656 | 5A6V8X48A1 | 5PX*C007AS3 | S8V2C100M5PDB | American Standard | Heat Pump | 18 | 100000 | 4-TON | A-COIL | Yes | MULTI-POSITION | 45000 | 10 | 18.1 | 46000 | 8.5 | R-454B
215864832 | 5A6V8X48A1 | 5PX*C009AS3 | S8V2C100M5PDB | American Standard | Heat Pump | 18 | 100000 | 4-TON | A-COIL | Yes | MULTI-POSITION | 46000 | 10 | 18.1 | 45500 | 8.5 | R-454B
215864856 | 5A6V8X48A1 | 5PX*CD09AS3 | S8V2C100M5PDB | American Standard | Heat Pump | 18 | 100000 | 4-TON | A-COIL | Yes | DOWNFLOW | 46000 | 10 | 18.1 | 45000 | 8.5 | R-454B
215864870 | 5A6V8X48A1 | 5PX*D008AS3 | S8V2C100M5PDB | American Standard | Heat Pump | 18 | 100000 | 4-TON | A-COIL | Yes | MULTI-POSITION | 45500 | 10 | 18.1 | 45500 | 8.5 | R-454B
215864900 | 5A6V8X48A1 | 5PX*D010AS3 | S8V2C100M5PDB | American Standard | Heat Pump | 18 | 100000 | 4-TON | A-COIL | Yes | MULTI-POSITION | 46000 | 10.5 | 18.1 | 45000 | 8.5 | R-454B
215864912 | 5A6V8X48A1 | 5PX*DD10AS3 | S8V2C100M5PDB | American Standard | Heat Pump | 18 | 100000 | 4-TON | A-COIL | Yes | DOWNFLOW | 45000 | 10 | 18.1 | 45000 | 8.5 | R-454B
215864930 | 5A6V8X48A1 | 5TXCC007AS3 | S8V2C100M5PDB | American Standard | Heat Pump | 18 | 100000 | 4-TON | A-COIL | Yes | MULTI-POSITION | 45500 | 10 | 18.1 | 46000 | 8.5 | R-454B
215864942 | 5A6V8X48A1 | 5TXCC009AS3 | S8V2C100M5PDB | American Standard | Heat Pump | 18 | 100000 | 4-TON | A-COIL | Yes | MULTI-POSITION | 46000 | 10 | 18.1 | 45500 | 8.5 | R-454B
215864968 | 5A6V8X48A1 | 5TXCD008AS3 | S8V2C100M5PDB | American Standard | Heat Pump | 18 | 100000 | 4-TON | A-COIL | Yes | MULTI-POSITION | 45500 | 10 | 18.1 | 45500 | 8.5 | R-454B
215864988 | 5A6V8X48A1 | 5TXCD010AS3 | S8V2C100M5PDB | American Standard | Heat Pump | 18 | 100000 | 4-TON | A-COIL | Yes | MULTI-POSITION | 46500 | 10.5 | 18.1 | 45500 | 8.5 | R-454B
215864872 | 5A6V8X48A1 | 5PX*D008AS3 | S8V2D120M5PCB | American Standard | Heat Pump | 18 | 120000 | 4-TON | A-COIL | Yes | MULTI-POSITION | 45500 | 10 | 18.1 | 45500 | 8.5 | R-454B
215864898 | 5A6V8X48A1 | 5PX*D010AS3 | S8V2D120M5PCB | American Standard | Heat Pump | 18 | 120000 | 4-TON | A-COIL | Yes | MULTI-POSITION | 46500 | 10.5 | 18.1 | 45500 | 8.5 | R-454B
215864920 | 5A6V8X48A1 | 5PX*DD10AS3 | S8V2D120M5PCB | American Standard | Heat Pump | 18 | 120000 | 4-TON | A-COIL | Yes | DOWNFLOW | 45500 | 10 | 18.1 | 45000 | 8.5 | R-454B
215864966 | 5A6V8X48A1 | 5TXCD008AS3 | S8V2D120M5PCB | American Standard | Heat Pump | 18 | 120000 | 4-TON | A-COIL | Yes | MULTI-POSITION | 45500 | 10 | 18.1 | 45500 | 8.5 | R-454B
215864996 | 5A6V8X48A1 | 5TXCD010AS3 | S8V2D120M5PCB | American Standard | Heat Pump | 18 | 120000 | 4-TON | A-COIL | Yes | MULTI-POSITION | 46500 | 10.5 | 18.1 | 45500 | 8.5 | R-454B
215864874 | 5A6V8X48A1 | 5PX*D008AS3 | S8V2D120M5PDB | American Standard | Heat Pump | 18 | 120000 | 4-TON | A-COIL | Yes | MULTI-POSITION | 45500 | 10 | 18.1 | 45500 | 8.5 | R-454B
215864896 | 5A6V8X48A1 | 5PX*D010AS3 | S8V2D120M5PDB | American Standard | Heat Pump | 18 | 120000 | 4-TON | A-COIL | Yes | MULTI-POSITION | 46500 | 10.5 | 18.1 | 45500 | 8.5 | R-454B
215864908 | 5A6V8X48A1 | 5PX*DD10AS3 | S8V2D120M5PDB | American Standard | Heat Pump | 18 | 120000 | 4-TON | A-COIL | Yes | DOWNFLOW | 45500 | 10 | 18.1 | 45000 | 8.5 | R-454B
215864964 | 5A6V8X48A1 | 5TXCD008AS3 | S8V2D120M5PDB | American Standard | Heat Pump | 18 | 120000 | 4-TON | A-COIL | Yes | MULTI-POSITION | 45500 | 10 | 18.1 | 45500 | 8.5 | R-454B
215864984 | 5A6V8X48A1 | 5TXCD010AS3 | S8V2D120M5PDB | American Standard | Heat Pump | 18 | 120000 | 4-TON | A-COIL | Yes | MULTI-POSITION | 46500 | 10.5 | 18.1 | 45500 | 8.5 | R-454B
215869115 | 5A6V8X48A1 | 5PX*B006AS3 | S9V2B060U4VSB+LRP | American Standard | Heat Pump | 18 | 60000 | 4-TON | A-COIL | Yes | UPFLOW | 44500 | 10 | 18.1 | 46000 | 8.5 | R-454B
215869121 | 5A6V8X48A1 | 5TXCB006AS3 | S9V2B060U4VSB+LRP | American Standard | Heat Pump | 18 | 60000 | 4-TON | A-COIL | Yes | UPFLOW | 44500 | 10 | 18.1 | 46000 | 8.5 | R-454B
215869117 | 5A6V8X48A1 | 5PX*C007AS3 | S9V2C080U5VSB+LRP | American Standard | Heat Pump | 18 | 80000 | 4-TON | A-COIL | Yes | UPFLOW | 45000 | 10 | 18.1 | 46000 | 8.5 | R-454B
215864858 | 5A6V8X48A1 | 5PX*CD09AS3 | S9V2C100D4VSB+LRP | American Standard | Heat Pump | 18 | 100000 | 4-TON | A-COIL | Yes | DOWNFLOW | 46000 | 10.5 | 18.1 | 45500 | 8.5 | R-454B
215864906 | 5A6V8X48A1 | 5PX*DD10AS3 | S9V2C100D4VSB+LRP | American Standard | Heat Pump | 18 | 100000 | 4-TON | A-COIL | Yes | DOWNFLOW | 45000 | 10 | 18.1 | 45000 | 8.5 | R-454B
215864846 | 5A6V8X48A1 | 5PX*CD09AS3 | S9V2C100D5PSC+LRP | American Standard | Heat Pump | 18 | 100000 | 4-TON | A-COIL | Yes | DOWNFLOW | 46000 | 10.5 | 18.1 | 45500 | 8.5 | R-454B
215864910 | 5A6V8X48A1 | 5PX*DD10AS3 | S9V2C100D5PSC+LRP | American Standard | Heat Pump | 18 | 100000 | 4-TON | A-COIL | Yes | DOWNFLOW | 45000 | 10 | 18.1 | 45000 | 8.5 | R-454B
215864650 | 5A6V8X48A1 | 5PX*C007AS3 | S9V2C100U5PSC+LRP | American Standard | Heat Pump | 18 | 100000 | 4-TON | A-COIL | Yes | UPFLOW | 45500 | 10 | 18.1 | 46000 | 8.5 | R-454B
215864842 | 5A6V8X48A1 | 5PX*C009AS3 | S9V2C100U5PSC+LRP | American Standard | Heat Pump | 18 | 100000 | 4-TON | A-COIL | Yes | UPFLOW | 46000 | 10.5 | 18.1 | 45500 | 8.5 | R-454B
215864868 | 5A6V8X48A1 | 5PX*D008AS3 | S9V2C100U5PSC+LRP | American Standard | Heat Pump | 18 | 100000 | 4-TON | A-COIL | Yes | UPFLOW | 45500 | 10 | 18.1 | 45500 | 8.5 | R-454B
215864890 | 5A6V8X48A1 | 5PX*D010AS3 | S9V2C100U5PSC+LRP | American Standard | Heat Pump | 18 | 100000 | 4-TON | A-COIL | Yes | UPFLOW | 46000 | 10.5 | 18.1 | 45500 | 8.5 | R-454B
215864924 | 5A6V8X48A1 | 5TXCC007AS3 | S9V2C100U5PSC+LRP | American Standard | Heat Pump | 18 | 100000 | 4-TON | A-COIL | Yes | UPFLOW | 45500 | 10 | 18.1 | 46000 | 8.5 | R-454B
215864946 | 5A6V8X48A1 | 5TXCC009AS3 | S9V2C100U5PSC+LRP | American Standard | Heat Pump | 18 | 100000 | 4-TON | A-COIL | Yes | UPFLOW | 46000 | 10.5 | 18.1 | 45500 | 8.5 | R-454B
215864958 | 5A6V8X48A1 | 5TXCD008AS3 | S9V2C100U5PSC+LRP | American Standard | Heat Pump | 18 | 100000 | 4-TON | A-COIL | Yes | UPFLOW | 45500 | 10 | 18.1 | 45500 | 8.5 | R-454B
215864986 | 5A6V8X48A1 | 5TXCD010AS3 | S9V2C100U5PSC+LRP | American Standard | Heat Pump | 18 | 100000 | 4-TON | A-COIL | Yes | UPFLOW | 46500 | 10.5 | 18.1 | 45500 | 8.5 | R-454B
215869119 | 5A6V8X48A1 | 5PX*C007AS3 | S9V2C100U5VSB+LRP | American Standard | Heat Pump | 18 | 100000 | 4-TON | A-COIL | Yes | UPFLOW | 45500 | 10 | 18.1 | 46000 | 8.5 | R-454B
215869123 | 5A6V8X48A1 | 5TXCC007AS3 | S9V2C100U5VSB+LRP | American Standard | Heat Pump | 18 | 100000 | 4-TON | A-COIL | Yes | UPFLOW | 45500 | 10 | 18.1 | 46000 | 8.5 | R-454B
215865042 | 5A6V8X48A1 | 5TEMCD05AV41+TDR |  | American Standard | Heat Pump | 18 | NO FURNACE | 4-TON | AIR HANDLER | Yes | MULTI-POSITION | 43500 | 11 | 18.1 | 45500 | 8.5 | R-454B
215865044 | 5A6V8X48A1 | 5TEMCD07AV51+TDR |  | American Standard | Heat Pump | 18 | NO FURNACE | 4-TON | AIR HANDLER | Yes | MULTI-POSITION | 46500 | 11.2 | 18.1 | 45000 | 8.5 | R-454B
216057011 | 5A6V8X48A1 | 5TAMXD05AV41 |  | American Standard | Heat Pump | 18 | NO FURNACE | 4-TON | AIR HANDLER | Yes | MULTI-POSITION | 44500 | 11 | 18.1 | 45500 | 8.5 | R-454B
216057013 | 5A6V8X48A1 | 5TAMXD06AV41 |  | American Standard | Heat Pump | 18 | NO FURNACE | 4-TON | AIR HANDLER | Yes | MULTI-POSITION | 46000 | 10.5 | 18.1 | 45500 | 8.5 | R-454B
216057015 | 5A6V8X48A1 | 5TAMXD07AV51 |  | American Standard | Heat Pump | 18 | NO FURNACE | 4-TON | AIR HANDLER | Yes | MULTI-POSITION | 45500 | 10.5 | 18.1 | 44500 | 8.5 | R-454B
215864680 | 5A6V8X60A1 | 5PX*C007AS3 | S8V2C080M5PCB | American Standard | Heat Pump | 18 | 80000 | 5-TON | A-COIL | Yes | MULTI-POSITION | 52500 | 10 | 18.1 | 55500 | 8.5 | R-454B
215864696 | 5A6V8X60A1 | 5TXCC007AS3 | S8V2C080M5PCB | American Standard | Heat Pump | 18 | 80000 | 5-TON | A-COIL | Yes | MULTI-POSITION | 53000 | 10 | 18.1 | 56000 | 8.5 | R-454B
215864722 | 5A6V8X60A1 | 5TXCC009AS3 | S8V2C080M5PCB | American Standard | Heat Pump | 18 | 80000 | 5-TON | A-COIL | Yes | MULTI-POSITION | 54000 | 10 | 18.1 | 55000 | 8.5 | R-454B
215864750 | 5A6V8X60A1 | 5TXCD008AS3 | S8V2C080M5PCB | American Standard | Heat Pump | 18 | 80000 | 5-TON | A-COIL | Yes | MULTI-POSITION | 53000 | 10 | 18.1 | 55500 | 8.5 | R-454B
215864778 | 5A6V8X60A1 | 5TXCD010AS3 | S8V2C080M5PCB | American Standard | Heat Pump | 18 | 80000 | 5-TON | A-COIL | Yes | MULTI-POSITION | 54000 | 10 | 18.1 | 55000 | 8.5 | R-454B
216571329 | 5A6V8X60A1 | 5PX*D008AS3 | S8V2C080M5PCB | American Standard | Heat Pump | 18 | 80000 | 5-TON | A-COIL | Yes | MULTI-POSITION | 53000 | 10 | 18.1 | 55500 | 8.5 | R-454B
216571335 | 5A6V8X60A1 | 5PX*D010AS3 | S8V2C080M5PCB | American Standard | Heat Pump | 18 | 80000 | 5-TON | A-COIL | Yes | MULTI-POSITION | 54000 | 10 | 18.1 | 55000 | 8.5 | R-454B
216571341 | 5A6V8X60A1 | 5PX*DD10AS3 | S8V2C080M5PCB | American Standard | Heat Pump | 18 | 80000 | 5-TON | A-COIL | Yes | DOWNFLOW | 52500 | 10 | 18.1 | 55000 | 8.5 | R-454B
215864684 | 5A6V8X60A1 | 5PX*C007AS3 | S8V2C080M5PDB | American Standard | Heat Pump | 18 | 80000 | 5-TON | A-COIL | Yes | MULTI-POSITION | 52500 | 10 | 18.1 | 55500 | 8.5 | R-454B
215864700 | 5A6V8X60A1 | 5TXCC007AS3 | S8V2C080M5PDB | American Standard | Heat Pump | 18 | 80000 | 5-TON | A-COIL | Yes | MULTI-POSITION | 53000 | 10 | 18.1 | 56000 | 8.5 | R-454B
215864720 | 5A6V8X60A1 | 5TXCC009AS3 | S8V2C080M5PDB | American Standard | Heat Pump | 18 | 80000 | 5-TON | A-COIL | Yes | MULTI-POSITION | 54000 | 10 | 18.1 | 55000 | 8.5 | R-454B
215864748 | 5A6V8X60A1 | 5TXCD008AS3 | S8V2C080M5PDB | American Standard | Heat Pump | 18 | 80000 | 5-TON | A-COIL | Yes | MULTI-POSITION | 53000 | 10 | 18.1 | 55500 | 8.5 | R-454B
215864776 | 5A6V8X60A1 | 5TXCD010AS3 | S8V2C080M5PDB | American Standard | Heat Pump | 18 | 80000 | 5-TON | A-COIL | Yes | MULTI-POSITION | 54000 | 10 | 18.1 | 55000 | 8.5 | R-454B
216571331 | 5A6V8X60A1 | 5PX*D008AS3 | S8V2C080M5PDB | American Standard | Heat Pump | 18 | 80000 | 5-TON | A-COIL | Yes | MULTI-POSITION | 53000 | 10 | 18.1 | 55500 | 8.5 | R-454B
216571337 | 5A6V8X60A1 | 5PX*D010AS3 | S8V2C080M5PDB | American Standard | Heat Pump | 18 | 80000 | 5-TON | A-COIL | Yes | MULTI-POSITION | 54000 | 10 | 18.1 | 55000 | 8.5 | R-454B
216571343 | 5A6V8X60A1 | 5PX*DD10AS3 | S8V2C080M5PDB | American Standard | Heat Pump | 18 | 80000 | 5-TON | A-COIL | Yes | DOWNFLOW | 52500 | 10 | 18.1 | 55000 | 8.5 | R-454B
215864686 | 5A6V8X60A1 | 5PX*C007AS3 | S8V2C100M5PCB | American Standard | Heat Pump | 18 | 100000 | 5-TON | A-COIL | Yes | MULTI-POSITION | 53000 | 10 | 18.1 | 56000 | 8.5 | R-454B
215864710 | 5A6V8X60A1 | 5TXCC007AS3 | S8V2C100M5PCB | American Standard | Heat Pump | 18 | 100000 | 5-TON | A-COIL | Yes | MULTI-POSITION | 53000 | 10 | 18.1 | 56000 | 8.5 | R-454B
215864718 | 5A6V8X60A1 | 5TXCC009AS3 | S8V2C100M5PCB | American Standard | Heat Pump | 18 | 100000 | 5-TON | A-COIL | Yes | MULTI-POSITION | 54000 | 10 | 18.1 | 55500 | 8.5 | R-454B
215864746 | 5A6V8X60A1 | 5TXCD008AS3 | S8V2C100M5PCB | American Standard | Heat Pump | 18 | 100000 | 5-TON | A-COIL | Yes | MULTI-POSITION | 53000 | 10 | 18.1 | 56000 | 8.5 | R-454B
215864774 | 5A6V8X60A1 | 5TXCD010AS3 | S8V2C100M5PCB | American Standard | Heat Pump | 18 | 100000 | 5-TON | A-COIL | Yes | MULTI-POSITION | 54500 | 10 | 18.1 | 55500 | 8.5 | R-454B
215864998 | 5A6V8X60A1 | 5PX*C009AS3 | S8V2C100M5PCB | American Standard | Heat Pump | 18 | 100000 | 5-TON | A-COIL | Yes | MULTI-POSITION | 54000 | 10 | 18.1 | 55500 | 8.5 | R-454B
215865012 | 5A6V8X60A1 | 5PX*D010AS3 | S8V2C100M5PCB | American Standard | Heat Pump | 18 | 100000 | 5-TON | A-COIL | Yes | MULTI-POSITION | 54000 | 10 | 18.1 | 55500 | 8.5 | R-454B
215865032 | 5A6V8X60A1 | 5PX*DD10AS3 | S8V2C100M5PCB | American Standard | Heat Pump | 18 | 100000 | 5-TON | A-COIL | Yes | DOWNFLOW | 53000 | 10 | 18.1 | 55500 | 8.5 | R-454B
215864688 | 5A6V8X60A1 | 5PX*C007AS3 | S8V2C100M5PDB | American Standard | Heat Pump | 18 | 100000 | 5-TON | A-COIL | Yes | MULTI-POSITION | 53000 | 10 | 18.1 | 56000 | 8.5 | R-454B
215864708 | 5A6V8X60A1 | 5TXCC007AS3 | S8V2C100M5PDB | American Standard | Heat Pump | 18 | 100000 | 5-TON | A-COIL | Yes | MULTI-POSITION | 53000 | 10 | 18.1 | 56000 | 8.5 | R-454B
215864716 | 5A6V8X60A1 | 5TXCC009AS3 | S8V2C100M5PDB | American Standard | Heat Pump | 18 | 100000 | 5-TON | A-COIL | Yes | MULTI-POSITION | 54000 | 10 | 18.1 | 55500 | 8.5 | R-454B
215864744 | 5A6V8X60A1 | 5TXCD008AS3 | S8V2C100M5PDB | American Standard | Heat Pump | 18 | 100000 | 5-TON | A-COIL | Yes | MULTI-POSITION | 53000 | 10 | 18.1 | 56000 | 8.5 | R-454B
215864772 | 5A6V8X60A1 | 5TXCD010AS3 | S8V2C100M5PDB | American Standard | Heat Pump | 18 | 100000 | 5-TON | A-COIL | Yes | MULTI-POSITION | 54000 | 10 | 18.1 | 55500 | 8.5 | R-454B
215865002 | 5A6V8X60A1 | 5PX*C009AS3 | S8V2C100M5PDB | American Standard | Heat Pump | 18 | 100000 | 5-TON | A-COIL | Yes | MULTI-POSITION | 54000 | 10 | 18.1 | 55500 | 8.5 | R-454B
215865022 | 5A6V8X60A1 | 5PX*D010AS3 | S8V2C100M5PDB | American Standard | Heat Pump | 18 | 100000 | 5-TON | A-COIL | Yes | MULTI-POSITION | 54000 | 10 | 18.1 | 55500 | 8.5 | R-454B
215865030 | 5A6V8X60A1 | 5PX*DD10AS3 | S8V2C100M5PDB | American Standard | Heat Pump | 18 | 100000 | 5-TON | A-COIL | Yes | DOWNFLOW | 53000 | 10 | 18.1 | 55500 | 8.5 | R-454B
215864742 | 5A6V8X60A1 | 5TXCD008AS3 | S8V2D120M5PCB | American Standard | Heat Pump | 18 | 120000 | 5-TON | A-COIL | Yes | MULTI-POSITION | 53500 | 10 | 18.1 | 56000 | 8.5 | R-454B
215864770 | 5A6V8X60A1 | 5TXCD010AS3 | S8V2D120M5PCB | American Standard | Heat Pump | 18 | 120000 | 5-TON | A-COIL | Yes | MULTI-POSITION | 54500 | 10 | 18.1 | 55500 | 8.5 | R-454B
215865024 | 5A6V8X60A1 | 5PX*D010AS3 | S8V2D120M5PCB | American Standard | Heat Pump | 18 | 120000 | 5-TON | A-COIL | Yes | MULTI-POSITION | 54500 | 10 | 18.1 | 55500 | 8.5 | R-454B
215864740 | 5A6V8X60A1 | 5TXCD008AS3 | S8V2D120M5PDB | American Standard | Heat Pump | 18 | 120000 | 5-TON | A-COIL | Yes | MULTI-POSITION | 53500 | 10 | 18.1 | 56000 | 8.5 | R-454B
215864768 | 5A6V8X60A1 | 5TXCD010AS3 | S8V2D120M5PDB | American Standard | Heat Pump | 18 | 120000 | 5-TON | A-COIL | Yes | MULTI-POSITION | 54500 | 10 | 18.1 | 55500 | 8.5 | R-454B
215865026 | 5A6V8X60A1 | 5PX*D010AS3 | S8V2D120M5PDB | American Standard | Heat Pump | 18 | 120000 | 5-TON | A-COIL | Yes | MULTI-POSITION | 54500 | 10 | 18.1 | 55500 | 8.5 | R-454B
215869125 | 5A6V8X60A1 | 5PX*C007AS3 | S9V2C080U5VSB+LRP | American Standard | Heat Pump | 18 | 80000 | 5-TON | A-COIL | Yes | UPFLOW | 53000 | 10 | 18.1 | 56000 | 8.5 | R-454B
215869129 | 5A6V8X60A1 | 5PX*C009AS3 | S9V2C080U5VSB+LRP | American Standard | Heat Pump | 18 | 80000 | 5-TON | A-COIL | Yes | UPFLOW | 54000 | 10 | 18.1 | 55500 | 8.5 | R-454B
215869133 | 5A6V8X60A1 | 5PX*D008AS3 | S9V2C080U5VSB+LRP | American Standard | Heat Pump | 18 | 80000 | 5-TON | A-COIL | Yes | UPFLOW | 53000 | 10 | 18.1 | 56000 | 8.5 | R-454B
215869139 | 5A6V8X60A1 | 5PX*D010AS3 | S9V2C080U5VSB+LRP | American Standard | Heat Pump | 18 | 80000 | 5-TON | A-COIL | Yes | UPFLOW | 54000 | 10 | 18.1 | 55500 | 8.5 | R-454B
215869143 | 5A6V8X60A1 | 5TXCC007AS3 | S9V2C080U5VSB+LRP | American Standard | Heat Pump | 18 | 80000 | 5-TON | A-COIL | Yes | UPFLOW | 53000 | 10 | 18.1 | 56000 | 8.5 | R-454B
215869149 | 5A6V8X60A1 | 5TXCC009AS3 | S9V2C080U5VSB+LRP | American Standard | Heat Pump | 18 | 80000 | 5-TON | A-COIL | Yes | UPFLOW | 54000 | 10 | 18.1 | 55500 | 8.5 | R-454B
215869151 | 5A6V8X60A1 | 5TXCD008AS3 | S9V2C080U5VSB+LRP | American Standard | Heat Pump | 18 | 80000 | 5-TON | A-COIL | Yes | UPFLOW | 53000 | 10 | 18.1 | 56000 | 8.5 | R-454B
215869157 | 5A6V8X60A1 | 5TXCD010AS3 | S9V2C080U5VSB+LRP | American Standard | Heat Pump | 18 | 80000 | 5-TON | A-COIL | Yes | UPFLOW | 54500 | 10 | 18.1 | 55500 | 8.5 | R-454B
215864756 | 5A6V8X60A1 | 5TXCD010AS3 | S9V2C100D5PSC+LRP | American Standard | Heat Pump | 18 | 100000 | 5-TON | A-COIL | Yes | DOWNFLOW | 51000 | 9.8 | 18 | 53000 | 8.5 | R-454B
215865008 | 5A6V8X60A1 | 5PX*CD09AS3 | S9V2C100D5PSC+LRP | American Standard | Heat Pump | 18 | 100000 | 5-TON | A-COIL | Yes | DOWNFLOW | 54000 | 10 | 18.1 | 55500 | 8.5 | R-454B
215865028 | 5A6V8X60A1 | 5PX*DD10AS3 | S9V2C100D5PSC+LRP | American Standard | Heat Pump | 18 | 100000 | 5-TON | A-COIL | Yes | DOWNFLOW | 53000 | 10 | 18.1 | 55000 | 8.5 | R-454B
215869159 | 5A6V8X60A1 | 5TXCD010AS3 | S9V2C100D5VSB+LRP | American Standard | Heat Pump | 18 | 100000 | 5-TON | A-COIL | Yes | DOWNFLOW | 51000 | 9.8 | 18 | 53000 | 8.5 | R-454B
215864692 | 5A6V8X60A1 | 5PX*C007AS3 | S9V2C100U5PSC+LRP | American Standard | Heat Pump | 18 | 100000 | 5-TON | A-COIL | Yes | UPFLOW | 53000 | 10 | 18.1 | 56000 | 8.5 | R-454B
215864704 | 5A6V8X60A1 | 5TXCC007AS3 | S9V2C100U5PSC+LRP | American Standard | Heat Pump | 18 | 100000 | 5-TON | A-COIL | Yes | UPFLOW | 53000 | 10 | 18.1 | 56000 | 8.5 | R-454B
215864724 | 5A6V8X60A1 | 5TXCC009AS3 | S9V2C100U5PSC+LRP | American Standard | Heat Pump | 18 | 100000 | 5-TON | A-COIL | Yes | UPFLOW | 54000 | 10 | 18.1 | 55500 | 8.5 | R-454B
215864736 | 5A6V8X60A1 | 5TXCD008AS3 | S9V2C100U5PSC+LRP | American Standard | Heat Pump | 18 | 100000 | 5-TON | A-COIL | Yes | UPFLOW | 53000 | 10 | 18.1 | 56000 | 8.5 | R-454B
215864764 | 5A6V8X60A1 | 5TXCD010AS3 | S9V2C100U5PSC+LRP | American Standard | Heat Pump | 18 | 100000 | 5-TON | A-COIL | Yes | UPFLOW | 54500 | 10 | 18.1 | 55500 | 8.5 | R-454B
215865006 | 5A6V8X60A1 | 5PX*C009AS3 | S9V2C100U5PSC+LRP | American Standard | Heat Pump | 18 | 100000 | 5-TON | A-COIL | Yes | UPFLOW | 54000 | 10 | 18.1 | 55500 | 8.5 | R-454B
215865018 | 5A6V8X60A1 | 5PX*D010AS3 | S9V2C100U5PSC+LRP | American Standard | Heat Pump | 18 | 100000 | 5-TON | A-COIL | Yes | UPFLOW | 54000 | 10 | 18.1 | 55000 | 8.5 | R-454B
215869127 | 5A6V8X60A1 | 5PX*C007AS3 | S9V2C100U5VSB+LRP | American Standard | Heat Pump | 18 | 100000 | 5-TON | A-COIL | Yes | UPFLOW | 53000 | 10 | 18.1 | 56000 | 8.5 | R-454B
215869131 | 5A6V8X60A1 | 5PX*C009AS3 | S9V2C100U5VSB+LRP | American Standard | Heat Pump | 18 | 100000 | 5-TON | A-COIL | Yes | UPFLOW | 54000 | 10 | 18.1 | 55500 | 8.5 | R-454B
215869135 | 5A6V8X60A1 | 5PX*D008AS3 | S9V2C100U5VSB+LRP | American Standard | Heat Pump | 18 | 100000 | 5-TON | A-COIL | Yes | UPFLOW | 53000 | 10 | 18.1 | 56000 | 8.5 | R-454B
215869137 | 5A6V8X60A1 | 5PX*D010AS3 | S9V2C100U5VSB+LRP | American Standard | Heat Pump | 18 | 100000 | 5-TON | A-COIL | Yes | UPFLOW | 54000 | 10 | 18.1 | 55000 | 8.5 | R-454B
215869141 | 5A6V8X60A1 | 5TXCC007AS3 | S9V2C100U5VSB+LRP | American Standard | Heat Pump | 18 | 100000 | 5-TON | A-COIL | Yes | UPFLOW | 53000 | 10 | 18.1 | 56000 | 8.5 | R-454B
215869147 | 5A6V8X60A1 | 5TXCC009AS3 | S9V2C100U5VSB+LRP | American Standard | Heat Pump | 18 | 100000 | 5-TON | A-COIL | Yes | UPFLOW | 54000 | 10 | 18.1 | 55500 | 8.5 | R-454B
215869153 | 5A6V8X60A1 | 5TXCD008AS3 | S9V2C100U5VSB+LRP | American Standard | Heat Pump | 18 | 100000 | 5-TON | A-COIL | Yes | UPFLOW | 53000 | 10 | 18.1 | 56000 | 8.5 | R-454B
215869161 | 5A6V8X60A1 | 5TXCD010AS3 | S9V2C100U5VSB+LRP | American Standard | Heat Pump | 18 | 100000 | 5-TON | A-COIL | Yes | UPFLOW | 54500 | 10 | 18.1 | 55500 | 8.5 | R-454B
215864754 | 5A6V8X60A1 | 5TXCD010AS3 | S9V2D120D5PSC+LRP | American Standard | Heat Pump | 18 | 120000 | 5-TON | A-COIL | Yes | DOWNFLOW | 51000 | 9.8 | 18.1 | 53000 | 8.5 | R-454B
215865034 | 5A6V8X60A1 | 5PX*DD10AS3 | S9V2D120D5PSC+LRP | American Standard | Heat Pump | 18 | 120000 | 5-TON | A-COIL | Yes | DOWNFLOW | 53000 | 10 | 18.1 | 55000 | 8.5 | R-454B
215869155 | 5A6V8X60A1 | 5TXCD010AS3 | S9V2D120D5VSB+LRP | American Standard | Heat Pump | 18 | 120000 | 5-TON | A-COIL | Yes | DOWNFLOW | 50500 | 9.8 | 18.1 | 52500 | 8.5 | R-454B
215864734 | 5A6V8X60A1 | 5TXCD008AS3 | S9V2D120U5PSC+LRP | American Standard | Heat Pump | 18 | 120000 | 5-TON | A-COIL | Yes | UPFLOW | 53000 | 10 | 18.1 | 55500 | 8.5 | R-454B
215864762 | 5A6V8X60A1 | 5TXCD010AS3 | S9V2D120U5PSC+LRP | American Standard | Heat Pump | 18 | 120000 | 5-TON | A-COIL | Yes | UPFLOW | 54500 | 10.5 | 18.1 | 55000 | 8.5 | R-454B
215865016 | 5A6V8X60A1 | 5PX*D010AS3 | S9V2D120U5PSC+LRP | American Standard | Heat Pump | 18 | 120000 | 5-TON | A-COIL | Yes | UPFLOW | 54500 | 10.5 | 18.1 | 55000 | 8.5 | R-454B
215865046 | 5A6V8X60A1 | 5TEMCD06AV41+TDR |  | American Standard | Heat Pump | 18 | NO FURNACE | 5-TON | AIR HANDLER | Yes | MULTI-POSITION | 54500 | 10.5 | 18.1 | 54500 | 8.5 | R-454B
216057017 | 5A6V8X60A1 | 5TAMXD06AV41 |  | American Standard | Heat Pump | 18 | NO FURNACE | 5-TON | AIR HANDLER | Yes | MULTI-POSITION | 53500 | 10.5 | 18.1 | 55500 | 8.5 | R-454B
216057019 | 5A6V8X60A1 | 5TAMXD07AV51 |  | American Standard | Heat Pump | 18 | NO FURNACE | 5-TON | AIR HANDLER | Yes | MULTI-POSITION | 53000 | 10 | 18.1 | 54000 | 8.5 | R-454B
215472418 | 5A7A5018A1 | 5PX*B003AS3+TSTAT | *UHMB060CCV3 | American Standard | Air Conditioner | 15 | 60000 | 1.5-TON | A-COIL | Yes | UPFLOW | 19200 | 12 | 17 |  |  | R-454B
215472476 | 5A7A5018A1 | 5PX*B004AS3+TSTAT | *UHMB060CCV3 | American Standard | Air Conditioner | 15 | 60000 | 1.5-TON | A-COIL | Yes | UPFLOW | 19000 | 12 | 17 |  |  | R-454B
215472540 | 5A7A5018A1 | 5PX*B006AS3+TSTAT | *UHMB060CCV3 | American Standard | Air Conditioner | 15 | 60000 | 1.5-TON | A-COIL | Yes | UPFLOW | 19500 | 12 | 17 |  |  | R-454B
215472870 | 5A7A5018A1 | 5TXCB006AS3+TSTAT | *UHMB060CCV3 | American Standard | Air Conditioner | 15 | 60000 | 1.5-TON | A-COIL | Yes | UPFLOW | 19400 | 12 | 17 |  |  | R-454B
215472420 | 5A7A5018A1 | 5PX*B003AS3+TSTAT | *UHMB080CCV3 | American Standard | Air Conditioner | 15 | 80000 | 1.5-TON | A-COIL | Yes | UPFLOW | 19200 | 12 | 17 |  |  | R-454B
215472478 | 5A7A5018A1 | 5PX*B004AS3+TSTAT | *UHMB080CCV3 | American Standard | Air Conditioner | 15 | 80000 | 1.5-TON | A-COIL | Yes | UPFLOW | 19000 | 12 | 17 |  |  | R-454B
215472538 | 5A7A5018A1 | 5PX*B006AS3+TSTAT | *UHMB080CCV3 | American Standard | Air Conditioner | 15 | 80000 | 1.5-TON | A-COIL | Yes | UPFLOW | 19600 | 12 | 17 |  |  | R-454B
215472832 | 5A7A5018A1 | 5TXCB004AS3+TSTAT | *UHMB080CCV3 | American Standard | Air Conditioner | 15 | 80000 | 1.5-TON | A-COIL | Yes | UPFLOW | 19100 | 12 | 17 |  |  | R-454B
215472872 | 5A7A5018A1 | 5TXCB006AS3+TSTAT | *UHMB080CCV3 | American Standard | Air Conditioner | 15 | 80000 | 1.5-TON | A-COIL | Yes | UPFLOW | 19600 | 12 | 17 |  |  | R-454B
215472569 | 5A7A5018A1 | 5PX*B006AS3+TSTAT | S8V2B060M4PCB | American Standard | Air Conditioner | 15 | 60000 | 1.5-TON | A-COIL | Yes | MULTI-POSITION | 19200 | 12 | 17 |  |  | R-454B
215472662 | 5A7A5018A1 | 5PX*BD06AS3+TSTAT | S8V2B060M4PCB | American Standard | Air Conditioner | 15 | 60000 | 1.5-TON | A-COIL | Yes | DOWNFLOW | 19100 | 12 | 17 |  |  | R-454B
215472542 | 5A7A5018A1 | 5PX*B006AS3+TSTAT | S8V2B060M4PDB | American Standard | Air Conditioner | 15 | 60000 | 1.5-TON | A-COIL | Yes | MULTI-POSITION | 19200 | 12 | 17 |  |  | R-454B
215472660 | 5A7A5018A1 | 5PX*BD06AS3+TSTAT | S8V2B060M4PDB | American Standard | Air Conditioner | 15 | 60000 | 1.5-TON | A-COIL | Yes | DOWNFLOW | 19100 | 12 | 17 |  |  | R-454B
215472850 | 5A7A5018A1 | 5TXCB006AS3+TSTAT | S8V2B060M4PDB | American Standard | Air Conditioner | 15 | 60000 | 1.5-TON | A-COIL | Yes | MULTI-POSITION | 19100 | 12 | 17 |  |  | R-454B
215472438 | 5A7A5018A1 | 5PX*B003AS3+TSTAT | S8V2B080M4PCB | American Standard | Air Conditioner | 15 | 80000 | 1.5-TON | A-COIL | Yes | MULTI-POSITION | 18900 | 12 | 17 |  |  | R-454B
215472496 | 5A7A5018A1 | 5PX*B004AS3+TSTAT | S8V2B080M4PCB | American Standard | Air Conditioner | 15 | 80000 | 1.5-TON | A-COIL | Yes | MULTI-POSITION | 18800 | 12 | 17 |  |  | R-454B
215472544 | 5A7A5018A1 | 5PX*B006AS3+TSTAT | S8V2B080M4PCB | American Standard | Air Conditioner | 15 | 80000 | 1.5-TON | A-COIL | Yes | MULTI-POSITION | 19300 | 12 | 17 |  |  | R-454B
215472604 | 5A7A5018A1 | 5PX*BD04AS3+TSTAT | S8V2B080M4PCB | American Standard | Air Conditioner | 15 | 80000 | 1.5-TON | A-COIL | Yes | DOWNFLOW | 18900 | 12 | 17 |  |  | R-454B
215472658 | 5A7A5018A1 | 5PX*BD06AS3+TSTAT | S8V2B080M4PCB | American Standard | Air Conditioner | 15 | 80000 | 1.5-TON | A-COIL | Yes | DOWNFLOW | 19200 | 12 | 17 |  |  | R-454B
215472762 | 5A7A5018A1 | 5TXCB003AS3+TSTAT | S8V2B080M4PCB | American Standard | Air Conditioner | 15 | 80000 | 1.5-TON | A-COIL | Yes | MULTI-POSITION | 18900 | 12 | 17 |  |  | R-454B
215472798 | 5A7A5018A1 | 5TXCB004AS3+TSTAT | S8V2B080M4PCB | American Standard | Air Conditioner | 15 | 80000 | 1.5-TON | A-COIL | Yes | MULTI-POSITION | 18800 | 12 | 17 |  |  | R-454B
215472852 | 5A7A5018A1 | 5TXCB006AS3+TSTAT | S8V2B080M4PCB | American Standard | Air Conditioner | 15 | 80000 | 1.5-TON | A-COIL | Yes | MULTI-POSITION | 19200 | 12 | 17 |  |  | R-454B
215472440 | 5A7A5018A1 | 5PX*B003AS3+TSTAT | S8V2B080M4PDB | American Standard | Air Conditioner | 15 | 80000 | 1.5-TON | A-COIL | Yes | MULTI-POSITION | 18900 | 12 | 17 |  |  | R-454B
215472498 | 5A7A5018A1 | 5PX*B004AS3+TSTAT | S8V2B080M4PDB | American Standard | Air Conditioner | 15 | 80000 | 1.5-TON | A-COIL | Yes | MULTI-POSITION | 18800 | 12 | 17 |  |  | R-454B
215472546 | 5A7A5018A1 | 5PX*B006AS3+TSTAT | S8V2B080M4PDB | American Standard | Air Conditioner | 15 | 80000 | 1.5-TON | A-COIL | Yes | MULTI-POSITION | 19300 | 12 | 17 |  |  | R-454B
215472636 | 5A7A5018A1 | 5PX*BD04AS3+TSTAT | S8V2B080M4PDB | American Standard | Air Conditioner | 15 | 80000 | 1.5-TON | A-COIL | Yes | DOWNFLOW | 18900 | 12 | 17 |  |  | R-454B
215472666 | 5A7A5018A1 | 5PX*BD06AS3+TSTAT | S8V2B080M4PDB | American Standard | Air Conditioner | 15 | 80000 | 1.5-TON | A-COIL | Yes | DOWNFLOW | 19200 | 12 | 17 |  |  | R-454B
215472728 | 5A7A5018A1 | 5TXCB003AS3+TSTAT | S8V2B080M4PDB | American Standard | Air Conditioner | 15 | 80000 | 1.5-TON | A-COIL | Yes | MULTI-POSITION | 18900 | 12 | 17 |  |  | R-454B
215472800 | 5A7A5018A1 | 5TXCB004AS3+TSTAT | S8V2B080M4PDB | American Standard | Air Conditioner | 15 | 80000 | 1.5-TON | A-COIL | Yes | MULTI-POSITION | 18800 | 12 | 17 |  |  | R-454B
215472854 | 5A7A5018A1 | 5TXCB006AS3+TSTAT | S8V2B080M4PDB | American Standard | Air Conditioner | 15 | 80000 | 1.5-TON | A-COIL | Yes | MULTI-POSITION | 19300 | 12 | 17 |  |  | R-454B
215830664 | 5A7A5018A1 | 5PX*BD03AS3+TSTAT | S9V2B040D3VSB | American Standard | Air Conditioner | 15 | 40000 | 1.5-TON | A-COIL | Yes | DOWNFLOW | 19000 | 12 | 17 |  |  | R-454B
215830666 | 5A7A5018A1 | 5PX*BD04AS3+TSTAT | S9V2B040D3VSB | American Standard | Air Conditioner | 15 | 40000 | 1.5-TON | A-COIL | Yes | DOWNFLOW | 19100 | 12 | 17 |  |  | R-454B
215830668 | 5A7A5018A1 | 5PX*BD06AS3+TSTAT | S9V2B040D3VSB | American Standard | Air Conditioner | 15 | 40000 | 1.5-TON | A-COIL | Yes | DOWNFLOW | 19300 | 12 | 17 |  |  | R-454B
215472416 | 5A7A5018A1 | 5PX*B003AS3+TSTAT | S9V2B040U3PSC | American Standard | Air Conditioner | 15 | 40000 | 1.5-TON | A-COIL | Yes | UPFLOW | 18900 | 12 | 17 |  |  | R-454B
215472520 | 5A7A5018A1 | 5PX*B004AS3+TSTAT | S9V2B040U3PSC | American Standard | Air Conditioner | 15 | 40000 | 1.5-TON | A-COIL | Yes | UPFLOW | 19000 | 12 | 17 |  |  | R-454B
215472548 | 5A7A5018A1 | 5PX*B006AS3+TSTAT | S9V2B040U3PSC | American Standard | Air Conditioner | 15 | 40000 | 1.5-TON | A-COIL | Yes | UPFLOW | 19500 | 12 | 17 |  |  | R-454B
215472750 | 5A7A5018A1 | 5TXCB003AS3+TSTAT | S9V2B040U3PSC | American Standard | Air Conditioner | 15 | 40000 | 1.5-TON | A-COIL | Yes | UPFLOW | 19100 | 12 | 17 |  |  | R-454B
215472822 | 5A7A5018A1 | 5TXCB004AS3+TSTAT | S9V2B040U3PSC | American Standard | Air Conditioner | 15 | 40000 | 1.5-TON | A-COIL | Yes | UPFLOW | 19000 | 12 | 17 |  |  | R-454B
215472856 | 5A7A5018A1 | 5TXCB006AS3+TSTAT | S9V2B040U3PSC | American Standard | Air Conditioner | 15 | 40000 | 1.5-TON | A-COIL | Yes | UPFLOW | 19400 | 12 | 17 |  |  | R-454B
215472414 | 5A7A5018A1 | 5PX*B003AS3+TSTAT | S9V2B040U3VSB | American Standard | Air Conditioner | 15 | 40000 | 1.5-TON | A-COIL | Yes | UPFLOW | 18900 | 12 | 17 |  |  | R-454B
215472522 | 5A7A5018A1 | 5PX*B004AS3+TSTAT | S9V2B040U3VSB | American Standard | Air Conditioner | 15 | 40000 | 1.5-TON | A-COIL | Yes | UPFLOW | 19000 | 12 | 17 |  |  | R-454B
215472550 | 5A7A5018A1 | 5PX*B006AS3+TSTAT | S9V2B040U3VSB | American Standard | Air Conditioner | 15 | 40000 | 1.5-TON | A-COIL | Yes | UPFLOW | 19500 | 12 | 17 |  |  | R-454B
215472752 | 5A7A5018A1 | 5TXCB003AS3+TSTAT | S9V2B040U3VSB | American Standard | Air Conditioner | 15 | 40000 | 1.5-TON | A-COIL | Yes | UPFLOW | 19100 | 12 | 17 |  |  | R-454B
215472824 | 5A7A5018A1 | 5TXCB004AS3+TSTAT | S9V2B040U3VSB | American Standard | Air Conditioner | 15 | 40000 | 1.5-TON | A-COIL | Yes | UPFLOW | 19000 | 12 | 17 |  |  | R-454B
215472858 | 5A7A5018A1 | 5TXCB006AS3+TSTAT | S9V2B040U3VSB | American Standard | Air Conditioner | 15 | 40000 | 1.5-TON | A-COIL | Yes | UPFLOW | 19400 | 12 | 17 |  |  | R-454B
215688470 | 5A7A5018A1 | 5PX*BD03AS3+TSTAT | S9V2B060D3VSB | American Standard | Air Conditioner | 15 | 60000 | 1.5-TON | A-COIL | Yes | DOWNFLOW | 18800 | 12 | 17 |  |  | R-454B
215830654 | 5A7A5018A1 | 5PX*B003AS3+TSTAT | S9V2B060U4VSB | American Standard | Air Conditioner | 15 | 60000 | 1.5-TON | A-COIL | Yes | UPFLOW | 19100 | 12 | 17 |  |  | R-454B
215830658 | 5A7A5018A1 | 5PX*B004AS3+TSTAT | S9V2B060U4VSB | American Standard | Air Conditioner | 15 | 60000 | 1.5-TON | A-COIL | Yes | UPFLOW | 19000 | 12 | 17 |  |  | R-454B
215830662 | 5A7A5018A1 | 5PX*B006AS3+TSTAT | S9V2B060U4VSB | American Standard | Air Conditioner | 15 | 60000 | 1.5-TON | A-COIL | Yes | UPFLOW | 19300 | 12 | 17 |  |  | R-454B
215830672 | 5A7A5018A1 | 5TXCB003AS3+TSTAT | S9V2B060U4VSB | American Standard | Air Conditioner | 15 | 60000 | 1.5-TON | A-COIL | Yes | UPFLOW | 19100 | 12 | 17 |  |  | R-454B
215830676 | 5A7A5018A1 | 5TXCB004AS3+TSTAT | S9V2B060U4VSB | American Standard | Air Conditioner | 15 | 60000 | 1.5-TON | A-COIL | Yes | UPFLOW | 19000 | 12 | 17 |  |  | R-454B
215830680 | 5A7A5018A1 | 5TXCB006AS3+TSTAT | S9V2B060U4VSB | American Standard | Air Conditioner | 15 | 60000 | 1.5-TON | A-COIL | Yes | UPFLOW | 19300 | 12 | 17 |  |  | R-454B
215863746 | 5A7A5018A1 | 5TEMCB02AV21+TDR+TSTAT |  | American Standard | Air Conditioner | 15 | NO FURNACE | 1.5-TON | AIR HANDLER | Yes | MULTI-POSITION | 18900 | 12 | 17 |  |  | R-454B
215863748 | 5A7A5018A1 | 5TEMCB03AV31+TDR+TSTAT |  | American Standard | Air Conditioner | 15 | NO FURNACE | 1.5-TON | AIR HANDLER | Yes | MULTI-POSITION | 19000 | 12 | 17 |  |  | R-454B
215863750 | 5A7A5018A1 | 5TEMCD04AV31+TDR+TSTAT |  | American Standard | Air Conditioner | 15 | NO FURNACE | 1.5-TON | AIR HANDLER | Yes | MULTI-POSITION | 19400 | 12 | 17 |  |  | R-454B
215863752 | 5A7A5018A1 | 5TEMCD05AV41+TDR+TSTAT |  | American Standard | Air Conditioner | 15 | NO FURNACE | 1.5-TON | AIR HANDLER | Yes | MULTI-POSITION | 19400 | 12 | 17 |  |  | R-454B
216021725 | 5A7A5018A1 | 5TAM5C03AC21+TSTAT |  | American Standard | Air Conditioner | 15 | NO FURNACE | 1.5-TON | AIR HANDLER | Yes | MULTI-POSITION | 19100 | 12 | 17 |  |  | R-454B
216056121 | 5A7A5018A1 | 5TAMXC03AV31+TSTAT |  | American Standard | Air Conditioner | 15 | NO FURNACE | 1.5-TON | AIR HANDLER | Yes | MULTI-POSITION | 18900 | 12 | 17 |  |  | R-454B
216056123 | 5A7A5018A1 | 5TAMXD04AV31+TSTAT |  | American Standard | Air Conditioner | 15 | NO FURNACE | 1.5-TON | AIR HANDLER | Yes | MULTI-POSITION | 18700 | 12 | 17 |  |  | R-454B
216056125 | 5A7A5018A1 | 5TAMXD05AV41+TSTAT |  | American Standard | Air Conditioner | 15 | NO FURNACE | 1.5-TON | AIR HANDLER | Yes | MULTI-POSITION | 19100 | 12 | 17 |  |  | R-454B
216569739 | 5A7A5018A1 | 5TAM5B01AC21+TSTAT |  | American Standard | Air Conditioner | 15 | NO FURNACE | 1.5-TON | AIR HANDLER | Yes | MULTI-POSITION | 18500 | 12 | 17 |  |  | R-454B
216569741 | 5A7A5018A1 | 5TAM5B02AC21+TSTAT |  | American Standard | Air Conditioner | 15 | NO FURNACE | 1.5-TON | AIR HANDLER | Yes | MULTI-POSITION | 18500 | 12 | 17 |  |  | R-454B
216569769 | 5A7A5018A1 | 5TAMXB02AV21+TSTAT |  | American Standard | Air Conditioner | 15 | NO FURNACE | 1.5-TON | AIR HANDLER | Yes | MULTI-POSITION | 18700 | 12 | 17 |  |  | R-454B
215473192 | 5A7A5024A1 | 5PX*B006AS3+TSTAT | *UHMB060CCV3 | American Standard | Air Conditioner | 15 | 60000 | 2-TON | A-COIL | Yes | UPFLOW | 26000 | 12 | 17 |  |  | R-454B
215473605 | 5A7A5024A1 | 5TXCB006AS3+TSTAT | *UHMB060CCV3 | American Standard | Air Conditioner | 15 | 60000 | 2-TON | A-COIL | Yes | UPFLOW | 26000 | 12 | 17 |  |  | R-454B
215473194 | 5A7A5024A1 | 5PX*B006AS3+TSTAT | *UHMB080CCV3 | American Standard | Air Conditioner | 15 | 80000 | 2-TON | A-COIL | Yes | UPFLOW | 26000 | 12 | 17 |  |  | R-454B
215473607 | 5A7A5024A1 | 5TXCB006AS3+TSTAT | *UHMB080CCV3 | American Standard | Air Conditioner | 15 | 80000 | 2-TON | A-COIL | Yes | UPFLOW | 25800 | 12 | 17 |  |  | R-454B
215473651 | 5A7A5024A1 | 5TXCC007AS3+TSTAT | *UHMC100CCV4 | American Standard | Air Conditioner | 15 | 100000 | 2-TON | A-COIL | Yes | UPFLOW | 26000 | 12 | 17 |  |  | R-454B
215473657 | 5A7A5024A1 | 5TXCC009AS3+TSTAT | *UHMC100CCV4 | American Standard | Air Conditioner | 15 | 100000 | 2-TON | A-COIL | Yes | UPFLOW | 26200 | 12 | 17 |  |  | R-454B
215830692 | 5A7A5024A1 | 5PX*B006AS3+TSTAT | S9V2B060U4VSB | American Standard | Air Conditioner | 15 | 60000 | 2-TON | A-COIL | Yes | UPFLOW | 25600 | 12 | 17 |  |  | R-454B
215830710 | 5A7A5024A1 | 5TXCB006AS3+TSTAT | S9V2B060U4VSB | American Standard | Air Conditioner | 15 | 60000 | 2-TON | A-COIL | Yes | UPFLOW | 25600 | 12 | 17 |  |  | R-454B
215863758 | 5A7A5024A1 | 5TEMCD04AV31+TDR+TSTAT |  | American Standard | Air Conditioner | 15 | NO FURNACE | 2-TON | AIR HANDLER | Yes | MULTI-POSITION | 25800 | 12 | 17 |  |  | R-454B
215863760 | 5A7A5024A1 | 5TEMCD05AV41+TDR+TSTAT |  | American Standard | Air Conditioner | 15 | NO FURNACE | 2-TON | AIR HANDLER | Yes | MULTI-POSITION | 25800 | 12 | 17 |  |  | R-454B
215863762 | 5A7A5024A1 | 5TEMCD06AV41+TDR+TSTAT |  | American Standard | Air Conditioner | 15 | NO FURNACE | 2-TON | AIR HANDLER | Yes | MULTI-POSITION | 26400 | 12 | 17 |  |  | R-454B
215863764 | 5A7A5024A1 | 5TEMCD07AV51+TDR+TSTAT |  | American Standard | Air Conditioner | 15 | NO FURNACE | 2-TON | AIR HANDLER | Yes | MULTI-POSITION | 26200 | 12 | 17 |  |  | R-454B
216021727 | 5A7A5024A1 | 5TAM5C03AC21+TSTAT |  | American Standard | Air Conditioner | 15 | NO FURNACE | 2-TON | AIR HANDLER | Yes | MULTI-POSITION | 25400 | 12 | 17 |  |  | R-454B
216021729 | 5A7A5024A1 | 5TAM5C04AC31+TSTAT |  | American Standard | Air Conditioner | 15 | NO FURNACE | 2-TON | AIR HANDLER | Yes | MULTI-POSITION | 25200 | 12 | 17 |  |  | R-454B
216056129 | 5A7A5024A1 | 5TAMXC03AV31+TSTAT |  | American Standard | Air Conditioner | 15 | NO FURNACE | 2-TON | AIR HANDLER | Yes | MULTI-POSITION | 25400 | 12 | 17 |  |  | R-454B
216056134 | 5A7A5024A1 | 5TAMXD05AV41+TSTAT |  | American Standard | Air Conditioner | 15 | NO FURNACE | 2-TON | AIR HANDLER | Yes | MULTI-POSITION | 25600 | 12 | 17 |  |  | R-454B
216056137 | 5A7A5024A1 | 5TAMXD06AV41+TSTAT |  | American Standard | Air Conditioner | 15 | NO FURNACE | 2-TON | AIR HANDLER | Yes | MULTI-POSITION | 25400 | 12 | 17 |  |  | R-454B
216056140 | 5A7A5024A1 | 5TAMXD07AV51+TSTAT |  | American Standard | Air Conditioner | 15 | NO FURNACE | 2-TON | AIR HANDLER | Yes | MULTI-POSITION | 25600 | 12 | 17 |  |  | R-454B
215474155 | 5A7A5030A1 | 5PX*C007AS3+TSTAT | *UHMC100CCV4 | American Standard | Air Conditioner | 15 | 100000 | 2.5-TON | A-COIL | Yes | UPFLOW | 32200 | 12 | 17 |  |  | R-454B
215474215 | 5A7A5030A1 | 5PX*C009AS3+TSTAT | *UHMC100CCV4 | American Standard | Air Conditioner | 15 | 100000 | 2.5-TON | A-COIL | Yes | UPFLOW | 32400 | 12 | 17 |  |  | R-454B
215474733 | 5A7A5030A1 | 5TXCC009AS3+TSTAT | *UHMC100CCV4 | American Standard | Air Conditioner | 15 | 100000 | 2.5-TON | A-COIL | Yes | UPFLOW | 32400 | 12 | 17 |  |  | R-454B
215474209 | 5A7A5030A1 | 5PX*C009AS3+TSTAT | S8V2C100M5PCB | American Standard | Air Conditioner | 15 | 100000 | 2.5-TON | A-COIL | Yes | MULTI-POSITION | 32600 | 12 | 17 |  |  | R-454B
215474725 | 5A7A5030A1 | 5TXCC009AS3+TSTAT | S8V2C100M5PCB | American Standard | Air Conditioner | 15 | 100000 | 2.5-TON | A-COIL | Yes | MULTI-POSITION | 32600 | 12 | 17 |  |  | R-454B
215474211 | 5A7A5030A1 | 5PX*C009AS3+TSTAT | S8V2C100M5PDB | American Standard | Air Conditioner | 15 | 100000 | 2.5-TON | A-COIL | Yes | MULTI-POSITION | 32600 | 12 | 17 |  |  | R-454B
215474723 | 5A7A5030A1 | 5TXCC009AS3+TSTAT | S8V2C100M5PDB | American Standard | Air Conditioner | 15 | 100000 | 2.5-TON | A-COIL | Yes | MULTI-POSITION | 32600 | 12 | 17 |  |  | R-454B
215830738 | 5A7A5030A1 | 5PX*C007AS3+TSTAT | S9V2C080U5VSB | American Standard | Air Conditioner | 15 | 80000 | 2.5-TON | A-COIL | Yes | UPFLOW | 32000 | 12 | 17 |  |  | R-454B
215830746 | 5A7A5030A1 | 5PX*C009AS3+TSTAT | S9V2C080U5VSB | American Standard | Air Conditioner | 15 | 80000 | 2.5-TON | A-COIL | Yes | UPFLOW | 32000 | 12 | 17 |  |  | R-454B
215830774 | 5A7A5030A1 | 5TXCC007AS3+TSTAT | S9V2C080U5VSB | American Standard | Air Conditioner | 15 | 80000 | 2.5-TON | A-COIL | Yes | UPFLOW | 32000 | 12 | 17 |  |  | R-454B
215830782 | 5A7A5030A1 | 5TXCC009AS3+TSTAT | S9V2C080U5VSB | American Standard | Air Conditioner | 15 | 80000 | 2.5-TON | A-COIL | Yes | UPFLOW | 32000 | 12 | 17 |  |  | R-454B
215474279 | 5A7A5030A1 | 5PX*CD09AS3+TSTAT | S9V2C100D4VSB | American Standard | Air Conditioner | 15 | 100000 | 2.5-TON | A-COIL | Yes | DOWNFLOW | 32400 | 12 | 17 |  |  | R-454B
215474277 | 5A7A5030A1 | 5PX*CD09AS3+TSTAT | S9V2C100D5PSC | American Standard | Air Conditioner | 15 | 100000 | 2.5-TON | A-COIL | Yes | DOWNFLOW | 32400 | 12 | 17 |  |  | R-454B
215830752 | 5A7A5030A1 | 5PX*CD09AS3+TSTAT | S9V2C100D5VSB | American Standard | Air Conditioner | 15 | 100000 | 2.5-TON | A-COIL | Yes | DOWNFLOW | 32000 | 12 | 17 |  |  | R-454B
215474159 | 5A7A5030A1 | 5PX*C007AS3+TSTAT | S9V2C100U5PSC | American Standard | Air Conditioner | 15 | 100000 | 2.5-TON | A-COIL | Yes | UPFLOW | 32200 | 12 | 17 |  |  | R-454B
215474195 | 5A7A5030A1 | 5PX*C009AS3+TSTAT | S9V2C100U5PSC | American Standard | Air Conditioner | 15 | 100000 | 2.5-TON | A-COIL | Yes | UPFLOW | 32600 | 12 | 17 |  |  | R-454B
215474739 | 5A7A5030A1 | 5TXCC009AS3+TSTAT | S9V2C100U5PSC | American Standard | Air Conditioner | 15 | 100000 | 2.5-TON | A-COIL | Yes | UPFLOW | 32600 | 12 | 17 |  |  | R-454B
215830740 | 5A7A5030A1 | 5PX*C007AS3+TSTAT | S9V2C100U5VSB | American Standard | Air Conditioner | 15 | 100000 | 2.5-TON | A-COIL | Yes | UPFLOW | 32000 | 12 | 17 |  |  | R-454B
215830744 | 5A7A5030A1 | 5PX*C009AS3+TSTAT | S9V2C100U5VSB | American Standard | Air Conditioner | 15 | 100000 | 2.5-TON | A-COIL | Yes | UPFLOW | 32000 | 12 | 17 |  |  | R-454B
215830780 | 5A7A5030A1 | 5TXCC009AS3+TSTAT | S9V2C100U5VSB | American Standard | Air Conditioner | 15 | 100000 | 2.5-TON | A-COIL | Yes | UPFLOW | 32000 | 12 | 17 |  |  | R-454B
215863770 | 5A7A5030A1 | 5TEMCD04AV31+TDR+TSTAT |  | American Standard | Air Conditioner | 15 | NO FURNACE | 2.5-TON | AIR HANDLER | Yes | MULTI-POSITION | 32200 | 12 | 17 |  |  | R-454B
215863772 | 5A7A5030A1 | 5TEMCD05AV41+TDR+TSTAT |  | American Standard | Air Conditioner | 15 | NO FURNACE | 2.5-TON | AIR HANDLER | Yes | MULTI-POSITION | 32200 | 12 | 17 |  |  | R-454B
215863774 | 5A7A5030A1 | 5TEMCD06AV41+TDR+TSTAT |  | American Standard | Air Conditioner | 15 | NO FURNACE | 2.5-TON | AIR HANDLER | Yes | MULTI-POSITION | 33200 | 12 | 17 |  |  | R-454B
215863776 | 5A7A5030A1 | 5TEMCD07AV51+TDR+TSTAT |  | American Standard | Air Conditioner | 15 | NO FURNACE | 2.5-TON | AIR HANDLER | Yes | MULTI-POSITION | 33200 | 12 | 17 |  |  | R-454B
216056148 | 5A7A5030A1 | 5TAMXD05AV41+TSTAT |  | American Standard | Air Conditioner | 15 | NO FURNACE | 2.5-TON | AIR HANDLER | Yes | MULTI-POSITION | 31800 | 12 | 17 |  |  | R-454B
216056151 | 5A7A5030A1 | 5TAMXD06AV41+TSTAT |  | American Standard | Air Conditioner | 15 | NO FURNACE | 2.5-TON | AIR HANDLER | Yes | MULTI-POSITION | 32000 | 12 | 17 |  |  | R-454B
216056154 | 5A7A5030A1 | 5TAMXD07AV51+TSTAT |  | American Standard | Air Conditioner | 15 | NO FURNACE | 2.5-TON | AIR HANDLER | Yes | MULTI-POSITION | 31800 | 12 | 17 |  |  | R-454B
216566244 | 5A7A7024A1 | 5PX*B003AS3 | *UHMB060CCV3 | American Standard | Air Conditioner | 17 | 60000 | 2-TON | A-COIL | Yes | UPFLOW | 23400 | 12.5 | 17.1 |  |  | R-454B
216566298 | 5A7A7024A1 | 5PX*B004AS3 | *UHMB060CCV3 | American Standard | Air Conditioner | 17 | 60000 | 2-TON | A-COIL | Yes | UPFLOW | 23400 | 12.5 | 17.1 |  |  | R-454B
216566434 | 5A7A7024A1 | 5PX*B006AS3 | *UHMB060CCV3 | American Standard | Air Conditioner | 17 | 60000 | 2-TON | A-COIL | Yes | UPFLOW | 24000 | 12.5 | 17.1 |  |  | R-454B
216566660 | 5A7A7024A1 | 5TXCB003AS3 | *UHMB060CCV3 | American Standard | Air Conditioner | 17 | 60000 | 2-TON | A-COIL | Yes | UPFLOW | 23400 | 12.5 | 17.1 |  |  | R-454B
216566684 | 5A7A7024A1 | 5TXCB004AS3 | *UHMB060CCV3 | American Standard | Air Conditioner | 17 | 60000 | 2-TON | A-COIL | Yes | UPFLOW | 23400 | 12.5 | 17.1 |  |  | R-454B
216566790 | 5A7A7024A1 | 5TXCB006AS3 | *UHMB060CCV3 | American Standard | Air Conditioner | 17 | 60000 | 2-TON | A-COIL | Yes | UPFLOW | 24000 | 12.5 | 17.1 |  |  | R-454B
216566246 | 5A7A7024A1 | 5PX*B003AS3 | *UHMB080CCV3 | American Standard | Air Conditioner | 17 | 80000 | 2-TON | A-COIL | Yes | UPFLOW | 23400 | 12.5 | 17.1 |  |  | R-454B
216566300 | 5A7A7024A1 | 5PX*B004AS3 | *UHMB080CCV3 | American Standard | Air Conditioner | 17 | 80000 | 2-TON | A-COIL | Yes | UPFLOW | 23400 | 12.5 | 17.1 |  |  | R-454B
216566370 | 5A7A7024A1 | 5PX*B006AS3 | *UHMB080CCV3 | American Standard | Air Conditioner | 17 | 80000 | 2-TON | A-COIL | Yes | UPFLOW | 24000 | 12.5 | 17.1 |  |  | R-454B
216566654 | 5A7A7024A1 | 5TXCB003AS3 | *UHMB080CCV3 | American Standard | Air Conditioner | 17 | 80000 | 2-TON | A-COIL | Yes | UPFLOW | 23400 | 12.5 | 17.1 |  |  | R-454B
216566686 | 5A7A7024A1 | 5TXCB004AS3 | *UHMB080CCV3 | American Standard | Air Conditioner | 17 | 80000 | 2-TON | A-COIL | Yes | UPFLOW | 23400 | 12.5 | 17.1 |  |  | R-454B
216566738 | 5A7A7024A1 | 5TXCB006AS3 | *UHMB080CCV3 | American Standard | Air Conditioner | 17 | 80000 | 2-TON | A-COIL | Yes | UPFLOW | 24000 | 12.5 | 17.1 |  |  | R-454B
216566240 | 5A7A7024A1 | 5PX*B003AS3 | S8V2B060M4PCB | American Standard | Air Conditioner | 17 | 60000 | 2-TON | A-COIL | Yes | MULTI-POSITION | 23000 | 12.5 | 17.1 |  |  | R-454B
216566354 | 5A7A7024A1 | 5PX*B004AS3 | S8V2B060M4PCB | American Standard | Air Conditioner | 17 | 60000 | 2-TON | A-COIL | Yes | MULTI-POSITION | 23000 | 12.5 | 17.1 |  |  | R-454B
216566418 | 5A7A7024A1 | 5PX*B006AS3 | S8V2B060M4PCB | American Standard | Air Conditioner | 17 | 60000 | 2-TON | A-COIL | Yes | MULTI-POSITION | 23600 | 12.5 | 17.1 |  |  | R-454B
216566438 | 5A7A7024A1 | 5PX*BD03AS3 | S8V2B060M4PCB | American Standard | Air Conditioner | 17 | 60000 | 2-TON | A-COIL | Yes | DOWNFLOW | 23000 | 12 | 17.1 |  |  | R-454B
216566554 | 5A7A7024A1 | 5PX*BD04AS3 | S8V2B060M4PCB | American Standard | Air Conditioner | 17 | 60000 | 2-TON | A-COIL | Yes | DOWNFLOW | 23000 | 12.5 | 17.1 |  |  | R-454B
216566574 | 5A7A7024A1 | 5PX*BD06AS3 | S8V2B060M4PCB | American Standard | Air Conditioner | 17 | 60000 | 2-TON | A-COIL | Yes | DOWNFLOW | 23600 | 12.5 | 17.1 |  |  | R-454B
216566650 | 5A7A7024A1 | 5TXCB003AS3 | S8V2B060M4PCB | American Standard | Air Conditioner | 17 | 60000 | 2-TON | A-COIL | Yes | MULTI-POSITION | 23000 | 12.5 | 17.1 |  |  | R-454B
216566700 | 5A7A7024A1 | 5TXCB004AS3 | S8V2B060M4PCB | American Standard | Air Conditioner | 17 | 60000 | 2-TON | A-COIL | Yes | MULTI-POSITION | 23000 | 12.5 | 17.1 |  |  | R-454B
216566782 | 5A7A7024A1 | 5TXCB006AS3 | S8V2B060M4PCB | American Standard | Air Conditioner | 17 | 60000 | 2-TON | A-COIL | Yes | MULTI-POSITION | 23600 | 12.5 | 17.1 |  |  | R-454B
216566232 | 5A7A7024A1 | 5PX*B003AS3 | S8V2B060M4PDB | American Standard | Air Conditioner | 17 | 60000 | 2-TON | A-COIL | Yes | MULTI-POSITION | 23000 | 12.5 | 17.1 |  |  | R-454B
216566352 | 5A7A7024A1 | 5PX*B004AS3 | S8V2B060M4PDB | American Standard | Air Conditioner | 17 | 60000 | 2-TON | A-COIL | Yes | MULTI-POSITION | 23000 | 12.5 | 17.1 |  |  | R-454B
216566432 | 5A7A7024A1 | 5PX*B006AS3 | S8V2B060M4PDB | American Standard | Air Conditioner | 17 | 60000 | 2-TON | A-COIL | Yes | MULTI-POSITION | 23600 | 12.5 | 17.1 |  |  | R-454B
216566498 | 5A7A7024A1 | 5PX*BD03AS3 | S8V2B060M4PDB | American Standard | Air Conditioner | 17 | 60000 | 2-TON | A-COIL | Yes | DOWNFLOW | 23000 | 12 | 17.1 |  |  | R-454B
216566552 | 5A7A7024A1 | 5PX*BD04AS3 | S8V2B060M4PDB | American Standard | Air Conditioner | 17 | 60000 | 2-TON | A-COIL | Yes | DOWNFLOW | 23000 | 12.5 | 17.1 |  |  | R-454B
216566576 | 5A7A7024A1 | 5PX*BD06AS3 | S8V2B060M4PDB | American Standard | Air Conditioner | 17 | 60000 | 2-TON | A-COIL | Yes | DOWNFLOW | 23600 | 12.5 | 17.1 |  |  | R-454B
216566656 | 5A7A7024A1 | 5TXCB003AS3 | S8V2B060M4PDB | American Standard | Air Conditioner | 17 | 60000 | 2-TON | A-COIL | Yes | MULTI-POSITION | 23000 | 12.5 | 17.1 |  |  | R-454B
216566698 | 5A7A7024A1 | 5TXCB004AS3 | S8V2B060M4PDB | American Standard | Air Conditioner | 17 | 60000 | 2-TON | A-COIL | Yes | MULTI-POSITION | 23000 | 12.5 | 17.1 |  |  | R-454B
216566750 | 5A7A7024A1 | 5TXCB006AS3 | S8V2B060M4PDB | American Standard | Air Conditioner | 17 | 60000 | 2-TON | A-COIL | Yes | MULTI-POSITION | 23600 | 12.5 | 17.1 |  |  | R-454B
216566238 | 5A7A7024A1 | 5PX*B003AS3 | S8V2B080M4PCB | American Standard | Air Conditioner | 17 | 80000 | 2-TON | A-COIL | Yes | MULTI-POSITION | 23400 | 12.5 | 17.1 |  |  | R-454B
216566350 | 5A7A7024A1 | 5PX*B004AS3 | S8V2B080M4PCB | American Standard | Air Conditioner | 17 | 80000 | 2-TON | A-COIL | Yes | MULTI-POSITION | 23400 | 12.5 | 17.1 |  |  | R-454B
216566430 | 5A7A7024A1 | 5PX*B006AS3 | S8V2B080M4PCB | American Standard | Air Conditioner | 17 | 80000 | 2-TON | A-COIL | Yes | MULTI-POSITION | 24000 | 12.5 | 17.1 |  |  | R-454B
216566436 | 5A7A7024A1 | 5PX*BD03AS3 | S8V2B080M4PCB | American Standard | Air Conditioner | 17 | 80000 | 2-TON | A-COIL | Yes | DOWNFLOW | 23200 | 12.5 | 17.1 |  |  | R-454B
216566542 | 5A7A7024A1 | 5PX*BD04AS3 | S8V2B080M4PCB | American Standard | Air Conditioner | 17 | 80000 | 2-TON | A-COIL | Yes | DOWNFLOW | 23400 | 12.5 | 17.1 |  |  | R-454B
216566558 | 5A7A7024A1 | 5PX*BD06AS3 | S8V2B080M4PCB | American Standard | Air Conditioner | 17 | 80000 | 2-TON | A-COIL | Yes | DOWNFLOW | 24000 | 12.5 | 17.1 |  |  | R-454B
216566648 | 5A7A7024A1 | 5TXCB003AS3 | S8V2B080M4PCB | American Standard | Air Conditioner | 17 | 80000 | 2-TON | A-COIL | Yes | MULTI-POSITION | 23400 | 12.5 | 17.1 |  |  | R-454B
216566696 | 5A7A7024A1 | 5TXCB004AS3 | S8V2B080M4PCB | American Standard | Air Conditioner | 17 | 80000 | 2-TON | A-COIL | Yes | MULTI-POSITION | 23400 | 12.5 | 17.1 |  |  | R-454B
216566736 | 5A7A7024A1 | 5TXCB006AS3 | S8V2B080M4PCB | American Standard | Air Conditioner | 17 | 80000 | 2-TON | A-COIL | Yes | MULTI-POSITION | 24000 | 12.5 | 17.1 |  |  | R-454B
216566230 | 5A7A7024A1 | 5PX*B003AS3 | S8V2B080M4PDB | American Standard | Air Conditioner | 17 | 80000 | 2-TON | A-COIL | Yes | MULTI-POSITION | 23400 | 12.5 | 17.1 |  |  | R-454B
216566348 | 5A7A7024A1 | 5PX*B004AS3 | S8V2B080M4PDB | American Standard | Air Conditioner | 17 | 80000 | 2-TON | A-COIL | Yes | MULTI-POSITION | 23400 | 12.5 | 17.1 |  |  | R-454B
216566428 | 5A7A7024A1 | 5PX*B006AS3 | S8V2B080M4PDB | American Standard | Air Conditioner | 17 | 80000 | 2-TON | A-COIL | Yes | MULTI-POSITION | 24000 | 12.5 | 17.1 |  |  | R-454B
216566490 | 5A7A7024A1 | 5PX*BD03AS3 | S8V2B080M4PDB | American Standard | Air Conditioner | 17 | 80000 | 2-TON | A-COIL | Yes | DOWNFLOW | 23200 | 12.5 | 17.1 |  |  | R-454B
216566544 | 5A7A7024A1 | 5PX*BD04AS3 | S8V2B080M4PDB | American Standard | Air Conditioner | 17 | 80000 | 2-TON | A-COIL | Yes | DOWNFLOW | 23400 | 12.5 | 17.1 |  |  | R-454B
216566560 | 5A7A7024A1 | 5PX*BD06AS3 | S8V2B080M4PDB | American Standard | Air Conditioner | 17 | 80000 | 2-TON | A-COIL | Yes | DOWNFLOW | 24000 | 12.5 | 17.1 |  |  | R-454B
216566646 | 5A7A7024A1 | 5TXCB003AS3 | S8V2B080M4PDB | American Standard | Air Conditioner | 17 | 80000 | 2-TON | A-COIL | Yes | MULTI-POSITION | 23400 | 12.5 | 17.1 |  |  | R-454B
216566694 | 5A7A7024A1 | 5TXCB004AS3 | S8V2B080M4PDB | American Standard | Air Conditioner | 17 | 80000 | 2-TON | A-COIL | Yes | MULTI-POSITION | 23400 | 12.5 | 17.1 |  |  | R-454B
216566748 | 5A7A7024A1 | 5TXCB006AS3 | S8V2B080M4PDB | American Standard | Air Conditioner | 17 | 80000 | 2-TON | A-COIL | Yes | MULTI-POSITION | 24000 | 12.5 | 17.1 |  |  | R-454B
216530947 | 5A7A7024A1 | 5PX*A001AS3 | S8X1A040M3PSC | American Standard | Air Conditioner | 17 | 40000 | 2-TON | A-COIL | Yes | MULTI-POSITION | 22800 | 12 | 17 |  |  | R-454B
216566218 | 5A7A7024A1 | 5PX*A002AS3 | S8X1A040M3PSC | American Standard | Air Conditioner | 17 | 40000 | 2-TON | A-COIL | Yes | MULTI-POSITION | 23200 | 12.5 | 17.1 |  |  | R-454B
216566258 | 5A7A7024A1 | 5PX*B003AS3 | S8X1A040M3PSC | American Standard | Air Conditioner | 17 | 40000 | 2-TON | A-COIL | Yes | MULTI-POSITION | 23400 | 12.5 | 17.1 |  |  | R-454B
216566312 | 5A7A7024A1 | 5PX*B004AS3 | S8X1A040M3PSC | American Standard | Air Conditioner | 17 | 40000 | 2-TON | A-COIL | Yes | MULTI-POSITION | 22800 | 12.5 | 17.1 |  |  | R-454B
216566456 | 5A7A7024A1 | 5PX*BD03AS3 | S8X1A040M3PSC | American Standard | Air Conditioner | 17 | 40000 | 2-TON | A-COIL | Yes | DOWNFLOW | 23200 | 12.5 | 17.1 |  |  | R-454B
216566500 | 5A7A7024A1 | 5PX*BD04AS3 | S8X1A040M3PSC | American Standard | Air Conditioner | 17 | 40000 | 2-TON | A-COIL | Yes | DOWNFLOW | 22800 | 12.5 | 17.1 |  |  | R-454B
216566626 | 5A7A7024A1 | 5TXCA002AS3 | S8X1A040M3PSC | American Standard | Air Conditioner | 17 | 40000 | 2-TON | A-COIL | Yes | MULTI-POSITION | 23200 | 12.5 | 17.1 |  |  | R-454B
216566718 | 5A7A7024A1 | 5TXCB004AS3 | S8X1A040M3PSC | American Standard | Air Conditioner | 17 | 40000 | 2-TON | A-COIL | Yes | MULTI-POSITION | 22800 | 12.5 | 17.1 |  |  | R-454B
216619641 | 5A7A7024A1 | 5PX*BD06AS3 | S8X1A040M3PSC | American Standard | Air Conditioner | 17 | 40000 | 2-TON | A-COIL | Yes | DOWNFLOW | 23600 | 12.5 | 17.1 |  |  | R-454B
216619661 | 5A7A7024A1 | 5TXCB003AS3 | S8X1A040M3PSC | American Standard | Air Conditioner | 17 | 40000 | 2-TON | A-COIL | Yes | MULTI-POSITION | 23400 | 12.5 | 17.1 |  |  | R-454B
216566264 | 5A7A7024A1 | 5PX*B003AS3 | S8X1B060M4PSC | American Standard | Air Conditioner | 17 | 60000 | 2-TON | A-COIL | Yes | MULTI-POSITION | 23400 | 12.5 | 17.1 |  |  | R-454B
216566320 | 5A7A7024A1 | 5PX*B004AS3 | S8X1B060M4PSC | American Standard | Air Conditioner | 17 | 60000 | 2-TON | A-COIL | Yes | MULTI-POSITION | 23200 | 12.5 | 17.1 |  |  | R-454B
216566464 | 5A7A7024A1 | 5PX*BD03AS3 | S8X1B060M4PSC | American Standard | Air Conditioner | 17 | 60000 | 2-TON | A-COIL | Yes | DOWNFLOW | 23200 | 12.5 | 17.1 |  |  | R-454B
216566508 | 5A7A7024A1 | 5PX*BD04AS3 | S8X1B060M4PSC | American Standard | Air Conditioner | 17 | 60000 | 2-TON | A-COIL | Yes | DOWNFLOW | 23200 | 12.5 | 17.1 |  |  | R-454B
216566726 | 5A7A7024A1 | 5TXCB004AS3 | S8X1B060M4PSC | American Standard | Air Conditioner | 17 | 60000 | 2-TON | A-COIL | Yes | MULTI-POSITION | 23200 | 12.5 | 17.1 |  |  | R-454B
216619669 | 5A7A7024A1 | 5TXCB003AS3 | S8X1B060M4PSC | American Standard | Air Conditioner | 17 | 60000 | 2-TON | A-COIL | Yes | MULTI-POSITION | 23400 | 12.5 | 17.1 |  |  | R-454B
216566268 | 5A7A7024A1 | 5PX*B003AS3 | S8X1B080M4PSC | American Standard | Air Conditioner | 17 | 80000 | 2-TON | A-COIL | Yes | MULTI-POSITION | 23000 | 12.5 | 17.1 |  |  | R-454B
216566324 | 5A7A7024A1 | 5PX*B004AS3 | S8X1B080M4PSC | American Standard | Air Conditioner | 17 | 80000 | 2-TON | A-COIL | Yes | MULTI-POSITION | 23000 | 12.5 | 17.1 |  |  | R-454B
216566468 | 5A7A7024A1 | 5PX*BD03AS3 | S8X1B080M4PSC | American Standard | Air Conditioner | 17 | 80000 | 2-TON | A-COIL | Yes | DOWNFLOW | 22800 | 12 | 17.1 |  |  | R-454B
216566512 | 5A7A7024A1 | 5PX*BD04AS3 | S8X1B080M4PSC | American Standard | Air Conditioner | 17 | 80000 | 2-TON | A-COIL | Yes | DOWNFLOW | 23200 | 12.5 | 17.1 |  |  | R-454B
216566730 | 5A7A7024A1 | 5TXCB004AS3 | S8X1B080M4PSC | American Standard | Air Conditioner | 17 | 80000 | 2-TON | A-COIL | Yes | MULTI-POSITION | 23000 | 12.5 | 17.1 |  |  | R-454B
216619673 | 5A7A7024A1 | 5TXCB003AS3 | S8X1B080M4PSC | American Standard | Air Conditioner | 17 | 80000 | 2-TON | A-COIL | Yes | MULTI-POSITION | 23000 | 12.5 | 17.1 |  |  | R-454B
216530952 | 5A7A7024A1 | 5PX*A001AS3 | S8X2A040M3PSC | American Standard | Air Conditioner | 17 | 40000 | 2-TON | A-COIL | Yes | MULTI-POSITION | 22800 | 12 | 17 |  |  | R-454B
216566222 | 5A7A7024A1 | 5PX*A002AS3 | S8X2A040M3PSC | American Standard | Air Conditioner | 17 | 40000 | 2-TON | A-COIL | Yes | MULTI-POSITION | 23200 | 12.5 | 17.1 |  |  | R-454B
216566272 | 5A7A7024A1 | 5PX*B003AS3 | S8X2A040M3PSC | American Standard | Air Conditioner | 17 | 40000 | 2-TON | A-COIL | Yes | MULTI-POSITION | 23400 | 12.5 | 17.1 |  |  | R-454B
216566328 | 5A7A7024A1 | 5PX*B004AS3 | S8X2A040M3PSC | American Standard | Air Conditioner | 17 | 40000 | 2-TON | A-COIL | Yes | MULTI-POSITION | 22800 | 12.5 | 17.1 |  |  | R-454B
216566470 | 5A7A7024A1 | 5PX*BD03AS3 | S8X2A040M3PSC | American Standard | Air Conditioner | 17 | 40000 | 2-TON | A-COIL | Yes | DOWNFLOW | 23200 | 12.5 | 17.1 |  |  | R-454B
216566516 | 5A7A7024A1 | 5PX*BD04AS3 | S8X2A040M3PSC | American Standard | Air Conditioner | 17 | 40000 | 2-TON | A-COIL | Yes | DOWNFLOW | 22800 | 12.5 | 17.1 |  |  | R-454B
216566622 | 5A7A7024A1 | 5TXCA002AS3 | S8X2A040M3PSC | American Standard | Air Conditioner | 17 | 40000 | 2-TON | A-COIL | Yes | MULTI-POSITION | 23200 | 12.5 | 17.1 |  |  | R-454B
216566734 | 5A7A7024A1 | 5TXCB004AS3 | S8X2A040M3PSC | American Standard | Air Conditioner | 17 | 40000 | 2-TON | A-COIL | Yes | MULTI-POSITION | 22800 | 12.5 | 17.1 |  |  | R-454B
216619649 | 5A7A7024A1 | 5PX*BD06AS3 | S8X2A040M3PSC | American Standard | Air Conditioner | 17 | 40000 | 2-TON | A-COIL | Yes | DOWNFLOW | 23600 | 12.5 | 17.1 |  |  | R-454B
216619677 | 5A7A7024A1 | 5TXCB003AS3 | S8X2A040M3PSC | American Standard | Air Conditioner | 17 | 40000 | 2-TON | A-COIL | Yes | MULTI-POSITION | 23400 | 12.5 | 17.1 |  |  | R-454B
216566276 | 5A7A7024A1 | 5PX*B003AS3 | S8X2B060M4PSC | American Standard | Air Conditioner | 17 | 60000 | 2-TON | A-COIL | Yes | MULTI-POSITION | 23400 | 12.5 | 17.1 |  |  | R-454B
216566332 | 5A7A7024A1 | 5PX*B004AS3 | S8X2B060M4PSC | American Standard | Air Conditioner | 17 | 60000 | 2-TON | A-COIL | Yes | MULTI-POSITION | 23200 | 12.5 | 17.1 |  |  | R-454B
216566474 | 5A7A7024A1 | 5PX*BD03AS3 | S8X2B060M4PSC | American Standard | Air Conditioner | 17 | 60000 | 2-TON | A-COIL | Yes | DOWNFLOW | 23200 | 12.5 | 17.1 |  |  | R-454B
216566520 | 5A7A7024A1 | 5PX*BD04AS3 | S8X2B060M4PSC | American Standard | Air Conditioner | 17 | 60000 | 2-TON | A-COIL | Yes | DOWNFLOW | 23200 | 12.5 | 17.1 |  |  | R-454B
216566664 | 5A7A7024A1 | 5TXCB004AS3 | S8X2B060M4PSC | American Standard | Air Conditioner | 17 | 60000 | 2-TON | A-COIL | Yes | MULTI-POSITION | 23200 | 12.5 | 17.1 |  |  | R-454B
216619681 | 5A7A7024A1 | 5TXCB003AS3 | S8X2B060M4PSC | American Standard | Air Conditioner | 17 | 60000 | 2-TON | A-COIL | Yes | MULTI-POSITION | 23400 | 12.5 | 17.1 |  |  | R-454B
216566280 | 5A7A7024A1 | 5PX*B003AS3 | S8X2B080M4PSC | American Standard | Air Conditioner | 17 | 80000 | 2-TON | A-COIL | Yes | MULTI-POSITION | 23000 | 12.5 | 17.1 |  |  | R-454B
216566336 | 5A7A7024A1 | 5PX*B004AS3 | S8X2B080M4PSC | American Standard | Air Conditioner | 17 | 80000 | 2-TON | A-COIL | Yes | MULTI-POSITION | 23000 | 12.5 | 17.1 |  |  | R-454B
216566478 | 5A7A7024A1 | 5PX*BD03AS3 | S8X2B080M4PSC | American Standard | Air Conditioner | 17 | 80000 | 2-TON | A-COIL | Yes | DOWNFLOW | 22800 | 12 | 17.1 |  |  | R-454B
216566524 | 5A7A7024A1 | 5PX*BD04AS3 | S8X2B080M4PSC | American Standard | Air Conditioner | 17 | 80000 | 2-TON | A-COIL | Yes | DOWNFLOW | 23200 | 12.5 | 17.1 |  |  | R-454B
216566668 | 5A7A7024A1 | 5TXCB004AS3 | S8X2B080M4PSC | American Standard | Air Conditioner | 17 | 80000 | 2-TON | A-COIL | Yes | MULTI-POSITION | 23000 | 12.5 | 17.1 |  |  | R-454B
216619685 | 5A7A7024A1 | 5TXCB003AS3 | S8X2B080M4PSC | American Standard | Air Conditioner | 17 | 80000 | 2-TON | A-COIL | Yes | MULTI-POSITION | 23000 | 12.5 | 17.1 |  |  | R-454B
216619631 | 5A7A7024A1 | 5PX*B006AS3 | S9V2B040D3VSB | American Standard | Air Conditioner | 17 | 40000 | 2-TON | A-COIL | Yes | DOWNFLOW | 22400 | 12 | 17 |  |  | R-454B
216619633 | 5A7A7024A1 | 5PX*BD03AS3 | S9V2B040D3VSB | American Standard | Air Conditioner | 17 | 40000 | 2-TON | A-COIL | Yes | DOWNFLOW | 23400 | 12.5 | 17.1 |  |  | R-454B
216619635 | 5A7A7024A1 | 5PX*BD04AS3 | S9V2B040D3VSB | American Standard | Air Conditioner | 17 | 40000 | 2-TON | A-COIL | Yes | DOWNFLOW | 23600 | 12.5 | 17.1 |  |  | R-454B
216619645 | 5A7A7024A1 | 5PX*BD06AS3 | S9V2B040D3VSB | American Standard | Air Conditioner | 17 | 40000 | 2-TON | A-COIL | Yes | DOWNFLOW | 24000 | 12.5 | 17.1 |  |  | R-454B
216619695 | 5A7A7024A1 | 5TXCB006AS3 | S9V2B040D3VSB | American Standard | Air Conditioner | 17 | 40000 | 2-TON | A-COIL | Yes | DOWNFLOW | 22600 | 12 | 17.1 |  |  | R-454B
216566284 | 5A7A7024A1 | 5PX*B003AS3 | S9V2B040U3PSC | American Standard | Air Conditioner | 17 | 40000 | 2-TON | A-COIL | Yes | UPFLOW | 23400 | 12.5 | 17.1 |  |  | R-454B
216566340 | 5A7A7024A1 | 5PX*B004AS3 | S9V2B040U3PSC | American Standard | Air Conditioner | 17 | 40000 | 2-TON | A-COIL | Yes | UPFLOW | 23400 | 12.5 | 17.1 |  |  | R-454B
216566378 | 5A7A7024A1 | 5PX*B006AS3 | S9V2B040U3PSC | American Standard | Air Conditioner | 17 | 40000 | 2-TON | A-COIL | Yes | UPFLOW | 24000 | 12.5 | 17.1 |  |  | R-454B
216566672 | 5A7A7024A1 | 5TXCB004AS3 | S9V2B040U3PSC | American Standard | Air Conditioner | 17 | 40000 | 2-TON | A-COIL | Yes | UPFLOW | 23400 | 12.5 | 17.1 |  |  | R-454B
216566758 | 5A7A7024A1 | 5TXCB006AS3 | S9V2B040U3PSC | American Standard | Air Conditioner | 17 | 40000 | 2-TON | A-COIL | Yes | UPFLOW | 24000 | 12.5 | 17.1 |  |  | R-454B
216619689 | 5A7A7024A1 | 5TXCB003AS3 | S9V2B040U3PSC | American Standard | Air Conditioner | 17 | 40000 | 2-TON | A-COIL | Yes | UPFLOW | 23400 | 12.5 | 17.1 |  |  | R-454B
216566286 | 5A7A7024A1 | 5PX*B003AS3 | S9V2B040U3VSB | American Standard | Air Conditioner | 17 | 40000 | 2-TON | A-COIL | Yes | UPFLOW | 23400 | 12.5 | 17.1 |  |  | R-454B
216566356 | 5A7A7024A1 | 5PX*B004AS3 | S9V2B040U3VSB | American Standard | Air Conditioner | 17 | 40000 | 2-TON | A-COIL | Yes | UPFLOW | 23400 | 12.5 | 17.1 |  |  | R-454B
216566380 | 5A7A7024A1 | 5PX*B006AS3 | S9V2B040U3VSB | American Standard | Air Conditioner | 17 | 40000 | 2-TON | A-COIL | Yes | UPFLOW | 24000 | 12.5 | 17.1 |  |  | R-454B
216566674 | 5A7A7024A1 | 5TXCB004AS3 | S9V2B040U3VSB | American Standard | Air Conditioner | 17 | 40000 | 2-TON | A-COIL | Yes | UPFLOW | 23400 | 12.5 | 17.1 |  |  | R-454B
216566760 | 5A7A7024A1 | 5TXCB006AS3 | S9V2B040U3VSB | American Standard | Air Conditioner | 17 | 40000 | 2-TON | A-COIL | Yes | UPFLOW | 24000 | 12.5 | 17.1 |  |  | R-454B
216566398 | 5A7A7024A1 | 5PX*B006AS3 | S9V2B060D3VSB | American Standard | Air Conditioner | 17 | 60000 | 2-TON | A-COIL | Yes | DOWNFLOW | 22200 | 12 | 17 |  |  | R-454B
216566492 | 5A7A7024A1 | 5PX*BD03AS3 | S9V2B060D3VSB | American Standard | Air Conditioner | 17 | 60000 | 2-TON | A-COIL | Yes | DOWNFLOW | 23200 | 12.5 | 17.1 |  |  | R-454B
216566532 | 5A7A7024A1 | 5PX*BD04AS3 | S9V2B060D3VSB | American Standard | Air Conditioner | 17 | 60000 | 2-TON | A-COIL | Yes | DOWNFLOW | 23400 | 12.5 | 17.1 |  |  | R-454B
216566578 | 5A7A7024A1 | 5PX*BD06AS3 | S9V2B060D3VSB | American Standard | Air Conditioner | 17 | 60000 | 2-TON | A-COIL | Yes | DOWNFLOW | 23800 | 12.5 | 17.1 |  |  | R-454B
216566778 | 5A7A7024A1 | 5TXCB006AS3 | S9V2B060D3VSB | American Standard | Air Conditioner | 17 | 60000 | 2-TON | A-COIL | Yes | DOWNFLOW | 22600 | 12 | 17.1 |  |  | R-454B
216566228 | 5A7A7024A1 | 5PX*B003AS3 | S9V2B060U4VSB | American Standard | Air Conditioner | 17 | 60000 | 2-TON | A-COIL | Yes | UPFLOW | 23400 | 12.5 | 17.1 |  |  | R-454B
216566346 | 5A7A7024A1 | 5PX*B004AS3 | S9V2B060U4VSB | American Standard | Air Conditioner | 17 | 60000 | 2-TON | A-COIL | Yes | UPFLOW | 23400 | 12.5 | 17.1 |  |  | R-454B
216566426 | 5A7A7024A1 | 5PX*B006AS3 | S9V2B060U4VSB | American Standard | Air Conditioner | 17 | 60000 | 2-TON | A-COIL | Yes | UPFLOW | 24000 | 12.5 | 17.1 |  |  | R-454B
216566644 | 5A7A7024A1 | 5TXCB003AS3 | S9V2B060U4VSB | American Standard | Air Conditioner | 17 | 60000 | 2-TON | A-COIL | Yes | UPFLOW | 23400 | 12.5 | 17.1 |  |  | R-454B
216566692 | 5A7A7024A1 | 5TXCB004AS3 | S9V2B060U4VSB | American Standard | Air Conditioner | 17 | 60000 | 2-TON | A-COIL | Yes | UPFLOW | 23400 | 12.5 | 17.1 |  |  | R-454B
216566746 | 5A7A7024A1 | 5TXCB006AS3 | S9V2B060U4VSB | American Standard | Air Conditioner | 17 | 60000 | 2-TON | A-COIL | Yes | UPFLOW | 24000 | 12.5 | 17.1 |  |  | R-454B
216566400 | 5A7A7024A1 | 5PX*B006AS3 | S9V2B080D4PSC | American Standard | Air Conditioner | 17 | 80000 | 2-TON | A-COIL | Yes | DOWNFLOW | 22400 | 12 | 17 |  |  | R-454B
216566486 | 5A7A7024A1 | 5PX*BD03AS3 | S9V2B080D4PSC | American Standard | Air Conditioner | 17 | 80000 | 2-TON | A-COIL | Yes | DOWNFLOW | 23200 | 12.5 | 17.1 |  |  | R-454B
216566534 | 5A7A7024A1 | 5PX*BD04AS3 | S9V2B080D4PSC | American Standard | Air Conditioner | 17 | 80000 | 2-TON | A-COIL | Yes | DOWNFLOW | 23400 | 12.5 | 17.1 |  |  | R-454B
216566580 | 5A7A7024A1 | 5PX*BD06AS3 | S9V2B080D4PSC | American Standard | Air Conditioner | 17 | 80000 | 2-TON | A-COIL | Yes | DOWNFLOW | 24000 | 12.5 | 17.1 |  |  | R-454B
216566784 | 5A7A7024A1 | 5TXCB006AS3 | S9V2B080D4PSC | American Standard | Air Conditioner | 17 | 80000 | 2-TON | A-COIL | Yes | DOWNFLOW | 22600 | 12 | 17.1 |  |  | R-454B
216566402 | 5A7A7024A1 | 5PX*B006AS3 | S9V2B080D4VSB | American Standard | Air Conditioner | 17 | 80000 | 2-TON | A-COIL | Yes | DOWNFLOW | 22400 | 12 | 17 |  |  | R-454B
216566488 | 5A7A7024A1 | 5PX*BD03AS3 | S9V2B080D4VSB | American Standard | Air Conditioner | 17 | 80000 | 2-TON | A-COIL | Yes | DOWNFLOW | 23200 | 12.5 | 17.1 |  |  | R-454B
216566536 | 5A7A7024A1 | 5PX*BD04AS3 | S9V2B080D4VSB | American Standard | Air Conditioner | 17 | 80000 | 2-TON | A-COIL | Yes | DOWNFLOW | 23400 | 12.5 | 17.1 |  |  | R-454B
216566570 | 5A7A7024A1 | 5PX*BD06AS3 | S9V2B080D4VSB | American Standard | Air Conditioner | 17 | 80000 | 2-TON | A-COIL | Yes | DOWNFLOW | 24000 | 12.5 | 17.1 |  |  | R-454B
216566786 | 5A7A7024A1 | 5TXCB006AS3 | S9V2B080D4VSB | American Standard | Air Conditioner | 17 | 80000 | 2-TON | A-COIL | Yes | DOWNFLOW | 22600 | 12 | 17.1 |  |  | R-454B
216566416 | 5A7A7024A1 | 5PX*B006AS3 | S9X1B040D3PSB | American Standard | Air Conditioner | 17 | 40000 | 2-TON | A-COIL | Yes | DOWNFLOW | 22400 | 12 | 17.1 |  |  | R-454B
216566454 | 5A7A7024A1 | 5PX*BD03AS3 | S9X1B040D3PSB | American Standard | Air Conditioner | 17 | 40000 | 2-TON | A-COIL | Yes | DOWNFLOW | 23200 | 12.5 | 17.1 |  |  | R-454B
216566550 | 5A7A7024A1 | 5PX*BD04AS3 | S9X1B040D3PSB | American Standard | Air Conditioner | 17 | 40000 | 2-TON | A-COIL | Yes | DOWNFLOW | 23400 | 12.5 | 17.1 |  |  | R-454B
216566584 | 5A7A7024A1 | 5PX*BD06AS3 | S9X1B040D3PSB | American Standard | Air Conditioner | 17 | 40000 | 2-TON | A-COIL | Yes | DOWNFLOW | 23800 | 12.5 | 17.1 |  |  | R-454B
216566740 | 5A7A7024A1 | 5TXCB006AS3 | S9X1B040D3PSB | American Standard | Air Conditioner | 17 | 40000 | 2-TON | A-COIL | Yes | DOWNFLOW | 22600 | 12 | 17.1 |  |  | R-454B
216566226 | 5A7A7024A1 | 5PX*B003AS3 | S9X1B040U3PSB | American Standard | Air Conditioner | 17 | 40000 | 2-TON | A-COIL | Yes | UPFLOW | 23200 | 12.5 | 17.1 |  |  | R-454B
216566344 | 5A7A7024A1 | 5PX*B004AS3 | S9X1B040U3PSB | American Standard | Air Conditioner | 17 | 40000 | 2-TON | A-COIL | Yes | UPFLOW | 23400 | 12.5 | 17.1 |  |  | R-454B
216566408 | 5A7A7024A1 | 5PX*B006AS3 | S9X1B040U3PSB | American Standard | Air Conditioner | 17 | 40000 | 2-TON | A-COIL | Yes | UPFLOW | 24000 | 12.5 | 17.1 |  |  | R-454B
216566642 | 5A7A7024A1 | 5TXCB003AS3 | S9X1B040U3PSB | American Standard | Air Conditioner | 17 | 40000 | 2-TON | A-COIL | Yes | UPFLOW | 23200 | 12.5 | 17.1 |  |  | R-454B
216566702 | 5A7A7024A1 | 5TXCB004AS3 | S9X1B040U3PSB | American Standard | Air Conditioner | 17 | 40000 | 2-TON | A-COIL | Yes | UPFLOW | 23400 | 12.5 | 17.1 |  |  | R-454B
216566744 | 5A7A7024A1 | 5TXCB006AS3 | S9X1B040U3PSB | American Standard | Air Conditioner | 17 | 40000 | 2-TON | A-COIL | Yes | UPFLOW | 24000 | 12.5 | 17.1 |  |  | R-454B
216566414 | 5A7A7024A1 | 5PX*B006AS3 | S9X1B060D3PSB | American Standard | Air Conditioner | 17 | 60000 | 2-TON | A-COIL | Yes | DOWNFLOW | 22400 | 12 | 17 |  |  | R-454B
216566452 | 5A7A7024A1 | 5PX*BD03AS3 | S9X1B060D3PSB | American Standard | Air Conditioner | 17 | 60000 | 2-TON | A-COIL | Yes | DOWNFLOW | 23200 | 12.5 | 17.1 |  |  | R-454B
216566450 | 5A7A7024A1 | 5PX*BD03AS3 | S9X1B080D4PSB | American Standard | Air Conditioner | 17 | 80000 | 2-TON | A-COIL | Yes | DOWNFLOW | 23400 | 12.5 | 17.1 |  |  | R-454B
216566224 | 5A7A7024A1 | 5PX*B003AS3 | S9X2B040U3PSB | American Standard | Air Conditioner | 17 | 40000 | 2-TON | A-COIL | Yes | UPFLOW | 23200 | 12.5 | 17.1 |  |  | R-454B
216566342 | 5A7A7024A1 | 5PX*B004AS3 | S9X2B040U3PSB | American Standard | Air Conditioner | 17 | 40000 | 2-TON | A-COIL | Yes | UPFLOW | 23400 | 12.5 | 17.1 |  |  | R-454B
216566406 | 5A7A7024A1 | 5PX*B006AS3 | S9X2B040U3PSB | American Standard | Air Conditioner | 17 | 40000 | 2-TON | A-COIL | Yes | UPFLOW | 24000 | 12.5 | 17.1 |  |  | R-454B
216566640 | 5A7A7024A1 | 5TXCB003AS3 | S9X2B040U3PSB | American Standard | Air Conditioner | 17 | 40000 | 2-TON | A-COIL | Yes | UPFLOW | 23200 | 12.5 | 17.1 |  |  | R-454B
216566704 | 5A7A7024A1 | 5TXCB004AS3 | S9X2B040U3PSB | American Standard | Air Conditioner | 17 | 40000 | 2-TON | A-COIL | Yes | UPFLOW | 23400 | 12.5 | 17.1 |  |  | R-454B
216566742 | 5A7A7024A1 | 5TXCB006AS3 | S9X2B040U3PSB | American Standard | Air Conditioner | 17 | 40000 | 2-TON | A-COIL | Yes | UPFLOW | 24000 | 12.5 | 17.1 |  |  | R-454B
216566424 | 5A7A7024A1 | 5PX*B006AS3 | S9X2B060D3PSB | American Standard | Air Conditioner | 17 | 60000 | 2-TON | A-COIL | Yes | DOWNFLOW | 22400 | 12 | 17 |  |  | R-454B
216566446 | 5A7A7024A1 | 5PX*BD03AS3 | S9X2B060D3PSB | American Standard | Air Conditioner | 17 | 60000 | 2-TON | A-COIL | Yes | DOWNFLOW | 23200 | 12.5 | 17.1 |  |  | R-454B
216566444 | 5A7A7024A1 | 5PX*BD03AS3 | S9X2B080D4PSB | American Standard | Air Conditioner | 17 | 80000 | 2-TON | A-COIL | Yes | DOWNFLOW | 23400 | 12.5 | 17.1 |  |  | R-454B
216566592 | 5A7A7024A1 | 5TAM5B01AC21 |  | American Standard | Air Conditioner | 17 | NO FURNACE | 2-TON | AIR HANDLER | Yes | MULTI-POSITION | 23000 | 12.5 | 17.1 |  |  | R-454B
216566594 | 5A7A7024A1 | 5TAM5B02AC21 |  | American Standard | Air Conditioner | 17 | NO FURNACE | 2-TON | AIR HANDLER | Yes | MULTI-POSITION | 23000 | 12.5 | 17.1 |  |  | R-454B
216566596 | 5A7A7024A1 | 5TAM5C03AC21 |  | American Standard | Air Conditioner | 17 | NO FURNACE | 2-TON | AIR HANDLER | Yes | MULTI-POSITION | 23800 | 12.5 | 17.1 |  |  | R-454B
216566598 | 5A7A7024A1 | 5TAMXB02AV21 |  | American Standard | Air Conditioner | 17 | NO FURNACE | 2-TON | AIR HANDLER | Yes | MULTI-POSITION | 23400 | 12.5 | 17.1 |  |  | R-454B
216566600 | 5A7A7024A1 | 5TAMXC03AV31 |  | American Standard | Air Conditioner | 17 | NO FURNACE | 2-TON | AIR HANDLER | Yes | MULTI-POSITION | 23600 | 12.5 | 17.1 |  |  | R-454B
216566602 | 5A7A7024A1 | 5TAMXD04AV31 |  | American Standard | Air Conditioner | 17 | NO FURNACE | 2-TON | AIR HANDLER | Yes | MULTI-POSITION | 23800 | 12.5 | 17.1 |  |  | R-454B
216566604 | 5A7A7024A1 | 5TAMXD05AV41 |  | American Standard | Air Conditioner | 17 | NO FURNACE | 2-TON | AIR HANDLER | Yes | MULTI-POSITION | 24000 | 12.5 | 17.1 |  |  | R-454B
216566606 | 5A7A7024A1 | 5TEM6B02AV21+TDR |  | American Standard | Air Conditioner | 17 | NO FURNACE | 2-TON | AIR HANDLER | Yes | MULTI-POSITION | 23400 | 12 | 17.1 |  |  | R-454B
216566608 | 5A7A7024A1 | 5TEM6B03AV21+TDR |  | American Standard | Air Conditioner | 17 | NO FURNACE | 2-TON | AIR HANDLER | Yes | MULTI-POSITION | 23400 | 12.5 | 17.1 |  |  | R-454B
216566610 | 5A7A7024A1 | 5TEM6D04AV31+TDR |  | American Standard | Air Conditioner | 17 | NO FURNACE | 2-TON | AIR HANDLER | Yes | MULTI-POSITION | 24200 | 12.5 | 17.1 |  |  | R-454B
216566612 | 5A7A7024A1 | 5TEM6D05AV41+TDR |  | American Standard | Air Conditioner | 17 | NO FURNACE | 2-TON | AIR HANDLER | Yes | MULTI-POSITION | 24200 | 12.5 | 17.1 |  |  | R-454B
216566614 | 5A7A7024A1 | 5TEMCB02AV21+TDR |  | American Standard | Air Conditioner | 17 | NO FURNACE | 2-TON | AIR HANDLER | Yes | MULTI-POSITION | 23600 | 12.5 | 17.1 |  |  | R-454B
216566616 | 5A7A7024A1 | 5TEMCB03AV31+TDR |  | American Standard | Air Conditioner | 17 | NO FURNACE | 2-TON | AIR HANDLER | Yes | MULTI-POSITION | 23800 | 12.5 | 17.1 |  |  | R-454B
216566618 | 5A7A7024A1 | 5TEMCD04AV31+TDR |  | American Standard | Air Conditioner | 17 | NO FURNACE | 2-TON | AIR HANDLER | Yes | MULTI-POSITION | 24000 | 12.5 | 17.1 |  |  | R-454B
216566620 | 5A7A7024A1 | 5TEMCD05AV41+TDR |  | American Standard | Air Conditioner | 17 | NO FURNACE | 2-TON | AIR HANDLER | Yes | MULTI-POSITION | 24000 | 12.5 | 17.1 |  |  | R-454B
216566840 | 5A7A7036A1 | 5PX*B003AS3 | *UHMB060CCV3 | American Standard | Air Conditioner | 17 | 60000 | 3-TON | A-COIL | Yes | UPFLOW | 32600 | 12 | 17 |  |  | R-454B
216566866 | 5A7A7036A1 | 5PX*B004AS3 | *UHMB060CCV3 | American Standard | Air Conditioner | 17 | 60000 | 3-TON | A-COIL | Yes | UPFLOW | 32800 | 12 | 17.1 |  |  | R-454B
216566980 | 5A7A7036A1 | 5PX*B006AS3 | *UHMB060CCV3 | American Standard | Air Conditioner | 17 | 60000 | 3-TON | A-COIL | Yes | UPFLOW | 34000 | 12.5 | 17.1 |  |  | R-454B
216567422 | 5A7A7036A1 | 5TXCB003AS3 | *UHMB060CCV3 | American Standard | Air Conditioner | 17 | 60000 | 3-TON | A-COIL | Yes | UPFLOW | 32600 | 12 | 17 |  |  | R-454B
216567472 | 5A7A7036A1 | 5TXCB004AS3 | *UHMB060CCV3 | American Standard | Air Conditioner | 17 | 60000 | 3-TON | A-COIL | Yes | UPFLOW | 32800 | 12 | 17.1 |  |  | R-454B
216567540 | 5A7A7036A1 | 5TXCB006AS3 | *UHMB060CCV3 | American Standard | Air Conditioner | 17 | 60000 | 3-TON | A-COIL | Yes | UPFLOW | 34000 | 12.5 | 17.1 |  |  | R-454B
216566838 | 5A7A7036A1 | 5PX*B003AS3 | *UHMB080CCV3 | American Standard | Air Conditioner | 17 | 80000 | 3-TON | A-COIL | Yes | UPFLOW | 32600 | 12 | 17.1 |  |  | R-454B
216566864 | 5A7A7036A1 | 5PX*B004AS3 | *UHMB080CCV3 | American Standard | Air Conditioner | 17 | 80000 | 3-TON | A-COIL | Yes | UPFLOW | 33000 | 12 | 17.1 |  |  | R-454B
216566978 | 5A7A7036A1 | 5PX*B006AS3 | *UHMB080CCV3 | American Standard | Air Conditioner | 17 | 80000 | 3-TON | A-COIL | Yes | UPFLOW | 34000 | 12.5 | 17.1 |  |  | R-454B
216567432 | 5A7A7036A1 | 5TXCB003AS3 | *UHMB080CCV3 | American Standard | Air Conditioner | 17 | 80000 | 3-TON | A-COIL | Yes | UPFLOW | 32600 | 12 | 17.1 |  |  | R-454B
216567474 | 5A7A7036A1 | 5TXCB004AS3 | *UHMB080CCV3 | American Standard | Air Conditioner | 17 | 80000 | 3-TON | A-COIL | Yes | UPFLOW | 33000 | 12 | 17.1 |  |  | R-454B
216567542 | 5A7A7036A1 | 5TXCB006AS3 | *UHMB080CCV3 | American Standard | Air Conditioner | 17 | 80000 | 3-TON | A-COIL | Yes | UPFLOW | 34000 | 12.5 | 17.1 |  |  | R-454B
216567144 | 5A7A7036A1 | 5PX*C005AS3 | *UHMC100CCV4 | American Standard | Air Conditioner | 17 | 100000 | 3-TON | A-COIL | Yes | UPFLOW | 33400 | 12 | 17.1 |  |  | R-454B
216567156 | 5A7A7036A1 | 5PX*C007AS3 | *UHMC100CCV4 | American Standard | Air Conditioner | 17 | 100000 | 3-TON | A-COIL | Yes | UPFLOW | 34400 | 12.5 | 17.1 |  |  | R-454B
216567210 | 5A7A7036A1 | 5PX*C009AS3 | *UHMC100CCV4 | American Standard | Air Conditioner | 17 | 100000 | 3-TON | A-COIL | Yes | UPFLOW | 35000 | 12.5 | 17.1 |  |  | R-454B
216567576 | 5A7A7036A1 | 5TXCC005AS3 | *UHMC100CCV4 | American Standard | Air Conditioner | 17 | 100000 | 3-TON | A-COIL | Yes | UPFLOW | 33400 | 12 | 17.1 |  |  | R-454B
216567604 | 5A7A7036A1 | 5TXCC007AS3 | *UHMC100CCV4 | American Standard | Air Conditioner | 17 | 100000 | 3-TON | A-COIL | Yes | UPFLOW | 34400 | 12.5 | 17.1 |  |  | R-454B
216567668 | 5A7A7036A1 | 5TXCC009AS3 | *UHMC100CCV4 | American Standard | Air Conditioner | 17 | 100000 | 3-TON | A-COIL | Yes | UPFLOW | 35000 | 12.5 | 17.1 |  |  | R-454B
216566854 | 5A7A7036A1 | 5PX*B004AS3 | S8V2B060M4PCB | American Standard | Air Conditioner | 17 | 60000 | 3-TON | A-COIL | Yes | MULTI-POSITION | 33000 | 12 | 17 |  |  | R-454B
216566928 | 5A7A7036A1 | 5PX*B006AS3 | S8V2B060M4PCB | American Standard | Air Conditioner | 17 | 60000 | 3-TON | A-COIL | Yes | MULTI-POSITION | 34000 | 12 | 17.1 |  |  | R-454B
216567024 | 5A7A7036A1 | 5PX*BD04AS3 | S8V2B060M4PCB | American Standard | Air Conditioner | 17 | 60000 | 3-TON | A-COIL | Yes | DOWNFLOW | 33000 | 12 | 17 |  |  | R-454B
216567070 | 5A7A7036A1 | 5PX*BD06AS3 | S8V2B060M4PCB | American Standard | Air Conditioner | 17 | 60000 | 3-TON | A-COIL | Yes | DOWNFLOW | 33800 | 12 | 17.1 |  |  | R-454B
216567494 | 5A7A7036A1 | 5TXCB004AS3 | S8V2B060M4PCB | American Standard | Air Conditioner | 17 | 60000 | 3-TON | A-COIL | Yes | MULTI-POSITION | 33000 | 12 | 17 |  |  | R-454B
216567518 | 5A7A7036A1 | 5TXCB006AS3 | S8V2B060M4PCB | American Standard | Air Conditioner | 17 | 60000 | 3-TON | A-COIL | Yes | MULTI-POSITION | 34000 | 12 | 17.1 |  |  | R-454B
216566860 | 5A7A7036A1 | 5PX*B004AS3 | S8V2B060M4PDB | American Standard | Air Conditioner | 17 | 60000 | 3-TON | A-COIL | Yes | MULTI-POSITION | 33000 | 12 | 17 |  |  | R-454B
216566926 | 5A7A7036A1 | 5PX*B006AS3 | S8V2B060M4PDB | American Standard | Air Conditioner | 17 | 60000 | 3-TON | A-COIL | Yes | MULTI-POSITION | 34000 | 12 | 17.1 |  |  | R-454B
216567022 | 5A7A7036A1 | 5PX*BD04AS3 | S8V2B060M4PDB | American Standard | Air Conditioner | 17 | 60000 | 3-TON | A-COIL | Yes | DOWNFLOW | 33000 | 12 | 17 |  |  | R-454B
216567068 | 5A7A7036A1 | 5PX*BD06AS3 | S8V2B060M4PDB | American Standard | Air Conditioner | 17 | 60000 | 3-TON | A-COIL | Yes | DOWNFLOW | 33800 | 12 | 17.1 |  |  | R-454B
216567486 | 5A7A7036A1 | 5TXCB004AS3 | S8V2B060M4PDB | American Standard | Air Conditioner | 17 | 60000 | 3-TON | A-COIL | Yes | MULTI-POSITION | 33000 | 12 | 17 |  |  | R-454B
216567516 | 5A7A7036A1 | 5TXCB006AS3 | S8V2B060M4PDB | American Standard | Air Conditioner | 17 | 60000 | 3-TON | A-COIL | Yes | MULTI-POSITION | 34000 | 12 | 17.1 |  |  | R-454B
216566852 | 5A7A7036A1 | 5PX*B004AS3 | S8V2B080M4PCB | American Standard | Air Conditioner | 17 | 80000 | 3-TON | A-COIL | Yes | MULTI-POSITION | 32400 | 12 | 17 |  |  | R-454B
216566924 | 5A7A7036A1 | 5PX*B006AS3 | S8V2B080M4PCB | American Standard | Air Conditioner | 17 | 80000 | 3-TON | A-COIL | Yes | MULTI-POSITION | 34200 | 12 | 17.1 |  |  | R-454B
216567020 | 5A7A7036A1 | 5PX*BD04AS3 | S8V2B080M4PCB | American Standard | Air Conditioner | 17 | 80000 | 3-TON | A-COIL | Yes | DOWNFLOW | 32600 | 12 | 17 |  |  | R-454B
216567066 | 5A7A7036A1 | 5PX*BD06AS3 | S8V2B080M4PCB | American Standard | Air Conditioner | 17 | 80000 | 3-TON | A-COIL | Yes | DOWNFLOW | 34000 | 12 | 17.1 |  |  | R-454B
216567484 | 5A7A7036A1 | 5TXCB004AS3 | S8V2B080M4PCB | American Standard | Air Conditioner | 17 | 80000 | 3-TON | A-COIL | Yes | MULTI-POSITION | 32400 | 12 | 17 |  |  | R-454B
216567514 | 5A7A7036A1 | 5TXCB006AS3 | S8V2B080M4PCB | American Standard | Air Conditioner | 17 | 80000 | 3-TON | A-COIL | Yes | MULTI-POSITION | 34200 | 12 | 17.1 |  |  | R-454B
216566850 | 5A7A7036A1 | 5PX*B004AS3 | S8V2B080M4PDB | American Standard | Air Conditioner | 17 | 80000 | 3-TON | A-COIL | Yes | MULTI-POSITION | 32400 | 12 | 17 |  |  | R-454B
216566922 | 5A7A7036A1 | 5PX*B006AS3 | S8V2B080M4PDB | American Standard | Air Conditioner | 17 | 80000 | 3-TON | A-COIL | Yes | MULTI-POSITION | 34200 | 12 | 17.1 |  |  | R-454B
216567018 | 5A7A7036A1 | 5PX*BD04AS3 | S8V2B080M4PDB | American Standard | Air Conditioner | 17 | 80000 | 3-TON | A-COIL | Yes | DOWNFLOW | 32600 | 12 | 17 |  |  | R-454B
216567064 | 5A7A7036A1 | 5PX*BD06AS3 | S8V2B080M4PDB | American Standard | Air Conditioner | 17 | 80000 | 3-TON | A-COIL | Yes | DOWNFLOW | 34000 | 12 | 17.1 |  |  | R-454B
216567482 | 5A7A7036A1 | 5TXCB004AS3 | S8V2B080M4PDB | American Standard | Air Conditioner | 17 | 80000 | 3-TON | A-COIL | Yes | MULTI-POSITION | 32400 | 12 | 17 |  |  | R-454B
216567538 | 5A7A7036A1 | 5TXCB006AS3 | S8V2B080M4PDB | American Standard | Air Conditioner | 17 | 80000 | 3-TON | A-COIL | Yes | MULTI-POSITION | 34200 | 12 | 17.1 |  |  | R-454B
216567124 | 5A7A7036A1 | 5PX*C005AS3 | S8V2C080M5PCB | American Standard | Air Conditioner | 17 | 80000 | 3-TON | A-COIL | Yes | MULTI-POSITION | 33200 | 12 | 17.1 |  |  | R-454B
216567164 | 5A7A7036A1 | 5PX*C007AS3 | S8V2C080M5PCB | American Standard | Air Conditioner | 17 | 80000 | 3-TON | A-COIL | Yes | MULTI-POSITION | 34600 | 12.5 | 17.1 |  |  | R-454B
216567212 | 5A7A7036A1 | 5PX*C009AS3 | S8V2C080M5PCB | American Standard | Air Conditioner | 17 | 80000 | 3-TON | A-COIL | Yes | MULTI-POSITION | 35000 | 12.5 | 17.1 |  |  | R-454B
216567240 | 5A7A7036A1 | 5PX*CD05AS3 | S8V2C080M5PCB | American Standard | Air Conditioner | 17 | 80000 | 3-TON | A-COIL | Yes | DOWNFLOW | 33600 | 12 | 17.1 |  |  | R-454B
216567286 | 5A7A7036A1 | 5PX*CD07AS3 | S8V2C080M5PCB | American Standard | Air Conditioner | 17 | 80000 | 3-TON | A-COIL | Yes | DOWNFLOW | 34200 | 12 | 17.1 |  |  | R-454B
216567316 | 5A7A7036A1 | 5PX*CD09AS3 | S8V2C080M5PCB | American Standard | Air Conditioner | 17 | 80000 | 3-TON | A-COIL | Yes | DOWNFLOW | 34800 | 12.5 | 17.1 |  |  | R-454B
216567592 | 5A7A7036A1 | 5TXCC005AS3 | S8V2C080M5PCB | American Standard | Air Conditioner | 17 | 80000 | 3-TON | A-COIL | Yes | MULTI-POSITION | 33200 | 12 | 17.1 |  |  | R-454B
216567628 | 5A7A7036A1 | 5TXCC007AS3 | S8V2C080M5PCB | American Standard | Air Conditioner | 17 | 80000 | 3-TON | A-COIL | Yes | MULTI-POSITION | 34600 | 12.5 | 17.1 |  |  | R-454B
216567660 | 5A7A7036A1 | 5TXCC009AS3 | S8V2C080M5PCB | American Standard | Air Conditioner | 17 | 80000 | 3-TON | A-COIL | Yes | MULTI-POSITION | 35000 | 12.5 | 17.1 |  |  | R-454B
216567142 | 5A7A7036A1 | 5PX*C005AS3 | S8V2C080M5PDB | American Standard | Air Conditioner | 17 | 80000 | 3-TON | A-COIL | Yes | MULTI-POSITION | 33200 | 12 | 17.1 |  |  | R-454B
216567166 | 5A7A7036A1 | 5PX*C007AS3 | S8V2C080M5PDB | American Standard | Air Conditioner | 17 | 80000 | 3-TON | A-COIL | Yes | MULTI-POSITION | 34600 | 12.5 | 17.1 |  |  | R-454B
216567214 | 5A7A7036A1 | 5PX*C009AS3 | S8V2C080M5PDB | American Standard | Air Conditioner | 17 | 80000 | 3-TON | A-COIL | Yes | MULTI-POSITION | 35000 | 12.5 | 17.1 |  |  | R-454B
216567242 | 5A7A7036A1 | 5PX*CD05AS3 | S8V2C080M5PDB | American Standard | Air Conditioner | 17 | 80000 | 3-TON | A-COIL | Yes | DOWNFLOW | 33600 | 12 | 17.1 |  |  | R-454B
216567270 | 5A7A7036A1 | 5PX*CD07AS3 | S8V2C080M5PDB | American Standard | Air Conditioner | 17 | 80000 | 3-TON | A-COIL | Yes | DOWNFLOW | 34200 | 12 | 17.1 |  |  | R-454B
216567314 | 5A7A7036A1 | 5PX*CD09AS3 | S8V2C080M5PDB | American Standard | Air Conditioner | 17 | 80000 | 3-TON | A-COIL | Yes | DOWNFLOW | 34800 | 12.5 | 17.1 |  |  | R-454B
216567630 | 5A7A7036A1 | 5TXCC007AS3 | S8V2C080M5PDB | American Standard | Air Conditioner | 17 | 80000 | 3-TON | A-COIL | Yes | MULTI-POSITION | 34600 | 12.5 | 17.1 |  |  | R-454B
216567126 | 5A7A7036A1 | 5PX*C005AS3 | S8V2C100M5PCB | American Standard | Air Conditioner | 17 | 100000 | 3-TON | A-COIL | Yes | MULTI-POSITION | 33200 | 12 | 17 |  |  | R-454B
216567168 | 5A7A7036A1 | 5PX*C007AS3 | S8V2C100M5PCB | American Standard | Air Conditioner | 17 | 100000 | 3-TON | A-COIL | Yes | MULTI-POSITION | 34400 | 12.5 | 17.1 |  |  | R-454B
216567216 | 5A7A7036A1 | 5PX*C009AS3 | S8V2C100M5PCB | American Standard | Air Conditioner | 17 | 100000 | 3-TON | A-COIL | Yes | MULTI-POSITION | 35000 | 12.5 | 17.1 |  |  | R-454B
216567244 | 5A7A7036A1 | 5PX*CD05AS3 | S8V2C100M5PCB | American Standard | Air Conditioner | 17 | 100000 | 3-TON | A-COIL | Yes | DOWNFLOW | 33400 | 12 | 17.1 |  |  | R-454B
216567288 | 5A7A7036A1 | 5PX*CD07AS3 | S8V2C100M5PCB | American Standard | Air Conditioner | 17 | 100000 | 3-TON | A-COIL | Yes | DOWNFLOW | 34000 | 12 | 17.1 |  |  | R-454B
216567312 | 5A7A7036A1 | 5PX*CD09AS3 | S8V2C100M5PCB | American Standard | Air Conditioner | 17 | 100000 | 3-TON | A-COIL | Yes | DOWNFLOW | 34800 | 12.5 | 17.1 |  |  | R-454B
216567588 | 5A7A7036A1 | 5TXCC005AS3 | S8V2C100M5PCB | American Standard | Air Conditioner | 17 | 100000 | 3-TON | A-COIL | Yes | MULTI-POSITION | 33200 | 12 | 17 |  |  | R-454B
216567634 | 5A7A7036A1 | 5TXCC007AS3 | S8V2C100M5PCB | American Standard | Air Conditioner | 17 | 100000 | 3-TON | A-COIL | Yes | MULTI-POSITION | 34400 | 12.5 | 17.1 |  |  | R-454B
216567662 | 5A7A7036A1 | 5TXCC009AS3 | S8V2C100M5PCB | American Standard | Air Conditioner | 17 | 100000 | 3-TON | A-COIL | Yes | MULTI-POSITION | 35000 | 12.5 | 17.1 |  |  | R-454B
216567140 | 5A7A7036A1 | 5PX*C005AS3 | S8V2C100M5PDB | American Standard | Air Conditioner | 17 | 100000 | 3-TON | A-COIL | Yes | MULTI-POSITION | 33200 | 12 | 17 |  |  | R-454B
216567170 | 5A7A7036A1 | 5PX*C007AS3 | S8V2C100M5PDB | American Standard | Air Conditioner | 17 | 100000 | 3-TON | A-COIL | Yes | MULTI-POSITION | 34400 | 12.5 | 17.1 |  |  | R-454B
216567218 | 5A7A7036A1 | 5PX*C009AS3 | S8V2C100M5PDB | American Standard | Air Conditioner | 17 | 100000 | 3-TON | A-COIL | Yes | MULTI-POSITION | 35000 | 12.5 | 17.1 |  |  | R-454B
216567246 | 5A7A7036A1 | 5PX*CD05AS3 | S8V2C100M5PDB | American Standard | Air Conditioner | 17 | 100000 | 3-TON | A-COIL | Yes | DOWNFLOW | 33400 | 12 | 17.1 |  |  | R-454B
216567290 | 5A7A7036A1 | 5PX*CD07AS3 | S8V2C100M5PDB | American Standard | Air Conditioner | 17 | 100000 | 3-TON | A-COIL | Yes | DOWNFLOW | 34000 | 12 | 17.1 |  |  | R-454B
216567310 | 5A7A7036A1 | 5PX*CD09AS3 | S8V2C100M5PDB | American Standard | Air Conditioner | 17 | 100000 | 3-TON | A-COIL | Yes | DOWNFLOW | 34800 | 12.5 | 17.1 |  |  | R-454B
216567586 | 5A7A7036A1 | 5TXCC005AS3 | S8V2C100M5PDB | American Standard | Air Conditioner | 17 | 100000 | 3-TON | A-COIL | Yes | MULTI-POSITION | 33200 | 12 | 17 |  |  | R-454B
216567632 | 5A7A7036A1 | 5TXCC007AS3 | S8V2C100M5PDB | American Standard | Air Conditioner | 17 | 100000 | 3-TON | A-COIL | Yes | MULTI-POSITION | 34400 | 12.5 | 17.1 |  |  | R-454B
216567664 | 5A7A7036A1 | 5TXCC009AS3 | S8V2C100M5PDB | American Standard | Air Conditioner | 17 | 100000 | 3-TON | A-COIL | Yes | MULTI-POSITION | 35000 | 12.5 | 17.1 |  |  | R-454B
216567344 | 5A7A7036A1 | 5PX*D008AS3 | S8V2D120M5PCB | American Standard | Air Conditioner | 17 | 120000 | 3-TON | A-COIL | Yes | MULTI-POSITION | 34600 | 12.5 | 17.1 |  |  | R-454B
216567370 | 5A7A7036A1 | 5PX*D010AS3 | S8V2D120M5PCB | American Standard | Air Conditioner | 17 | 120000 | 3-TON | A-COIL | Yes | MULTI-POSITION | 35000 | 12.5 | 17.1 |  |  | R-454B
216567376 | 5A7A7036A1 | 5PX*DD10AS3 | S8V2D120M5PCB | American Standard | Air Conditioner | 17 | 120000 | 3-TON | A-COIL | Yes | DOWNFLOW | 34200 | 12.5 | 17.1 |  |  | R-454B
216567670 | 5A7A7036A1 | 5TXCD008AS3 | S8V2D120M5PCB | American Standard | Air Conditioner | 17 | 120000 | 3-TON | A-COIL | Yes | MULTI-POSITION | 34600 | 12.5 | 17.1 |  |  | R-454B
216567692 | 5A7A7036A1 | 5TXCD010AS3 | S8V2D120M5PCB | American Standard | Air Conditioner | 17 | 120000 | 3-TON | A-COIL | Yes | MULTI-POSITION | 35000 | 12.5 | 17.1 |  |  | R-454B
216567346 | 5A7A7036A1 | 5PX*D008AS3 | S8V2D120M5PDB | American Standard | Air Conditioner | 17 | 120000 | 3-TON | A-COIL | Yes | MULTI-POSITION | 34600 | 12.5 | 17.1 |  |  | R-454B
216567362 | 5A7A7036A1 | 5PX*D010AS3 | S8V2D120M5PDB | American Standard | Air Conditioner | 17 | 120000 | 3-TON | A-COIL | Yes | MULTI-POSITION | 35000 | 12.5 | 17.1 |  |  | R-454B
216567382 | 5A7A7036A1 | 5PX*DD10AS3 | S8V2D120M5PDB | American Standard | Air Conditioner | 17 | 120000 | 3-TON | A-COIL | Yes | DOWNFLOW | 34200 | 12.5 | 17.1 |  |  | R-454B
216567680 | 5A7A7036A1 | 5TXCD008AS3 | S8V2D120M5PDB | American Standard | Air Conditioner | 17 | 120000 | 3-TON | A-COIL | Yes | MULTI-POSITION | 34600 | 12.5 | 17.1 |  |  | R-454B
216567694 | 5A7A7036A1 | 5TXCD010AS3 | S8V2D120M5PDB | American Standard | Air Conditioner | 17 | 120000 | 3-TON | A-COIL | Yes | MULTI-POSITION | 35000 | 12.5 | 17.1 |  |  | R-454B
216566900 | 5A7A7036A1 | 5PX*B004AS3 | S8X1A040M3PSC | American Standard | Air Conditioner | 17 | 40000 | 3-TON | A-COIL | Yes | MULTI-POSITION | 32400 | 12 | 17 |  |  | R-454B
216566936 | 5A7A7036A1 | 5PX*B006AS3 | S8X1A040M3PSC | American Standard | Air Conditioner | 17 | 40000 | 3-TON | A-COIL | Yes | MULTI-POSITION | 34600 | 12 | 17.1 |  |  | R-454B
216567100 | 5A7A7036A1 | 5PX*BD06AS3 | S8X1A040M3PSC | American Standard | Air Conditioner | 17 | 40000 | 3-TON | A-COIL | Yes | DOWNFLOW | 34400 | 12 | 17.1 |  |  | R-454B
216567438 | 5A7A7036A1 | 5TXCB004AS3 | S8X1A040M3PSC | American Standard | Air Conditioner | 17 | 40000 | 3-TON | A-COIL | Yes | MULTI-POSITION | 32400 | 12 | 17 |  |  | R-454B
216567506 | 5A7A7036A1 | 5TXCB006AS3 | S8X1A040M3PSC | American Standard | Air Conditioner | 17 | 40000 | 3-TON | A-COIL | Yes | MULTI-POSITION | 34600 | 12 | 17.1 |  |  | R-454B
216531762 | 5A7A7036A1 | 5PX*BD03AS3 | S8X1B060M4PSC | American Standard | Air Conditioner | 17 | 60000 | 3-TON | A-COIL | Yes | DOWNFLOW | 32400 | 12 | 17 |  |  | R-454B
216566800 | 5A7A7036A1 | 5PX*B003AS3 | S8X1B060M4PSC | American Standard | Air Conditioner | 17 | 60000 | 3-TON | A-COIL | Yes | MULTI-POSITION | 32600 | 12 | 17.1 |  |  | R-454B
216566904 | 5A7A7036A1 | 5PX*B004AS3 | S8X1B060M4PSC | American Standard | Air Conditioner | 17 | 60000 | 3-TON | A-COIL | Yes | MULTI-POSITION | 33000 | 12 | 17.1 |  |  | R-454B
216566940 | 5A7A7036A1 | 5PX*B006AS3 | S8X1B060M4PSC | American Standard | Air Conditioner | 17 | 60000 | 3-TON | A-COIL | Yes | MULTI-POSITION | 34800 | 12 | 17.1 |  |  | R-454B
216567034 | 5A7A7036A1 | 5PX*BD04AS3 | S8X1B060M4PSC | American Standard | Air Conditioner | 17 | 60000 | 3-TON | A-COIL | Yes | DOWNFLOW | 33200 | 12 | 17.1 |  |  | R-454B
216567044 | 5A7A7036A1 | 5PX*BD06AS3 | S8X1B060M4PSC | American Standard | Air Conditioner | 17 | 60000 | 3-TON | A-COIL | Yes | DOWNFLOW | 34400 | 12 | 17.1 |  |  | R-454B
216567448 | 5A7A7036A1 | 5TXCB004AS3 | S8X1B060M4PSC | American Standard | Air Conditioner | 17 | 60000 | 3-TON | A-COIL | Yes | MULTI-POSITION | 33000 | 12 | 17.1 |  |  | R-454B
216567510 | 5A7A7036A1 | 5TXCB006AS3 | S8X1B060M4PSC | American Standard | Air Conditioner | 17 | 60000 | 3-TON | A-COIL | Yes | MULTI-POSITION | 34800 | 12 | 17.1 |  |  | R-454B
216619701 | 5A7A7036A1 | 5TXCB003AS3 | S8X1B060M4PSC | American Standard | Air Conditioner | 17 | 60000 | 3-TON | A-COIL | Yes | MULTI-POSITION | 32600 | 12 | 17.1 |  |  | R-454B
216566804 | 5A7A7036A1 | 5PX*B003AS3 | S8X1B080M4PSC | American Standard | Air Conditioner | 17 | 80000 | 3-TON | A-COIL | Yes | MULTI-POSITION | 32200 | 12 | 17 |  |  | R-454B
216566908 | 5A7A7036A1 | 5PX*B004AS3 | S8X1B080M4PSC | American Standard | Air Conditioner | 17 | 80000 | 3-TON | A-COIL | Yes | MULTI-POSITION | 33400 | 12 | 17.1 |  |  | R-454B
216566944 | 5A7A7036A1 | 5PX*B006AS3 | S8X1B080M4PSC | American Standard | Air Conditioner | 17 | 80000 | 3-TON | A-COIL | Yes | MULTI-POSITION | 34400 | 12 | 17.1 |  |  | R-454B
216567004 | 5A7A7036A1 | 5PX*BD04AS3 | S8X1B080M4PSC | American Standard | Air Conditioner | 17 | 80000 | 3-TON | A-COIL | Yes | DOWNFLOW | 32800 | 12 | 17.1 |  |  | R-454B
216567048 | 5A7A7036A1 | 5PX*BD06AS3 | S8X1B080M4PSC | American Standard | Air Conditioner | 17 | 80000 | 3-TON | A-COIL | Yes | DOWNFLOW | 34200 | 12 | 17.1 |  |  | R-454B
216567440 | 5A7A7036A1 | 5TXCB004AS3 | S8X1B080M4PSC | American Standard | Air Conditioner | 17 | 80000 | 3-TON | A-COIL | Yes | MULTI-POSITION | 33400 | 12 | 17.1 |  |  | R-454B
216567550 | 5A7A7036A1 | 5TXCB006AS3 | S8X1B080M4PSC | American Standard | Air Conditioner | 17 | 80000 | 3-TON | A-COIL | Yes | MULTI-POSITION | 34400 | 12 | 17.1 |  |  | R-454B
216619707 | 5A7A7036A1 | 5TXCB003AS3 | S8X1B080M4PSC | American Standard | Air Conditioner | 17 | 80000 | 3-TON | A-COIL | Yes | MULTI-POSITION | 32200 | 12 | 17 |  |  | R-454B
216567104 | 5A7A7036A1 | 5PX*C005AS3 | S8X1C080M5PSC | American Standard | Air Conditioner | 17 | 80000 | 3-TON | A-COIL | Yes | MULTI-POSITION | 33600 | 12 | 17.1 |  |  | R-454B
216567150 | 5A7A7036A1 | 5PX*C007AS3 | S8X1C080M5PSC | American Standard | Air Conditioner | 17 | 80000 | 3-TON | A-COIL | Yes | MULTI-POSITION | 34800 | 12.5 | 17.1 |  |  | R-454B
216567204 | 5A7A7036A1 | 5PX*C009AS3 | S8X1C080M5PSC | American Standard | Air Conditioner | 17 | 80000 | 3-TON | A-COIL | Yes | MULTI-POSITION | 35200 | 12.5 | 17.1 |  |  | R-454B
216567232 | 5A7A7036A1 | 5PX*CD05AS3 | S8X1C080M5PSC | American Standard | Air Conditioner | 17 | 80000 | 3-TON | A-COIL | Yes | DOWNFLOW | 33800 | 12 | 17.1 |  |  | R-454B
216567282 | 5A7A7036A1 | 5PX*CD07AS3 | S8X1C080M5PSC | American Standard | Air Conditioner | 17 | 80000 | 3-TON | A-COIL | Yes | DOWNFLOW | 34600 | 12 | 17.1 |  |  | R-454B
216567322 | 5A7A7036A1 | 5PX*CD09AS3 | S8X1C080M5PSC | American Standard | Air Conditioner | 17 | 80000 | 3-TON | A-COIL | Yes | DOWNFLOW | 35200 | 12.5 | 17.1 |  |  | R-454B
216567610 | 5A7A7036A1 | 5TXCC007AS3 | S8X1C080M5PSC | American Standard | Air Conditioner | 17 | 80000 | 3-TON | A-COIL | Yes | MULTI-POSITION | 34800 | 12.5 | 17.1 |  |  | R-454B
216619731 | 5A7A7036A1 | 5TXCC005AS3 | S8X1C080M5PSC | American Standard | Air Conditioner | 17 | 80000 | 3-TON | A-COIL | Yes | MULTI-POSITION | 33600 | 12 | 17.1 |  |  | R-454B
216619759 | 5A7A7036A1 | 5TXCC009AS3 | S8X1C080M5PSC | American Standard | Air Conditioner | 17 | 80000 | 3-TON | A-COIL | Yes | MULTI-POSITION | 35200 | 12.5 | 17.1 |  |  | R-454B
216567108 | 5A7A7036A1 | 5PX*C005AS3 | S8X1C100M5PSC | American Standard | Air Conditioner | 17 | 100000 | 3-TON | A-COIL | Yes | MULTI-POSITION | 33200 | 12 | 17 |  |  | R-454B
216567192 | 5A7A7036A1 | 5PX*C007AS3 | S8X1C100M5PSC | American Standard | Air Conditioner | 17 | 100000 | 3-TON | A-COIL | Yes | MULTI-POSITION | 34200 | 12.5 | 17.1 |  |  | R-454B
216567266 | 5A7A7036A1 | 5PX*CD05AS3 | S8X1C100M5PSC | American Standard | Air Conditioner | 17 | 100000 | 3-TON | A-COIL | Yes | DOWNFLOW | 33400 | 12 | 17 |  |  | R-454B
216567278 | 5A7A7036A1 | 5PX*CD07AS3 | S8X1C100M5PSC | American Standard | Air Conditioner | 17 | 100000 | 3-TON | A-COIL | Yes | DOWNFLOW | 34200 | 12 | 17.1 |  |  | R-454B
216567614 | 5A7A7036A1 | 5TXCC007AS3 | S8X1C100M5PSC | American Standard | Air Conditioner | 17 | 100000 | 3-TON | A-COIL | Yes | MULTI-POSITION | 34200 | 12.5 | 17.1 |  |  | R-454B
216619735 | 5A7A7036A1 | 5TXCC005AS3 | S8X1C100M5PSC | American Standard | Air Conditioner | 17 | 100000 | 3-TON | A-COIL | Yes | MULTI-POSITION | 33200 | 12 | 17 |  |  | R-454B
216619755 | 5A7A7036A1 | 5TXCC009AS3 | S8X1C100M5PSC | American Standard | Air Conditioner | 17 | 100000 | 3-TON | A-COIL | Yes | MULTI-POSITION | 34600 | 12.5 | 17.1 |  |  | R-454B
216567356 | 5A7A7036A1 | 5PX*D008AS3 | S8X1D120M5PSC | American Standard | Air Conditioner | 17 | 120000 | 3-TON | A-COIL | Yes | MULTI-POSITION | 33800 | 12.5 | 17.1 |  |  | R-454B
216619771 | 5A7A7036A1 | 5TXCD008AS3 | S8X1D120M5PSC | American Standard | Air Conditioner | 17 | 120000 | 3-TON | A-COIL | Yes | MULTI-POSITION | 33800 | 12.5 | 17.1 |  |  | R-454B
216566912 | 5A7A7036A1 | 5PX*B004AS3 | S8X2A040M3PSC | American Standard | Air Conditioner | 17 | 40000 | 3-TON | A-COIL | Yes | MULTI-POSITION | 32400 | 12 | 17 |  |  | R-454B
216566948 | 5A7A7036A1 | 5PX*B006AS3 | S8X2A040M3PSC | American Standard | Air Conditioner | 17 | 40000 | 3-TON | A-COIL | Yes | MULTI-POSITION | 34600 | 12 | 17.1 |  |  | R-454B
216567082 | 5A7A7036A1 | 5PX*BD06AS3 | S8X2A040M3PSC | American Standard | Air Conditioner | 17 | 40000 | 3-TON | A-COIL | Yes | DOWNFLOW | 34400 | 12 | 17.1 |  |  | R-454B
216567444 | 5A7A7036A1 | 5TXCB004AS3 | S8X2A040M3PSC | American Standard | Air Conditioner | 17 | 40000 | 3-TON | A-COIL | Yes | MULTI-POSITION | 32400 | 12 | 17 |  |  | R-454B
216567554 | 5A7A7036A1 | 5TXCB006AS3 | S8X2A040M3PSC | American Standard | Air Conditioner | 17 | 40000 | 3-TON | A-COIL | Yes | MULTI-POSITION | 34600 | 12 | 17.1 |  |  | R-454B
216531779 | 5A7A7036A1 | 5PX*BD03AS3 | S8X2B060M4PSC | American Standard | Air Conditioner | 17 | 60000 | 3-TON | A-COIL | Yes | DOWNFLOW | 32400 | 12 | 17 |  |  | R-454B
216566808 | 5A7A7036A1 | 5PX*B003AS3 | S8X2B060M4PSC | American Standard | Air Conditioner | 17 | 60000 | 3-TON | A-COIL | Yes | MULTI-POSITION | 32600 | 12 | 17.1 |  |  | R-454B
216566876 | 5A7A7036A1 | 5PX*B004AS3 | S8X2B060M4PSC | American Standard | Air Conditioner | 17 | 60000 | 3-TON | A-COIL | Yes | MULTI-POSITION | 33000 | 12 | 17.1 |  |  | R-454B
216566952 | 5A7A7036A1 | 5PX*B006AS3 | S8X2B060M4PSC | American Standard | Air Conditioner | 17 | 60000 | 3-TON | A-COIL | Yes | MULTI-POSITION | 34800 | 12 | 17.1 |  |  | R-454B
216566988 | 5A7A7036A1 | 5PX*BD04AS3 | S8X2B060M4PSC | American Standard | Air Conditioner | 17 | 60000 | 3-TON | A-COIL | Yes | DOWNFLOW | 33200 | 12 | 17.1 |  |  | R-454B
216567086 | 5A7A7036A1 | 5PX*BD06AS3 | S8X2B060M4PSC | American Standard | Air Conditioner | 17 | 60000 | 3-TON | A-COIL | Yes | DOWNFLOW | 34400 | 12 | 17.1 |  |  | R-454B
216567454 | 5A7A7036A1 | 5TXCB004AS3 | S8X2B060M4PSC | American Standard | Air Conditioner | 17 | 60000 | 3-TON | A-COIL | Yes | MULTI-POSITION | 33000 | 12 | 17.1 |  |  | R-454B
216567558 | 5A7A7036A1 | 5TXCB006AS3 | S8X2B060M4PSC | American Standard | Air Conditioner | 17 | 60000 | 3-TON | A-COIL | Yes | MULTI-POSITION | 34800 | 12 | 17.1 |  |  | R-454B
216619711 | 5A7A7036A1 | 5TXCB003AS3 | S8X2B060M4PSC | American Standard | Air Conditioner | 17 | 60000 | 3-TON | A-COIL | Yes | MULTI-POSITION | 32600 | 12 | 17.1 |  |  | R-454B
216566812 | 5A7A7036A1 | 5PX*B003AS3 | S8X2B080M4PSC | American Standard | Air Conditioner | 17 | 80000 | 3-TON | A-COIL | Yes | MULTI-POSITION | 32200 | 12 | 17 |  |  | R-454B
216566880 | 5A7A7036A1 | 5PX*B004AS3 | S8X2B080M4PSC | American Standard | Air Conditioner | 17 | 80000 | 3-TON | A-COIL | Yes | MULTI-POSITION | 33400 | 12 | 17.1 |  |  | R-454B
216566956 | 5A7A7036A1 | 5PX*B006AS3 | S8X2B080M4PSC | American Standard | Air Conditioner | 17 | 80000 | 3-TON | A-COIL | Yes | MULTI-POSITION | 34400 | 12 | 17.1 |  |  | R-454B
216566992 | 5A7A7036A1 | 5PX*BD04AS3 | S8X2B080M4PSC | American Standard | Air Conditioner | 17 | 80000 | 3-TON | A-COIL | Yes | DOWNFLOW | 32800 | 12 | 17.1 |  |  | R-454B
216567090 | 5A7A7036A1 | 5PX*BD06AS3 | S8X2B080M4PSC | American Standard | Air Conditioner | 17 | 80000 | 3-TON | A-COIL | Yes | DOWNFLOW | 34200 | 12 | 17.1 |  |  | R-454B
216567458 | 5A7A7036A1 | 5TXCB004AS3 | S8X2B080M4PSC | American Standard | Air Conditioner | 17 | 80000 | 3-TON | A-COIL | Yes | MULTI-POSITION | 33400 | 12 | 17.1 |  |  | R-454B
216567562 | 5A7A7036A1 | 5TXCB006AS3 | S8X2B080M4PSC | American Standard | Air Conditioner | 17 | 80000 | 3-TON | A-COIL | Yes | MULTI-POSITION | 34400 | 12 | 17.1 |  |  | R-454B
216619715 | 5A7A7036A1 | 5TXCB003AS3 | S8X2B080M4PSC | American Standard | Air Conditioner | 17 | 80000 | 3-TON | A-COIL | Yes | MULTI-POSITION | 32200 | 12 | 17 |  |  | R-454B
216567112 | 5A7A7036A1 | 5PX*C005AS3 | S8X2C080M5PSC | American Standard | Air Conditioner | 17 | 80000 | 3-TON | A-COIL | Yes | MULTI-POSITION | 33600 | 12 | 17.1 |  |  | R-454B
216567188 | 5A7A7036A1 | 5PX*C007AS3 | S8X2C080M5PSC | American Standard | Air Conditioner | 17 | 80000 | 3-TON | A-COIL | Yes | MULTI-POSITION | 34800 | 12.5 | 17.1 |  |  | R-454B
216567198 | 5A7A7036A1 | 5PX*C009AS3 | S8X2C080M5PSC | American Standard | Air Conditioner | 17 | 80000 | 3-TON | A-COIL | Yes | MULTI-POSITION | 35200 | 12.5 | 17.1 |  |  | R-454B
216567262 | 5A7A7036A1 | 5PX*CD05AS3 | S8X2C080M5PSC | American Standard | Air Conditioner | 17 | 80000 | 3-TON | A-COIL | Yes | DOWNFLOW | 33800 | 12 | 17.1 |  |  | R-454B
216567268 | 5A7A7036A1 | 5PX*CD07AS3 | S8X2C080M5PSC | American Standard | Air Conditioner | 17 | 80000 | 3-TON | A-COIL | Yes | DOWNFLOW | 34600 | 12 | 17.1 |  |  | R-454B
216567326 | 5A7A7036A1 | 5PX*CD09AS3 | S8X2C080M5PSC | American Standard | Air Conditioner | 17 | 80000 | 3-TON | A-COIL | Yes | DOWNFLOW | 35200 | 12.5 | 17.1 |  |  | R-454B
216567618 | 5A7A7036A1 | 5TXCC007AS3 | S8X2C080M5PSC | American Standard | Air Conditioner | 17 | 80000 | 3-TON | A-COIL | Yes | MULTI-POSITION | 34800 | 12.5 | 17.1 |  |  | R-454B
216619739 | 5A7A7036A1 | 5TXCC005AS3 | S8X2C080M5PSC | American Standard | Air Conditioner | 17 | 80000 | 3-TON | A-COIL | Yes | MULTI-POSITION | 33600 | 12 | 17.1 |  |  | R-454B
216619745 | 5A7A7036A1 | 5TXCC009AS3 | S8X2C080M5PSC | American Standard | Air Conditioner | 17 | 80000 | 3-TON | A-COIL | Yes | MULTI-POSITION | 35200 | 12.5 | 17.1 |  |  | R-454B
216567184 | 5A7A7036A1 | 5PX*C007AS3 | S8X2C100M5PSC | American Standard | Air Conditioner | 17 | 100000 | 3-TON | A-COIL | Yes | MULTI-POSITION | 34200 | 12.5 | 17.1 |  |  | R-454B
216567258 | 5A7A7036A1 | 5PX*CD05AS3 | S8X2C100M5PSC | American Standard | Air Conditioner | 17 | 100000 | 3-TON | A-COIL | Yes | DOWNFLOW | 33400 | 12 | 17 |  |  | R-454B
216567296 | 5A7A7036A1 | 5PX*CD07AS3 | S8X2C100M5PSC | American Standard | Air Conditioner | 17 | 100000 | 3-TON | A-COIL | Yes | DOWNFLOW | 34200 | 12 | 17.1 |  |  | R-454B
216567622 | 5A7A7036A1 | 5TXCC007AS3 | S8X2C100M5PSC | American Standard | Air Conditioner | 17 | 100000 | 3-TON | A-COIL | Yes | MULTI-POSITION | 34200 | 12.5 | 17.1 |  |  | R-454B
216619721 | 5A7A7036A1 | 5TXCC005AS3 | S8X2C100M5PSC | American Standard | Air Conditioner | 17 | 100000 | 3-TON | A-COIL | Yes | MULTI-POSITION | 33200 | 12 | 17 |  |  | R-454B
216619765 | 5A7A7036A1 | 5TXCC009AS3 | S8X2C100M5PSC | American Standard | Air Conditioner | 17 | 100000 | 3-TON | A-COIL | Yes | MULTI-POSITION | 34600 | 12.5 | 17.1 |  |  | R-454B
216567352 | 5A7A7036A1 | 5PX*D008AS3 | S8X2D120M5PSC | American Standard | Air Conditioner | 17 | 120000 | 3-TON | A-COIL | Yes | MULTI-POSITION | 33800 | 12.5 | 17.1 |  |  | R-454B
216619777 | 5A7A7036A1 | 5TXCD008AS3 | S8X2D120M5PSC | American Standard | Air Conditioner | 17 | 120000 | 3-TON | A-COIL | Yes | MULTI-POSITION | 33800 | 12.5 | 17.1 |  |  | R-454B
216619697 | 5A7A7036A1 | 5PX*BD04AS3 | S9V2B040D3VSB | American Standard | Air Conditioner | 17 | 40000 | 3-TON | A-COIL | Yes | DOWNFLOW | 32600 | 12 | 17 |  |  | R-454B
216619699 | 5A7A7036A1 | 5PX*BD06AS3 | S9V2B040D3VSB | American Standard | Air Conditioner | 17 | 40000 | 3-TON | A-COIL | Yes | DOWNFLOW | 33400 | 12 | 17.1 |  |  | R-454B
216566816 | 5A7A7036A1 | 5PX*B003AS3 | S9V2B040U3PSC | American Standard | Air Conditioner | 17 | 40000 | 3-TON | A-COIL | Yes | UPFLOW | 32200 | 12 | 17 |  |  | R-454B
216566884 | 5A7A7036A1 | 5PX*B004AS3 | S9V2B040U3PSC | American Standard | Air Conditioner | 17 | 40000 | 3-TON | A-COIL | Yes | UPFLOW | 32600 | 12 | 17 |  |  | R-454B
216566960 | 5A7A7036A1 | 5PX*B006AS3 | S9V2B040U3PSC | American Standard | Air Conditioner | 17 | 40000 | 3-TON | A-COIL | Yes | UPFLOW | 34000 | 12 | 17.1 |  |  | R-454B
216567460 | 5A7A7036A1 | 5TXCB004AS3 | S9V2B040U3PSC | American Standard | Air Conditioner | 17 | 40000 | 3-TON | A-COIL | Yes | UPFLOW | 32600 | 12 | 17 |  |  | R-454B
216567566 | 5A7A7036A1 | 5TXCB006AS3 | S9V2B040U3PSC | American Standard | Air Conditioner | 17 | 40000 | 3-TON | A-COIL | Yes | UPFLOW | 34200 | 12 | 17.1 |  |  | R-454B
216566818 | 5A7A7036A1 | 5PX*B003AS3 | S9V2B040U3VSB | American Standard | Air Conditioner | 17 | 40000 | 3-TON | A-COIL | Yes | UPFLOW | 32200 | 12 | 17 |  |  | R-454B
216566886 | 5A7A7036A1 | 5PX*B004AS3 | S9V2B040U3VSB | American Standard | Air Conditioner | 17 | 40000 | 3-TON | A-COIL | Yes | UPFLOW | 32600 | 12 | 17 |  |  | R-454B
216566962 | 5A7A7036A1 | 5PX*B006AS3 | S9V2B040U3VSB | American Standard | Air Conditioner | 17 | 40000 | 3-TON | A-COIL | Yes | UPFLOW | 34000 | 12 | 17.1 |  |  | R-454B
216567462 | 5A7A7036A1 | 5TXCB004AS3 | S9V2B040U3VSB | American Standard | Air Conditioner | 17 | 40000 | 3-TON | A-COIL | Yes | UPFLOW | 32600 | 12 | 17 |  |  | R-454B
216567568 | 5A7A7036A1 | 5TXCB006AS3 | S9V2B040U3VSB | American Standard | Air Conditioner | 17 | 40000 | 3-TON | A-COIL | Yes | UPFLOW | 34200 | 12 | 17.1 |  |  | R-454B
216567000 | 5A7A7036A1 | 5PX*BD04AS3 | S9V2B060D3VSB | American Standard | Air Conditioner | 17 | 60000 | 3-TON | A-COIL | Yes | DOWNFLOW | 33000 | 12 | 17.1 |  |  | R-454B
216567098 | 5A7A7036A1 | 5PX*BD06AS3 | S9V2B060D3VSB | American Standard | Air Conditioner | 17 | 60000 | 3-TON | A-COIL | Yes | DOWNFLOW | 33800 | 12 | 17.1 |  |  | R-454B
216566848 | 5A7A7036A1 | 5PX*B004AS3 | S9V2B060U4VSB | American Standard | Air Conditioner | 17 | 60000 | 3-TON | A-COIL | Yes | UPFLOW | 32400 | 12 | 17 |  |  | R-454B
216566930 | 5A7A7036A1 | 5PX*B006AS3 | S9V2B060U4VSB | American Standard | Air Conditioner | 17 | 60000 | 3-TON | A-COIL | Yes | UPFLOW | 33400 | 12 | 17.1 |  |  | R-454B
216567488 | 5A7A7036A1 | 5TXCB004AS3 | S9V2B060U4VSB | American Standard | Air Conditioner | 17 | 60000 | 3-TON | A-COIL | Yes | UPFLOW | 32400 | 12 | 17 |  |  | R-454B
216567534 | 5A7A7036A1 | 5TXCB006AS3 | S9V2B060U4VSB | American Standard | Air Conditioner | 17 | 60000 | 3-TON | A-COIL | Yes | UPFLOW | 33400 | 12 | 17.1 |  |  | R-454B
216567002 | 5A7A7036A1 | 5PX*BD04AS3 | S9V2B080D4PSC | American Standard | Air Conditioner | 17 | 80000 | 3-TON | A-COIL | Yes | DOWNFLOW | 32600 | 12 | 17.1 |  |  | R-454B
216567050 | 5A7A7036A1 | 5PX*BD06AS3 | S9V2B080D4PSC | American Standard | Air Conditioner | 17 | 80000 | 3-TON | A-COIL | Yes | DOWNFLOW | 33400 | 12 | 17.1 |  |  | R-454B
216567052 | 5A7A7036A1 | 5PX*BD06AS3 | S9V2B080D4VSB | American Standard | Air Conditioner | 17 | 80000 | 3-TON | A-COIL | Yes | DOWNFLOW | 33400 | 12 | 17.1 |  |  | R-454B
216567138 | 5A7A7036A1 | 5PX*C005AS3 | S9V2C080U5VSB | American Standard | Air Conditioner | 17 | 80000 | 3-TON | A-COIL | Yes | UPFLOW | 33000 | 12 | 17.1 |  |  | R-454B
216567158 | 5A7A7036A1 | 5PX*C007AS3 | S9V2C080U5VSB | American Standard | Air Conditioner | 17 | 80000 | 3-TON | A-COIL | Yes | UPFLOW | 34400 | 12.5 | 17.1 |  |  | R-454B
216567222 | 5A7A7036A1 | 5PX*C009AS3 | S9V2C080U5VSB | American Standard | Air Conditioner | 17 | 80000 | 3-TON | A-COIL | Yes | UPFLOW | 34800 | 12.5 | 17.1 |  |  | R-454B
216567584 | 5A7A7036A1 | 5TXCC005AS3 | S9V2C080U5VSB | American Standard | Air Conditioner | 17 | 80000 | 3-TON | A-COIL | Yes | UPFLOW | 33000 | 12 | 17.1 |  |  | R-454B
216567636 | 5A7A7036A1 | 5TXCC007AS3 | S9V2C080U5VSB | American Standard | Air Conditioner | 17 | 80000 | 3-TON | A-COIL | Yes | UPFLOW | 34400 | 12.5 | 17.1 |  |  | R-454B
216567666 | 5A7A7036A1 | 5TXCC009AS3 | S9V2C080U5VSB | American Standard | Air Conditioner | 17 | 80000 | 3-TON | A-COIL | Yes | UPFLOW | 34800 | 12.5 | 17.1 |  |  | R-454B
216567254 | 5A7A7036A1 | 5PX*CD05AS3 | S9V2C100D4VSB | American Standard | Air Conditioner | 17 | 100000 | 3-TON | A-COIL | Yes | DOWNFLOW | 33200 | 12 | 17.1 |  |  | R-454B
216567272 | 5A7A7036A1 | 5PX*CD07AS3 | S9V2C100D4VSB | American Standard | Air Conditioner | 17 | 100000 | 3-TON | A-COIL | Yes | DOWNFLOW | 34400 | 12.5 | 17.1 |  |  | R-454B
216567330 | 5A7A7036A1 | 5PX*CD09AS3 | S9V2C100D4VSB | American Standard | Air Conditioner | 17 | 100000 | 3-TON | A-COIL | Yes | DOWNFLOW | 34600 | 12.5 | 17.1 |  |  | R-454B
216567600 | 5A7A7036A1 | 5TXCC007AS3 | S9V2C100D4VSB | American Standard | Air Conditioner | 17 | 100000 | 3-TON | A-COIL | Yes | DOWNFLOW | 32400 | 12 | 17 |  |  | R-454B
216567252 | 5A7A7036A1 | 5PX*CD05AS3 | S9V2C100D5PSC | American Standard | Air Conditioner | 17 | 100000 | 3-TON | A-COIL | Yes | DOWNFLOW | 33200 | 12 | 17.1 |  |  | R-454B
216567302 | 5A7A7036A1 | 5PX*CD07AS3 | S9V2C100D5PSC | American Standard | Air Conditioner | 17 | 100000 | 3-TON | A-COIL | Yes | DOWNFLOW | 34400 | 12.5 | 17.1 |  |  | R-454B
216567320 | 5A7A7036A1 | 5PX*CD09AS3 | S9V2C100D5PSC | American Standard | Air Conditioner | 17 | 100000 | 3-TON | A-COIL | Yes | DOWNFLOW | 34600 | 12.5 | 17.1 |  |  | R-454B
216567602 | 5A7A7036A1 | 5TXCC007AS3 | S9V2C100D5PSC | American Standard | Air Conditioner | 17 | 100000 | 3-TON | A-COIL | Yes | DOWNFLOW | 32400 | 12 | 17 |  |  | R-454B
216567248 | 5A7A7036A1 | 5PX*CD05AS3 | S9V2C100D5VSB | American Standard | Air Conditioner | 17 | 100000 | 3-TON | A-COIL | Yes | DOWNFLOW | 33000 | 12 | 17.1 |  |  | R-454B
216567274 | 5A7A7036A1 | 5PX*CD07AS3 | S9V2C100D5VSB | American Standard | Air Conditioner | 17 | 100000 | 3-TON | A-COIL | Yes | DOWNFLOW | 33800 | 12.5 | 17.1 |  |  | R-454B
216567308 | 5A7A7036A1 | 5PX*CD09AS3 | S9V2C100D5VSB | American Standard | Air Conditioner | 17 | 100000 | 3-TON | A-COIL | Yes | DOWNFLOW | 34400 | 12.5 | 17.1 |  |  | R-454B
216567122 | 5A7A7036A1 | 5PX*C005AS3 | S9V2C100U5PSC | American Standard | Air Conditioner | 17 | 100000 | 3-TON | A-COIL | Yes | UPFLOW | 33000 | 12 | 17.1 |  |  | R-454B
216567176 | 5A7A7036A1 | 5PX*C007AS3 | S9V2C100U5PSC | American Standard | Air Conditioner | 17 | 100000 | 3-TON | A-COIL | Yes | UPFLOW | 34400 | 12.5 | 17.1 |  |  | R-454B
216567208 | 5A7A7036A1 | 5PX*C009AS3 | S9V2C100U5PSC | American Standard | Air Conditioner | 17 | 100000 | 3-TON | A-COIL | Yes | UPFLOW | 34800 | 12.5 | 17.1 |  |  | R-454B
216567598 | 5A7A7036A1 | 5TXCC007AS3 | S9V2C100U5PSC | American Standard | Air Conditioner | 17 | 100000 | 3-TON | A-COIL | Yes | UPFLOW | 34400 | 12.5 | 17.1 |  |  | R-454B
216619727 | 5A7A7036A1 | 5TXCC005AS3 | S9V2C100U5PSC | American Standard | Air Conditioner | 17 | 100000 | 3-TON | A-COIL | Yes | UPFLOW | 33000 | 12 | 17.1 |  |  | R-454B
216619747 | 5A7A7036A1 | 5TXCC009AS3 | S9V2C100U5PSC | American Standard | Air Conditioner | 17 | 100000 | 3-TON | A-COIL | Yes | UPFLOW | 34800 | 12.5 | 17.1 |  |  | R-454B
216567136 | 5A7A7036A1 | 5PX*C005AS3 | S9V2C100U5VSB | American Standard | Air Conditioner | 17 | 100000 | 3-TON | A-COIL | Yes | UPFLOW | 32800 | 12 | 17.1 |  |  | R-454B
216567160 | 5A7A7036A1 | 5PX*C007AS3 | S9V2C100U5VSB | American Standard | Air Conditioner | 17 | 100000 | 3-TON | A-COIL | Yes | UPFLOW | 34000 | 12.5 | 17.1 |  |  | R-454B
216567224 | 5A7A7036A1 | 5PX*C009AS3 | S9V2C100U5VSB | American Standard | Air Conditioner | 17 | 100000 | 3-TON | A-COIL | Yes | UPFLOW | 34400 | 12.5 | 17.1 |  |  | R-454B
216567582 | 5A7A7036A1 | 5TXCC005AS3 | S9V2C100U5VSB | American Standard | Air Conditioner | 17 | 100000 | 3-TON | A-COIL | Yes | UPFLOW | 32800 | 12 | 17.1 |  |  | R-454B
216567648 | 5A7A7036A1 | 5TXCC007AS3 | S9V2C100U5VSB | American Standard | Air Conditioner | 17 | 100000 | 3-TON | A-COIL | Yes | UPFLOW | 34000 | 12.5 | 17.1 |  |  | R-454B
216567658 | 5A7A7036A1 | 5TXCC009AS3 | S9V2C100U5VSB | American Standard | Air Conditioner | 17 | 100000 | 3-TON | A-COIL | Yes | UPFLOW | 34400 | 12.5 | 17.1 |  |  | R-454B
216567348 | 5A7A7036A1 | 5PX*D008AS3 | S9V2D120U5PSC | American Standard | Air Conditioner | 17 | 120000 | 3-TON | A-COIL | Yes | UPFLOW | 34400 | 12.5 | 17.1 |  |  | R-454B
216567366 | 5A7A7036A1 | 5PX*D010AS3 | S9V2D120U5PSC | American Standard | Air Conditioner | 17 | 120000 | 3-TON | A-COIL | Yes | UPFLOW | 34800 | 12.5 | 17.1 |  |  | R-454B
216567688 | 5A7A7036A1 | 5TXCD010AS3 | S9V2D120U5PSC | American Standard | Air Conditioner | 17 | 120000 | 3-TON | A-COIL | Yes | UPFLOW | 34800 | 12.5 | 17.1 |  |  | R-454B
216619773 | 5A7A7036A1 | 5TXCD008AS3 | S9V2D120U5PSC | American Standard | Air Conditioner | 17 | 120000 | 3-TON | A-COIL | Yes | UPFLOW | 34400 | 12.5 | 17.1 |  |  | R-454B
216567016 | 5A7A7036A1 | 5PX*BD04AS3 | S9X1B040D3PSB | American Standard | Air Conditioner | 17 | 40000 | 3-TON | A-COIL | Yes | DOWNFLOW | 33000 | 12 | 17.1 |  |  | R-454B
216567062 | 5A7A7036A1 | 5PX*BD06AS3 | S9X1B040D3PSB | American Standard | Air Conditioner | 17 | 40000 | 3-TON | A-COIL | Yes | DOWNFLOW | 33800 | 12 | 17.1 |  |  | R-454B
216531470 | 5A7A7036A1 | 5PX*B003AS3 | S9X1B040U3PSB | American Standard | Air Conditioner | 17 | 40000 | 3-TON | A-COIL | Yes | UPFLOW | 32600 | 12 | 17 |  |  | R-454B
216532128 | 5A7A7036A1 | 5TXCB003AS3 | S9X1B040U3PSB | American Standard | Air Conditioner | 17 | 40000 | 3-TON | A-COIL | Yes | UPFLOW | 32600 | 12 | 17 |  |  | R-454B
216566846 | 5A7A7036A1 | 5PX*B004AS3 | S9X1B040U3PSB | American Standard | Air Conditioner | 17 | 40000 | 3-TON | A-COIL | Yes | UPFLOW | 33200 | 12 | 17.1 |  |  | R-454B
216566984 | 5A7A7036A1 | 5PX*B006AS3 | S9X1B040U3PSB | American Standard | Air Conditioner | 17 | 40000 | 3-TON | A-COIL | Yes | UPFLOW | 34200 | 12 | 17.1 |  |  | R-454B
216567436 | 5A7A7036A1 | 5TXCB004AS3 | S9X1B040U3PSB | American Standard | Air Conditioner | 17 | 40000 | 3-TON | A-COIL | Yes | UPFLOW | 33200 | 12 | 17.1 |  |  | R-454B
216567532 | 5A7A7036A1 | 5TXCB006AS3 | S9X1B040U3PSB | American Standard | Air Conditioner | 17 | 40000 | 3-TON | A-COIL | Yes | UPFLOW | 34200 | 12 | 17.1 |  |  | R-454B
216531737 | 5A7A7036A1 | 5PX*BD03AS3 | S9X1B060D3PSB | American Standard | Air Conditioner | 17 | 60000 | 3-TON | A-COIL | Yes | DOWNFLOW | 32000 | 12 | 17 |  |  | R-454B
216567014 | 5A7A7036A1 | 5PX*BD04AS3 | S9X1B060D3PSB | American Standard | Air Conditioner | 17 | 60000 | 3-TON | A-COIL | Yes | DOWNFLOW | 32800 | 12 | 17.1 |  |  | R-454B
216567060 | 5A7A7036A1 | 5PX*BD06AS3 | S9X1B060D3PSB | American Standard | Air Conditioner | 17 | 60000 | 3-TON | A-COIL | Yes | DOWNFLOW | 34200 | 12 | 17.1 |  |  | R-454B
216566834 | 5A7A7036A1 | 5PX*B003AS3 | S9X1B060U4PSB | American Standard | Air Conditioner | 17 | 60000 | 3-TON | A-COIL | Yes | UPFLOW | 32400 | 12 | 17 |  |  | R-454B
216566844 | 5A7A7036A1 | 5PX*B004AS3 | S9X1B060U4PSB | American Standard | Air Conditioner | 17 | 60000 | 3-TON | A-COIL | Yes | UPFLOW | 33400 | 12 | 17.1 |  |  | R-454B
216566920 | 5A7A7036A1 | 5PX*B006AS3 | S9X1B060U4PSB | American Standard | Air Conditioner | 17 | 60000 | 3-TON | A-COIL | Yes | UPFLOW | 34600 | 12 | 17.1 |  |  | R-454B
216567416 | 5A7A7036A1 | 5TXCB003AS3 | S9X1B060U4PSB | American Standard | Air Conditioner | 17 | 60000 | 3-TON | A-COIL | Yes | UPFLOW | 32400 | 12 | 17 |  |  | R-454B
216567492 | 5A7A7036A1 | 5TXCB004AS3 | S9X1B060U4PSB | American Standard | Air Conditioner | 17 | 60000 | 3-TON | A-COIL | Yes | UPFLOW | 33400 | 12 | 17.1 |  |  | R-454B
216567536 | 5A7A7036A1 | 5TXCB006AS3 | S9X1B060U4PSB | American Standard | Air Conditioner | 17 | 60000 | 3-TON | A-COIL | Yes | UPFLOW | 34600 | 12 | 17.1 |  |  | R-454B
216567012 | 5A7A7036A1 | 5PX*BD04AS3 | S9X1B080D4PSB | American Standard | Air Conditioner | 17 | 80000 | 3-TON | A-COIL | Yes | DOWNFLOW | 33400 | 12 | 17 |  |  | R-454B
216567058 | 5A7A7036A1 | 5PX*BD06AS3 | S9X1B080D4PSB | American Standard | Air Conditioner | 17 | 80000 | 3-TON | A-COIL | Yes | DOWNFLOW | 34200 | 12 | 17.1 |  |  | R-454B
216566842 | 5A7A7036A1 | 5PX*B003AS3 | S9X1B080U4PSB | American Standard | Air Conditioner | 17 | 80000 | 3-TON | A-COIL | Yes | UPFLOW | 32600 | 12 | 17 |  |  | R-454B
216566874 | 5A7A7036A1 | 5PX*B004AS3 | S9X1B080U4PSB | American Standard | Air Conditioner | 17 | 80000 | 3-TON | A-COIL | Yes | UPFLOW | 33000 | 12 | 17 |  |  | R-454B
216566986 | 5A7A7036A1 | 5PX*B006AS3 | S9X1B080U4PSB | American Standard | Air Conditioner | 17 | 80000 | 3-TON | A-COIL | Yes | UPFLOW | 34600 | 12 | 17.1 |  |  | R-454B
216567418 | 5A7A7036A1 | 5TXCB003AS3 | S9X1B080U4PSB | American Standard | Air Conditioner | 17 | 80000 | 3-TON | A-COIL | Yes | UPFLOW | 32600 | 12 | 17 |  |  | R-454B
216567490 | 5A7A7036A1 | 5TXCB004AS3 | S9X1B080U4PSB | American Standard | Air Conditioner | 17 | 80000 | 3-TON | A-COIL | Yes | UPFLOW | 33000 | 12 | 17 |  |  | R-454B
216567530 | 5A7A7036A1 | 5TXCB006AS3 | S9X1B080U4PSB | American Standard | Air Conditioner | 17 | 80000 | 3-TON | A-COIL | Yes | UPFLOW | 34600 | 12 | 17.1 |  |  | R-454B
216567134 | 5A7A7036A1 | 5PX*C005AS3 | S9X1C080U5PSB | American Standard | Air Conditioner | 17 | 80000 | 3-TON | A-COIL | Yes | UPFLOW | 33400 | 12 | 17.1 |  |  | R-454B
216567154 | 5A7A7036A1 | 5PX*C007AS3 | S9X1C080U5PSB | American Standard | Air Conditioner | 17 | 80000 | 3-TON | A-COIL | Yes | UPFLOW | 34600 | 12.5 | 17.1 |  |  | R-454B
216567226 | 5A7A7036A1 | 5PX*C009AS3 | S9X1C080U5PSB | American Standard | Air Conditioner | 17 | 80000 | 3-TON | A-COIL | Yes | UPFLOW | 35000 | 12.5 | 17.1 |  |  | R-454B
216567580 | 5A7A7036A1 | 5TXCC005AS3 | S9X1C080U5PSB | American Standard | Air Conditioner | 17 | 80000 | 3-TON | A-COIL | Yes | UPFLOW | 33400 | 12 | 17.1 |  |  | R-454B
216567638 | 5A7A7036A1 | 5TXCC007AS3 | S9X1C080U5PSB | American Standard | Air Conditioner | 17 | 80000 | 3-TON | A-COIL | Yes | UPFLOW | 34600 | 12.5 | 17.1 |  |  | R-454B
216567652 | 5A7A7036A1 | 5TXCC009AS3 | S9X1C080U5PSB | American Standard | Air Conditioner | 17 | 80000 | 3-TON | A-COIL | Yes | UPFLOW | 35000 | 12.5 | 17.1 |  |  | R-454B
216567292 | 5A7A7036A1 | 5PX*CD07AS3 | S9X1C100D5PSB | American Standard | Air Conditioner | 17 | 100000 | 3-TON | A-COIL | Yes | DOWNFLOW | 34600 | 12 | 17 |  |  | R-454B
216567306 | 5A7A7036A1 | 5PX*CD09AS3 | S9X1C100D5PSB | American Standard | Air Conditioner | 17 | 100000 | 3-TON | A-COIL | Yes | DOWNFLOW | 35000 | 12.5 | 17 |  |  | R-454B
216567380 | 5A7A7036A1 | 5PX*DD10AS3 | S9X1D120D5PSB | American Standard | Air Conditioner | 17 | 120000 | 3-TON | A-COIL | Yes | DOWNFLOW | 34800 | 12.5 | 17 |  |  | R-454B
216567334 | 5A7A7036A1 | 5PX*D008AS3 | S9X1D120U5PSB | American Standard | Air Conditioner | 17 | 120000 | 3-TON | A-COIL | Yes | UPFLOW | 35000 | 12.5 | 17 |  |  | R-454B
216567360 | 5A7A7036A1 | 5PX*D010AS3 | S9X1D120U5PSB | American Standard | Air Conditioner | 17 | 120000 | 3-TON | A-COIL | Yes | UPFLOW | 35400 | 12.5 | 17.1 |  |  | R-454B
216567678 | 5A7A7036A1 | 5TXCD008AS3 | S9X1D120U5PSB | American Standard | Air Conditioner | 17 | 120000 | 3-TON | A-COIL | Yes | UPFLOW | 35000 | 12.5 | 17 |  |  | R-454B
216567696 | 5A7A7036A1 | 5TXCD010AS3 | S9X1D120U5PSB | American Standard | Air Conditioner | 17 | 120000 | 3-TON | A-COIL | Yes | UPFLOW | 35400 | 12.5 | 17.1 |  |  | R-454B
216531454 | 5A7A7036A1 | 5PX*B003AS3 | S9X2B040U3PSB | American Standard | Air Conditioner | 17 | 40000 | 3-TON | A-COIL | Yes | UPFLOW | 32600 | 12 | 17 |  |  | R-454B
216532121 | 5A7A7036A1 | 5TXCB003AS3 | S9X2B040U3PSB | American Standard | Air Conditioner | 17 | 40000 | 3-TON | A-COIL | Yes | UPFLOW | 32600 | 12 | 17 |  |  | R-454B
216566872 | 5A7A7036A1 | 5PX*B004AS3 | S9X2B040U3PSB | American Standard | Air Conditioner | 17 | 40000 | 3-TON | A-COIL | Yes | UPFLOW | 33200 | 12 | 17.1 |  |  | R-454B
216566916 | 5A7A7036A1 | 5PX*B006AS3 | S9X2B040U3PSB | American Standard | Air Conditioner | 17 | 40000 | 3-TON | A-COIL | Yes | UPFLOW | 34200 | 12 | 17.1 |  |  | R-454B
216567500 | 5A7A7036A1 | 5TXCB004AS3 | S9X2B040U3PSB | American Standard | Air Conditioner | 17 | 40000 | 3-TON | A-COIL | Yes | UPFLOW | 33200 | 12 | 17.1 |  |  | R-454B
216567528 | 5A7A7036A1 | 5TXCB006AS3 | S9X2B040U3PSB | American Standard | Air Conditioner | 17 | 40000 | 3-TON | A-COIL | Yes | UPFLOW | 34200 | 12 | 17.1 |  |  | R-454B
216531745 | 5A7A7036A1 | 5PX*BD03AS3 | S9X2B060D3PSB | American Standard | Air Conditioner | 17 | 60000 | 3-TON | A-COIL | Yes | DOWNFLOW | 32000 | 12 | 17 |  |  | R-454B
216567008 | 5A7A7036A1 | 5PX*BD04AS3 | S9X2B060D3PSB | American Standard | Air Conditioner | 17 | 60000 | 3-TON | A-COIL | Yes | DOWNFLOW | 32800 | 12 | 17.1 |  |  | R-454B
216567080 | 5A7A7036A1 | 5PX*BD06AS3 | S9X2B060D3PSB | American Standard | Air Conditioner | 17 | 60000 | 3-TON | A-COIL | Yes | DOWNFLOW | 34200 | 12 | 17.1 |  |  | R-454B
216566832 | 5A7A7036A1 | 5PX*B003AS3 | S9X2B060U4PSB | American Standard | Air Conditioner | 17 | 60000 | 3-TON | A-COIL | Yes | UPFLOW | 32400 | 12 | 17 |  |  | R-454B
216566870 | 5A7A7036A1 | 5PX*B004AS3 | S9X2B060U4PSB | American Standard | Air Conditioner | 17 | 60000 | 3-TON | A-COIL | Yes | UPFLOW | 33400 | 12 | 17.1 |  |  | R-454B
216566982 | 5A7A7036A1 | 5PX*B006AS3 | S9X2B060U4PSB | American Standard | Air Conditioner | 17 | 60000 | 3-TON | A-COIL | Yes | UPFLOW | 34600 | 12 | 17.1 |  |  | R-454B
216567420 | 5A7A7036A1 | 5TXCB003AS3 | S9X2B060U4PSB | American Standard | Air Conditioner | 17 | 60000 | 3-TON | A-COIL | Yes | UPFLOW | 32400 | 12 | 17 |  |  | R-454B
216567470 | 5A7A7036A1 | 5TXCB004AS3 | S9X2B060U4PSB | American Standard | Air Conditioner | 17 | 60000 | 3-TON | A-COIL | Yes | UPFLOW | 33400 | 12 | 17.1 |  |  | R-454B
216567526 | 5A7A7036A1 | 5TXCB006AS3 | S9X2B060U4PSB | American Standard | Air Conditioner | 17 | 60000 | 3-TON | A-COIL | Yes | UPFLOW | 34600 | 12 | 17.1 |  |  | R-454B
216567006 | 5A7A7036A1 | 5PX*BD04AS3 | S9X2B080D4PSB | American Standard | Air Conditioner | 17 | 80000 | 3-TON | A-COIL | Yes | DOWNFLOW | 33400 | 12 | 17 |  |  | R-454B
216567078 | 5A7A7036A1 | 5PX*BD06AS3 | S9X2B080D4PSB | American Standard | Air Conditioner | 17 | 80000 | 3-TON | A-COIL | Yes | DOWNFLOW | 34200 | 12 | 17.1 |  |  | R-454B
216566830 | 5A7A7036A1 | 5PX*B003AS3 | S9X2B080U4PSB | American Standard | Air Conditioner | 17 | 80000 | 3-TON | A-COIL | Yes | UPFLOW | 32600 | 12 | 17 |  |  | R-454B
216566868 | 5A7A7036A1 | 5PX*B004AS3 | S9X2B080U4PSB | American Standard | Air Conditioner | 17 | 80000 | 3-TON | A-COIL | Yes | UPFLOW | 33000 | 12 | 17 |  |  | R-454B
216566918 | 5A7A7036A1 | 5PX*B006AS3 | S9X2B080U4PSB | American Standard | Air Conditioner | 17 | 80000 | 3-TON | A-COIL | Yes | UPFLOW | 34600 | 12 | 17.1 |  |  | R-454B
216567424 | 5A7A7036A1 | 5TXCB003AS3 | S9X2B080U4PSB | American Standard | Air Conditioner | 17 | 80000 | 3-TON | A-COIL | Yes | UPFLOW | 32600 | 12 | 17 |  |  | R-454B
216567468 | 5A7A7036A1 | 5TXCB004AS3 | S9X2B080U4PSB | American Standard | Air Conditioner | 17 | 80000 | 3-TON | A-COIL | Yes | UPFLOW | 33000 | 12 | 17 |  |  | R-454B
216567524 | 5A7A7036A1 | 5TXCB006AS3 | S9X2B080U4PSB | American Standard | Air Conditioner | 17 | 80000 | 3-TON | A-COIL | Yes | UPFLOW | 34600 | 12 | 17.1 |  |  | R-454B
216567130 | 5A7A7036A1 | 5PX*C005AS3 | S9X2C080U5PSB | American Standard | Air Conditioner | 17 | 80000 | 3-TON | A-COIL | Yes | UPFLOW | 33400 | 12 | 17.1 |  |  | R-454B
216567162 | 5A7A7036A1 | 5PX*C007AS3 | S9X2C080U5PSB | American Standard | Air Conditioner | 17 | 80000 | 3-TON | A-COIL | Yes | UPFLOW | 34600 | 12.5 | 17.1 |  |  | R-454B
216567196 | 5A7A7036A1 | 5PX*C009AS3 | S9X2C080U5PSB | American Standard | Air Conditioner | 17 | 80000 | 3-TON | A-COIL | Yes | UPFLOW | 35000 | 12.5 | 17.1 |  |  | R-454B
216567594 | 5A7A7036A1 | 5TXCC005AS3 | S9X2C080U5PSB | American Standard | Air Conditioner | 17 | 80000 | 3-TON | A-COIL | Yes | UPFLOW | 33400 | 12 | 17.1 |  |  | R-454B
216567644 | 5A7A7036A1 | 5TXCC007AS3 | S9X2C080U5PSB | American Standard | Air Conditioner | 17 | 80000 | 3-TON | A-COIL | Yes | UPFLOW | 34600 | 12.5 | 17.1 |  |  | R-454B
216567650 | 5A7A7036A1 | 5TXCC009AS3 | S9X2C080U5PSB | American Standard | Air Conditioner | 17 | 80000 | 3-TON | A-COIL | Yes | UPFLOW | 35000 | 12.5 | 17.1 |  |  | R-454B
216567294 | 5A7A7036A1 | 5PX*CD07AS3 | S9X2C100D5PSB | American Standard | Air Conditioner | 17 | 100000 | 3-TON | A-COIL | Yes | DOWNFLOW | 34600 | 12 | 17 |  |  | R-454B
216567304 | 5A7A7036A1 | 5PX*CD09AS3 | S9X2C100D5PSB | American Standard | Air Conditioner | 17 | 100000 | 3-TON | A-COIL | Yes | DOWNFLOW | 35000 | 12.5 | 17 |  |  | R-454B
216567358 | 5A7A7036A1 | 5PX*D008AS3 | S9X2D120U5PSB | American Standard | Air Conditioner | 17 | 120000 | 3-TON | A-COIL | Yes | UPFLOW | 35000 | 12.5 | 17 |  |  | R-454B
216567372 | 5A7A7036A1 | 5PX*D010AS3 | S9X2D120U5PSB | American Standard | Air Conditioner | 17 | 120000 | 3-TON | A-COIL | Yes | UPFLOW | 35400 | 12.5 | 17.1 |  |  | R-454B
216567684 | 5A7A7036A1 | 5TXCD008AS3 | S9X2D120U5PSB | American Standard | Air Conditioner | 17 | 120000 | 3-TON | A-COIL | Yes | UPFLOW | 35000 | 12.5 | 17 |  |  | R-454B
216567698 | 5A7A7036A1 | 5TXCD010AS3 | S9X2D120U5PSB | American Standard | Air Conditioner | 17 | 120000 | 3-TON | A-COIL | Yes | UPFLOW | 35400 | 12.5 | 17.1 |  |  | R-454B
216532065 | 5A7A7036A1 | 5TEM6B03AV21+TDR |  | American Standard | Air Conditioner | 17 | NO FURNACE | 3-TON | AIR HANDLER | Yes | MULTI-POSITION | 32400 | 12 | 17 |  |  | R-454B
216567384 | 5A7A7036A1 | 5TAM5C03AC21 |  | American Standard | Air Conditioner | 17 | NO FURNACE | 3-TON | AIR HANDLER | Yes | MULTI-POSITION | 33400 | 12.5 | 17.1 |  |  | R-454B
216567386 | 5A7A7036A1 | 5TAM5C04AC31 |  | American Standard | Air Conditioner | 17 | NO FURNACE | 3-TON | AIR HANDLER | Yes | MULTI-POSITION | 33600 | 12 | 17.1 |  |  | R-454B
216567388 | 5A7A7036A1 | 5TAM5D05AC31 |  | American Standard | Air Conditioner | 17 | NO FURNACE | 3-TON | AIR HANDLER | Yes | MULTI-POSITION | 33600 | 12.5 | 17.1 |  |  | R-454B
216567390 | 5A7A7036A1 | 5TAMXC03AV31 |  | American Standard | Air Conditioner | 17 | NO FURNACE | 3-TON | AIR HANDLER | Yes | MULTI-POSITION | 33800 | 12 | 17.1 |  |  | R-454B
216567392 | 5A7A7036A1 | 5TAMXD04AV31 |  | American Standard | Air Conditioner | 17 | NO FURNACE | 3-TON | AIR HANDLER | Yes | MULTI-POSITION | 33800 | 12.5 | 17.1 |  |  | R-454B
216567394 | 5A7A7036A1 | 5TAMXD05AV41 |  | American Standard | Air Conditioner | 17 | NO FURNACE | 3-TON | AIR HANDLER | Yes | MULTI-POSITION | 34800 | 12.5 | 17.1 |  |  | R-454B
216567396 | 5A7A7036A1 | 5TAMXD06AV41 |  | American Standard | Air Conditioner | 17 | NO FURNACE | 3-TON | AIR HANDLER | Yes | MULTI-POSITION | 34400 | 12.5 | 17.1 |  |  | R-454B
216567398 | 5A7A7036A1 | 5TAMXD07AV51 |  | American Standard | Air Conditioner | 17 | NO FURNACE | 3-TON | AIR HANDLER | Yes | MULTI-POSITION | 34800 | 12.5 | 17.1 |  |  | R-454B
216567400 | 5A7A7036A1 | 5TEM6D04AV31+TDR |  | American Standard | Air Conditioner | 17 | NO FURNACE | 3-TON | AIR HANDLER | Yes | MULTI-POSITION | 34400 | 12.5 | 17.1 |  |  | R-454B
216567402 | 5A7A7036A1 | 5TEM6D05AV41+TDR |  | American Standard | Air Conditioner | 17 | NO FURNACE | 3-TON | AIR HANDLER | Yes | MULTI-POSITION | 34400 | 12.5 | 17.1 |  |  | R-454B
216567404 | 5A7A7036A1 | 5TEM6D06AV41+TDR |  | American Standard | Air Conditioner | 17 | NO FURNACE | 3-TON | AIR HANDLER | Yes | MULTI-POSITION | 35000 | 12.5 | 17.1 |  |  | R-454B
216567406 | 5A7A7036A1 | 5TEMCB03AV31+TDR |  | American Standard | Air Conditioner | 17 | NO FURNACE | 3-TON | AIR HANDLER | Yes | MULTI-POSITION | 32800 | 12 | 17 |  |  | R-454B
216567408 | 5A7A7036A1 | 5TEMCD04AV31+TDR |  | American Standard | Air Conditioner | 17 | NO FURNACE | 3-TON | AIR HANDLER | Yes | MULTI-POSITION | 34600 | 12.5 | 17.1 |  |  | R-454B
216567410 | 5A7A7036A1 | 5TEMCD05AV41+TDR |  | American Standard | Air Conditioner | 17 | NO FURNACE | 3-TON | AIR HANDLER | Yes | MULTI-POSITION | 34600 | 12.5 | 17.1 |  |  | R-454B
216567412 | 5A7A7036A1 | 5TEMCD06AV41+TDR |  | American Standard | Air Conditioner | 17 | NO FURNACE | 3-TON | AIR HANDLER | Yes | MULTI-POSITION | 35600 | 12.5 | 17.1 |  |  | R-454B
216567414 | 5A7A7036A1 | 5TEMCD07AV51+TDR |  | American Standard | Air Conditioner | 17 | NO FURNACE | 3-TON | AIR HANDLER | Yes | MULTI-POSITION | 35600 | 12.5 | 17.1 |  |  | R-454B
216567730 | 5A7A7048A1 | 5PX*C007AS3 | *UHMC100CCV4 | American Standard | Air Conditioner | 17 | 100000 | 4-TON | A-COIL | Yes | UPFLOW | 44000 | 12 | 17.1 |  |  | R-454B
216567788 | 5A7A7048A1 | 5PX*C009AS3 | *UHMC100CCV4 | American Standard | Air Conditioner | 17 | 100000 | 4-TON | A-COIL | Yes | UPFLOW | 44500 | 12.5 | 17.1 |  |  | R-454B
216567936 | 5A7A7048A1 | 5PX*D008AS3 | *UHMC100CCV4 | American Standard | Air Conditioner | 17 | 100000 | 4-TON | A-COIL | Yes | UPFLOW | 44000 | 12 | 17.1 |  |  | R-454B
216568000 | 5A7A7048A1 | 5PX*D010AS3 | *UHMC100CCV4 | American Standard | Air Conditioner | 17 | 100000 | 4-TON | A-COIL | Yes | UPFLOW | 44500 | 12.5 | 17.1 |  |  | R-454B
216568118 | 5A7A7048A1 | 5TXCC007AS3 | *UHMC100CCV4 | American Standard | Air Conditioner | 17 | 100000 | 4-TON | A-COIL | Yes | UPFLOW | 44000 | 12 | 17.1 |  |  | R-454B
216568176 | 5A7A7048A1 | 5TXCC009AS3 | *UHMC100CCV4 | American Standard | Air Conditioner | 17 | 100000 | 4-TON | A-COIL | Yes | UPFLOW | 44000 | 12.5 | 17.1 |  |  | R-454B
216568192 | 5A7A7048A1 | 5TXCD008AS3 | *UHMC100CCV4 | American Standard | Air Conditioner | 17 | 100000 | 4-TON | A-COIL | Yes | UPFLOW | 44000 | 12 | 17.1 |  |  | R-454B
216568238 | 5A7A7048A1 | 5TXCD010AS3 | *UHMC100CCV4 | American Standard | Air Conditioner | 17 | 100000 | 4-TON | A-COIL | Yes | UPFLOW | 44000 | 12.5 | 17.1 |  |  | R-454B
216567718 | 5A7A7048A1 | 5PX*B006AS3 | S8V2B060M4PCB | American Standard | Air Conditioner | 17 | 60000 | 4-TON | A-COIL | Yes | MULTI-POSITION | 43500 | 12 | 17 |  |  | R-454B
216568098 | 5A7A7048A1 | 5TXCB006AS3 | S8V2B060M4PCB | American Standard | Air Conditioner | 17 | 60000 | 4-TON | A-COIL | Yes | MULTI-POSITION | 43500 | 12 | 17 |  |  | R-454B
216567702 | 5A7A7048A1 | 5PX*B006AS3 | S8V2B060M4PDB | American Standard | Air Conditioner | 17 | 60000 | 4-TON | A-COIL | Yes | MULTI-POSITION | 43500 | 12 | 17 |  |  | R-454B
216568100 | 5A7A7048A1 | 5TXCB006AS3 | S8V2B060M4PDB | American Standard | Air Conditioner | 17 | 60000 | 4-TON | A-COIL | Yes | MULTI-POSITION | 43500 | 12 | 17 |  |  | R-454B
216625069 | 5A7A7048A1 | 5PX*B006AS3 | S8V2B080M4PCB | American Standard | Air Conditioner | 17 | 80000 | 4-TON | A-COIL | Yes | MULTI-POSITION | 43500 | 12 | 17 |  |  | R-454B
216625097 | 5A7A7048A1 | 5TXCB006AS3 | S8V2B080M4PCB | American Standard | Air Conditioner | 17 | 80000 | 4-TON | A-COIL | Yes | MULTI-POSITION | 43500 | 12 | 17 |  |  | R-454B
216625922 | 5A7A7048A1 | 5PX*BD06AS3 | S8V2B080M4PCB | American Standard | Air Conditioner | 17 | 80000 | 4-TON | A-COIL | Yes | DOWNFLOW | 43500 | 12 | 17 |  |  | R-454B
216625071 | 5A7A7048A1 | 5PX*B006AS3 | S8V2B080M4PDB | American Standard | Air Conditioner | 17 | 80000 | 4-TON | A-COIL | Yes | MULTI-POSITION | 43500 | 12 | 17 |  |  | R-454B
216625085 | 5A7A7048A1 | 5TXCB006AS3 | S8V2B080M4PDB | American Standard | Air Conditioner | 17 | 80000 | 4-TON | A-COIL | Yes | MULTI-POSITION | 43500 | 12 | 17 |  |  | R-454B
216625924 | 5A7A7048A1 | 5PX*BD06AS3 | S8V2B080M4PDB | American Standard | Air Conditioner | 17 | 80000 | 4-TON | A-COIL | Yes | DOWNFLOW | 43500 | 12 | 17 |  |  | R-454B
216567756 | 5A7A7048A1 | 5PX*C007AS3 | S8V2C080M5PCB | American Standard | Air Conditioner | 17 | 80000 | 4-TON | A-COIL | Yes | MULTI-POSITION | 43500 | 12 | 17.1 |  |  | R-454B
216567768 | 5A7A7048A1 | 5PX*C009AS3 | S8V2C080M5PCB | American Standard | Air Conditioner | 17 | 80000 | 4-TON | A-COIL | Yes | MULTI-POSITION | 44500 | 12.5 | 17.1 |  |  | R-454B
216567828 | 5A7A7048A1 | 5PX*CD07AS3 | S8V2C080M5PCB | American Standard | Air Conditioner | 17 | 80000 | 4-TON | A-COIL | Yes | DOWNFLOW | 43500 | 12 | 17.1 |  |  | R-454B
216567856 | 5A7A7048A1 | 5PX*CD09AS3 | S8V2C080M5PCB | American Standard | Air Conditioner | 17 | 80000 | 4-TON | A-COIL | Yes | DOWNFLOW | 44500 | 12.5 | 17.1 |  |  | R-454B
216567932 | 5A7A7048A1 | 5PX*D008AS3 | S8V2C080M5PCB | American Standard | Air Conditioner | 17 | 80000 | 4-TON | A-COIL | Yes | MULTI-POSITION | 43500 | 12 | 17.1 |  |  | R-454B
216568002 | 5A7A7048A1 | 5PX*D010AS3 | S8V2C080M5PCB | American Standard | Air Conditioner | 17 | 80000 | 4-TON | A-COIL | Yes | MULTI-POSITION | 44500 | 12.5 | 17.1 |  |  | R-454B
216568054 | 5A7A7048A1 | 5PX*DD10AS3 | S8V2C080M5PCB | American Standard | Air Conditioner | 17 | 80000 | 4-TON | A-COIL | Yes | DOWNFLOW | 43500 | 12 | 17.1 |  |  | R-454B
216568144 | 5A7A7048A1 | 5TXCC007AS3 | S8V2C080M5PCB | American Standard | Air Conditioner | 17 | 80000 | 4-TON | A-COIL | Yes | MULTI-POSITION | 43500 | 12 | 17.1 |  |  | R-454B
216568164 | 5A7A7048A1 | 5TXCC009AS3 | S8V2C080M5PCB | American Standard | Air Conditioner | 17 | 80000 | 4-TON | A-COIL | Yes | MULTI-POSITION | 44500 | 12.5 | 17.1 |  |  | R-454B
216568188 | 5A7A7048A1 | 5TXCD008AS3 | S8V2C080M5PCB | American Standard | Air Conditioner | 17 | 80000 | 4-TON | A-COIL | Yes | MULTI-POSITION | 43500 | 12 | 17.1 |  |  | R-454B
216568260 | 5A7A7048A1 | 5TXCD010AS3 | S8V2C080M5PCB | American Standard | Air Conditioner | 17 | 80000 | 4-TON | A-COIL | Yes | MULTI-POSITION | 44500 | 12.5 | 17.1 |  |  | R-454B
216567728 | 5A7A7048A1 | 5PX*C007AS3 | S8V2C080M5PDB | American Standard | Air Conditioner | 17 | 80000 | 4-TON | A-COIL | Yes | MULTI-POSITION | 43500 | 12 | 17.1 |  |  | R-454B
216567770 | 5A7A7048A1 | 5PX*C009AS3 | S8V2C080M5PDB | American Standard | Air Conditioner | 17 | 80000 | 4-TON | A-COIL | Yes | MULTI-POSITION | 44500 | 12.5 | 17.1 |  |  | R-454B
216567826 | 5A7A7048A1 | 5PX*CD07AS3 | S8V2C080M5PDB | American Standard | Air Conditioner | 17 | 80000 | 4-TON | A-COIL | Yes | DOWNFLOW | 43500 | 12 | 17.1 |  |  | R-454B
216567886 | 5A7A7048A1 | 5PX*CD09AS3 | S8V2C080M5PDB | American Standard | Air Conditioner | 17 | 80000 | 4-TON | A-COIL | Yes | DOWNFLOW | 44500 | 12.5 | 17.1 |  |  | R-454B
216567930 | 5A7A7048A1 | 5PX*D008AS3 | S8V2C080M5PDB | American Standard | Air Conditioner | 17 | 80000 | 4-TON | A-COIL | Yes | MULTI-POSITION | 43500 | 12 | 17.1 |  |  | R-454B
216567952 | 5A7A7048A1 | 5PX*D010AS3 | S8V2C080M5PDB | American Standard | Air Conditioner | 17 | 80000 | 4-TON | A-COIL | Yes | MULTI-POSITION | 44500 | 12.5 | 17.1 |  |  | R-454B
216568052 | 5A7A7048A1 | 5PX*DD10AS3 | S8V2C080M5PDB | American Standard | Air Conditioner | 17 | 80000 | 4-TON | A-COIL | Yes | DOWNFLOW | 43500 | 12 | 17.1 |  |  | R-454B
216568146 | 5A7A7048A1 | 5TXCC007AS3 | S8V2C080M5PDB | American Standard | Air Conditioner | 17 | 80000 | 4-TON | A-COIL | Yes | MULTI-POSITION | 43500 | 12 | 17.1 |  |  | R-454B
216568162 | 5A7A7048A1 | 5TXCC009AS3 | S8V2C080M5PDB | American Standard | Air Conditioner | 17 | 80000 | 4-TON | A-COIL | Yes | MULTI-POSITION | 44500 | 12.5 | 17.1 |  |  | R-454B
216568196 | 5A7A7048A1 | 5TXCD008AS3 | S8V2C080M5PDB | American Standard | Air Conditioner | 17 | 80000 | 4-TON | A-COIL | Yes | MULTI-POSITION | 43500 | 12 | 17.1 |  |  | R-454B
216568258 | 5A7A7048A1 | 5TXCD010AS3 | S8V2C080M5PDB | American Standard | Air Conditioner | 17 | 80000 | 4-TON | A-COIL | Yes | MULTI-POSITION | 44500 | 12.5 | 17.1 |  |  | R-454B
216567726 | 5A7A7048A1 | 5PX*C007AS3 | S8V2C100M5PCB | American Standard | Air Conditioner | 17 | 100000 | 4-TON | A-COIL | Yes | MULTI-POSITION | 44000 | 12 | 17.1 |  |  | R-454B
216567772 | 5A7A7048A1 | 5PX*C009AS3 | S8V2C100M5PCB | American Standard | Air Conditioner | 17 | 100000 | 4-TON | A-COIL | Yes | MULTI-POSITION | 44000 | 12.5 | 17.1 |  |  | R-454B
216567824 | 5A7A7048A1 | 5PX*CD07AS3 | S8V2C100M5PCB | American Standard | Air Conditioner | 17 | 100000 | 4-TON | A-COIL | Yes | DOWNFLOW | 44000 | 12 | 17.1 |  |  | R-454B
216567854 | 5A7A7048A1 | 5PX*CD09AS3 | S8V2C100M5PCB | American Standard | Air Conditioner | 17 | 100000 | 4-TON | A-COIL | Yes | DOWNFLOW | 44500 | 12.5 | 17.1 |  |  | R-454B
216567928 | 5A7A7048A1 | 5PX*D008AS3 | S8V2C100M5PCB | American Standard | Air Conditioner | 17 | 100000 | 4-TON | A-COIL | Yes | MULTI-POSITION | 43500 | 12 | 17.1 |  |  | R-454B
216567950 | 5A7A7048A1 | 5PX*D010AS3 | S8V2C100M5PCB | American Standard | Air Conditioner | 17 | 100000 | 4-TON | A-COIL | Yes | MULTI-POSITION | 44000 | 12.5 | 17.1 |  |  | R-454B
216568050 | 5A7A7048A1 | 5PX*DD10AS3 | S8V2C100M5PCB | American Standard | Air Conditioner | 17 | 100000 | 4-TON | A-COIL | Yes | DOWNFLOW | 43500 | 12 | 17.1 |  |  | R-454B
216568148 | 5A7A7048A1 | 5TXCC007AS3 | S8V2C100M5PCB | American Standard | Air Conditioner | 17 | 100000 | 4-TON | A-COIL | Yes | MULTI-POSITION | 43500 | 12 | 17.1 |  |  | R-454B
216568166 | 5A7A7048A1 | 5TXCC009AS3 | S8V2C100M5PCB | American Standard | Air Conditioner | 17 | 100000 | 4-TON | A-COIL | Yes | MULTI-POSITION | 44000 | 12.5 | 17.1 |  |  | R-454B
216568198 | 5A7A7048A1 | 5TXCD008AS3 | S8V2C100M5PCB | American Standard | Air Conditioner | 17 | 100000 | 4-TON | A-COIL | Yes | MULTI-POSITION | 43500 | 12 | 17.1 |  |  | R-454B
216568262 | 5A7A7048A1 | 5TXCD010AS3 | S8V2C100M5PCB | American Standard | Air Conditioner | 17 | 100000 | 4-TON | A-COIL | Yes | MULTI-POSITION | 44500 | 12.5 | 17.1 |  |  | R-454B
216567724 | 5A7A7048A1 | 5PX*C007AS3 | S8V2C100M5PDB | American Standard | Air Conditioner | 17 | 100000 | 4-TON | A-COIL | Yes | MULTI-POSITION | 44000 | 12 | 17.1 |  |  | R-454B
216567774 | 5A7A7048A1 | 5PX*C009AS3 | S8V2C100M5PDB | American Standard | Air Conditioner | 17 | 100000 | 4-TON | A-COIL | Yes | MULTI-POSITION | 44000 | 12.5 | 17.1 |  |  | R-454B
216567834 | 5A7A7048A1 | 5PX*CD07AS3 | S8V2C100M5PDB | American Standard | Air Conditioner | 17 | 100000 | 4-TON | A-COIL | Yes | DOWNFLOW | 44000 | 12 | 17.1 |  |  | R-454B
216567852 | 5A7A7048A1 | 5PX*CD09AS3 | S8V2C100M5PDB | American Standard | Air Conditioner | 17 | 100000 | 4-TON | A-COIL | Yes | DOWNFLOW | 44500 | 12.5 | 17.1 |  |  | R-454B
216567926 | 5A7A7048A1 | 5PX*D008AS3 | S8V2C100M5PDB | American Standard | Air Conditioner | 17 | 100000 | 4-TON | A-COIL | Yes | MULTI-POSITION | 43500 | 12 | 17.1 |  |  | R-454B
216568016 | 5A7A7048A1 | 5PX*D010AS3 | S8V2C100M5PDB | American Standard | Air Conditioner | 17 | 100000 | 4-TON | A-COIL | Yes | MULTI-POSITION | 44000 | 12.5 | 17.1 |  |  | R-454B
216568066 | 5A7A7048A1 | 5PX*DD10AS3 | S8V2C100M5PDB | American Standard | Air Conditioner | 17 | 100000 | 4-TON | A-COIL | Yes | DOWNFLOW | 43500 | 12 | 17.1 |  |  | R-454B
216568150 | 5A7A7048A1 | 5TXCC007AS3 | S8V2C100M5PDB | American Standard | Air Conditioner | 17 | 100000 | 4-TON | A-COIL | Yes | MULTI-POSITION | 43500 | 12 | 17.1 |  |  | R-454B
216568180 | 5A7A7048A1 | 5TXCC009AS3 | S8V2C100M5PDB | American Standard | Air Conditioner | 17 | 100000 | 4-TON | A-COIL | Yes | MULTI-POSITION | 44000 | 12.5 | 17.1 |  |  | R-454B
216568200 | 5A7A7048A1 | 5TXCD008AS3 | S8V2C100M5PDB | American Standard | Air Conditioner | 17 | 100000 | 4-TON | A-COIL | Yes | MULTI-POSITION | 43500 | 12 | 17.1 |  |  | R-454B
216568264 | 5A7A7048A1 | 5TXCD010AS3 | S8V2C100M5PDB | American Standard | Air Conditioner | 17 | 100000 | 4-TON | A-COIL | Yes | MULTI-POSITION | 44500 | 12.5 | 17.1 |  |  | R-454B
216567924 | 5A7A7048A1 | 5PX*D008AS3 | S8V2D120M5PCB | American Standard | Air Conditioner | 17 | 120000 | 4-TON | A-COIL | Yes | MULTI-POSITION | 44000 | 12.5 | 17.1 |  |  | R-454B
216568014 | 5A7A7048A1 | 5PX*D010AS3 | S8V2D120M5PCB | American Standard | Air Conditioner | 17 | 120000 | 4-TON | A-COIL | Yes | MULTI-POSITION | 44500 | 12.5 | 17.1 |  |  | R-454B
216568064 | 5A7A7048A1 | 5PX*DD10AS3 | S8V2D120M5PCB | American Standard | Air Conditioner | 17 | 120000 | 4-TON | A-COIL | Yes | DOWNFLOW | 43500 | 12.5 | 17.1 |  |  | R-454B
216568202 | 5A7A7048A1 | 5TXCD008AS3 | S8V2D120M5PCB | American Standard | Air Conditioner | 17 | 120000 | 4-TON | A-COIL | Yes | MULTI-POSITION | 44000 | 12.5 | 17.1 |  |  | R-454B
216568266 | 5A7A7048A1 | 5TXCD010AS3 | S8V2D120M5PCB | American Standard | Air Conditioner | 17 | 120000 | 4-TON | A-COIL | Yes | MULTI-POSITION | 44500 | 12.5 | 17.1 |  |  | R-454B
216567922 | 5A7A7048A1 | 5PX*D008AS3 | S8V2D120M5PDB | American Standard | Air Conditioner | 17 | 120000 | 4-TON | A-COIL | Yes | MULTI-POSITION | 44000 | 12.5 | 17.1 |  |  | R-454B
216568012 | 5A7A7048A1 | 5PX*D010AS3 | S8V2D120M5PDB | American Standard | Air Conditioner | 17 | 120000 | 4-TON | A-COIL | Yes | MULTI-POSITION | 44500 | 12.5 | 17.1 |  |  | R-454B
216568062 | 5A7A7048A1 | 5PX*DD10AS3 | S8V2D120M5PDB | American Standard | Air Conditioner | 17 | 120000 | 4-TON | A-COIL | Yes | DOWNFLOW | 43500 | 12.5 | 17.1 |  |  | R-454B
216568204 | 5A7A7048A1 | 5TXCD008AS3 | S8V2D120M5PDB | American Standard | Air Conditioner | 17 | 120000 | 4-TON | A-COIL | Yes | MULTI-POSITION | 44000 | 12.5 | 17.1 |  |  | R-454B
216568268 | 5A7A7048A1 | 5TXCD010AS3 | S8V2D120M5PDB | American Standard | Air Conditioner | 17 | 120000 | 4-TON | A-COIL | Yes | MULTI-POSITION | 44500 | 12.5 | 17.1 |  |  | R-454B
216625073 | 5A7A7048A1 | 5PX*B006AS3 | S8X1B060M4PSC | American Standard | Air Conditioner | 17 | 60000 | 4-TON | A-COIL | Yes | MULTI-POSITION | 43000 | 12 | 17.1 |  |  | R-454B
216625095 | 5A7A7048A1 | 5TXCB006AS3 | S8X1B060M4PSC | American Standard | Air Conditioner | 17 | 60000 | 4-TON | A-COIL | Yes | MULTI-POSITION | 43000 | 12 | 17.1 |  |  | R-454B
216567716 | 5A7A7048A1 | 5PX*B006AS3 | S8X1B080M4PSC | American Standard | Air Conditioner | 17 | 80000 | 4-TON | A-COIL | Yes | MULTI-POSITION | 43500 | 12 | 17.1 |  |  | R-454B
216568102 | 5A7A7048A1 | 5TXCB006AS3 | S8X1B080M4PSC | American Standard | Air Conditioner | 17 | 80000 | 4-TON | A-COIL | Yes | MULTI-POSITION | 43500 | 12 | 17.1 |  |  | R-454B
216567746 | 5A7A7048A1 | 5PX*C007AS3 | S8X1C080M5PSC | American Standard | Air Conditioner | 17 | 80000 | 4-TON | A-COIL | Yes | MULTI-POSITION | 44000 | 12 | 17.1 |  |  | R-454B
216567796 | 5A7A7048A1 | 5PX*C009AS3 | S8X1C080M5PSC | American Standard | Air Conditioner | 17 | 80000 | 4-TON | A-COIL | Yes | MULTI-POSITION | 45000 | 12.5 | 17.1 |  |  | R-454B
216567840 | 5A7A7048A1 | 5PX*CD07AS3 | S8X1C080M5PSC | American Standard | Air Conditioner | 17 | 80000 | 4-TON | A-COIL | Yes | DOWNFLOW | 44000 | 12 | 17.1 |  |  | R-454B
216567882 | 5A7A7048A1 | 5PX*CD09AS3 | S8X1C080M5PSC | American Standard | Air Conditioner | 17 | 80000 | 4-TON | A-COIL | Yes | DOWNFLOW | 45000 | 12.5 | 17.1 |  |  | R-454B
216567890 | 5A7A7048A1 | 5PX*D008AS3 | S8X1C080M5PSC | American Standard | Air Conditioner | 17 | 80000 | 4-TON | A-COIL | Yes | MULTI-POSITION | 44500 | 12 | 17.1 |  |  | R-454B
216567970 | 5A7A7048A1 | 5PX*D010AS3 | S8X1C080M5PSC | American Standard | Air Conditioner | 17 | 80000 | 4-TON | A-COIL | Yes | MULTI-POSITION | 45000 | 12.5 | 17.1 |  |  | R-454B
216568018 | 5A7A7048A1 | 5PX*DD10AS3 | S8X1C080M5PSC | American Standard | Air Conditioner | 17 | 80000 | 4-TON | A-COIL | Yes | DOWNFLOW | 44000 | 12 | 17.1 |  |  | R-454B
216568140 | 5A7A7048A1 | 5TXCC007AS3 | S8X1C080M5PSC | American Standard | Air Conditioner | 17 | 80000 | 4-TON | A-COIL | Yes | MULTI-POSITION | 44000 | 12 | 17.1 |  |  | R-454B
216568250 | 5A7A7048A1 | 5TXCD010AS3 | S8X1C080M5PSC | American Standard | Air Conditioner | 17 | 80000 | 4-TON | A-COIL | Yes | MULTI-POSITION | 45000 | 12.5 | 17.1 |  |  | R-454B
216619791 | 5A7A7048A1 | 5TXCC009AS3 | S8X1C080M5PSC | American Standard | Air Conditioner | 17 | 80000 | 4-TON | A-COIL | Yes | MULTI-POSITION | 45000 | 12 | 17.1 |  |  | R-454B
216619809 | 5A7A7048A1 | 5TXCD008AS3 | S8X1C080M5PSC | American Standard | Air Conditioner | 17 | 80000 | 4-TON | A-COIL | Yes | MULTI-POSITION | 44500 | 12 | 17.1 |  |  | R-454B
216567750 | 5A7A7048A1 | 5PX*C007AS3 | S8X1C100M5PSC | American Standard | Air Conditioner | 17 | 100000 | 4-TON | A-COIL | Yes | MULTI-POSITION | 44000 | 12 | 17.1 |  |  | R-454B
216567792 | 5A7A7048A1 | 5PX*C009AS3 | S8X1C100M5PSC | American Standard | Air Conditioner | 17 | 100000 | 4-TON | A-COIL | Yes | MULTI-POSITION | 44500 | 12 | 17.1 |  |  | R-454B
216567836 | 5A7A7048A1 | 5PX*CD07AS3 | S8X1C100M5PSC | American Standard | Air Conditioner | 17 | 100000 | 4-TON | A-COIL | Yes | DOWNFLOW | 44000 | 12 | 17.1 |  |  | R-454B
216567878 | 5A7A7048A1 | 5PX*CD09AS3 | S8X1C100M5PSC | American Standard | Air Conditioner | 17 | 100000 | 4-TON | A-COIL | Yes | DOWNFLOW | 45000 | 12 | 17.1 |  |  | R-454B
216567894 | 5A7A7048A1 | 5PX*D008AS3 | S8X1C100M5PSC | American Standard | Air Conditioner | 17 | 100000 | 4-TON | A-COIL | Yes | MULTI-POSITION | 44500 | 12 | 17.1 |  |  | R-454B
216567974 | 5A7A7048A1 | 5PX*D010AS3 | S8X1C100M5PSC | American Standard | Air Conditioner | 17 | 100000 | 4-TON | A-COIL | Yes | MULTI-POSITION | 45000 | 12 | 17.1 |  |  | R-454B
216568022 | 5A7A7048A1 | 5PX*DD10AS3 | S8X1C100M5PSC | American Standard | Air Conditioner | 17 | 100000 | 4-TON | A-COIL | Yes | DOWNFLOW | 44000 | 12 | 17.1 |  |  | R-454B
216568136 | 5A7A7048A1 | 5TXCC007AS3 | S8X1C100M5PSC | American Standard | Air Conditioner | 17 | 100000 | 4-TON | A-COIL | Yes | MULTI-POSITION | 44000 | 12 | 17.1 |  |  | R-454B
216568246 | 5A7A7048A1 | 5TXCD010AS3 | S8X1C100M5PSC | American Standard | Air Conditioner | 17 | 100000 | 4-TON | A-COIL | Yes | MULTI-POSITION | 45000 | 12 | 17.1 |  |  | R-454B
216619787 | 5A7A7048A1 | 5TXCC009AS3 | S8X1C100M5PSC | American Standard | Air Conditioner | 17 | 100000 | 4-TON | A-COIL | Yes | MULTI-POSITION | 44500 | 12 | 17.1 |  |  | R-454B
216619833 | 5A7A7048A1 | 5TXCD008AS3 | S8X1C100M5PSC | American Standard | Air Conditioner | 17 | 100000 | 4-TON | A-COIL | Yes | MULTI-POSITION | 44500 | 12 | 17.1 |  |  | R-454B
216567898 | 5A7A7048A1 | 5PX*D008AS3 | S8X1D120M5PSC | American Standard | Air Conditioner | 17 | 120000 | 4-TON | A-COIL | Yes | MULTI-POSITION | 44000 | 12 | 17.1 |  |  | R-454B
216567964 | 5A7A7048A1 | 5PX*D010AS3 | S8X1D120M5PSC | American Standard | Air Conditioner | 17 | 120000 | 4-TON | A-COIL | Yes | MULTI-POSITION | 45000 | 12.5 | 17.1 |  |  | R-454B
216568026 | 5A7A7048A1 | 5PX*DD10AS3 | S8X1D120M5PSC | American Standard | Air Conditioner | 17 | 120000 | 4-TON | A-COIL | Yes | DOWNFLOW | 44500 | 12 | 17.1 |  |  | R-454B
216568210 | 5A7A7048A1 | 5TXCD010AS3 | S8X1D120M5PSC | American Standard | Air Conditioner | 17 | 120000 | 4-TON | A-COIL | Yes | MULTI-POSITION | 45000 | 12.5 | 17.1 |  |  | R-454B
216619829 | 5A7A7048A1 | 5TXCD008AS3 | S8X1D120M5PSC | American Standard | Air Conditioner | 17 | 120000 | 4-TON | A-COIL | Yes | MULTI-POSITION | 44000 | 12 | 17.1 |  |  | R-454B
216625077 | 5A7A7048A1 | 5PX*B006AS3 | S8X2B060M4PSC | American Standard | Air Conditioner | 17 | 60000 | 4-TON | A-COIL | Yes | MULTI-POSITION | 43000 | 12 | 17.1 |  |  | R-454B
216625091 | 5A7A7048A1 | 5TXCB006AS3 | S8X2B060M4PSC | American Standard | Air Conditioner | 17 | 60000 | 4-TON | A-COIL | Yes | MULTI-POSITION | 43000 | 12 | 17.1 |  |  | R-454B
216567706 | 5A7A7048A1 | 5PX*B006AS3 | S8X2B080M4PSC | American Standard | Air Conditioner | 17 | 80000 | 4-TON | A-COIL | Yes | MULTI-POSITION | 43500 | 12 | 17.1 |  |  | R-454B
216568106 | 5A7A7048A1 | 5TXCB006AS3 | S8X2B080M4PSC | American Standard | Air Conditioner | 17 | 80000 | 4-TON | A-COIL | Yes | MULTI-POSITION | 43500 | 12 | 17.1 |  |  | R-454B
216567732 | 5A7A7048A1 | 5PX*C007AS3 | S8X2C080M5PSC | American Standard | Air Conditioner | 17 | 80000 | 4-TON | A-COIL | Yes | MULTI-POSITION | 44000 | 12 | 17.1 |  |  | R-454B
216567766 | 5A7A7048A1 | 5PX*C009AS3 | S8X2C080M5PSC | American Standard | Air Conditioner | 17 | 80000 | 4-TON | A-COIL | Yes | MULTI-POSITION | 45000 | 12.5 | 17.1 |  |  | R-454B
216567818 | 5A7A7048A1 | 5PX*CD07AS3 | S8X2C080M5PSC | American Standard | Air Conditioner | 17 | 80000 | 4-TON | A-COIL | Yes | DOWNFLOW | 44000 | 12 | 17.1 |  |  | R-454B
216567860 | 5A7A7048A1 | 5PX*CD09AS3 | S8X2C080M5PSC | American Standard | Air Conditioner | 17 | 80000 | 4-TON | A-COIL | Yes | DOWNFLOW | 45000 | 12.5 | 17.1 |  |  | R-454B
216567980 | 5A7A7048A1 | 5PX*D010AS3 | S8X2C080M5PSC | American Standard | Air Conditioner | 17 | 80000 | 4-TON | A-COIL | Yes | MULTI-POSITION | 45000 | 12.5 | 17.1 |  |  | R-454B
216568032 | 5A7A7048A1 | 5PX*DD10AS3 | S8X2C080M5PSC | American Standard | Air Conditioner | 17 | 80000 | 4-TON | A-COIL | Yes | DOWNFLOW | 44000 | 12 | 17.1 |  |  | R-454B
216568132 | 5A7A7048A1 | 5TXCC007AS3 | S8X2C080M5PSC | American Standard | Air Conditioner | 17 | 80000 | 4-TON | A-COIL | Yes | MULTI-POSITION | 44000 | 12 | 17.1 |  |  | R-454B
216568214 | 5A7A7048A1 | 5TXCD010AS3 | S8X2C080M5PSC | American Standard | Air Conditioner | 17 | 80000 | 4-TON | A-COIL | Yes | MULTI-POSITION | 45000 | 12.5 | 17.1 |  |  | R-454B
216619783 | 5A7A7048A1 | 5TXCC009AS3 | S8X2C080M5PSC | American Standard | Air Conditioner | 17 | 80000 | 4-TON | A-COIL | Yes | MULTI-POSITION | 45000 | 12 | 17.1 |  |  | R-454B
216619825 | 5A7A7048A1 | 5TXCD008AS3 | S8X2C080M5PSC | American Standard | Air Conditioner | 17 | 80000 | 4-TON | A-COIL | Yes | MULTI-POSITION | 44500 | 12 | 17.1 |  |  | R-454B
216567736 | 5A7A7048A1 | 5PX*C007AS3 | S8X2C100M5PSC | American Standard | Air Conditioner | 17 | 100000 | 4-TON | A-COIL | Yes | MULTI-POSITION | 44000 | 12 | 17.1 |  |  | R-454B
216567784 | 5A7A7048A1 | 5PX*C009AS3 | S8X2C100M5PSC | American Standard | Air Conditioner | 17 | 100000 | 4-TON | A-COIL | Yes | MULTI-POSITION | 44500 | 12 | 17.1 |  |  | R-454B
216567846 | 5A7A7048A1 | 5PX*CD07AS3 | S8X2C100M5PSC | American Standard | Air Conditioner | 17 | 100000 | 4-TON | A-COIL | Yes | DOWNFLOW | 44000 | 12 | 17.1 |  |  | R-454B
216567864 | 5A7A7048A1 | 5PX*CD09AS3 | S8X2C100M5PSC | American Standard | Air Conditioner | 17 | 100000 | 4-TON | A-COIL | Yes | DOWNFLOW | 45000 | 12 | 17.1 |  |  | R-454B
216567904 | 5A7A7048A1 | 5PX*D008AS3 | S8X2C100M5PSC | American Standard | Air Conditioner | 17 | 100000 | 4-TON | A-COIL | Yes | MULTI-POSITION | 44500 | 12 | 17.1 |  |  | R-454B
216567960 | 5A7A7048A1 | 5PX*D010AS3 | S8X2C100M5PSC | American Standard | Air Conditioner | 17 | 100000 | 4-TON | A-COIL | Yes | MULTI-POSITION | 45000 | 12 | 17.1 |  |  | R-454B
216568024 | 5A7A7048A1 | 5PX*DD10AS3 | S8X2C100M5PSC | American Standard | Air Conditioner | 17 | 100000 | 4-TON | A-COIL | Yes | DOWNFLOW | 44000 | 12 | 17.1 |  |  | R-454B
216568128 | 5A7A7048A1 | 5TXCC007AS3 | S8X2C100M5PSC | American Standard | Air Conditioner | 17 | 100000 | 4-TON | A-COIL | Yes | MULTI-POSITION | 44000 | 12 | 17.1 |  |  | R-454B
216568218 | 5A7A7048A1 | 5TXCD010AS3 | S8X2C100M5PSC | American Standard | Air Conditioner | 17 | 100000 | 4-TON | A-COIL | Yes | MULTI-POSITION | 45000 | 12 | 17.1 |  |  | R-454B
216619797 | 5A7A7048A1 | 5TXCC009AS3 | S8X2C100M5PSC | American Standard | Air Conditioner | 17 | 100000 | 4-TON | A-COIL | Yes | MULTI-POSITION | 44500 | 12 | 17.1 |  |  | R-454B
216619821 | 5A7A7048A1 | 5TXCD008AS3 | S8X2C100M5PSC | American Standard | Air Conditioner | 17 | 100000 | 4-TON | A-COIL | Yes | MULTI-POSITION | 44500 | 12 | 17.1 |  |  | R-454B
216567908 | 5A7A7048A1 | 5PX*D008AS3 | S8X2D120M5PSC | American Standard | Air Conditioner | 17 | 120000 | 4-TON | A-COIL | Yes | MULTI-POSITION | 44000 | 12 | 17.1 |  |  | R-454B
216567982 | 5A7A7048A1 | 5PX*D010AS3 | S8X2D120M5PSC | American Standard | Air Conditioner | 17 | 120000 | 4-TON | A-COIL | Yes | MULTI-POSITION | 45000 | 12.5 | 17.1 |  |  | R-454B
216568038 | 5A7A7048A1 | 5PX*DD10AS3 | S8X2D120M5PSC | American Standard | Air Conditioner | 17 | 120000 | 4-TON | A-COIL | Yes | DOWNFLOW | 44500 | 12 | 17.1 |  |  | R-454B
216568224 | 5A7A7048A1 | 5TXCD010AS3 | S8X2D120M5PSC | American Standard | Air Conditioner | 17 | 120000 | 4-TON | A-COIL | Yes | MULTI-POSITION | 45000 | 12.5 | 17.1 |  |  | R-454B
216619817 | 5A7A7048A1 | 5TXCD008AS3 | S8X2D120M5PSC | American Standard | Air Conditioner | 17 | 120000 | 4-TON | A-COIL | Yes | MULTI-POSITION | 44000 | 12 | 17.1 |  |  | R-454B
216625087 | 5A7A7048A1 | 5TXCB006AS3 | S9V2B060U4VSB | American Standard | Air Conditioner | 17 | 60000 | 4-TON | A-COIL | Yes | UPFLOW | 43500 | 12 | 17 |  |  | R-454B
216532431 | 5A7A7048A1 | 5PX*BD06AS3 | S9V2B080D4PSC | American Standard | Air Conditioner | 17 | 80000 | 4-TON | A-COIL | Yes | DOWNFLOW | 43500 | 12 | 17 |  |  | R-454B
216532435 | 5A7A7048A1 | 5PX*BD06AS3 | S9V2B080D4VSB | American Standard | Air Conditioner | 17 | 80000 | 4-TON | A-COIL | Yes | DOWNFLOW | 43500 | 12 | 17 |  |  | R-454B
216567722 | 5A7A7048A1 | 5PX*C007AS3 | S9V2C080U5VSB | American Standard | Air Conditioner | 17 | 80000 | 4-TON | A-COIL | Yes | UPFLOW | 44000 | 12 | 17.1 |  |  | R-454B
216567810 | 5A7A7048A1 | 5PX*C009AS3 | S9V2C080U5VSB | American Standard | Air Conditioner | 17 | 80000 | 4-TON | A-COIL | Yes | UPFLOW | 44000 | 12.5 | 17.1 |  |  | R-454B
216567948 | 5A7A7048A1 | 5PX*D008AS3 | S9V2C080U5VSB | American Standard | Air Conditioner | 17 | 80000 | 4-TON | A-COIL | Yes | UPFLOW | 43500 | 12.5 | 17.1 |  |  | R-454B
216568008 | 5A7A7048A1 | 5PX*D010AS3 | S9V2C080U5VSB | American Standard | Air Conditioner | 17 | 80000 | 4-TON | A-COIL | Yes | UPFLOW | 44000 | 12.5 | 17.1 |  |  | R-454B
216568152 | 5A7A7048A1 | 5TXCC007AS3 | S9V2C080U5VSB | American Standard | Air Conditioner | 17 | 80000 | 4-TON | A-COIL | Yes | UPFLOW | 44000 | 12 | 17.1 |  |  | R-454B
216568178 | 5A7A7048A1 | 5TXCC009AS3 | S9V2C080U5VSB | American Standard | Air Conditioner | 17 | 80000 | 4-TON | A-COIL | Yes | UPFLOW | 44000 | 12.5 | 17.1 |  |  | R-454B
216568206 | 5A7A7048A1 | 5TXCD008AS3 | S9V2C080U5VSB | American Standard | Air Conditioner | 17 | 80000 | 4-TON | A-COIL | Yes | UPFLOW | 43500 | 12.5 | 17.1 |  |  | R-454B
216568256 | 5A7A7048A1 | 5TXCD010AS3 | S9V2C080U5VSB | American Standard | Air Conditioner | 17 | 80000 | 4-TON | A-COIL | Yes | UPFLOW | 44000 | 12.5 | 17.1 |  |  | R-454B
216567814 | 5A7A7048A1 | 5PX*CD07AS3 | S9V2C100D4VSB | American Standard | Air Conditioner | 17 | 100000 | 4-TON | A-COIL | Yes | DOWNFLOW | 44000 | 12 | 17.1 |  |  | R-454B
216567868 | 5A7A7048A1 | 5PX*CD09AS3 | S9V2C100D4VSB | American Standard | Air Conditioner | 17 | 100000 | 4-TON | A-COIL | Yes | DOWNFLOW | 44500 | 12.5 | 17.1 |  |  | R-454B
216568042 | 5A7A7048A1 | 5PX*DD10AS3 | S9V2C100D4VSB | American Standard | Air Conditioner | 17 | 100000 | 4-TON | A-COIL | Yes | DOWNFLOW | 44000 | 12 | 17.1 |  |  | R-454B
216567848 | 5A7A7048A1 | 5PX*CD07AS3 | S9V2C100D5PSC | American Standard | Air Conditioner | 17 | 100000 | 4-TON | A-COIL | Yes | DOWNFLOW | 44000 | 12 | 17.1 |  |  | R-454B
216567870 | 5A7A7048A1 | 5PX*CD09AS3 | S9V2C100D5PSC | American Standard | Air Conditioner | 17 | 100000 | 4-TON | A-COIL | Yes | DOWNFLOW | 44500 | 12.5 | 17.1 |  |  | R-454B
216568044 | 5A7A7048A1 | 5PX*DD10AS3 | S9V2C100D5PSC | American Standard | Air Conditioner | 17 | 100000 | 4-TON | A-COIL | Yes | DOWNFLOW | 43500 | 12 | 17.1 |  |  | R-454B
216567820 | 5A7A7048A1 | 5PX*CD07AS3 | S9V2C100D5VSB | American Standard | Air Conditioner | 17 | 100000 | 4-TON | A-COIL | Yes | DOWNFLOW | 43500 | 12 | 17 |  |  | R-454B
216567874 | 5A7A7048A1 | 5PX*CD09AS3 | S9V2C100D5VSB | American Standard | Air Conditioner | 17 | 100000 | 4-TON | A-COIL | Yes | DOWNFLOW | 44500 | 12 | 17.1 |  |  | R-454B
216568020 | 5A7A7048A1 | 5PX*DD10AS3 | S9V2C100D5VSB | American Standard | Air Conditioner | 17 | 100000 | 4-TON | A-COIL | Yes | DOWNFLOW | 43500 | 12 | 17 |  |  | R-454B
216567744 | 5A7A7048A1 | 5PX*C007AS3 | S9V2C100U5PSC | American Standard | Air Conditioner | 17 | 100000 | 4-TON | A-COIL | Yes | UPFLOW | 43500 | 12 | 17.1 |  |  | R-454B
216567776 | 5A7A7048A1 | 5PX*C009AS3 | S9V2C100U5PSC | American Standard | Air Conditioner | 17 | 100000 | 4-TON | A-COIL | Yes | UPFLOW | 44000 | 12.5 | 17.1 |  |  | R-454B
216567916 | 5A7A7048A1 | 5PX*D008AS3 | S9V2C100U5PSC | American Standard | Air Conditioner | 17 | 100000 | 4-TON | A-COIL | Yes | UPFLOW | 43500 | 12.5 | 17.1 |  |  | R-454B
216567986 | 5A7A7048A1 | 5PX*D010AS3 | S9V2C100U5PSC | American Standard | Air Conditioner | 17 | 100000 | 4-TON | A-COIL | Yes | UPFLOW | 45000 | 12.5 | 17.1 |  |  | R-454B
216568120 | 5A7A7048A1 | 5TXCC007AS3 | S9V2C100U5PSC | American Standard | Air Conditioner | 17 | 100000 | 4-TON | A-COIL | Yes | UPFLOW | 43500 | 12 | 17.1 |  |  | R-454B
216568232 | 5A7A7048A1 | 5TXCD010AS3 | S9V2C100U5PSC | American Standard | Air Conditioner | 17 | 100000 | 4-TON | A-COIL | Yes | UPFLOW | 45000 | 12.5 | 17.1 |  |  | R-454B
216619799 | 5A7A7048A1 | 5TXCC009AS3 | S9V2C100U5PSC | American Standard | Air Conditioner | 17 | 100000 | 4-TON | A-COIL | Yes | UPFLOW | 44500 | 12.5 | 17.1 |  |  | R-454B
216567720 | 5A7A7048A1 | 5PX*C007AS3 | S9V2C100U5VSB | American Standard | Air Conditioner | 17 | 100000 | 4-TON | A-COIL | Yes | UPFLOW | 43500 | 12 | 17.1 |  |  | R-454B
216567802 | 5A7A7048A1 | 5PX*C009AS3 | S9V2C100U5VSB | American Standard | Air Conditioner | 17 | 100000 | 4-TON | A-COIL | Yes | UPFLOW | 44000 | 12 | 17.1 |  |  | R-454B
216567946 | 5A7A7048A1 | 5PX*D008AS3 | S9V2C100U5VSB | American Standard | Air Conditioner | 17 | 100000 | 4-TON | A-COIL | Yes | UPFLOW | 43500 | 12 | 17.1 |  |  | R-454B
216568006 | 5A7A7048A1 | 5PX*D010AS3 | S9V2C100U5VSB | American Standard | Air Conditioner | 17 | 100000 | 4-TON | A-COIL | Yes | UPFLOW | 44000 | 12.5 | 17.1 |  |  | R-454B
216568154 | 5A7A7048A1 | 5TXCC007AS3 | S9V2C100U5VSB | American Standard | Air Conditioner | 17 | 100000 | 4-TON | A-COIL | Yes | UPFLOW | 43500 | 12 | 17.1 |  |  | R-454B
216568172 | 5A7A7048A1 | 5TXCC009AS3 | S9V2C100U5VSB | American Standard | Air Conditioner | 17 | 100000 | 4-TON | A-COIL | Yes | UPFLOW | 44000 | 12 | 17.1 |  |  | R-454B
216568184 | 5A7A7048A1 | 5TXCD008AS3 | S9V2C100U5VSB | American Standard | Air Conditioner | 17 | 100000 | 4-TON | A-COIL | Yes | UPFLOW | 43500 | 12 | 17.1 |  |  | R-454B
216568252 | 5A7A7048A1 | 5TXCD010AS3 | S9V2C100U5VSB | American Standard | Air Conditioner | 17 | 100000 | 4-TON | A-COIL | Yes | UPFLOW | 44000 | 12.5 | 17.1 |  |  | R-454B
216568046 | 5A7A7048A1 | 5PX*DD10AS3 | S9V2D120D5PSC | American Standard | Air Conditioner | 17 | 120000 | 4-TON | A-COIL | Yes | DOWNFLOW | 43500 | 12 | 17.1 |  |  | R-454B
216568048 | 5A7A7048A1 | 5PX*DD10AS3 | S9V2D120D5VSB | American Standard | Air Conditioner | 17 | 120000 | 4-TON | A-COIL | Yes | DOWNFLOW | 44000 | 12 | 17.1 |  |  | R-454B
216567918 | 5A7A7048A1 | 5PX*D008AS3 | S9V2D120U5PSC | American Standard | Air Conditioner | 17 | 120000 | 4-TON | A-COIL | Yes | UPFLOW | 44000 | 12.5 | 17.1 |  |  | R-454B
216568234 | 5A7A7048A1 | 5TXCD010AS3 | S9V2D120U5PSC | American Standard | Air Conditioner | 17 | 120000 | 4-TON | A-COIL | Yes | UPFLOW | 45000 | 12.5 | 17.1 |  |  | R-454B
216619813 | 5A7A7048A1 | 5TXCD008AS3 | S9V2D120U5PSC | American Standard | Air Conditioner | 17 | 120000 | 4-TON | A-COIL | Yes | UPFLOW | 44000 | 12.5 | 17.1 |  |  | R-454B
216567764 | 5A7A7048A1 | 5PX*C007AS3 | S9X1C080U5PSB | American Standard | Air Conditioner | 17 | 80000 | 4-TON | A-COIL | Yes | UPFLOW | 44000 | 12 | 17.1 |  |  | R-454B
216567804 | 5A7A7048A1 | 5PX*C009AS3 | S9X1C080U5PSB | American Standard | Air Conditioner | 17 | 80000 | 4-TON | A-COIL | Yes | UPFLOW | 44500 | 12.5 | 17.1 |  |  | R-454B
216567944 | 5A7A7048A1 | 5PX*D008AS3 | S9X1C080U5PSB | American Standard | Air Conditioner | 17 | 80000 | 4-TON | A-COIL | Yes | UPFLOW | 44000 | 12 | 17.1 |  |  | R-454B
216568004 | 5A7A7048A1 | 5PX*D010AS3 | S9X1C080U5PSB | American Standard | Air Conditioner | 17 | 80000 | 4-TON | A-COIL | Yes | UPFLOW | 44500 | 12.5 | 17.1 |  |  | R-454B
216568156 | 5A7A7048A1 | 5TXCC007AS3 | S9X1C080U5PSB | American Standard | Air Conditioner | 17 | 80000 | 4-TON | A-COIL | Yes | UPFLOW | 44000 | 12 | 17.1 |  |  | R-454B
216568168 | 5A7A7048A1 | 5TXCC009AS3 | S9X1C080U5PSB | American Standard | Air Conditioner | 17 | 80000 | 4-TON | A-COIL | Yes | UPFLOW | 44500 | 12.5 | 17.1 |  |  | R-454B
216568208 | 5A7A7048A1 | 5TXCD008AS3 | S9X1C080U5PSB | American Standard | Air Conditioner | 17 | 80000 | 4-TON | A-COIL | Yes | UPFLOW | 44000 | 12 | 17.1 |  |  | R-454B
216568272 | 5A7A7048A1 | 5TXCD010AS3 | S9X1C080U5PSB | American Standard | Air Conditioner | 17 | 80000 | 4-TON | A-COIL | Yes | UPFLOW | 44500 | 12.5 | 17.1 |  |  | R-454B
216567844 | 5A7A7048A1 | 5PX*CD07AS3 | S9X1C100D5PSB | American Standard | Air Conditioner | 17 | 100000 | 4-TON | A-COIL | Yes | DOWNFLOW | 44000 | 12 | 17 |  |  | R-454B
216567850 | 5A7A7048A1 | 5PX*CD09AS3 | S9X1C100D5PSB | American Standard | Air Conditioner | 17 | 100000 | 4-TON | A-COIL | Yes | DOWNFLOW | 45000 | 12 | 17.1 |  |  | R-454B
216568060 | 5A7A7048A1 | 5PX*DD10AS3 | S9X1C100D5PSB | American Standard | Air Conditioner | 17 | 100000 | 4-TON | A-COIL | Yes | DOWNFLOW | 44000 | 12 | 17 |  |  | R-454B
216567806 | 5A7A7048A1 | 5PX*C009AS3 | S9X1C100U5PSB | American Standard | Air Conditioner | 17 | 100000 | 4-TON | A-COIL | Yes | UPFLOW | 44500 | 12 | 17 |  |  | R-454B
216567942 | 5A7A7048A1 | 5PX*D008AS3 | S9X1C100U5PSB | American Standard | Air Conditioner | 17 | 100000 | 4-TON | A-COIL | Yes | UPFLOW | 44000 | 12 | 17 |  |  | R-454B
216568010 | 5A7A7048A1 | 5PX*D010AS3 | S9X1C100U5PSB | American Standard | Air Conditioner | 17 | 100000 | 4-TON | A-COIL | Yes | UPFLOW | 45000 | 12 | 17 |  |  | R-454B
216568160 | 5A7A7048A1 | 5TXCC007AS3 | S9X1C100U5PSB | American Standard | Air Conditioner | 17 | 100000 | 4-TON | A-COIL | Yes | UPFLOW | 44000 | 12 | 17 |  |  | R-454B
216568174 | 5A7A7048A1 | 5TXCC009AS3 | S9X1C100U5PSB | American Standard | Air Conditioner | 17 | 100000 | 4-TON | A-COIL | Yes | UPFLOW | 44500 | 12 | 17 |  |  | R-454B
216568186 | 5A7A7048A1 | 5TXCD008AS3 | S9X1C100U5PSB | American Standard | Air Conditioner | 17 | 100000 | 4-TON | A-COIL | Yes | UPFLOW | 44000 | 12 | 17 |  |  | R-454B
216568274 | 5A7A7048A1 | 5TXCD010AS3 | S9X1C100U5PSB | American Standard | Air Conditioner | 17 | 100000 | 4-TON | A-COIL | Yes | UPFLOW | 45000 | 12 | 17 |  |  | R-454B
216568072 | 5A7A7048A1 | 5PX*DD10AS3 | S9X1D120D5PSB | American Standard | Air Conditioner | 17 | 120000 | 4-TON | A-COIL | Yes | DOWNFLOW | 44500 | 12 | 17 |  |  | R-454B
216567996 | 5A7A7048A1 | 5PX*D010AS3 | S9X1D120U5PSB | American Standard | Air Conditioner | 17 | 120000 | 4-TON | A-COIL | Yes | UPFLOW | 45500 | 12.5 | 17.1 |  |  | R-454B
216567760 | 5A7A7048A1 | 5PX*C007AS3 | S9X2C080U5PSB | American Standard | Air Conditioner | 17 | 80000 | 4-TON | A-COIL | Yes | UPFLOW | 44000 | 12 | 17.1 |  |  | R-454B
216567808 | 5A7A7048A1 | 5PX*C009AS3 | S9X2C080U5PSB | American Standard | Air Conditioner | 17 | 80000 | 4-TON | A-COIL | Yes | UPFLOW | 44500 | 12.5 | 17.1 |  |  | R-454B
216567940 | 5A7A7048A1 | 5PX*D008AS3 | S9X2C080U5PSB | American Standard | Air Conditioner | 17 | 80000 | 4-TON | A-COIL | Yes | UPFLOW | 44000 | 12 | 17.1 |  |  | R-454B
216567994 | 5A7A7048A1 | 5PX*D010AS3 | S9X2C080U5PSB | American Standard | Air Conditioner | 17 | 80000 | 4-TON | A-COIL | Yes | UPFLOW | 44500 | 12.5 | 17.1 |  |  | R-454B
216568142 | 5A7A7048A1 | 5TXCC007AS3 | S9X2C080U5PSB | American Standard | Air Conditioner | 17 | 80000 | 4-TON | A-COIL | Yes | UPFLOW | 44000 | 12 | 17.1 |  |  | R-454B
216568194 | 5A7A7048A1 | 5TXCD008AS3 | S9X2C080U5PSB | American Standard | Air Conditioner | 17 | 80000 | 4-TON | A-COIL | Yes | UPFLOW | 44000 | 12 | 17.1 |  |  | R-454B
216568254 | 5A7A7048A1 | 5TXCD010AS3 | S9X2C080U5PSB | American Standard | Air Conditioner | 17 | 80000 | 4-TON | A-COIL | Yes | UPFLOW | 44500 | 12.5 | 17.1 |  |  | R-454B
216567822 | 5A7A7048A1 | 5PX*CD07AS3 | S9X2C100D5PSB | American Standard | Air Conditioner | 17 | 100000 | 4-TON | A-COIL | Yes | DOWNFLOW | 44000 | 12 | 17 |  |  | R-454B
216567884 | 5A7A7048A1 | 5PX*CD09AS3 | S9X2C100D5PSB | American Standard | Air Conditioner | 17 | 100000 | 4-TON | A-COIL | Yes | DOWNFLOW | 45000 | 12 | 17.1 |  |  | R-454B
216568070 | 5A7A7048A1 | 5PX*DD10AS3 | S9X2C100D5PSB | American Standard | Air Conditioner | 17 | 100000 | 4-TON | A-COIL | Yes | DOWNFLOW | 44000 | 12 | 17 |  |  | R-454B
216567812 | 5A7A7048A1 | 5PX*C009AS3 | S9X2C100U5PSB | American Standard | Air Conditioner | 17 | 100000 | 4-TON | A-COIL | Yes | UPFLOW | 44500 | 12 | 17 |  |  | R-454B
216567938 | 5A7A7048A1 | 5PX*D008AS3 | S9X2C100U5PSB | American Standard | Air Conditioner | 17 | 100000 | 4-TON | A-COIL | Yes | UPFLOW | 44000 | 12 | 17 |  |  | R-454B
216567992 | 5A7A7048A1 | 5PX*D010AS3 | S9X2C100U5PSB | American Standard | Air Conditioner | 17 | 100000 | 4-TON | A-COIL | Yes | UPFLOW | 45000 | 12 | 17 |  |  | R-454B
216568158 | 5A7A7048A1 | 5TXCC007AS3 | S9X2C100U5PSB | American Standard | Air Conditioner | 17 | 100000 | 4-TON | A-COIL | Yes | UPFLOW | 44000 | 12 | 17 |  |  | R-454B
216568170 | 5A7A7048A1 | 5TXCC009AS3 | S9X2C100U5PSB | American Standard | Air Conditioner | 17 | 100000 | 4-TON | A-COIL | Yes | UPFLOW | 44500 | 12 | 17 |  |  | R-454B
216568182 | 5A7A7048A1 | 5TXCD008AS3 | S9X2C100U5PSB | American Standard | Air Conditioner | 17 | 100000 | 4-TON | A-COIL | Yes | UPFLOW | 44000 | 12 | 17 |  |  | R-454B
216568270 | 5A7A7048A1 | 5TXCD010AS3 | S9X2C100U5PSB | American Standard | Air Conditioner | 17 | 100000 | 4-TON | A-COIL | Yes | UPFLOW | 45000 | 12 | 17 |  |  | R-454B
216567990 | 5A7A7048A1 | 5PX*D010AS3 | S9X2D120U5PSB | American Standard | Air Conditioner | 17 | 120000 | 4-TON | A-COIL | Yes | UPFLOW | 45500 | 12.5 | 17.1 |  |  | R-454B
216568076 | 5A7A7048A1 | 5TAM5D06AC41 |  | American Standard | Air Conditioner | 17 | NO FURNACE | 4-TON | AIR HANDLER | Yes | MULTI-POSITION | 44000 | 12.5 | 17.1 |  |  | R-454B
216568078 | 5A7A7048A1 | 5TAM5D07AC51 |  | American Standard | Air Conditioner | 17 | NO FURNACE | 4-TON | AIR HANDLER | Yes | MULTI-POSITION | 45000 | 12 | 17.1 |  |  | R-454B
216568080 | 5A7A7048A1 | 5TAMXD05AV41 |  | American Standard | Air Conditioner | 17 | NO FURNACE | 4-TON | AIR HANDLER | Yes | MULTI-POSITION | 43500 | 12.5 | 17.1 |  |  | R-454B
216568082 | 5A7A7048A1 | 5TAMXD06AV41 |  | American Standard | Air Conditioner | 17 | NO FURNACE | 4-TON | AIR HANDLER | Yes | MULTI-POSITION | 44000 | 12.5 | 17.1 |  |  | R-454B
216568084 | 5A7A7048A1 | 5TAMXD07AV51 |  | American Standard | Air Conditioner | 17 | NO FURNACE | 4-TON | AIR HANDLER | Yes | MULTI-POSITION | 44000 | 12 | 17.1 |  |  | R-454B
216568086 | 5A7A7048A1 | 5TEM6D05AV41+TDR |  | American Standard | Air Conditioner | 17 | NO FURNACE | 4-TON | AIR HANDLER | Yes | MULTI-POSITION | 43500 | 12 | 17.1 |  |  | R-454B
216568088 | 5A7A7048A1 | 5TEM6D06AV41+TDR |  | American Standard | Air Conditioner | 17 | NO FURNACE | 4-TON | AIR HANDLER | Yes | MULTI-POSITION | 45000 | 12.5 | 17.1 |  |  | R-454B
216568090 | 5A7A7048A1 | 5TEM6D07AV51+TDR |  | American Standard | Air Conditioner | 17 | NO FURNACE | 4-TON | AIR HANDLER | Yes | MULTI-POSITION | 45000 | 12.5 | 17.1 |  |  | R-454B
216568092 | 5A7A7048A1 | 5TEMCD05AV41+TDR |  | American Standard | Air Conditioner | 17 | NO FURNACE | 4-TON | AIR HANDLER | Yes | MULTI-POSITION | 43500 | 12 | 17.1 |  |  | R-454B
216568094 | 5A7A7048A1 | 5TEMCD06AV41+TDR |  | American Standard | Air Conditioner | 17 | NO FURNACE | 4-TON | AIR HANDLER | Yes | MULTI-POSITION | 44500 | 12.5 | 17.1 |  |  | R-454B
216568096 | 5A7A7048A1 | 5TEMCD07AV51+TDR |  | American Standard | Air Conditioner | 17 | NO FURNACE | 4-TON | AIR HANDLER | Yes | MULTI-POSITION | 44500 | 12.5 | 17.1 |  |  | R-454B
216625083 | 5A7A7048A1 | 5TAM5D05AC31 |  | American Standard | Air Conditioner | 17 | NO FURNACE | 4-TON | AIR HANDLER | Yes | MULTI-POSITION | 43000 | 12 | 17.1 |  |  | R-454B
216533258 | 5A7A7060A1 | 5TEMCD06AV41+TDR |  | American Standard | Air Conditioner | 17 | NO FURNACE | 5-TON | AIR HANDLER | Yes | MULTI-POSITION | 52500 | 12 | 17 |  |  | R-454B
216533262 | 5A7A7060A1 | 5TEMCD07AV51+TDR |  | American Standard | Air Conditioner | 17 | NO FURNACE | 5-TON | AIR HANDLER | Yes | MULTI-POSITION | 52500 | 12 | 17 |  |  | R-454B
216570065 | 5A7V0X24A1 | 5PX*B003AS3 | *UHMB060CCV3+LRP | American Standard | Air Conditioner | 20 | 60000 | 2-TON | A-COIL | Yes | UPFLOW | 21600 | 12 | 21.2 |  |  | R-454B
216570083 | 5A7V0X24A1 | 5PX*B004AS3 | *UHMB060CCV3+LRP | American Standard | Air Conditioner | 20 | 60000 | 2-TON | A-COIL | Yes | UPFLOW | 21600 | 12 | 21.2 |  |  | R-454B
216570105 | 5A7V0X24A1 | 5PX*B006AS3 | *UHMB060CCV3+LRP | American Standard | Air Conditioner | 20 | 60000 | 2-TON | A-COIL | Yes | UPFLOW | 22200 | 12 | 22.4 |  |  | R-454B
216570159 | 5A7V0X24A1 | 5TXCB003AS3 | *UHMB060CCV3+LRP | American Standard | Air Conditioner | 20 | 60000 | 2-TON | A-COIL | Yes | UPFLOW | 21600 | 12 | 21.2 |  |  | R-454B
216570167 | 5A7V0X24A1 | 5TXCB004AS3 | *UHMB060CCV3+LRP | American Standard | Air Conditioner | 20 | 60000 | 2-TON | A-COIL | Yes | UPFLOW | 21600 | 12 | 21.2 |  |  | R-454B
216570063 | 5A7V0X24A1 | 5PX*B003AS3 | *UHMB080CCV3+LRP | American Standard | Air Conditioner | 20 | 80000 | 2-TON | A-COIL | Yes | UPFLOW | 21600 | 12 | 21.2 |  |  | R-454B
216570099 | 5A7V0X24A1 | 5PX*B004AS3 | *UHMB080CCV3+LRP | American Standard | Air Conditioner | 20 | 80000 | 2-TON | A-COIL | Yes | UPFLOW | 21600 | 12 | 21.2 |  |  | R-454B
216570103 | 5A7V0X24A1 | 5PX*B006AS3 | *UHMB080CCV3+LRP | American Standard | Air Conditioner | 20 | 80000 | 2-TON | A-COIL | Yes | UPFLOW | 22400 | 12 | 22.4 |  |  | R-454B
216570161 | 5A7V0X24A1 | 5TXCB003AS3 | *UHMB080CCV3+LRP | American Standard | Air Conditioner | 20 | 80000 | 2-TON | A-COIL | Yes | UPFLOW | 21600 | 12 | 21.2 |  |  | R-454B
216570169 | 5A7V0X24A1 | 5TXCB004AS3 | *UHMB080CCV3+LRP | American Standard | Air Conditioner | 20 | 80000 | 2-TON | A-COIL | Yes | UPFLOW | 21600 | 12 | 21.2 |  |  | R-454B
216570089 | 5A7V0X24A1 | 5PX*B004AS3 | S8V2B060M4PCB | American Standard | Air Conditioner | 20 | 60000 | 2-TON | A-COIL | Yes | MULTI-POSITION | 21600 | 12 | 20.6 |  |  | R-454B
216570109 | 5A7V0X24A1 | 5PX*B006AS3 | S8V2B060M4PCB | American Standard | Air Conditioner | 20 | 60000 | 2-TON | A-COIL | Yes | MULTI-POSITION | 22200 | 12 | 21.6 |  |  | R-454B
216570135 | 5A7V0X24A1 | 5PX*BD06AS3 | S8V2B060M4PCB | American Standard | Air Conditioner | 20 | 60000 | 2-TON | A-COIL | Yes | DOWNFLOW | 22000 | 12 | 21 |  |  | R-454B
216570175 | 5A7V0X24A1 | 5TXCB004AS3 | S8V2B060M4PCB | American Standard | Air Conditioner | 20 | 60000 | 2-TON | A-COIL | Yes | MULTI-POSITION | 21600 | 12 | 20.6 |  |  | R-454B
216570087 | 5A7V0X24A1 | 5PX*B004AS3 | S8V2B060M4PDB | American Standard | Air Conditioner | 20 | 60000 | 2-TON | A-COIL | Yes | MULTI-POSITION | 21600 | 12 | 20.6 |  |  | R-454B
216570107 | 5A7V0X24A1 | 5PX*B006AS3 | S8V2B060M4PDB | American Standard | Air Conditioner | 20 | 60000 | 2-TON | A-COIL | Yes | MULTI-POSITION | 22200 | 12 | 21.6 |  |  | R-454B
216570137 | 5A7V0X24A1 | 5PX*BD06AS3 | S8V2B060M4PDB | American Standard | Air Conditioner | 20 | 60000 | 2-TON | A-COIL | Yes | DOWNFLOW | 22000 | 12 | 21 |  |  | R-454B
216453002 | 5A7V0X24A1 | 5PX*B006AS3 | S8V2B080M4PCB | American Standard | Air Conditioner | 20 | 80000 | 2-TON | A-COIL | Yes | MULTI-POSITION | 22200 | 12 | 22 |  |  | R-454B
216453012 | 5A7V0X24A1 | 5PX*BD06AS3 | S8V2B080M4PCB | American Standard | Air Conditioner | 20 | 80000 | 2-TON | A-COIL | Yes | DOWNFLOW | 22200 | 12 | 21.4 |  |  | R-454B
216453004 | 5A7V0X24A1 | 5PX*B006AS3 | S8V2B080M4PDB | American Standard | Air Conditioner | 20 | 80000 | 2-TON | A-COIL | Yes | MULTI-POSITION | 22200 | 12 | 22 |  |  | R-454B
216453010 | 5A7V0X24A1 | 5PX*BD06AS3 | S8V2B080M4PDB | American Standard | Air Conditioner | 20 | 80000 | 2-TON | A-COIL | Yes | DOWNFLOW | 22200 | 12 | 21.4 |  |  | R-454B
216599548 | 5A7V0X24A1 | 5PX*BD06AS3 | S9V2B040D3VSB+LRP | American Standard | Air Conditioner | 20 | 40000 | 2-TON | A-COIL | Yes | DOWNFLOW | 22200 | 12 | 21.4 |  |  | R-454B
216599542 | 5A7V0X24A1 | 5PX*B006AS3 | S9V2B040U3PSC+LRP | American Standard | Air Conditioner | 20 | 40000 | 2-TON | A-COIL | Yes | UPFLOW | 22200 | 12 | 22 |  |  | R-454B
216599540 | 5A7V0X24A1 | 5PX*B006AS3 | S9V2B040U3VSB+LRP | American Standard | Air Conditioner | 20 | 40000 | 2-TON | A-COIL | Yes | UPFLOW | 22200 | 12 | 22 |  |  | R-454B
216452952 | 5A7V0X24A1 | 5PX*B003AS3 | S9V2B060U4VSB+LRP | American Standard | Air Conditioner | 20 | 60000 | 2-TON | A-COIL | Yes | UPFLOW | 20600 | 12 | 19 |  |  | R-454B
216452960 | 5A7V0X24A1 | 5PX*B004AS3 | S9V2B060U4VSB+LRP | American Standard | Air Conditioner | 20 | 60000 | 2-TON | A-COIL | Yes | UPFLOW | 20400 | 12 | 18.8 |  |  | R-454B
216452970 | 5A7V0X24A1 | 5PX*B006AS3 | S9V2B060U4VSB+LRP | American Standard | Air Conditioner | 20 | 60000 | 2-TON | A-COIL | Yes | UPFLOW | 21000 | 12 | 20 |  |  | R-454B
216452984 | 5A7V0X24A1 | 5TXCB003AS3 | S9V2B060U4VSB+LRP | American Standard | Air Conditioner | 20 | 60000 | 2-TON | A-COIL | Yes | UPFLOW | 20600 | 12 | 19 |  |  | R-454B
216452992 | 5A7V0X24A1 | 5TXCB004AS3 | S9V2B060U4VSB+LRP | American Standard | Air Conditioner | 20 | 60000 | 2-TON | A-COIL | Yes | UPFLOW | 20400 | 12 | 18.8 |  |  | R-454B
216599624 | 5A7V0X24A1 | 5PX*BD06AS3 | S9V2B080D4PSC+LRP | American Standard | Air Conditioner | 20 | 80000 | 2-TON | A-COIL | Yes | DOWNFLOW | 22200 | 12 | 20.6 |  |  | R-454B
216611936 | 5A7V0X24A1 | 5PX*BD04AS3 | S9V2B080D4PSC+LRP | American Standard | Air Conditioner | 20 | 80000 | 2-TON | A-COIL | Yes | DOWNFLOW | 21800 | 12 | 20.6 |  |  | R-454B
216611938 | 5A7V0X24A1 | 5PX*BD04AS3 | S9V2B080D4VSB+LRP | American Standard | Air Conditioner | 20 | 80000 | 2-TON | A-COIL | Yes | DOWNFLOW | 21800 | 12 | 20.6 |  |  | R-454B
216611940 | 5A7V0X24A1 | 5PX*BD06AS3 | S9V2B080D4VSB+LRP | American Standard | Air Conditioner | 20 | 80000 | 2-TON | A-COIL | Yes | DOWNFLOW | 22200 | 12 | 20.6 |  |  | R-454B
216452972 | 5A7V0X24A1 | 5TAMXC03AV31 |  | American Standard | Air Conditioner | 20 | NO FURNACE | 2-TON | AIR HANDLER | Yes | MULTI-POSITION | 22000 | 12 | 22 |  |  | R-454B
216452974 | 5A7V0X24A1 | 5TAMXD04AV31 |  | American Standard | Air Conditioner | 20 | NO FURNACE | 2-TON | AIR HANDLER | Yes | MULTI-POSITION | 22000 | 12 | 21.2 |  |  | R-454B
216611942 | 5A7V0X24A1 | 5TEMCB03AV31+TDR |  | American Standard | Air Conditioner | 20 | NO FURNACE | 2-TON | AIR HANDLER | Yes | MULTI-POSITION | 21800 | 12 | 21.6 |  |  | R-454B
216570203 | 5A7V0X36A1 | 5PX*B003AS3 | *UHMB060CCV3+LRP | American Standard | Air Conditioner | 20 | 60000 | 3-TON | A-COIL | Yes | UPFLOW | 34000 | 12.7 | 20.8 |  |  | R-454B
216570221 | 5A7V0X36A1 | 5PX*B004AS3 | *UHMB060CCV3+LRP | American Standard | Air Conditioner | 20 | 60000 | 3-TON | A-COIL | Yes | UPFLOW | 34200 | 13 | 21 |  |  | R-454B
216570227 | 5A7V0X36A1 | 5PX*B006AS3 | *UHMB060CCV3+LRP | American Standard | Air Conditioner | 20 | 60000 | 3-TON | A-COIL | Yes | UPFLOW | 35400 | 13 | 22 |  |  | R-454B
216570347 | 5A7V0X36A1 | 5TXCB003AS3 | *UHMB060CCV3+LRP | American Standard | Air Conditioner | 20 | 60000 | 3-TON | A-COIL | Yes | UPFLOW | 34000 | 12.7 | 20.8 |  |  | R-454B
216570361 | 5A7V0X36A1 | 5TXCB004AS3 | *UHMB060CCV3+LRP | American Standard | Air Conditioner | 20 | 60000 | 3-TON | A-COIL | Yes | UPFLOW | 34200 | 13 | 21 |  |  | R-454B
216570387 | 5A7V0X36A1 | 5TXCB006AS3 | *UHMB060CCV3+LRP | American Standard | Air Conditioner | 20 | 60000 | 3-TON | A-COIL | Yes | UPFLOW | 35400 | 13 | 22 |  |  | R-454B
216570199 | 5A7V0X36A1 | 5PX*B003AS3 | *UHMB080CCV3+LRP | American Standard | Air Conditioner | 20 | 80000 | 3-TON | A-COIL | Yes | UPFLOW | 33800 | 12.7 | 21 |  |  | R-454B
216570219 | 5A7V0X36A1 | 5PX*B004AS3 | *UHMB080CCV3+LRP | American Standard | Air Conditioner | 20 | 80000 | 3-TON | A-COIL | Yes | UPFLOW | 34200 | 13 | 21 |  |  | R-454B
216570225 | 5A7V0X36A1 | 5PX*B006AS3 | *UHMB080CCV3+LRP | American Standard | Air Conditioner | 20 | 80000 | 3-TON | A-COIL | Yes | UPFLOW | 35400 | 13.5 | 22 |  |  | R-454B
216570345 | 5A7V0X36A1 | 5TXCB003AS3 | *UHMB080CCV3+LRP | American Standard | Air Conditioner | 20 | 80000 | 3-TON | A-COIL | Yes | UPFLOW | 33800 | 12.7 | 21 |  |  | R-454B
216570359 | 5A7V0X36A1 | 5TXCB004AS3 | *UHMB080CCV3+LRP | American Standard | Air Conditioner | 20 | 80000 | 3-TON | A-COIL | Yes | UPFLOW | 34200 | 13 | 21 |  |  | R-454B
216570385 | 5A7V0X36A1 | 5TXCB006AS3 | *UHMB080CCV3+LRP | American Standard | Air Conditioner | 20 | 80000 | 3-TON | A-COIL | Yes | UPFLOW | 35400 | 13.5 | 22 |  |  | R-454B
216570263 | 5A7V0X36A1 | 5PX*C005AS3 | *UHMC100CCV4+LRP | American Standard | Air Conditioner | 20 | 100000 | 3-TON | A-COIL | Yes | UPFLOW | 34400 | 13 | 21 |  |  | R-454B
216570285 | 5A7V0X36A1 | 5PX*C007AS3 | *UHMC100CCV4+LRP | American Standard | Air Conditioner | 20 | 100000 | 3-TON | A-COIL | Yes | UPFLOW | 35600 | 13.7 | 22.2 |  |  | R-454B
216570291 | 5A7V0X36A1 | 5PX*C009AS3 | *UHMC100CCV4+LRP | American Standard | Air Conditioner | 20 | 100000 | 3-TON | A-COIL | Yes | UPFLOW | 36000 | 14 | 22.2 |  |  | R-454B
216570393 | 5A7V0X36A1 | 5TXCC005AS3 | *UHMC100CCV4+LRP | American Standard | Air Conditioner | 20 | 100000 | 3-TON | A-COIL | Yes | MULTI-POSITION | 34400 | 13 | 21 |  |  | R-454B
216570401 | 5A7V0X36A1 | 5TXCC007AS3 | *UHMC100CCV4+LRP | American Standard | Air Conditioner | 20 | 100000 | 3-TON | A-COIL | Yes | MULTI-POSITION | 35400 | 13.7 | 22 |  |  | R-454B
216570411 | 5A7V0X36A1 | 5TXCC009AS3 | *UHMC100CCV4+LRP | American Standard | Air Conditioner | 20 | 100000 | 3-TON | A-COIL | Yes | MULTI-POSITION | 36000 | 14 | 22.2 |  |  | R-454B
216570197 | 5A7V0X36A1 | 5PX*B003AS3 | S8V2B060M4PCB | American Standard | Air Conditioner | 20 | 60000 | 3-TON | A-COIL | Yes | MULTI-POSITION | 34000 | 12.5 | 20.6 |  |  | R-454B
216570211 | 5A7V0X36A1 | 5PX*B004AS3 | S8V2B060M4PCB | American Standard | Air Conditioner | 20 | 60000 | 3-TON | A-COIL | Yes | MULTI-POSITION | 34200 | 12.7 | 20.8 |  |  | R-454B
216570233 | 5A7V0X36A1 | 5PX*B006AS3 | S8V2B060M4PCB | American Standard | Air Conditioner | 20 | 60000 | 3-TON | A-COIL | Yes | MULTI-POSITION | 35400 | 13 | 21.6 |  |  | R-454B
216570247 | 5A7V0X36A1 | 5PX*BD04AS3 | S8V2B060M4PCB | American Standard | Air Conditioner | 20 | 60000 | 3-TON | A-COIL | Yes | DOWNFLOW | 34400 | 13 | 21.2 |  |  | R-454B
216570253 | 5A7V0X36A1 | 5PX*BD06AS3 | S8V2B060M4PCB | American Standard | Air Conditioner | 20 | 60000 | 3-TON | A-COIL | Yes | DOWNFLOW | 35200 | 13 | 21.2 |  |  | R-454B
216570353 | 5A7V0X36A1 | 5TXCB003AS3 | S8V2B060M4PCB | American Standard | Air Conditioner | 20 | 60000 | 3-TON | A-COIL | Yes | MULTI-POSITION | 34000 | 12.5 | 20.6 |  |  | R-454B
216570365 | 5A7V0X36A1 | 5TXCB004AS3 | S8V2B060M4PCB | American Standard | Air Conditioner | 20 | 60000 | 3-TON | A-COIL | Yes | MULTI-POSITION | 34200 | 12.7 | 20.8 |  |  | R-454B
216570381 | 5A7V0X36A1 | 5TXCB006AS3 | S8V2B060M4PCB | American Standard | Air Conditioner | 20 | 60000 | 3-TON | A-COIL | Yes | MULTI-POSITION | 35400 | 13 | 21.6 |  |  | R-454B
216570195 | 5A7V0X36A1 | 5PX*B003AS3 | S8V2B060M4PDB | American Standard | Air Conditioner | 20 | 60000 | 3-TON | A-COIL | Yes | MULTI-POSITION | 34000 | 12.5 | 20.6 |  |  | R-454B
216570209 | 5A7V0X36A1 | 5PX*B004AS3 | S8V2B060M4PDB | American Standard | Air Conditioner | 20 | 60000 | 3-TON | A-COIL | Yes | MULTI-POSITION | 34200 | 12.7 | 20.8 |  |  | R-454B
216570231 | 5A7V0X36A1 | 5PX*B006AS3 | S8V2B060M4PDB | American Standard | Air Conditioner | 20 | 60000 | 3-TON | A-COIL | Yes | MULTI-POSITION | 35400 | 13 | 21.6 |  |  | R-454B
216570249 | 5A7V0X36A1 | 5PX*BD04AS3 | S8V2B060M4PDB | American Standard | Air Conditioner | 20 | 60000 | 3-TON | A-COIL | Yes | DOWNFLOW | 34400 | 13 | 21.2 |  |  | R-454B
216570261 | 5A7V0X36A1 | 5PX*BD06AS3 | S8V2B060M4PDB | American Standard | Air Conditioner | 20 | 60000 | 3-TON | A-COIL | Yes | DOWNFLOW | 35200 | 13 | 21.2 |  |  | R-454B
216570355 | 5A7V0X36A1 | 5TXCB003AS3 | S8V2B060M4PDB | American Standard | Air Conditioner | 20 | 60000 | 3-TON | A-COIL | Yes | MULTI-POSITION | 34000 | 12.5 | 20.6 |  |  | R-454B
216570367 | 5A7V0X36A1 | 5TXCB004AS3 | S8V2B060M4PDB | American Standard | Air Conditioner | 20 | 60000 | 3-TON | A-COIL | Yes | MULTI-POSITION | 34200 | 12.7 | 20.8 |  |  | R-454B
216570375 | 5A7V0X36A1 | 5TXCB006AS3 | S8V2B060M4PDB | American Standard | Air Conditioner | 20 | 60000 | 3-TON | A-COIL | Yes | MULTI-POSITION | 35400 | 13 | 21.6 |  |  | R-454B
216453028 | 5A7V0X36A1 | 5PX*B003AS3 | S8V2B080M4PCB | American Standard | Air Conditioner | 20 | 80000 | 3-TON | A-COIL | Yes | MULTI-POSITION | 34000 | 12.5 | 20.4 |  |  | R-454B
216453030 | 5A7V0X36A1 | 5PX*B004AS3 | S8V2B080M4PCB | American Standard | Air Conditioner | 20 | 80000 | 3-TON | A-COIL | Yes | MULTI-POSITION | 34400 | 12.7 | 20.6 |  |  | R-454B
216453034 | 5A7V0X36A1 | 5PX*B006AS3 | S8V2B080M4PCB | American Standard | Air Conditioner | 20 | 80000 | 3-TON | A-COIL | Yes | MULTI-POSITION | 35600 | 13 | 21.6 |  |  | R-454B
216453038 | 5A7V0X36A1 | 5PX*BD03AS3 | S8V2B080M4PCB | American Standard | Air Conditioner | 20 | 80000 | 3-TON | A-COIL | Yes | DOWNFLOW | 33400 | 12.5 | 20 |  |  | R-454B
216453042 | 5A7V0X36A1 | 5PX*BD04AS3 | S8V2B080M4PCB | American Standard | Air Conditioner | 20 | 80000 | 3-TON | A-COIL | Yes | DOWNFLOW | 34600 | 12.7 | 21.2 |  |  | R-454B
216453048 | 5A7V0X36A1 | 5PX*BD06AS3 | S8V2B080M4PCB | American Standard | Air Conditioner | 20 | 80000 | 3-TON | A-COIL | Yes | DOWNFLOW | 35400 | 13 | 21.2 |  |  | R-454B
216453050 | 5A7V0X36A1 | 5TXCB003AS3 | S8V2B080M4PCB | American Standard | Air Conditioner | 20 | 80000 | 3-TON | A-COIL | Yes | MULTI-POSITION | 34000 | 12.5 | 20.4 |  |  | R-454B
216453054 | 5A7V0X36A1 | 5TXCB004AS3 | S8V2B080M4PCB | American Standard | Air Conditioner | 20 | 80000 | 3-TON | A-COIL | Yes | MULTI-POSITION | 34400 | 12.7 | 20.6 |  |  | R-454B
216453060 | 5A7V0X36A1 | 5TXCB006AS3 | S8V2B080M4PCB | American Standard | Air Conditioner | 20 | 80000 | 3-TON | A-COIL | Yes | MULTI-POSITION | 35600 | 13 | 21.6 |  |  | R-454B
216453026 | 5A7V0X36A1 | 5PX*B003AS3 | S8V2B080M4PDB | American Standard | Air Conditioner | 20 | 80000 | 3-TON | A-COIL | Yes | MULTI-POSITION | 34000 | 12.5 | 20.4 |  |  | R-454B
216453032 | 5A7V0X36A1 | 5PX*B004AS3 | S8V2B080M4PDB | American Standard | Air Conditioner | 20 | 80000 | 3-TON | A-COIL | Yes | MULTI-POSITION | 34400 | 12.7 | 20.6 |  |  | R-454B
216453036 | 5A7V0X36A1 | 5PX*B006AS3 | S8V2B080M4PDB | American Standard | Air Conditioner | 20 | 80000 | 3-TON | A-COIL | Yes | MULTI-POSITION | 35600 | 13 | 21.6 |  |  | R-454B
216453040 | 5A7V0X36A1 | 5PX*BD03AS3 | S8V2B080M4PDB | American Standard | Air Conditioner | 20 | 80000 | 3-TON | A-COIL | Yes | DOWNFLOW | 33400 | 12.5 | 20 |  |  | R-454B
216453044 | 5A7V0X36A1 | 5PX*BD04AS3 | S8V2B080M4PDB | American Standard | Air Conditioner | 20 | 80000 | 3-TON | A-COIL | Yes | DOWNFLOW | 34600 | 12.7 | 21.2 |  |  | R-454B
216453046 | 5A7V0X36A1 | 5PX*BD06AS3 | S8V2B080M4PDB | American Standard | Air Conditioner | 20 | 80000 | 3-TON | A-COIL | Yes | DOWNFLOW | 35400 | 13 | 21.2 |  |  | R-454B
216453052 | 5A7V0X36A1 | 5TXCB003AS3 | S8V2B080M4PDB | American Standard | Air Conditioner | 20 | 80000 | 3-TON | A-COIL | Yes | MULTI-POSITION | 34000 | 12.5 | 20.4 |  |  | R-454B
216453056 | 5A7V0X36A1 | 5TXCB004AS3 | S8V2B080M4PDB | American Standard | Air Conditioner | 20 | 80000 | 3-TON | A-COIL | Yes | MULTI-POSITION | 34400 | 12.7 | 20.6 |  |  | R-454B
216453058 | 5A7V0X36A1 | 5TXCB006AS3 | S8V2B080M4PDB | American Standard | Air Conditioner | 20 | 80000 | 3-TON | A-COIL | Yes | MULTI-POSITION | 35600 | 13 | 21.6 |  |  | R-454B
216570265 | 5A7V0X36A1 | 5PX*C005AS3 | S8V2C080M5PCB | American Standard | Air Conditioner | 20 | 80000 | 3-TON | A-COIL | Yes | MULTI-POSITION | 34200 | 13 | 20.6 |  |  | R-454B
216570283 | 5A7V0X36A1 | 5PX*C007AS3 | S8V2C080M5PCB | American Standard | Air Conditioner | 20 | 80000 | 3-TON | A-COIL | Yes | MULTI-POSITION | 35200 | 13.5 | 21.6 |  |  | R-454B
216570289 | 5A7V0X36A1 | 5PX*C009AS3 | S8V2C080M5PCB | American Standard | Air Conditioner | 20 | 80000 | 3-TON | A-COIL | Yes | MULTI-POSITION | 35600 | 13.5 | 21.8 |  |  | R-454B
216570301 | 5A7V0X36A1 | 5PX*CD05AS3 | S8V2C080M5PCB | American Standard | Air Conditioner | 20 | 80000 | 3-TON | A-COIL | Yes | DOWNFLOW | 34200 | 13 | 21.2 |  |  | R-454B
216570309 | 5A7V0X36A1 | 5PX*CD07AS3 | S8V2C080M5PCB | American Standard | Air Conditioner | 20 | 80000 | 3-TON | A-COIL | Yes | DOWNFLOW | 35000 | 13 | 21.2 |  |  | R-454B
216570319 | 5A7V0X36A1 | 5PX*CD09AS3 | S8V2C080M5PCB | American Standard | Air Conditioner | 20 | 80000 | 3-TON | A-COIL | Yes | DOWNFLOW | 35600 | 13.5 | 21.6 |  |  | R-454B
216570391 | 5A7V0X36A1 | 5TXCC005AS3 | S8V2C080M5PCB | American Standard | Air Conditioner | 20 | 80000 | 3-TON | A-COIL | Yes | MULTI-POSITION | 34200 | 13 | 20.6 |  |  | R-454B
216570403 | 5A7V0X36A1 | 5TXCC007AS3 | S8V2C080M5PCB | American Standard | Air Conditioner | 20 | 80000 | 3-TON | A-COIL | Yes | MULTI-POSITION | 35200 | 13 | 21.6 |  |  | R-454B
216570413 | 5A7V0X36A1 | 5TXCC009AS3 | S8V2C080M5PCB | American Standard | Air Conditioner | 20 | 80000 | 3-TON | A-COIL | Yes | MULTI-POSITION | 35600 | 13.5 | 21.8 |  |  | R-454B
216570267 | 5A7V0X36A1 | 5PX*C005AS3 | S8V2C080M5PDB | American Standard | Air Conditioner | 20 | 80000 | 3-TON | A-COIL | Yes | MULTI-POSITION | 34200 | 13 | 20.6 |  |  | R-454B
216570277 | 5A7V0X36A1 | 5PX*C007AS3 | S8V2C080M5PDB | American Standard | Air Conditioner | 20 | 80000 | 3-TON | A-COIL | Yes | MULTI-POSITION | 35200 | 13.5 | 21.6 |  |  | R-454B
216570287 | 5A7V0X36A1 | 5PX*C009AS3 | S8V2C080M5PDB | American Standard | Air Conditioner | 20 | 80000 | 3-TON | A-COIL | Yes | MULTI-POSITION | 35600 | 13.5 | 21.8 |  |  | R-454B
216570303 | 5A7V0X36A1 | 5PX*CD05AS3 | S8V2C080M5PDB | American Standard | Air Conditioner | 20 | 80000 | 3-TON | A-COIL | Yes | DOWNFLOW | 34200 | 13 | 21.2 |  |  | R-454B
216570313 | 5A7V0X36A1 | 5PX*CD07AS3 | S8V2C080M5PDB | American Standard | Air Conditioner | 20 | 80000 | 3-TON | A-COIL | Yes | DOWNFLOW | 35000 | 13 | 21.2 |  |  | R-454B
216570323 | 5A7V0X36A1 | 5PX*CD09AS3 | S8V2C080M5PDB | American Standard | Air Conditioner | 20 | 80000 | 3-TON | A-COIL | Yes | DOWNFLOW | 35600 | 13.5 | 21.6 |  |  | R-454B
216570397 | 5A7V0X36A1 | 5TXCC005AS3 | S8V2C080M5PDB | American Standard | Air Conditioner | 20 | 80000 | 3-TON | A-COIL | Yes | MULTI-POSITION | 34200 | 13 | 20.6 |  |  | R-454B
216570417 | 5A7V0X36A1 | 5TXCC009AS3 | S8V2C080M5PDB | American Standard | Air Conditioner | 20 | 80000 | 3-TON | A-COIL | Yes | MULTI-POSITION | 35600 | 13.5 | 21.8 |  |  | R-454B
216570273 | 5A7V0X36A1 | 5PX*C005AS3 | S8V2C100M5PCB | American Standard | Air Conditioner | 20 | 100000 | 3-TON | A-COIL | Yes | MULTI-POSITION | 34400 | 13 | 20.8 |  |  | R-454B
216570279 | 5A7V0X36A1 | 5PX*C007AS3 | S8V2C100M5PCB | American Standard | Air Conditioner | 20 | 100000 | 3-TON | A-COIL | Yes | MULTI-POSITION | 35600 | 13.5 | 21.6 |  |  | R-454B
216570293 | 5A7V0X36A1 | 5PX*C009AS3 | S8V2C100M5PCB | American Standard | Air Conditioner | 20 | 100000 | 3-TON | A-COIL | Yes | MULTI-POSITION | 36000 | 13.5 | 21.8 |  |  | R-454B
216570305 | 5A7V0X36A1 | 5PX*CD05AS3 | S8V2C100M5PCB | American Standard | Air Conditioner | 20 | 100000 | 3-TON | A-COIL | Yes | DOWNFLOW | 34600 | 13 | 21.2 |  |  | R-454B
216570315 | 5A7V0X36A1 | 5PX*CD07AS3 | S8V2C100M5PCB | American Standard | Air Conditioner | 20 | 100000 | 3-TON | A-COIL | Yes | DOWNFLOW | 35400 | 13 | 21.2 |  |  | R-454B
216570327 | 5A7V0X36A1 | 5PX*CD09AS3 | S8V2C100M5PCB | American Standard | Air Conditioner | 20 | 100000 | 3-TON | A-COIL | Yes | DOWNFLOW | 36000 | 13.5 | 21.6 |  |  | R-454B
216570395 | 5A7V0X36A1 | 5TXCC005AS3 | S8V2C100M5PCB | American Standard | Air Conditioner | 20 | 100000 | 3-TON | A-COIL | Yes | MULTI-POSITION | 34400 | 13 | 20.8 |  |  | R-454B
216570405 | 5A7V0X36A1 | 5TXCC007AS3 | S8V2C100M5PCB | American Standard | Air Conditioner | 20 | 100000 | 3-TON | A-COIL | Yes | MULTI-POSITION | 35600 | 13 | 21.6 |  |  | R-454B
216570415 | 5A7V0X36A1 | 5TXCC009AS3 | S8V2C100M5PCB | American Standard | Air Conditioner | 20 | 100000 | 3-TON | A-COIL | Yes | MULTI-POSITION | 36000 | 13.5 | 21.8 |  |  | R-454B
216570271 | 5A7V0X36A1 | 5PX*C005AS3 | S8V2C100M5PDB | American Standard | Air Conditioner | 20 | 100000 | 3-TON | A-COIL | Yes | MULTI-POSITION | 34400 | 13 | 20.8 |  |  | R-454B
216570281 | 5A7V0X36A1 | 5PX*C007AS3 | S8V2C100M5PDB | American Standard | Air Conditioner | 20 | 100000 | 3-TON | A-COIL | Yes | MULTI-POSITION | 35600 | 13.5 | 21.6 |  |  | R-454B
216570295 | 5A7V0X36A1 | 5PX*C009AS3 | S8V2C100M5PDB | American Standard | Air Conditioner | 20 | 100000 | 3-TON | A-COIL | Yes | MULTI-POSITION | 36000 | 13.5 | 21.8 |  |  | R-454B
216570307 | 5A7V0X36A1 | 5PX*CD05AS3 | S8V2C100M5PDB | American Standard | Air Conditioner | 20 | 100000 | 3-TON | A-COIL | Yes | DOWNFLOW | 34600 | 13 | 21.2 |  |  | R-454B
216570317 | 5A7V0X36A1 | 5PX*CD07AS3 | S8V2C100M5PDB | American Standard | Air Conditioner | 20 | 100000 | 3-TON | A-COIL | Yes | DOWNFLOW | 35400 | 13 | 21.2 |  |  | R-454B
216570325 | 5A7V0X36A1 | 5PX*CD09AS3 | S8V2C100M5PDB | American Standard | Air Conditioner | 20 | 100000 | 3-TON | A-COIL | Yes | DOWNFLOW | 36000 | 13.5 | 21.6 |  |  | R-454B
216570399 | 5A7V0X36A1 | 5TXCC005AS3 | S8V2C100M5PDB | American Standard | Air Conditioner | 20 | 100000 | 3-TON | A-COIL | Yes | MULTI-POSITION | 34400 | 13 | 20.8 |  |  | R-454B
216570409 | 5A7V0X36A1 | 5TXCC007AS3 | S8V2C100M5PDB | American Standard | Air Conditioner | 20 | 100000 | 3-TON | A-COIL | Yes | MULTI-POSITION | 35600 | 13 | 21.6 |  |  | R-454B
216570421 | 5A7V0X36A1 | 5TXCC009AS3 | S8V2C100M5PDB | American Standard | Air Conditioner | 20 | 100000 | 3-TON | A-COIL | Yes | MULTI-POSITION | 36000 | 13.5 | 21.8 |  |  | R-454B
216570329 | 5A7V0X36A1 | 5PX*D008AS3 | S8V2D120M5PCB | American Standard | Air Conditioner | 20 | 120000 | 3-TON | A-COIL | Yes | MULTI-POSITION | 36000 | 13.7 | 22.4 |  |  | R-454B
216570333 | 5A7V0X36A1 | 5PX*D010AS3 | S8V2D120M5PCB | American Standard | Air Conditioner | 20 | 120000 | 3-TON | A-COIL | Yes | MULTI-POSITION | 36400 | 14 | 22.6 |  |  | R-454B
216570337 | 5A7V0X36A1 | 5PX*DD10AS3 | S8V2D120M5PCB | American Standard | Air Conditioner | 20 | 120000 | 3-TON | A-COIL | Yes | DOWNFLOW | 35600 | 13.5 | 22 |  |  | R-454B
216570423 | 5A7V0X36A1 | 5TXCD008AS3 | S8V2D120M5PCB | American Standard | Air Conditioner | 20 | 120000 | 3-TON | A-COIL | Yes | MULTI-POSITION | 36000 | 13.7 | 22.4 |  |  | R-454B
216570427 | 5A7V0X36A1 | 5TXCD010AS3 | S8V2D120M5PCB | American Standard | Air Conditioner | 20 | 120000 | 3-TON | A-COIL | Yes | MULTI-POSITION | 36200 | 14 | 22.4 |  |  | R-454B
216570331 | 5A7V0X36A1 | 5PX*D008AS3 | S8V2D120M5PDB | American Standard | Air Conditioner | 20 | 120000 | 3-TON | A-COIL | Yes | MULTI-POSITION | 36000 | 13.7 | 22.4 |  |  | R-454B
216570335 | 5A7V0X36A1 | 5PX*D010AS3 | S8V2D120M5PDB | American Standard | Air Conditioner | 20 | 120000 | 3-TON | A-COIL | Yes | MULTI-POSITION | 36400 | 14 | 22.6 |  |  | R-454B
216570339 | 5A7V0X36A1 | 5PX*DD10AS3 | S8V2D120M5PDB | American Standard | Air Conditioner | 20 | 120000 | 3-TON | A-COIL | Yes | DOWNFLOW | 35600 | 13.5 | 22 |  |  | R-454B
216570425 | 5A7V0X36A1 | 5TXCD008AS3 | S8V2D120M5PDB | American Standard | Air Conditioner | 20 | 120000 | 3-TON | A-COIL | Yes | MULTI-POSITION | 36000 | 13.7 | 22.4 |  |  | R-454B
216570429 | 5A7V0X36A1 | 5TXCD010AS3 | S8V2D120M5PDB | American Standard | Air Conditioner | 20 | 120000 | 3-TON | A-COIL | Yes | MULTI-POSITION | 36200 | 14 | 22.4 |  |  | R-454B
216599578 | 5A7V0X36A1 | 5PX*B004AS3 | S9V2B040D3VSB+LRP | American Standard | Air Conditioner | 20 | 40000 | 3-TON | A-COIL | Yes | DOWNFLOW | 32600 | 12 | 18.8 |  |  | R-454B
216599586 | 5A7V0X36A1 | 5PX*B006AS3 | S9V2B040D3VSB+LRP | American Standard | Air Conditioner | 20 | 40000 | 3-TON | A-COIL | Yes | DOWNFLOW | 33200 | 12 | 19.2 |  |  | R-454B
216599590 | 5A7V0X36A1 | 5PX*BD04AS3 | S9V2B040D3VSB+LRP | American Standard | Air Conditioner | 20 | 40000 | 3-TON | A-COIL | Yes | DOWNFLOW | 34600 | 12.7 | 21.2 |  |  | R-454B
216599594 | 5A7V0X36A1 | 5PX*BD06AS3 | S9V2B040D3VSB+LRP | American Standard | Air Conditioner | 20 | 40000 | 3-TON | A-COIL | Yes | DOWNFLOW | 35400 | 13 | 21.4 |  |  | R-454B
216599604 | 5A7V0X36A1 | 5TXCB004AS3 | S9V2B040D3VSB+LRP | American Standard | Air Conditioner | 20 | 40000 | 3-TON | A-COIL | Yes | DOWNFLOW | 32600 | 12 | 18.8 |  |  | R-454B
216599614 | 5A7V0X36A1 | 5TXCB006AS3 | S9V2B040D3VSB+LRP | American Standard | Air Conditioner | 20 | 40000 | 3-TON | A-COIL | Yes | DOWNFLOW | 33600 | 12.5 | 20 |  |  | R-454B
216599568 | 5A7V0X36A1 | 5PX*B003AS3 | S9V2B040U3PSC+LRP | American Standard | Air Conditioner | 20 | 40000 | 3-TON | A-COIL | Yes | UPFLOW | 34000 | 12.5 | 20.6 |  |  | R-454B
216599576 | 5A7V0X36A1 | 5PX*B004AS3 | S9V2B040U3PSC+LRP | American Standard | Air Conditioner | 20 | 40000 | 3-TON | A-COIL | Yes | UPFLOW | 34400 | 12.7 | 20.8 |  |  | R-454B
216599580 | 5A7V0X36A1 | 5PX*B006AS3 | S9V2B040U3PSC+LRP | American Standard | Air Conditioner | 20 | 40000 | 3-TON | A-COIL | Yes | UPFLOW | 35600 | 13 | 21.6 |  |  | R-454B
216599596 | 5A7V0X36A1 | 5TXCB003AS3 | S9V2B040U3PSC+LRP | American Standard | Air Conditioner | 20 | 40000 | 3-TON | A-COIL | Yes | UPFLOW | 34000 | 12.5 | 20.6 |  |  | R-454B
216599600 | 5A7V0X36A1 | 5TXCB004AS3 | S9V2B040U3PSC+LRP | American Standard | Air Conditioner | 20 | 40000 | 3-TON | A-COIL | Yes | UPFLOW | 34400 | 12.7 | 20.8 |  |  | R-454B
216599608 | 5A7V0X36A1 | 5TXCB006AS3 | S9V2B040U3PSC+LRP | American Standard | Air Conditioner | 20 | 40000 | 3-TON | A-COIL | Yes | UPFLOW | 35600 | 13 | 21.6 |  |  | R-454B
216599570 | 5A7V0X36A1 | 5PX*B003AS3 | S9V2B040U3VSB+LRP | American Standard | Air Conditioner | 20 | 40000 | 3-TON | A-COIL | Yes | UPFLOW | 34000 | 12.5 | 20.6 |  |  | R-454B
216599574 | 5A7V0X36A1 | 5PX*B004AS3 | S9V2B040U3VSB+LRP | American Standard | Air Conditioner | 20 | 40000 | 3-TON | A-COIL | Yes | UPFLOW | 34400 | 12.7 | 20.8 |  |  | R-454B
216599582 | 5A7V0X36A1 | 5PX*B006AS3 | S9V2B040U3VSB+LRP | American Standard | Air Conditioner | 20 | 40000 | 3-TON | A-COIL | Yes | UPFLOW | 35600 | 13 | 21.6 |  |  | R-454B
216599598 | 5A7V0X36A1 | 5TXCB003AS3 | S9V2B040U3VSB+LRP | American Standard | Air Conditioner | 20 | 40000 | 3-TON | A-COIL | Yes | UPFLOW | 34000 | 12.5 | 20.6 |  |  | R-454B
216599602 | 5A7V0X36A1 | 5TXCB004AS3 | S9V2B040U3VSB+LRP | American Standard | Air Conditioner | 20 | 40000 | 3-TON | A-COIL | Yes | UPFLOW | 34400 | 12.7 | 20.8 |  |  | R-454B
216599610 | 5A7V0X36A1 | 5TXCB006AS3 | S9V2B040U3VSB+LRP | American Standard | Air Conditioner | 20 | 40000 | 3-TON | A-COIL | Yes | UPFLOW | 35600 | 13 | 21.6 |  |  | R-454B
216612050 | 5A7V0X36A1 | 5PX*B004AS3 | S9V2B060D3VSB+LRP | American Standard | Air Conditioner | 20 | 60000 | 3-TON | A-COIL | Yes | DOWNFLOW | 32400 | 12 | 19.2 |  |  | R-454B
216612060 | 5A7V0X36A1 | 5PX*B006AS3 | S9V2B060D3VSB+LRP | American Standard | Air Conditioner | 20 | 60000 | 3-TON | A-COIL | Yes | DOWNFLOW | 33200 | 12 | 20 |  |  | R-454B
216612064 | 5A7V0X36A1 | 5PX*BD04AS3 | S9V2B060D3VSB+LRP | American Standard | Air Conditioner | 20 | 60000 | 3-TON | A-COIL | Yes | DOWNFLOW | 34400 | 12.7 | 21.6 |  |  | R-454B
216612072 | 5A7V0X36A1 | 5PX*BD06AS3 | S9V2B060D3VSB+LRP | American Standard | Air Conditioner | 20 | 60000 | 3-TON | A-COIL | Yes | DOWNFLOW | 35200 | 13 | 21.6 |  |  | R-454B
216612098 | 5A7V0X36A1 | 5TXCB004AS3 | S9V2B060D3VSB+LRP | American Standard | Air Conditioner | 20 | 60000 | 3-TON | A-COIL | Yes | DOWNFLOW | 32400 | 12 | 19.2 |  |  | R-454B
216439591 | 5A7V0X36A1 | 5PX*B003AS3 | S9V2B060U4VSB+LRP | American Standard | Air Conditioner | 20 | 60000 | 3-TON | A-COIL | Yes | UPFLOW | 33600 | 12.7 | 20 |  |  | R-454B
216439605 | 5A7V0X36A1 | 5PX*B004AS3 | S9V2B060U4VSB+LRP | American Standard | Air Conditioner | 20 | 60000 | 3-TON | A-COIL | Yes | UPFLOW | 33800 | 13 | 20 |  |  | R-454B
216439621 | 5A7V0X36A1 | 5PX*B006AS3 | S9V2B060U4VSB+LRP | American Standard | Air Conditioner | 20 | 60000 | 3-TON | A-COIL | Yes | UPFLOW | 35000 | 13 | 21 |  |  | R-454B
216439703 | 5A7V0X36A1 | 5TXCB003AS3 | S9V2B060U4VSB+LRP | American Standard | Air Conditioner | 20 | 60000 | 3-TON | A-COIL | Yes | UPFLOW | 33600 | 12.7 | 20 |  |  | R-454B
216439717 | 5A7V0X36A1 | 5TXCB004AS3 | S9V2B060U4VSB+LRP | American Standard | Air Conditioner | 20 | 60000 | 3-TON | A-COIL | Yes | UPFLOW | 33800 | 13 | 20 |  |  | R-454B
216439727 | 5A7V0X36A1 | 5TXCB006AS3 | S9V2B060U4VSB+LRP | American Standard | Air Conditioner | 20 | 60000 | 3-TON | A-COIL | Yes | UPFLOW | 34800 | 13 | 21 |  |  | R-454B
216612052 | 5A7V0X36A1 | 5PX*B004AS3 | S9V2B080D4PSC+LRP | American Standard | Air Conditioner | 20 | 80000 | 3-TON | A-COIL | Yes | DOWNFLOW | 32600 | 12 | 18.6 |  |  | R-454B
216612058 | 5A7V0X36A1 | 5PX*B006AS3 | S9V2B080D4PSC+LRP | American Standard | Air Conditioner | 20 | 80000 | 3-TON | A-COIL | Yes | DOWNFLOW | 33400 | 12 | 19 |  |  | R-454B
216612062 | 5A7V0X36A1 | 5PX*BD04AS3 | S9V2B080D4PSC+LRP | American Standard | Air Conditioner | 20 | 80000 | 3-TON | A-COIL | Yes | DOWNFLOW | 34600 | 12.7 | 21 |  |  | R-454B
216612076 | 5A7V0X36A1 | 5PX*BD06AS3 | S9V2B080D4PSC+LRP | American Standard | Air Conditioner | 20 | 80000 | 3-TON | A-COIL | Yes | DOWNFLOW | 35400 | 13 | 21 |  |  | R-454B
216612094 | 5A7V0X36A1 | 5TXCB004AS3 | S9V2B080D4PSC+LRP | American Standard | Air Conditioner | 20 | 80000 | 3-TON | A-COIL | Yes | DOWNFLOW | 32600 | 12 | 18.6 |  |  | R-454B
216612056 | 5A7V0X36A1 | 5PX*B006AS3 | S9V2B080D4VSB+LRP | American Standard | Air Conditioner | 20 | 80000 | 3-TON | A-COIL | Yes | DOWNFLOW | 33400 | 12 | 19 |  |  | R-454B
216612068 | 5A7V0X36A1 | 5PX*BD04AS3 | S9V2B080D4VSB+LRP | American Standard | Air Conditioner | 20 | 80000 | 3-TON | A-COIL | Yes | DOWNFLOW | 34600 | 12.7 | 21 |  |  | R-454B
216612074 | 5A7V0X36A1 | 5PX*BD06AS3 | S9V2B080D4VSB+LRP | American Standard | Air Conditioner | 20 | 80000 | 3-TON | A-COIL | Yes | DOWNFLOW | 35400 | 13 | 21 |  |  | R-454B
216612092 | 5A7V0X36A1 | 5TXCB004AS3 | S9V2B080D4VSB+LRP | American Standard | Air Conditioner | 20 | 80000 | 3-TON | A-COIL | Yes | DOWNFLOW | 32600 | 12 | 18.6 |  |  | R-454B
216612078 | 5A7V0X36A1 | 5PX*C005AS3 | S9V2C080U5VSB+LRP | American Standard | Air Conditioner | 20 | 80000 | 3-TON | A-COIL | Yes | UPFLOW | 34600 | 13 | 21.2 |  |  | R-454B
216612080 | 5A7V0X36A1 | 5PX*C007AS3 | S9V2C080U5VSB+LRP | American Standard | Air Conditioner | 20 | 80000 | 3-TON | A-COIL | Yes | UPFLOW | 35800 | 13.5 | 22.4 |  |  | R-454B
216612104 | 5A7V0X36A1 | 5TXCC005AS3 | S9V2C080U5VSB+LRP | American Standard | Air Conditioner | 20 | 80000 | 3-TON | A-COIL | Yes | UPFLOW | 34600 | 13 | 21.2 |  |  | R-454B
216439635 | 5A7V0X36A1 | 5PX*C005AS3 | S9V2C100D4VSB+LRP | American Standard | Air Conditioner | 20 | 100000 | 3-TON | A-COIL | Yes | DOWNFLOW | 32000 | 12 | 18.8 |  |  | R-454B
216439651 | 5A7V0X36A1 | 5PX*C007AS3 | S9V2C100D4VSB+LRP | American Standard | Air Conditioner | 20 | 100000 | 3-TON | A-COIL | Yes | DOWNFLOW | 32600 | 12.5 | 19.2 |  |  | R-454B
216439665 | 5A7V0X36A1 | 5PX*C009AS3 | S9V2C100D4VSB+LRP | American Standard | Air Conditioner | 20 | 100000 | 3-TON | A-COIL | Yes | DOWNFLOW | 31800 | 12 | 18.4 |  |  | R-454B
216439667 | 5A7V0X36A1 | 5PX*CD05AS3 | S9V2C100D4VSB+LRP | American Standard | Air Conditioner | 20 | 100000 | 3-TON | A-COIL | Yes | DOWNFLOW | 34000 | 13 | 21 |  |  | R-454B
216439675 | 5A7V0X36A1 | 5PX*CD07AS3 | S9V2C100D4VSB+LRP | American Standard | Air Conditioner | 20 | 100000 | 3-TON | A-COIL | Yes | DOWNFLOW | 34800 | 13.5 | 21 |  |  | R-454B
216439681 | 5A7V0X36A1 | 5PX*CD09AS3 | S9V2C100D4VSB+LRP | American Standard | Air Conditioner | 20 | 100000 | 3-TON | A-COIL | Yes | DOWNFLOW | 35200 | 13.5 | 21.4 |  |  | R-454B
216439741 | 5A7V0X36A1 | 5TXCC005AS3 | S9V2C100D4VSB+LRP | American Standard | Air Conditioner | 20 | 100000 | 3-TON | A-COIL | Yes | DOWNFLOW | 32000 | 12 | 18.8 |  |  | R-454B
216439759 | 5A7V0X36A1 | 5TXCC007AS3 | S9V2C100D4VSB+LRP | American Standard | Air Conditioner | 20 | 100000 | 3-TON | A-COIL | Yes | DOWNFLOW | 33000 | 12.7 | 20 |  |  | R-454B
216439769 | 5A7V0X36A1 | 5TXCC009AS3 | S9V2C100D4VSB+LRP | American Standard | Air Conditioner | 20 | 100000 | 3-TON | A-COIL | Yes | DOWNFLOW | 31800 | 12 | 18.4 |  |  | R-454B
216439641 | 5A7V0X36A1 | 5PX*C005AS3 | S9V2C100D5PSC+LRP | American Standard | Air Conditioner | 20 | 100000 | 3-TON | A-COIL | Yes | DOWNFLOW | 32000 | 12 | 18.8 |  |  | R-454B
216439645 | 5A7V0X36A1 | 5PX*C007AS3 | S9V2C100D5PSC+LRP | American Standard | Air Conditioner | 20 | 100000 | 3-TON | A-COIL | Yes | DOWNFLOW | 32600 | 12.5 | 19.2 |  |  | R-454B
216439657 | 5A7V0X36A1 | 5PX*C009AS3 | S9V2C100D5PSC+LRP | American Standard | Air Conditioner | 20 | 100000 | 3-TON | A-COIL | Yes | DOWNFLOW | 31800 | 12 | 18.4 |  |  | R-454B
216439669 | 5A7V0X36A1 | 5PX*CD05AS3 | S9V2C100D5PSC+LRP | American Standard | Air Conditioner | 20 | 100000 | 3-TON | A-COIL | Yes | DOWNFLOW | 34000 | 13 | 21 |  |  | R-454B
216439673 | 5A7V0X36A1 | 5PX*CD07AS3 | S9V2C100D5PSC+LRP | American Standard | Air Conditioner | 20 | 100000 | 3-TON | A-COIL | Yes | DOWNFLOW | 34800 | 13.5 | 21 |  |  | R-454B
216439679 | 5A7V0X36A1 | 5PX*CD09AS3 | S9V2C100D5PSC+LRP | American Standard | Air Conditioner | 20 | 100000 | 3-TON | A-COIL | Yes | DOWNFLOW | 35200 | 13.5 | 21.4 |  |  | R-454B
216439743 | 5A7V0X36A1 | 5TXCC005AS3 | S9V2C100D5PSC+LRP | American Standard | Air Conditioner | 20 | 100000 | 3-TON | A-COIL | Yes | DOWNFLOW | 32000 | 12 | 18.8 |  |  | R-454B
216439749 | 5A7V0X36A1 | 5TXCC007AS3 | S9V2C100D5PSC+LRP | American Standard | Air Conditioner | 20 | 100000 | 3-TON | A-COIL | Yes | DOWNFLOW | 33000 | 12.7 | 20 |  |  | R-454B
216439765 | 5A7V0X36A1 | 5TXCC009AS3 | S9V2C100D5PSC+LRP | American Standard | Air Conditioner | 20 | 100000 | 3-TON | A-COIL | Yes | DOWNFLOW | 31800 | 12 | 18.4 |  |  | R-454B
216439637 | 5A7V0X36A1 | 5PX*C005AS3 | S9V2C100D5VSB+LRP | American Standard | Air Conditioner | 20 | 100000 | 3-TON | A-COIL | Yes | DOWNFLOW | 32000 | 12 | 18.8 |  |  | R-454B
216439647 | 5A7V0X36A1 | 5PX*C007AS3 | S9V2C100D5VSB+LRP | American Standard | Air Conditioner | 20 | 100000 | 3-TON | A-COIL | Yes | DOWNFLOW | 32600 | 12.5 | 19.2 |  |  | R-454B
216439655 | 5A7V0X36A1 | 5PX*C009AS3 | S9V2C100D5VSB+LRP | American Standard | Air Conditioner | 20 | 100000 | 3-TON | A-COIL | Yes | DOWNFLOW | 31800 | 12 | 18.4 |  |  | R-454B
216439671 | 5A7V0X36A1 | 5PX*CD05AS3 | S9V2C100D5VSB+LRP | American Standard | Air Conditioner | 20 | 100000 | 3-TON | A-COIL | Yes | DOWNFLOW | 34000 | 13 | 21 |  |  | R-454B
216439677 | 5A7V0X36A1 | 5PX*CD07AS3 | S9V2C100D5VSB+LRP | American Standard | Air Conditioner | 20 | 100000 | 3-TON | A-COIL | Yes | DOWNFLOW | 34800 | 13.5 | 21 |  |  | R-454B
216439683 | 5A7V0X36A1 | 5PX*CD09AS3 | S9V2C100D5VSB+LRP | American Standard | Air Conditioner | 20 | 100000 | 3-TON | A-COIL | Yes | DOWNFLOW | 35200 | 13.5 | 21.4 |  |  | R-454B
216439747 | 5A7V0X36A1 | 5TXCC005AS3 | S9V2C100D5VSB+LRP | American Standard | Air Conditioner | 20 | 100000 | 3-TON | A-COIL | Yes | DOWNFLOW | 32000 | 12 | 18.8 |  |  | R-454B
216439751 | 5A7V0X36A1 | 5TXCC007AS3 | S9V2C100D5VSB+LRP | American Standard | Air Conditioner | 20 | 100000 | 3-TON | A-COIL | Yes | DOWNFLOW | 33000 | 12.7 | 20 |  |  | R-454B
216439763 | 5A7V0X36A1 | 5TXCC009AS3 | S9V2C100D5VSB+LRP | American Standard | Air Conditioner | 20 | 100000 | 3-TON | A-COIL | Yes | DOWNFLOW | 31800 | 12 | 18.4 |  |  | R-454B
216439631 | 5A7V0X36A1 | 5PX*C005AS3 | S9V2C100U5PSC+LRP | American Standard | Air Conditioner | 20 | 100000 | 3-TON | A-COIL | Yes | UPFLOW | 33800 | 13 | 20.6 |  |  | R-454B
216439653 | 5A7V0X36A1 | 5PX*C007AS3 | S9V2C100U5PSC+LRP | American Standard | Air Conditioner | 20 | 100000 | 3-TON | A-COIL | Yes | UPFLOW | 35000 | 13.5 | 21.6 |  |  | R-454B
216439661 | 5A7V0X36A1 | 5PX*C009AS3 | S9V2C100U5PSC+LRP | American Standard | Air Conditioner | 20 | 100000 | 3-TON | A-COIL | Yes | UPFLOW | 35400 | 13.5 | 21.6 |  |  | R-454B
216439737 | 5A7V0X36A1 | 5TXCC005AS3 | S9V2C100U5PSC+LRP | American Standard | Air Conditioner | 20 | 100000 | 3-TON | A-COIL | Yes | UPFLOW | 33800 | 13 | 20.6 |  |  | R-454B
216439755 | 5A7V0X36A1 | 5TXCC007AS3 | S9V2C100U5PSC+LRP | American Standard | Air Conditioner | 20 | 100000 | 3-TON | A-COIL | Yes | UPFLOW | 34800 | 13.5 | 21.4 |  |  | R-454B
216439771 | 5A7V0X36A1 | 5TXCC009AS3 | S9V2C100U5PSC+LRP | American Standard | Air Conditioner | 20 | 100000 | 3-TON | A-COIL | Yes | UPFLOW | 35400 | 13.5 | 21.6 |  |  | R-454B
216439639 | 5A7V0X36A1 | 5PX*C005AS3 | S9V2C100U5VSB+LRP | American Standard | Air Conditioner | 20 | 100000 | 3-TON | A-COIL | Yes | UPFLOW | 33800 | 13 | 20.6 |  |  | R-454B
216439643 | 5A7V0X36A1 | 5PX*C007AS3 | S9V2C100U5VSB+LRP | American Standard | Air Conditioner | 20 | 100000 | 3-TON | A-COIL | Yes | UPFLOW | 35000 | 13.5 | 21.6 |  |  | R-454B
216439659 | 5A7V0X36A1 | 5PX*C009AS3 | S9V2C100U5VSB+LRP | American Standard | Air Conditioner | 20 | 100000 | 3-TON | A-COIL | Yes | UPFLOW | 35400 | 13.5 | 21.6 |  |  | R-454B
216439739 | 5A7V0X36A1 | 5TXCC005AS3 | S9V2C100U5VSB+LRP | American Standard | Air Conditioner | 20 | 100000 | 3-TON | A-COIL | Yes | UPFLOW | 33800 | 13 | 20.6 |  |  | R-454B
216439757 | 5A7V0X36A1 | 5TXCC007AS3 | S9V2C100U5VSB+LRP | American Standard | Air Conditioner | 20 | 100000 | 3-TON | A-COIL | Yes | UPFLOW | 34800 | 13.5 | 21.4 |  |  | R-454B
216439767 | 5A7V0X36A1 | 5TXCC009AS3 | S9V2C100U5VSB+LRP | American Standard | Air Conditioner | 20 | 100000 | 3-TON | A-COIL | Yes | UPFLOW | 35400 | 13.5 | 21.6 |  |  | R-454B
216439581 | 5A7V0X36A1 | 5TEMCD04AV31+TDR |  | American Standard | Air Conditioner | 20 | NO FURNACE | 3-TON | AIR HANDLER | Yes | MULTI-POSITION | 35600 | 13 | 21.2 |  |  | R-454B
216439685 | 5A7V0X36A1 | 5TAMXC03AV31 |  | American Standard | Air Conditioner | 20 | NO FURNACE | 3-TON | AIR HANDLER | Yes | MULTI-POSITION | 34600 | 13 | 21.6 |  |  | R-454B
216439687 | 5A7V0X36A1 | 5TAMXD04AV31 |  | American Standard | Air Conditioner | 20 | NO FURNACE | 3-TON | AIR HANDLER | Yes | MULTI-POSITION | 34600 | 13 | 21 |  |  | R-454B
216439689 | 5A7V0X36A1 | 5TAMXD05AV41 |  | American Standard | Air Conditioner | 20 | NO FURNACE | 3-TON | AIR HANDLER | Yes | MULTI-POSITION | 35600 | 13.5 | 22.4 |  |  | R-454B
216439691 | 5A7V0X36A1 | 5TAMXD06AV41 |  | American Standard | Air Conditioner | 20 | NO FURNACE | 3-TON | AIR HANDLER | Yes | MULTI-POSITION | 35800 | 13.5 | 23 |  |  | R-454B
216439693 | 5A7V0X36A1 | 5TAMXD07AV51 |  | American Standard | Air Conditioner | 20 | NO FURNACE | 3-TON | AIR HANDLER | Yes | MULTI-POSITION | 35200 | 13.5 | 22.4 |  |  | R-454B
216439695 | 5A7V0X36A1 | 5TEMCB03AV31+TDR |  | American Standard | Air Conditioner | 20 | NO FURNACE | 3-TON | AIR HANDLER | Yes | MULTI-POSITION | 34200 | 13 | 21.4 |  |  | R-454B
216612082 | 5A7V0X36A1 | 5TEMCD05AV41+TDR |  | American Standard | Air Conditioner | 20 | NO FURNACE | 3-TON | AIR HANDLER | Yes | MULTI-POSITION | 35400 | 13.5 | 22.2 |  |  | R-454B
216570435 | 5A7V0X48A1 | 5PX*C007AS3 | *UHMC100CCV4+LRP | American Standard | Air Conditioner | 20 | 100000 | 4-TON | A-COIL | Yes | UPFLOW | 46000 | 12.7 | 21.6 |  |  | R-454B
216570449 | 5A7V0X48A1 | 5PX*C009AS3 | *UHMC100CCV4+LRP | American Standard | Air Conditioner | 20 | 100000 | 4-TON | A-COIL | Yes | UPFLOW | 47000 | 13 | 22 |  |  | R-454B
216570477 | 5A7V0X48A1 | 5PX*D008AS3 | *UHMC100CCV4+LRP | American Standard | Air Conditioner | 20 | 100000 | 4-TON | A-COIL | Yes | UPFLOW | 46500 | 12.7 | 21.8 |  |  | R-454B
216570493 | 5A7V0X48A1 | 5PX*D010AS3 | *UHMC100CCV4+LRP | American Standard | Air Conditioner | 20 | 100000 | 4-TON | A-COIL | Yes | UPFLOW | 47000 | 13 | 22 |  |  | R-454B
216570533 | 5A7V0X48A1 | 5TXCC007AS3 | *UHMC100CCV4+LRP | American Standard | Air Conditioner | 20 | 100000 | 4-TON | A-COIL | Yes | MULTI-POSITION | 46000 | 12.7 | 21.6 |  |  | R-454B
216570547 | 5A7V0X48A1 | 5TXCC009AS3 | *UHMC100CCV4+LRP | American Standard | Air Conditioner | 20 | 100000 | 4-TON | A-COIL | Yes | MULTI-POSITION | 47000 | 13 | 22 |  |  | R-454B
216570553 | 5A7V0X48A1 | 5TXCD008AS3 | *UHMC100CCV4+LRP | American Standard | Air Conditioner | 20 | 100000 | 4-TON | A-COIL | Yes | MULTI-POSITION | 46500 | 12.7 | 21.8 |  |  | R-454B
216570575 | 5A7V0X48A1 | 5TXCD010AS3 | *UHMC100CCV4+LRP | American Standard | Air Conditioner | 20 | 100000 | 4-TON | A-COIL | Yes | MULTI-POSITION | 47000 | 13 | 22 |  |  | R-454B
216453062 | 5A7V0X48A1 | 5PX*B006AS3 | S8V2B080M4PCB | American Standard | Air Conditioner | 20 | 80000 | 4-TON | A-COIL | Yes | MULTI-POSITION | 45500 | 12.5 | 20.8 |  |  | R-454B
216453066 | 5A7V0X48A1 | 5PX*BD06AS3 | S8V2B080M4PCB | American Standard | Air Conditioner | 20 | 80000 | 4-TON | A-COIL | Yes | DOWNFLOW | 45500 | 12.5 | 20.4 |  |  | R-454B
216453072 | 5A7V0X48A1 | 5TXCB006AS3 | S8V2B080M4PCB | American Standard | Air Conditioner | 20 | 80000 | 4-TON | A-COIL | Yes | MULTI-POSITION | 45500 | 12.5 | 20.8 |  |  | R-454B
216453064 | 5A7V0X48A1 | 5PX*B006AS3 | S8V2B080M4PDB | American Standard | Air Conditioner | 20 | 80000 | 4-TON | A-COIL | Yes | MULTI-POSITION | 45500 | 12.5 | 20.8 |  |  | R-454B
216453068 | 5A7V0X48A1 | 5PX*BD06AS3 | S8V2B080M4PDB | American Standard | Air Conditioner | 20 | 80000 | 4-TON | A-COIL | Yes | DOWNFLOW | 45500 | 12.5 | 20.4 |  |  | R-454B
216453070 | 5A7V0X48A1 | 5TXCB006AS3 | S8V2B080M4PDB | American Standard | Air Conditioner | 20 | 80000 | 4-TON | A-COIL | Yes | MULTI-POSITION | 45500 | 12.5 | 20.8 |  |  | R-454B
216570433 | 5A7V0X48A1 | 5PX*C007AS3 | S8V2C080M5PCB | American Standard | Air Conditioner | 20 | 80000 | 4-TON | A-COIL | Yes | MULTI-POSITION | 46500 | 12.7 | 21.4 |  |  | R-454B
216570445 | 5A7V0X48A1 | 5PX*C009AS3 | S8V2C080M5PCB | American Standard | Air Conditioner | 20 | 80000 | 4-TON | A-COIL | Yes | MULTI-POSITION | 47000 | 13 | 21.6 |  |  | R-454B
216570457 | 5A7V0X48A1 | 5PX*CD07AS3 | S8V2C080M5PCB | American Standard | Air Conditioner | 20 | 80000 | 4-TON | A-COIL | Yes | DOWNFLOW | 46000 | 12.5 | 21 |  |  | R-454B
216570467 | 5A7V0X48A1 | 5PX*CD09AS3 | S8V2C080M5PCB | American Standard | Air Conditioner | 20 | 80000 | 4-TON | A-COIL | Yes | DOWNFLOW | 47000 | 13 | 21.4 |  |  | R-454B
216570491 | 5A7V0X48A1 | 5PX*D008AS3 | S8V2C080M5PCB | American Standard | Air Conditioner | 20 | 80000 | 4-TON | A-COIL | Yes | MULTI-POSITION | 46500 | 12.7 | 21.6 |  |  | R-454B
216570507 | 5A7V0X48A1 | 5PX*D010AS3 | S8V2C080M5PCB | American Standard | Air Conditioner | 20 | 80000 | 4-TON | A-COIL | Yes | MULTI-POSITION | 47000 | 13 | 21.6 |  |  | R-454B
216570515 | 5A7V0X48A1 | 5PX*DD10AS3 | S8V2C080M5PCB | American Standard | Air Conditioner | 20 | 80000 | 4-TON | A-COIL | Yes | DOWNFLOW | 46000 | 12.7 | 21.4 |  |  | R-454B
216570529 | 5A7V0X48A1 | 5TXCC007AS3 | S8V2C080M5PCB | American Standard | Air Conditioner | 20 | 80000 | 4-TON | A-COIL | Yes | MULTI-POSITION | 46000 | 12.7 | 21.4 |  |  | R-454B
216570543 | 5A7V0X48A1 | 5TXCC009AS3 | S8V2C080M5PCB | American Standard | Air Conditioner | 20 | 80000 | 4-TON | A-COIL | Yes | MULTI-POSITION | 47000 | 13 | 21.6 |  |  | R-454B
216570557 | 5A7V0X48A1 | 5TXCD008AS3 | S8V2C080M5PCB | American Standard | Air Conditioner | 20 | 80000 | 4-TON | A-COIL | Yes | MULTI-POSITION | 46500 | 12.7 | 21.6 |  |  | R-454B
216570581 | 5A7V0X48A1 | 5TXCD010AS3 | S8V2C080M5PCB | American Standard | Air Conditioner | 20 | 80000 | 4-TON | A-COIL | Yes | MULTI-POSITION | 47000 | 13 | 21.6 |  |  | R-454B
216570431 | 5A7V0X48A1 | 5PX*C007AS3 | S8V2C080M5PDB | American Standard | Air Conditioner | 20 | 80000 | 4-TON | A-COIL | Yes | MULTI-POSITION | 46500 | 12.7 | 21.4 |  |  | R-454B
216570443 | 5A7V0X48A1 | 5PX*C009AS3 | S8V2C080M5PDB | American Standard | Air Conditioner | 20 | 80000 | 4-TON | A-COIL | Yes | MULTI-POSITION | 47000 | 13 | 21.6 |  |  | R-454B
216570459 | 5A7V0X48A1 | 5PX*CD07AS3 | S8V2C080M5PDB | American Standard | Air Conditioner | 20 | 80000 | 4-TON | A-COIL | Yes | DOWNFLOW | 46000 | 12.5 | 21 |  |  | R-454B
216570469 | 5A7V0X48A1 | 5PX*CD09AS3 | S8V2C080M5PDB | American Standard | Air Conditioner | 20 | 80000 | 4-TON | A-COIL | Yes | DOWNFLOW | 47000 | 13 | 21.4 |  |  | R-454B
216570489 | 5A7V0X48A1 | 5PX*D008AS3 | S8V2C080M5PDB | American Standard | Air Conditioner | 20 | 80000 | 4-TON | A-COIL | Yes | MULTI-POSITION | 46500 | 12.7 | 21.6 |  |  | R-454B
216570505 | 5A7V0X48A1 | 5PX*D010AS3 | S8V2C080M5PDB | American Standard | Air Conditioner | 20 | 80000 | 4-TON | A-COIL | Yes | MULTI-POSITION | 47000 | 13 | 21.6 |  |  | R-454B
216570517 | 5A7V0X48A1 | 5PX*DD10AS3 | S8V2C080M5PDB | American Standard | Air Conditioner | 20 | 80000 | 4-TON | A-COIL | Yes | DOWNFLOW | 46000 | 12.7 | 21.4 |  |  | R-454B
216570527 | 5A7V0X48A1 | 5TXCC007AS3 | S8V2C080M5PDB | American Standard | Air Conditioner | 20 | 80000 | 4-TON | A-COIL | Yes | MULTI-POSITION | 46000 | 12.7 | 21.4 |  |  | R-454B
216570541 | 5A7V0X48A1 | 5TXCC009AS3 | S8V2C080M5PDB | American Standard | Air Conditioner | 20 | 80000 | 4-TON | A-COIL | Yes | MULTI-POSITION | 47000 | 13 | 21.6 |  |  | R-454B
216570569 | 5A7V0X48A1 | 5TXCD008AS3 | S8V2C080M5PDB | American Standard | Air Conditioner | 20 | 80000 | 4-TON | A-COIL | Yes | MULTI-POSITION | 46500 | 12.7 | 21.6 |  |  | R-454B
216570583 | 5A7V0X48A1 | 5TXCD010AS3 | S8V2C080M5PDB | American Standard | Air Conditioner | 20 | 80000 | 4-TON | A-COIL | Yes | MULTI-POSITION | 47000 | 13 | 21.6 |  |  | R-454B
216570439 | 5A7V0X48A1 | 5PX*C007AS3 | S8V2C100M5PCB | American Standard | Air Conditioner | 20 | 100000 | 4-TON | A-COIL | Yes | MULTI-POSITION | 46500 | 12.7 | 21.4 |  |  | R-454B
216570451 | 5A7V0X48A1 | 5PX*C009AS3 | S8V2C100M5PCB | American Standard | Air Conditioner | 20 | 100000 | 4-TON | A-COIL | Yes | MULTI-POSITION | 47500 | 12.7 | 21.6 |  |  | R-454B
216570461 | 5A7V0X48A1 | 5PX*CD07AS3 | S8V2C100M5PCB | American Standard | Air Conditioner | 20 | 100000 | 4-TON | A-COIL | Yes | DOWNFLOW | 46500 | 12.5 | 21 |  |  | R-454B
216570471 | 5A7V0X48A1 | 5PX*CD09AS3 | S8V2C100M5PCB | American Standard | Air Conditioner | 20 | 100000 | 4-TON | A-COIL | Yes | DOWNFLOW | 47500 | 12.7 | 21.6 |  |  | R-454B
216570487 | 5A7V0X48A1 | 5PX*D008AS3 | S8V2C100M5PCB | American Standard | Air Conditioner | 20 | 100000 | 4-TON | A-COIL | Yes | MULTI-POSITION | 46500 | 12.7 | 21.6 |  |  | R-454B
216570503 | 5A7V0X48A1 | 5PX*D010AS3 | S8V2C100M5PCB | American Standard | Air Conditioner | 20 | 100000 | 4-TON | A-COIL | Yes | MULTI-POSITION | 47500 | 13 | 21.6 |  |  | R-454B
216570519 | 5A7V0X48A1 | 5PX*DD10AS3 | S8V2C100M5PCB | American Standard | Air Conditioner | 20 | 100000 | 4-TON | A-COIL | Yes | DOWNFLOW | 46500 | 12.7 | 21.4 |  |  | R-454B
216570535 | 5A7V0X48A1 | 5TXCC007AS3 | S8V2C100M5PCB | American Standard | Air Conditioner | 20 | 100000 | 4-TON | A-COIL | Yes | MULTI-POSITION | 46500 | 12.7 | 21.4 |  |  | R-454B
216570549 | 5A7V0X48A1 | 5TXCC009AS3 | S8V2C100M5PCB | American Standard | Air Conditioner | 20 | 100000 | 4-TON | A-COIL | Yes | MULTI-POSITION | 47500 | 12.7 | 21.6 |  |  | R-454B
216570561 | 5A7V0X48A1 | 5TXCD008AS3 | S8V2C100M5PCB | American Standard | Air Conditioner | 20 | 100000 | 4-TON | A-COIL | Yes | MULTI-POSITION | 46500 | 12.7 | 21.6 |  |  | R-454B
216570585 | 5A7V0X48A1 | 5TXCD010AS3 | S8V2C100M5PCB | American Standard | Air Conditioner | 20 | 100000 | 4-TON | A-COIL | Yes | MULTI-POSITION | 47500 | 13 | 21.6 |  |  | R-454B
216570441 | 5A7V0X48A1 | 5PX*C007AS3 | S8V2C100M5PDB | American Standard | Air Conditioner | 20 | 100000 | 4-TON | A-COIL | Yes | MULTI-POSITION | 46500 | 12.7 | 21.4 |  |  | R-454B
216570453 | 5A7V0X48A1 | 5PX*C009AS3 | S8V2C100M5PDB | American Standard | Air Conditioner | 20 | 100000 | 4-TON | A-COIL | Yes | MULTI-POSITION | 47500 | 12.7 | 21.6 |  |  | R-454B
216570463 | 5A7V0X48A1 | 5PX*CD07AS3 | S8V2C100M5PDB | American Standard | Air Conditioner | 20 | 100000 | 4-TON | A-COIL | Yes | DOWNFLOW | 46500 | 12.5 | 21 |  |  | R-454B
216570473 | 5A7V0X48A1 | 5PX*CD09AS3 | S8V2C100M5PDB | American Standard | Air Conditioner | 20 | 100000 | 4-TON | A-COIL | Yes | DOWNFLOW | 47500 | 12.7 | 21.6 |  |  | R-454B
216570485 | 5A7V0X48A1 | 5PX*D008AS3 | S8V2C100M5PDB | American Standard | Air Conditioner | 20 | 100000 | 4-TON | A-COIL | Yes | MULTI-POSITION | 46500 | 12.7 | 21.6 |  |  | R-454B
216570501 | 5A7V0X48A1 | 5PX*D010AS3 | S8V2C100M5PDB | American Standard | Air Conditioner | 20 | 100000 | 4-TON | A-COIL | Yes | MULTI-POSITION | 47500 | 13 | 21.6 |  |  | R-454B
216570521 | 5A7V0X48A1 | 5PX*DD10AS3 | S8V2C100M5PDB | American Standard | Air Conditioner | 20 | 100000 | 4-TON | A-COIL | Yes | DOWNFLOW | 46500 | 12.7 | 21.4 |  |  | R-454B
216570537 | 5A7V0X48A1 | 5TXCC007AS3 | S8V2C100M5PDB | American Standard | Air Conditioner | 20 | 100000 | 4-TON | A-COIL | Yes | MULTI-POSITION | 46500 | 12.7 | 21.4 |  |  | R-454B
216570551 | 5A7V0X48A1 | 5TXCC009AS3 | S8V2C100M5PDB | American Standard | Air Conditioner | 20 | 100000 | 4-TON | A-COIL | Yes | MULTI-POSITION | 47500 | 12.7 | 21.6 |  |  | R-454B
216570563 | 5A7V0X48A1 | 5TXCD008AS3 | S8V2C100M5PDB | American Standard | Air Conditioner | 20 | 100000 | 4-TON | A-COIL | Yes | MULTI-POSITION | 46500 | 12.7 | 21.6 |  |  | R-454B
216570587 | 5A7V0X48A1 | 5TXCD010AS3 | S8V2C100M5PDB | American Standard | Air Conditioner | 20 | 100000 | 4-TON | A-COIL | Yes | MULTI-POSITION | 47500 | 13 | 21.6 |  |  | R-454B
216570483 | 5A7V0X48A1 | 5PX*D008AS3 | S8V2D120M5PCB | American Standard | Air Conditioner | 20 | 120000 | 4-TON | A-COIL | Yes | MULTI-POSITION | 47000 | 13 | 22 |  |  | R-454B
216570499 | 5A7V0X48A1 | 5PX*D010AS3 | S8V2D120M5PCB | American Standard | Air Conditioner | 20 | 120000 | 4-TON | A-COIL | Yes | MULTI-POSITION | 48000 | 13 | 22.2 |  |  | R-454B
216570523 | 5A7V0X48A1 | 5PX*DD10AS3 | S8V2D120M5PCB | American Standard | Air Conditioner | 20 | 120000 | 4-TON | A-COIL | Yes | DOWNFLOW | 46500 | 12.7 | 21.8 |  |  | R-454B
216570565 | 5A7V0X48A1 | 5TXCD008AS3 | S8V2D120M5PCB | American Standard | Air Conditioner | 20 | 120000 | 4-TON | A-COIL | Yes | MULTI-POSITION | 47000 | 13 | 22 |  |  | R-454B
216570589 | 5A7V0X48A1 | 5TXCD010AS3 | S8V2D120M5PCB | American Standard | Air Conditioner | 20 | 120000 | 4-TON | A-COIL | Yes | MULTI-POSITION | 48000 | 13 | 22.2 |  |  | R-454B
216570481 | 5A7V0X48A1 | 5PX*D008AS3 | S8V2D120M5PDB | American Standard | Air Conditioner | 20 | 120000 | 4-TON | A-COIL | Yes | MULTI-POSITION | 47000 | 13 | 22 |  |  | R-454B
216570497 | 5A7V0X48A1 | 5PX*D010AS3 | S8V2D120M5PDB | American Standard | Air Conditioner | 20 | 120000 | 4-TON | A-COIL | Yes | MULTI-POSITION | 48000 | 13 | 22.2 |  |  | R-454B
216570525 | 5A7V0X48A1 | 5PX*DD10AS3 | S8V2D120M5PDB | American Standard | Air Conditioner | 20 | 120000 | 4-TON | A-COIL | Yes | DOWNFLOW | 46500 | 12.7 | 21.8 |  |  | R-454B
216570567 | 5A7V0X48A1 | 5TXCD008AS3 | S8V2D120M5PDB | American Standard | Air Conditioner | 20 | 120000 | 4-TON | A-COIL | Yes | MULTI-POSITION | 47000 | 13 | 22 |  |  | R-454B
216570591 | 5A7V0X48A1 | 5TXCD010AS3 | S8V2D120M5PDB | American Standard | Air Conditioner | 20 | 120000 | 4-TON | A-COIL | Yes | MULTI-POSITION | 48000 | 13 | 22.2 |  |  | R-454B
216439777 | 5A7V0X48A1 | 5PX*B006AS3 | S9V2B060U4VSB+LRP | American Standard | Air Conditioner | 20 | 60000 | 4-TON | A-COIL | Yes | UPFLOW | 45500 | 12.5 | 20.8 |  |  | R-454B
216439837 | 5A7V0X48A1 | 5TXCB006AS3 | S9V2B060U4VSB+LRP | American Standard | Air Conditioner | 20 | 60000 | 4-TON | A-COIL | Yes | UPFLOW | 45500 | 12.5 | 20.8 |  |  | R-454B
216612108 | 5A7V0X48A1 | 5PX*C007AS3 | S9V2C080U5VSB+LRP | American Standard | Air Conditioner | 20 | 80000 | 4-TON | A-COIL | Yes | UPFLOW | 46500 | 12.7 | 21.8 |  |  | R-454B
216612112 | 5A7V0X48A1 | 5PX*C009AS3 | S9V2C080U5VSB+LRP | American Standard | Air Conditioner | 20 | 80000 | 4-TON | A-COIL | Yes | UPFLOW | 47500 | 13 | 22 |  |  | R-454B
216612116 | 5A7V0X48A1 | 5PX*D008AS3 | S9V2C080U5VSB+LRP | American Standard | Air Conditioner | 20 | 80000 | 4-TON | A-COIL | Yes | UPFLOW | 46500 | 12.7 | 22 |  |  | R-454B
216612122 | 5A7V0X48A1 | 5PX*D010AS3 | S9V2C080U5VSB+LRP | American Standard | Air Conditioner | 20 | 80000 | 4-TON | A-COIL | Yes | UPFLOW | 47500 | 13 | 22.2 |  |  | R-454B
216612132 | 5A7V0X48A1 | 5TXCC007AS3 | S9V2C080U5VSB+LRP | American Standard | Air Conditioner | 20 | 80000 | 4-TON | A-COIL | Yes | UPFLOW | 46500 | 12.7 | 21.8 |  |  | R-454B
216612136 | 5A7V0X48A1 | 5TXCC009AS3 | S9V2C080U5VSB+LRP | American Standard | Air Conditioner | 20 | 80000 | 4-TON | A-COIL | Yes | UPFLOW | 47500 | 13 | 22 |  |  | R-454B
216612144 | 5A7V0X48A1 | 5TXCD008AS3 | S9V2C080U5VSB+LRP | American Standard | Air Conditioner | 20 | 80000 | 4-TON | A-COIL | Yes | UPFLOW | 46500 | 12.7 | 22 |  |  | R-454B
216612148 | 5A7V0X48A1 | 5TXCD010AS3 | S9V2C080U5VSB+LRP | American Standard | Air Conditioner | 20 | 80000 | 4-TON | A-COIL | Yes | UPFLOW | 47500 | 13 | 22.2 |  |  | R-454B
216439793 | 5A7V0X48A1 | 5PX*CD07AS3 | S9V2C100D4VSB+LRP | American Standard | Air Conditioner | 20 | 100000 | 4-TON | A-COIL | Yes | DOWNFLOW | 45500 | 12.7 | 21 |  |  | R-454B
216439801 | 5A7V0X48A1 | 5PX*CD09AS3 | S9V2C100D4VSB+LRP | American Standard | Air Conditioner | 20 | 100000 | 4-TON | A-COIL | Yes | DOWNFLOW | 46500 | 13 | 21.6 |  |  | R-454B
216439821 | 5A7V0X48A1 | 5PX*DD10AS3 | S9V2C100D4VSB+LRP | American Standard | Air Conditioner | 20 | 100000 | 4-TON | A-COIL | Yes | DOWNFLOW | 45500 | 13 | 21.4 |  |  | R-454B
216439791 | 5A7V0X48A1 | 5PX*CD07AS3 | S9V2C100D5PSC+LRP | American Standard | Air Conditioner | 20 | 100000 | 4-TON | A-COIL | Yes | DOWNFLOW | 45500 | 12.7 | 21 |  |  | R-454B
216439799 | 5A7V0X48A1 | 5PX*CD09AS3 | S9V2C100D5PSC+LRP | American Standard | Air Conditioner | 20 | 100000 | 4-TON | A-COIL | Yes | DOWNFLOW | 46500 | 13 | 21.6 |  |  | R-454B
216439819 | 5A7V0X48A1 | 5PX*DD10AS3 | S9V2C100D5PSC+LRP | American Standard | Air Conditioner | 20 | 100000 | 4-TON | A-COIL | Yes | DOWNFLOW | 45500 | 13 | 21.4 |  |  | R-454B
216439795 | 5A7V0X48A1 | 5PX*CD07AS3 | S9V2C100D5VSB+LRP | American Standard | Air Conditioner | 20 | 100000 | 4-TON | A-COIL | Yes | DOWNFLOW | 45500 | 12.7 | 21 |  |  | R-454B
216439797 | 5A7V0X48A1 | 5PX*CD09AS3 | S9V2C100D5VSB+LRP | American Standard | Air Conditioner | 20 | 100000 | 4-TON | A-COIL | Yes | DOWNFLOW | 46500 | 13 | 21.6 |  |  | R-454B
216439817 | 5A7V0X48A1 | 5PX*DD10AS3 | S9V2C100D5VSB+LRP | American Standard | Air Conditioner | 20 | 100000 | 4-TON | A-COIL | Yes | DOWNFLOW | 45500 | 13 | 21.4 |  |  | R-454B
216439779 | 5A7V0X48A1 | 5PX*C007AS3 | S9V2C100U5PSC+LRP | American Standard | Air Conditioner | 20 | 100000 | 4-TON | A-COIL | Yes | UPFLOW | 45500 | 13 | 21.4 |  |  | R-454B
216439789 | 5A7V0X48A1 | 5PX*C009AS3 | S9V2C100U5PSC+LRP | American Standard | Air Conditioner | 20 | 100000 | 4-TON | A-COIL | Yes | UPFLOW | 46500 | 13 | 21.6 |  |  | R-454B
216439803 | 5A7V0X48A1 | 5PX*D008AS3 | S9V2C100U5PSC+LRP | American Standard | Air Conditioner | 20 | 100000 | 4-TON | A-COIL | Yes | UPFLOW | 46000 | 13 | 21.6 |  |  | R-454B
216439813 | 5A7V0X48A1 | 5PX*D010AS3 | S9V2C100U5PSC+LRP | American Standard | Air Conditioner | 20 | 100000 | 4-TON | A-COIL | Yes | UPFLOW | 46500 | 13 | 22 |  |  | R-454B
216439843 | 5A7V0X48A1 | 5TXCC005AS3 | S9V2C100U5PSC+LRP | American Standard | Air Conditioner | 20 | 100000 | 4-TON | A-COIL | Yes | UPFLOW | 44000 | 12.5 | 20.4 |  |  | R-454B
216439849 | 5A7V0X48A1 | 5TXCC007AS3 | S9V2C100U5PSC+LRP | American Standard | Air Conditioner | 20 | 100000 | 4-TON | A-COIL | Yes | UPFLOW | 45500 | 12.7 | 21.4 |  |  | R-454B
216439853 | 5A7V0X48A1 | 5TXCC009AS3 | S9V2C100U5PSC+LRP | American Standard | Air Conditioner | 20 | 100000 | 4-TON | A-COIL | Yes | UPFLOW | 46500 | 13 | 21.6 |  |  | R-454B
216439859 | 5A7V0X48A1 | 5TXCD008AS3 | S9V2C100U5PSC+LRP | American Standard | Air Conditioner | 20 | 100000 | 4-TON | A-COIL | Yes | UPFLOW | 46000 | 13 | 21.6 |  |  | R-454B
216439865 | 5A7V0X48A1 | 5TXCD010AS3 | S9V2C100U5PSC+LRP | American Standard | Air Conditioner | 20 | 100000 | 4-TON | A-COIL | Yes | UPFLOW | 46500 | 13 | 22 |  |  | R-454B
216439783 | 5A7V0X48A1 | 5PX*C007AS3 | S9V2C100U5VSB+LRP | American Standard | Air Conditioner | 20 | 100000 | 4-TON | A-COIL | Yes | UPFLOW | 45500 | 13 | 21.4 |  |  | R-454B
216439785 | 5A7V0X48A1 | 5PX*C009AS3 | S9V2C100U5VSB+LRP | American Standard | Air Conditioner | 20 | 100000 | 4-TON | A-COIL | Yes | UPFLOW | 46500 | 13 | 21.6 |  |  | R-454B
216439809 | 5A7V0X48A1 | 5PX*D008AS3 | S9V2C100U5VSB+LRP | American Standard | Air Conditioner | 20 | 100000 | 4-TON | A-COIL | Yes | UPFLOW | 46000 | 13 | 21.6 |  |  | R-454B
216439815 | 5A7V0X48A1 | 5PX*D010AS3 | S9V2C100U5VSB+LRP | American Standard | Air Conditioner | 20 | 100000 | 4-TON | A-COIL | Yes | UPFLOW | 46500 | 13 | 22 |  |  | R-454B
216439839 | 5A7V0X48A1 | 5TXCC005AS3 | S9V2C100U5VSB+LRP | American Standard | Air Conditioner | 20 | 100000 | 4-TON | A-COIL | Yes | UPFLOW | 44000 | 12.5 | 20.4 |  |  | R-454B
216439847 | 5A7V0X48A1 | 5TXCC007AS3 | S9V2C100U5VSB+LRP | American Standard | Air Conditioner | 20 | 100000 | 4-TON | A-COIL | Yes | UPFLOW | 45500 | 12.7 | 21.4 |  |  | R-454B
216439855 | 5A7V0X48A1 | 5TXCC009AS3 | S9V2C100U5VSB+LRP | American Standard | Air Conditioner | 20 | 100000 | 4-TON | A-COIL | Yes | UPFLOW | 46500 | 13 | 21.6 |  |  | R-454B
216439863 | 5A7V0X48A1 | 5TXCD008AS3 | S9V2C100U5VSB+LRP | American Standard | Air Conditioner | 20 | 100000 | 4-TON | A-COIL | Yes | UPFLOW | 46000 | 13 | 21.6 |  |  | R-454B
216439867 | 5A7V0X48A1 | 5TXCD010AS3 | S9V2C100U5VSB+LRP | American Standard | Air Conditioner | 20 | 100000 | 4-TON | A-COIL | Yes | UPFLOW | 46500 | 13 | 22 |  |  | R-454B
216612120 | 5A7V0X48A1 | 5PX*D008AS3 | S9V2D120D5PSC+LRP | American Standard | Air Conditioner | 20 | 120000 | 4-TON | A-COIL | Yes | DOWNFLOW | 44000 | 12 | 20 |  |  | R-454B
216612128 | 5A7V0X48A1 | 5PX*DD10AS3 | S9V2D120D5PSC+LRP | American Standard | Air Conditioner | 20 | 120000 | 4-TON | A-COIL | Yes | DOWNFLOW | 46500 | 12.7 | 22.2 |  |  | R-454B
216612140 | 5A7V0X48A1 | 5TXCD008AS3 | S9V2D120D5PSC+LRP | American Standard | Air Conditioner | 20 | 120000 | 4-TON | A-COIL | Yes | DOWNFLOW | 44000 | 12 | 20 |  |  | R-454B
216612118 | 5A7V0X48A1 | 5PX*D008AS3 | S9V2D120U5PSC+LRP | American Standard | Air Conditioner | 20 | 120000 | 4-TON | A-COIL | Yes | UPFLOW | 47000 | 12.7 | 22.4 |  |  | R-454B
216612124 | 5A7V0X48A1 | 5PX*D010AS3 | S9V2D120U5PSC+LRP | American Standard | Air Conditioner | 20 | 120000 | 4-TON | A-COIL | Yes | UPFLOW | 47500 | 13 | 22.6 |  |  | R-454B
216612142 | 5A7V0X48A1 | 5TXCD008AS3 | S9V2D120U5PSC+LRP | American Standard | Air Conditioner | 20 | 120000 | 4-TON | A-COIL | Yes | UPFLOW | 47000 | 12.7 | 22.4 |  |  | R-454B
216612150 | 5A7V0X48A1 | 5TXCD010AS3 | S9V2D120U5PSC+LRP | American Standard | Air Conditioner | 20 | 120000 | 4-TON | A-COIL | Yes | UPFLOW | 47500 | 13 | 22.6 |  |  | R-454B
216439141 | 5A7V0X48A1 | 5TEMCD06AV41+TDR |  | American Standard | Air Conditioner | 20 | NO FURNACE | 4-TON | AIR HANDLER | Yes | MULTI-POSITION | 48000 | 13 | 21.4 |  |  | R-454B
216439823 | 5A7V0X48A1 | 5TAMXD05AV41 |  | American Standard | Air Conditioner | 20 | NO FURNACE | 4-TON | AIR HANDLER | Yes | MULTI-POSITION | 46000 | 13 | 21.4 |  |  | R-454B
216439825 | 5A7V0X48A1 | 5TAMXD06AV41 |  | American Standard | Air Conditioner | 20 | NO FURNACE | 4-TON | AIR HANDLER | Yes | MULTI-POSITION | 47000 | 13 | 22.2 |  |  | R-454B
216439827 | 5A7V0X48A1 | 5TAMXD07AV51 |  | American Standard | Air Conditioner | 20 | NO FURNACE | 4-TON | AIR HANDLER | Yes | MULTI-POSITION | 46500 | 13 | 21.6 |  |  | R-454B
216439829 | 5A7V0X48A1 | 5TEMCD05AV41+TDR |  | American Standard | Air Conditioner | 20 | NO FURNACE | 4-TON | AIR HANDLER | Yes | MULTI-POSITION | 46000 | 12.7 | 21.6 |  |  | R-454B
216439831 | 5A7V0X48A1 | 5TEMCD07AV51+TDR |  | American Standard | Air Conditioner | 20 | NO FURNACE | 4-TON | AIR HANDLER | Yes | MULTI-POSITION | 48000 | 13.5 | 22.4 |  |  | R-454B
216570599 | 5A7V0X60A1 | 5PX*C007AS3 | S8V2C080M5PCB | American Standard | Air Conditioner | 20 | 80000 | 5-TON | A-COIL | Yes | MULTI-POSITION | 53000 | 12 | 20.4 |  |  | R-454B
216570601 | 5A7V0X60A1 | 5PX*C009AS3 | S8V2C080M5PCB | American Standard | Air Conditioner | 20 | 80000 | 5-TON | A-COIL | Yes | MULTI-POSITION | 54000 | 12 | 20.6 |  |  | R-454B
216570609 | 5A7V0X60A1 | 5PX*CD09AS3 | S8V2C080M5PCB | American Standard | Air Conditioner | 20 | 80000 | 5-TON | A-COIL | Yes | DOWNFLOW | 54000 | 12 | 20.6 |  |  | R-454B
216570619 | 5A7V0X60A1 | 5PX*D008AS3 | S8V2C080M5PCB | American Standard | Air Conditioner | 20 | 80000 | 5-TON | A-COIL | Yes | MULTI-POSITION | 53000 | 12 | 20.6 |  |  | R-454B
216570635 | 5A7V0X60A1 | 5PX*D010AS3 | S8V2C080M5PCB | American Standard | Air Conditioner | 20 | 80000 | 5-TON | A-COIL | Yes | MULTI-POSITION | 54000 | 12 | 20.8 |  |  | R-454B
216570647 | 5A7V0X60A1 | 5PX*DD10AS3 | S8V2C080M5PCB | American Standard | Air Conditioner | 20 | 80000 | 5-TON | A-COIL | Yes | DOWNFLOW | 52500 | 12 | 20.4 |  |  | R-454B
216570659 | 5A7V0X60A1 | 5TXCC007AS3 | S8V2C080M5PCB | American Standard | Air Conditioner | 20 | 80000 | 5-TON | A-COIL | Yes | MULTI-POSITION | 53000 | 12 | 20.4 |  |  | R-454B
216570673 | 5A7V0X60A1 | 5TXCC009AS3 | S8V2C080M5PCB | American Standard | Air Conditioner | 20 | 80000 | 5-TON | A-COIL | Yes | MULTI-POSITION | 54000 | 12 | 20.6 |  |  | R-454B
216570677 | 5A7V0X60A1 | 5TXCD008AS3 | S8V2C080M5PCB | American Standard | Air Conditioner | 20 | 80000 | 5-TON | A-COIL | Yes | MULTI-POSITION | 53000 | 12 | 20.6 |  |  | R-454B
216570691 | 5A7V0X60A1 | 5TXCD010AS3 | S8V2C080M5PCB | American Standard | Air Conditioner | 20 | 80000 | 5-TON | A-COIL | Yes | MULTI-POSITION | 54000 | 12 | 20.8 |  |  | R-454B
216570597 | 5A7V0X60A1 | 5PX*C007AS3 | S8V2C080M5PDB | American Standard | Air Conditioner | 20 | 80000 | 5-TON | A-COIL | Yes | MULTI-POSITION | 53000 | 12 | 20.4 |  |  | R-454B
216570603 | 5A7V0X60A1 | 5PX*C009AS3 | S8V2C080M5PDB | American Standard | Air Conditioner | 20 | 80000 | 5-TON | A-COIL | Yes | MULTI-POSITION | 54000 | 12 | 20.6 |  |  | R-454B
216570615 | 5A7V0X60A1 | 5PX*CD09AS3 | S8V2C080M5PDB | American Standard | Air Conditioner | 20 | 80000 | 5-TON | A-COIL | Yes | DOWNFLOW | 54000 | 12 | 20.6 |  |  | R-454B
216570621 | 5A7V0X60A1 | 5PX*D008AS3 | S8V2C080M5PDB | American Standard | Air Conditioner | 20 | 80000 | 5-TON | A-COIL | Yes | MULTI-POSITION | 53000 | 12 | 20.6 |  |  | R-454B
216570633 | 5A7V0X60A1 | 5PX*D010AS3 | S8V2C080M5PDB | American Standard | Air Conditioner | 20 | 80000 | 5-TON | A-COIL | Yes | MULTI-POSITION | 54000 | 12 | 20.8 |  |  | R-454B
216570649 | 5A7V0X60A1 | 5PX*DD10AS3 | S8V2C080M5PDB | American Standard | Air Conditioner | 20 | 80000 | 5-TON | A-COIL | Yes | DOWNFLOW | 52500 | 12 | 20.4 |  |  | R-454B
216570661 | 5A7V0X60A1 | 5TXCC007AS3 | S8V2C080M5PDB | American Standard | Air Conditioner | 20 | 80000 | 5-TON | A-COIL | Yes | MULTI-POSITION | 53000 | 12 | 20.4 |  |  | R-454B
216570671 | 5A7V0X60A1 | 5TXCC009AS3 | S8V2C080M5PDB | American Standard | Air Conditioner | 20 | 80000 | 5-TON | A-COIL | Yes | MULTI-POSITION | 54000 | 12 | 20.6 |  |  | R-454B
216570685 | 5A7V0X60A1 | 5TXCD008AS3 | S8V2C080M5PDB | American Standard | Air Conditioner | 20 | 80000 | 5-TON | A-COIL | Yes | MULTI-POSITION | 53000 | 12 | 20.6 |  |  | R-454B
216570693 | 5A7V0X60A1 | 5TXCD010AS3 | S8V2C080M5PDB | American Standard | Air Conditioner | 20 | 80000 | 5-TON | A-COIL | Yes | MULTI-POSITION | 54000 | 12 | 20.8 |  |  | R-454B
216570595 | 5A7V0X60A1 | 5PX*C007AS3 | S8V2C100M5PCB | American Standard | Air Conditioner | 20 | 100000 | 5-TON | A-COIL | Yes | MULTI-POSITION | 53500 | 12 | 20.4 |  |  | R-454B
216570605 | 5A7V0X60A1 | 5PX*C009AS3 | S8V2C100M5PCB | American Standard | Air Conditioner | 20 | 100000 | 5-TON | A-COIL | Yes | MULTI-POSITION | 54500 | 12 | 20.6 |  |  | R-454B
216570613 | 5A7V0X60A1 | 5PX*CD09AS3 | S8V2C100M5PCB | American Standard | Air Conditioner | 20 | 100000 | 5-TON | A-COIL | Yes | DOWNFLOW | 54500 | 12 | 20.4 |  |  | R-454B
216570627 | 5A7V0X60A1 | 5PX*D008AS3 | S8V2C100M5PCB | American Standard | Air Conditioner | 20 | 100000 | 5-TON | A-COIL | Yes | MULTI-POSITION | 53500 | 12 | 20.6 |  |  | R-454B
216570631 | 5A7V0X60A1 | 5PX*D010AS3 | S8V2C100M5PCB | American Standard | Air Conditioner | 20 | 100000 | 5-TON | A-COIL | Yes | MULTI-POSITION | 54500 | 12 | 20.8 |  |  | R-454B
216570651 | 5A7V0X60A1 | 5PX*DD10AS3 | S8V2C100M5PCB | American Standard | Air Conditioner | 20 | 100000 | 5-TON | A-COIL | Yes | DOWNFLOW | 53000 | 12 | 20.4 |  |  | R-454B
216570663 | 5A7V0X60A1 | 5TXCC007AS3 | S8V2C100M5PCB | American Standard | Air Conditioner | 20 | 100000 | 5-TON | A-COIL | Yes | MULTI-POSITION | 53000 | 12 | 20.4 |  |  | R-454B
216570669 | 5A7V0X60A1 | 5TXCC009AS3 | S8V2C100M5PCB | American Standard | Air Conditioner | 20 | 100000 | 5-TON | A-COIL | Yes | MULTI-POSITION | 54500 | 12 | 20.6 |  |  | R-454B
216570683 | 5A7V0X60A1 | 5TXCD008AS3 | S8V2C100M5PCB | American Standard | Air Conditioner | 20 | 100000 | 5-TON | A-COIL | Yes | MULTI-POSITION | 53500 | 12 | 20.6 |  |  | R-454B
216570695 | 5A7V0X60A1 | 5TXCD010AS3 | S8V2C100M5PCB | American Standard | Air Conditioner | 20 | 100000 | 5-TON | A-COIL | Yes | MULTI-POSITION | 54500 | 12 | 20.8 |  |  | R-454B
216570593 | 5A7V0X60A1 | 5PX*C007AS3 | S8V2C100M5PDB | American Standard | Air Conditioner | 20 | 100000 | 5-TON | A-COIL | Yes | MULTI-POSITION | 53500 | 12 | 20.4 |  |  | R-454B
216570607 | 5A7V0X60A1 | 5PX*C009AS3 | S8V2C100M5PDB | American Standard | Air Conditioner | 20 | 100000 | 5-TON | A-COIL | Yes | MULTI-POSITION | 54500 | 12 | 20.6 |  |  | R-454B
216570611 | 5A7V0X60A1 | 5PX*CD09AS3 | S8V2C100M5PDB | American Standard | Air Conditioner | 20 | 100000 | 5-TON | A-COIL | Yes | DOWNFLOW | 54500 | 12 | 20.4 |  |  | R-454B
216570625 | 5A7V0X60A1 | 5PX*D008AS3 | S8V2C100M5PDB | American Standard | Air Conditioner | 20 | 100000 | 5-TON | A-COIL | Yes | MULTI-POSITION | 53500 | 12 | 20.6 |  |  | R-454B
216570639 | 5A7V0X60A1 | 5PX*D010AS3 | S8V2C100M5PDB | American Standard | Air Conditioner | 20 | 100000 | 5-TON | A-COIL | Yes | MULTI-POSITION | 54500 | 12 | 20.8 |  |  | R-454B
216570653 | 5A7V0X60A1 | 5PX*DD10AS3 | S8V2C100M5PDB | American Standard | Air Conditioner | 20 | 100000 | 5-TON | A-COIL | Yes | DOWNFLOW | 53000 | 12 | 20.4 |  |  | R-454B
216570665 | 5A7V0X60A1 | 5TXCC007AS3 | S8V2C100M5PDB | American Standard | Air Conditioner | 20 | 100000 | 5-TON | A-COIL | Yes | MULTI-POSITION | 53000 | 12 | 20.4 |  |  | R-454B
216570667 | 5A7V0X60A1 | 5TXCC009AS3 | S8V2C100M5PDB | American Standard | Air Conditioner | 20 | 100000 | 5-TON | A-COIL | Yes | MULTI-POSITION | 54500 | 12 | 20.6 |  |  | R-454B
216570679 | 5A7V0X60A1 | 5TXCD008AS3 | S8V2C100M5PDB | American Standard | Air Conditioner | 20 | 100000 | 5-TON | A-COIL | Yes | MULTI-POSITION | 53500 | 12 | 20.6 |  |  | R-454B
216570697 | 5A7V0X60A1 | 5TXCD010AS3 | S8V2C100M5PDB | American Standard | Air Conditioner | 20 | 100000 | 5-TON | A-COIL | Yes | MULTI-POSITION | 54500 | 12 | 20.8 |  |  | R-454B
216570623 | 5A7V0X60A1 | 5PX*D008AS3 | S8V2D120M5PCB | American Standard | Air Conditioner | 20 | 120000 | 5-TON | A-COIL | Yes | MULTI-POSITION | 53500 | 12 | 21 |  |  | R-454B
216570643 | 5A7V0X60A1 | 5PX*D010AS3 | S8V2D120M5PCB | American Standard | Air Conditioner | 20 | 120000 | 5-TON | A-COIL | Yes | MULTI-POSITION | 55000 | 12.5 | 21.2 |  |  | R-454B
216570655 | 5A7V0X60A1 | 5PX*DD10AS3 | S8V2D120M5PCB | American Standard | Air Conditioner | 20 | 120000 | 5-TON | A-COIL | Yes | DOWNFLOW | 53500 | 12 | 20.8 |  |  | R-454B
216570681 | 5A7V0X60A1 | 5TXCD008AS3 | S8V2D120M5PCB | American Standard | Air Conditioner | 20 | 120000 | 5-TON | A-COIL | Yes | MULTI-POSITION | 53500 | 12 | 21 |  |  | R-454B
216570699 | 5A7V0X60A1 | 5TXCD010AS3 | S8V2D120M5PCB | American Standard | Air Conditioner | 20 | 120000 | 5-TON | A-COIL | Yes | MULTI-POSITION | 55000 | 12 | 21.2 |  |  | R-454B
216570629 | 5A7V0X60A1 | 5PX*D008AS3 | S8V2D120M5PDB | American Standard | Air Conditioner | 20 | 120000 | 5-TON | A-COIL | Yes | MULTI-POSITION | 53500 | 12 | 21 |  |  | R-454B
216570641 | 5A7V0X60A1 | 5PX*D010AS3 | S8V2D120M5PDB | American Standard | Air Conditioner | 20 | 120000 | 5-TON | A-COIL | Yes | MULTI-POSITION | 55000 | 12.5 | 21.2 |  |  | R-454B
216570657 | 5A7V0X60A1 | 5PX*DD10AS3 | S8V2D120M5PDB | American Standard | Air Conditioner | 20 | 120000 | 5-TON | A-COIL | Yes | DOWNFLOW | 53500 | 12 | 20.8 |  |  | R-454B
216570687 | 5A7V0X60A1 | 5TXCD008AS3 | S8V2D120M5PDB | American Standard | Air Conditioner | 20 | 120000 | 5-TON | A-COIL | Yes | MULTI-POSITION | 53500 | 12 | 21 |  |  | R-454B
216570701 | 5A7V0X60A1 | 5TXCD010AS3 | S8V2D120M5PDB | American Standard | Air Conditioner | 20 | 120000 | 5-TON | A-COIL | Yes | MULTI-POSITION | 55000 | 12 | 21.2 |  |  | R-454B
216612154 | 5A7V0X60A1 | 5PX*C007AS3 | S9V2C080U5VSB+LRP | American Standard | Air Conditioner | 20 | 80000 | 5-TON | A-COIL | Yes | UPFLOW | 53000 | 12 | 20.8 |  |  | R-454B
216612158 | 5A7V0X60A1 | 5PX*C009AS3 | S9V2C080U5VSB+LRP | American Standard | Air Conditioner | 20 | 80000 | 5-TON | A-COIL | Yes | UPFLOW | 54500 | 12 | 21 |  |  | R-454B
216612162 | 5A7V0X60A1 | 5PX*D010AS3 | S9V2C080U5VSB+LRP | American Standard | Air Conditioner | 20 | 80000 | 5-TON | A-COIL | Yes | UPFLOW | 54500 | 12.5 | 21 |  |  | R-454B
216612174 | 5A7V0X60A1 | 5TXCC007AS3 | S9V2C080U5VSB+LRP | American Standard | Air Conditioner | 20 | 80000 | 5-TON | A-COIL | Yes | UPFLOW | 53000 | 12 | 20.6 |  |  | R-454B
216612178 | 5A7V0X60A1 | 5TXCC009AS3 | S9V2C080U5VSB+LRP | American Standard | Air Conditioner | 20 | 80000 | 5-TON | A-COIL | Yes | UPFLOW | 54500 | 12 | 21 |  |  | R-454B
216612180 | 5A7V0X60A1 | 5TXCD008AS3 | S9V2C080U5VSB+LRP | American Standard | Air Conditioner | 20 | 80000 | 5-TON | A-COIL | Yes | UPFLOW | 53000 | 12 | 21 |  |  | R-454B
216612194 | 5A7V0X60A1 | 5TXCD010AS3 | S9V2C080U5VSB+LRP | American Standard | Air Conditioner | 20 | 80000 | 5-TON | A-COIL | Yes | UPFLOW | 54500 | 12 | 21 |  |  | R-454B
216439885 | 5A7V0X60A1 | 5PX*CD09AS3 | S9V2C100D5PSC+LRP | American Standard | Air Conditioner | 20 | 100000 | 5-TON | A-COIL | Yes | DOWNFLOW | 55000 | 12 | 20.6 |  |  | R-454B
216439899 | 5A7V0X60A1 | 5PX*DD10AS3 | S9V2C100D5PSC+LRP | American Standard | Air Conditioner | 20 | 100000 | 5-TON | A-COIL | Yes | DOWNFLOW | 53500 | 12 | 20.4 |  |  | R-454B
216439883 | 5A7V0X60A1 | 5PX*CD09AS3 | S9V2C100D5VSB+LRP | American Standard | Air Conditioner | 20 | 100000 | 5-TON | A-COIL | Yes | DOWNFLOW | 55000 | 12 | 20.6 |  |  | R-454B
216439901 | 5A7V0X60A1 | 5PX*DD10AS3 | S9V2C100D5VSB+LRP | American Standard | Air Conditioner | 20 | 100000 | 5-TON | A-COIL | Yes | DOWNFLOW | 53500 | 12 | 20.4 |  |  | R-454B
216439871 | 5A7V0X60A1 | 5PX*C007AS3 | S9V2C100U5PSC+LRP | American Standard | Air Conditioner | 20 | 100000 | 5-TON | A-COIL | Yes | UPFLOW | 53500 | 12 | 20.6 |  |  | R-454B
216439877 | 5A7V0X60A1 | 5PX*C009AS3 | S9V2C100U5PSC+LRP | American Standard | Air Conditioner | 20 | 100000 | 5-TON | A-COIL | Yes | UPFLOW | 54500 | 12 | 20.8 |  |  | R-454B
216439887 | 5A7V0X60A1 | 5PX*D008AS3 | S9V2C100U5PSC+LRP | American Standard | Air Conditioner | 20 | 100000 | 5-TON | A-COIL | Yes | UPFLOW | 53500 | 12 | 20.6 |  |  | R-454B
216439897 | 5A7V0X60A1 | 5PX*D010AS3 | S9V2C100U5PSC+LRP | American Standard | Air Conditioner | 20 | 100000 | 5-TON | A-COIL | Yes | UPFLOW | 54500 | 12 | 20.8 |  |  | R-454B
216439909 | 5A7V0X60A1 | 5TXCC007AS3 | S9V2C100U5PSC+LRP | American Standard | Air Conditioner | 20 | 100000 | 5-TON | A-COIL | Yes | UPFLOW | 53500 | 12 | 20.6 |  |  | R-454B
216439923 | 5A7V0X60A1 | 5TXCC009AS3 | S9V2C100U5PSC+LRP | American Standard | Air Conditioner | 20 | 100000 | 5-TON | A-COIL | Yes | UPFLOW | 54500 | 12 | 20.8 |  |  | R-454B
216439925 | 5A7V0X60A1 | 5TXCD008AS3 | S9V2C100U5PSC+LRP | American Standard | Air Conditioner | 20 | 100000 | 5-TON | A-COIL | Yes | UPFLOW | 53500 | 12 | 20.6 |  |  | R-454B
216439937 | 5A7V0X60A1 | 5TXCD010AS3 | S9V2C100U5PSC+LRP | American Standard | Air Conditioner | 20 | 100000 | 5-TON | A-COIL | Yes | UPFLOW | 54500 | 12 | 20.8 |  |  | R-454B
216439875 | 5A7V0X60A1 | 5PX*C007AS3 | S9V2C100U5VSB+LRP | American Standard | Air Conditioner | 20 | 100000 | 5-TON | A-COIL | Yes | UPFLOW | 53500 | 12 | 20.6 |  |  | R-454B
216439881 | 5A7V0X60A1 | 5PX*C009AS3 | S9V2C100U5VSB+LRP | American Standard | Air Conditioner | 20 | 100000 | 5-TON | A-COIL | Yes | UPFLOW | 54500 | 12 | 20.8 |  |  | R-454B
216439891 | 5A7V0X60A1 | 5PX*D008AS3 | S9V2C100U5VSB+LRP | American Standard | Air Conditioner | 20 | 100000 | 5-TON | A-COIL | Yes | UPFLOW | 53500 | 12 | 20.6 |  |  | R-454B
216439893 | 5A7V0X60A1 | 5PX*D010AS3 | S9V2C100U5VSB+LRP | American Standard | Air Conditioner | 20 | 100000 | 5-TON | A-COIL | Yes | UPFLOW | 54500 | 12 | 20.8 |  |  | R-454B
216439911 | 5A7V0X60A1 | 5TXCC007AS3 | S9V2C100U5VSB+LRP | American Standard | Air Conditioner | 20 | 100000 | 5-TON | A-COIL | Yes | UPFLOW | 53500 | 12 | 20.6 |  |  | R-454B
216439919 | 5A7V0X60A1 | 5TXCC009AS3 | S9V2C100U5VSB+LRP | American Standard | Air Conditioner | 20 | 100000 | 5-TON | A-COIL | Yes | UPFLOW | 54500 | 12 | 20.8 |  |  | R-454B
216439927 | 5A7V0X60A1 | 5TXCD008AS3 | S9V2C100U5VSB+LRP | American Standard | Air Conditioner | 20 | 100000 | 5-TON | A-COIL | Yes | UPFLOW | 53500 | 12 | 20.6 |  |  | R-454B
216439931 | 5A7V0X60A1 | 5TXCD010AS3 | S9V2C100U5VSB+LRP | American Standard | Air Conditioner | 20 | 100000 | 5-TON | A-COIL | Yes | UPFLOW | 54500 | 12 | 20.8 |  |  | R-454B
216612168 | 5A7V0X60A1 | 5PX*DD10AS3 | S9V2D120D5PSC+LRP | American Standard | Air Conditioner | 20 | 120000 | 5-TON | A-COIL | Yes | DOWNFLOW | 53500 | 12 | 21 |  |  | R-454B
216612188 | 5A7V0X60A1 | 5TXCD010AS3 | S9V2D120D5PSC+LRP | American Standard | Air Conditioner | 20 | 120000 | 5-TON | A-COIL | Yes | DOWNFLOW | 51000 | 12 | 19 |  |  | R-454B
216612170 | 5A7V0X60A1 | 5PX*DD10AS3 | S9V2D120D5VSB+LRP | American Standard | Air Conditioner | 20 | 120000 | 5-TON | A-COIL | Yes | DOWNFLOW | 53500 | 12 | 21 |  |  | R-454B
216612190 | 5A7V0X60A1 | 5TXCD010AS3 | S9V2D120D5VSB+LRP | American Standard | Air Conditioner | 20 | 120000 | 5-TON | A-COIL | Yes | DOWNFLOW | 51000 | 12 | 19 |  |  | R-454B
216612160 | 5A7V0X60A1 | 5PX*D010AS3 | S9V2D120U5PSC+LRP | American Standard | Air Conditioner | 20 | 120000 | 5-TON | A-COIL | Yes | UPFLOW | 54500 | 12.5 | 21.4 |  |  | R-454B
216612184 | 5A7V0X60A1 | 5TXCD008AS3 | S9V2D120U5PSC+LRP | American Standard | Air Conditioner | 20 | 120000 | 5-TON | A-COIL | Yes | UPFLOW | 53500 | 12 | 21.2 |  |  | R-454B
216612196 | 5A7V0X60A1 | 5TXCD010AS3 | S9V2D120U5PSC+LRP | American Standard | Air Conditioner | 20 | 120000 | 5-TON | A-COIL | Yes | UPFLOW | 54500 | 12.5 | 21.4 |  |  | R-454B
216439583 | 5A7V0X60A1 | 5TEMCD07AV51+TDR |  | American Standard | Air Conditioner | 20 | NO FURNACE | 5-TON | AIR HANDLER | Yes | MULTI-POSITION | 54500 | 12.5 | 19.4 |  |  | R-454B
216439903 | 5A7V0X60A1 | 5TAMXD06AV41 |  | American Standard | Air Conditioner | 20 | NO FURNACE | 5-TON | AIR HANDLER | Yes | MULTI-POSITION | 53500 | 12 | 21 |  |  | R-454B
216439905 | 5A7V0X60A1 | 5TAMXD07AV51 |  | American Standard | Air Conditioner | 20 | NO FURNACE | 5-TON | AIR HANDLER | Yes | MULTI-POSITION | 53000 | 12 | 20.6 |  |  | R-454B
216439907 | 5A7V0X60A1 | 5TEMCD06AV41+TDR |  | American Standard | Air Conditioner | 20 | NO FURNACE | 5-TON | AIR HANDLER | Yes | MULTI-POSITION | 55000 | 12.7 | 21.2 |  |  | R-454B
216776152 | 5HPL5024A1 | 5TEM6B02AV21+TDR |  | American Standard | Heat Pump | 15 | NO FURNACE | 2-TON | AIR HANDLER | Yes | MULTI-POSITION | 23000 | 11.7 | 16 | 23000 | 8.1 | R-454B
216374489 | 5HPL5024A1000AA | 5TEM6B02AV21+TDR |  | American Standard | Heat Pump | 15 | NO FURNACE | 2-TON | AIR HANDLER | Yes | MULTI-POSITION | 23000 | 11.7 | 16 | 23000 | 8.1 | R-454B
216776153 | 5HPL5036A1 | 5TEM6D04AV31+TDR |  | American Standard | Heat Pump | 15 | NO FURNACE | 3-TON | AIR HANDLER | Yes | MULTI-POSITION | 34000 | 11.7 | 16 | 34000 | 8.1 | R-454B
216374490 | 5HPL5036A1000AA | 5TEM6D04AV31+TDR |  | American Standard | Heat Pump | 15 | NO FURNACE | 3-TON | AIR HANDLER | Yes | MULTI-POSITION | 34000 | 11.7 | 16 | 34000 | 8.1 | R-454B
216776154 | 5HPL5048A1 | 5TEM6D06AV41+TDR |  | American Standard | Heat Pump | 15 | NO FURNACE | 4-TON | AIR HANDLER | Yes | MULTI-POSITION | 46000 | 11.7 | 16 | 48000 | 8.1 | R-454B
216374492 | 5HPL5048A1000AA | 5TEM6D06AV41+TDR |  | American Standard | Heat Pump | 15 | NO FURNACE | 4-TON | AIR HANDLER | Yes | MULTI-POSITION | 46000 | 11.7 | 16 | 48000 | 8.1 | R-454B
215689877 | A5HP5018A1 | 5PX*BD03AS3+TSTAT | A951X060BD3SA | Ameristar | Heat Pump | 15 | 60000 | 1.5-TON | A-COIL | Yes | DOWNFLOW | 18300 | 12 | 16 | 18200 | 8 | R-454B
215574555 | A5HP5024A1 | 5PX*BD06AS3+TSTAT | A801X080BM4SD | Ameristar | Heat Pump | 15 | 80000 | 2-TON | A-COIL | Yes | DOWNFLOW | 24400 | 12 | 16 | 22200 | 8 | R-454B
215574559 | A5HP5024A1 | 5PX*BD06AS3+TSTAT | A951X060BD3SA | Ameristar | Heat Pump | 15 | 60000 | 2-TON | A-COIL | Yes | DOWNFLOW | 24400 | 12 | 16 | 22200 | 8 | R-454B
215574491 | A5HP5024A1 | 5PX*B006AS3+TSTAT | A951X060BU4SA | Ameristar | Heat Pump | 15 | 60000 | 2-TON | A-COIL | Yes | UPFLOW | 24800 | 12 | 16 | 21800 | 8 | R-454B
215574563 | A5HP5024A1 | 5PX*BD06AS3+TSTAT | A952V040BD3SB | Ameristar | Heat Pump | 15 | 40000 | 2-TON | A-COIL | Yes | DOWNFLOW | 24400 | 12 | 16 | 22200 | 8 | R-454B
214296243 | A5HP5024A1 | 5TXCB006AS3+TSTAT | A952V040BU3SA | Ameristar | Heat Pump | 15 | 40000 | 2-TON | A-COIL | Yes | UPFLOW | 24000 | 12 | 16 | 21600 | 8.1 | R-454B
214296245 | A5HP5024A1 | 5TXCB006AS3+TSTAT | A952V040BU3SB | Ameristar | Heat Pump | 15 | 40000 | 2-TON | A-COIL | Yes | UPFLOW | 24000 | 12 | 16 | 21600 | 8.1 | R-454B
215574511 | A5HP5024A1 | 5PX*B006AS3+TSTAT | A952V040BU3SB | Ameristar | Heat Pump | 15 | 40000 | 2-TON | A-COIL | Yes | UPFLOW | 24000 | 12 | 16 | 21600 | 8 | R-454B
215574549 | A5HP5024A1 | 5PX*BD06AS3+TSTAT | A952V060BD3SB | Ameristar | Heat Pump | 15 | 60000 | 2-TON | A-COIL | Yes | DOWNFLOW | 24400 | 12 | 16 | 22400 | 8 | R-454B
214296247 | A5HP5024A1 | 5TXCB006AS3+TSTAT | A952V060BU4SA | Ameristar | Heat Pump | 15 | 60000 | 2-TON | A-COIL | Yes | UPFLOW | 24200 | 12 | 16 | 21600 | 8.1 | R-454B
214296249 | A5HP5024A1 | 5TXCB006AS3+TSTAT | A952V060BU4SB | Ameristar | Heat Pump | 15 | 60000 | 2-TON | A-COIL | Yes | UPFLOW | 24200 | 12 | 16 | 21600 | 8.1 | R-454B
215574509 | A5HP5024A1 | 5PX*B006AS3+TSTAT | A952V060BU4SB | Ameristar | Heat Pump | 15 | 60000 | 2-TON | A-COIL | Yes | UPFLOW | 24200 | 12 | 16 | 21600 | 8 | R-454B
214296267 | A5HP5024A1 | A5AHV004A1D3+TDR+TSTAT |  | Ameristar | Heat Pump | 15 | NO FURNACE | 2-TON | AIR HANDLER | Yes | MULTI-POSITION | 24000 | 12 | 16 | 22200 | 8.1 | R-454B
215611073 | A5HP5024A1 | A5AHV005A1D3+TDR+TSTAT |  | Ameristar | Heat Pump | 15 | NO FURNACE | 2-TON | AIR HANDLER | Yes | MULTI-POSITION | 24400 | 12 | 16 | 22400 | 8.1 | R-454B
215574733 | A5HP5030A1 | 5PX*B006AS3+TSTAT | A801X040AM3SD | Ameristar | Heat Pump | 15 | 40000 | 2.5-TON | A-COIL | Yes | MULTI-POSITION | 27000 | 12 | 16 | 24200 | 8.1 | R-454B
214296373 | A5HP5030A1 | A5AHV004A1D3+TDR+TSTAT |  | Ameristar | Heat Pump | 15 | NO FURNACE | 2.5-TON | AIR HANDLER | Yes | MULTI-POSITION | 27800 | 12 | 16 | 26000 | 8.1 | R-454B
215611085 | A5HP5030A1 | A5AHV005A1D3+TDR+TSTAT |  | Ameristar | Heat Pump | 15 | NO FURNACE | 2.5-TON | AIR HANDLER | Yes | MULTI-POSITION | 28200 | 12 | 16 | 26200 | 8.1 | R-454B
215575111 | A5HP5036A1 | 5PX*C007AS3+TSTAT | A801X080CM5SD | Ameristar | Heat Pump | 15 | 80000 | 3-TON | A-COIL | Yes | MULTI-POSITION | 34400 | 12 | 16 | 31600 | 8.1 | R-454B
215575119 | A5HP5036A1 | 5PX*C009AS3+TSTAT | A801X080CM5SD | Ameristar | Heat Pump | 15 | 80000 | 3-TON | A-COIL | Yes | MULTI-POSITION | 34800 | 12 | 16 | 31400 | 8.1 | R-454B
215575147 | A5HP5036A1 | 5PX*CD07AS3+TSTAT | A801X080CM5SD | Ameristar | Heat Pump | 15 | 80000 | 3-TON | A-COIL | Yes | DOWNFLOW | 34400 | 12 | 16 | 32200 | 8.1 | R-454B
215575157 | A5HP5036A1 | 5PX*CD09AS3+TSTAT | A801X080CM5SD | Ameristar | Heat Pump | 15 | 80000 | 3-TON | A-COIL | Yes | DOWNFLOW | 34800 | 12 | 16 | 31200 | 8.1 | R-454B
215575225 | A5HP5036A1 | 5TXCC009AS3+TSTAT | A801X080CM5SD | Ameristar | Heat Pump | 15 | 80000 | 3-TON | A-COIL | Yes | MULTI-POSITION | 34800 | 12 | 16 | 31400 | 8.1 | R-454B
214296485 | A5HP5036A1 | 5TXCC007AS3+TSTAT | A952V100CU5SA | Ameristar | Heat Pump | 15 | 100000 | 3-TON | A-COIL | Yes | UPFLOW | 34200 | 12 | 16 | 31400 | 8.1 | R-454B
214296487 | A5HP5036A1 | 5TXCC007AS3+TSTAT | A952V100CU5SB | Ameristar | Heat Pump | 15 | 100000 | 3-TON | A-COIL | Yes | UPFLOW | 34000 | 12 | 16 | 31400 | 8.1 | R-454B
215575109 | A5HP5036A1 | 5PX*C007AS3+TSTAT | A952V100CU5SB | Ameristar | Heat Pump | 15 | 100000 | 3-TON | A-COIL | Yes | UPFLOW | 34600 | 12 | 16 | 31800 | 8.5 | R-454B
215575133 | A5HP5036A1 | 5PX*C009AS3+TSTAT | A952V100CU5SB | Ameristar | Heat Pump | 15 | 100000 | 3-TON | A-COIL | Yes | UPFLOW | 34400 | 12 | 16 | 31000 | 8.1 | R-454B
215575239 | A5HP5036A1 | 5TXCC009AS3+TSTAT | A952V100CU5SB | Ameristar | Heat Pump | 15 | 100000 | 3-TON | A-COIL | Yes | UPFLOW | 34400 | 12 | 16 | 31000 | 8.1 | R-454B
214296501 | A5HP5036A1 | A5AHV004A1D3+TDR+TSTAT |  | Ameristar | Heat Pump | 15 | NO FURNACE | 3-TON | AIR HANDLER | Yes | MULTI-POSITION | 33400 | 12 | 16 | 31800 | 8.1 | R-454B
214296503 | A5HP5036A1 | A5AHV006A1D3+TDR+TSTAT |  | Ameristar | Heat Pump | 15 | NO FURNACE | 3-TON | AIR HANDLER | Yes | MULTI-POSITION | 34800 | 12 | 16 | 31400 | 8.1 | R-454B
214296505 | A5HP5036A1 | A5AHV007A1D3+TDR+TSTAT |  | Ameristar | Heat Pump | 15 | NO FURNACE | 3-TON | AIR HANDLER | Yes | MULTI-POSITION | 34800 | 12 | 16 | 31400 | 8.1 | R-454B
215611097 | A5HP5036A1 | A5AHV005A1D3+TDR+TSTAT |  | Ameristar | Heat Pump | 15 | NO FURNACE | 3-TON | AIR HANDLER | Yes | MULTI-POSITION | 33800 | 12 | 16 | 31800 | 8.1 | R-454B
215575349 | A5HP5042A1 | 5PX*C007AS3+TSTAT | A801X080CM5SD | Ameristar | Heat Pump | 15 | 80000 | 3.5-TON | A-COIL | Yes | MULTI-POSITION | 40000 | 12 | 16 | 39500 | 8.1 | R-454B
215575353 | A5HP5042A1 | 5PX*C009AS3+TSTAT | A801X080CM5SD | Ameristar | Heat Pump | 15 | 80000 | 3.5-TON | A-COIL | Yes | MULTI-POSITION | 40500 | 12 | 16 | 39000 | 8.1 | R-454B
215575405 | A5HP5042A1 | 5PX*CD09AS3+TSTAT | A801X080CM5SD | Ameristar | Heat Pump | 15 | 80000 | 3.5-TON | A-COIL | Yes | DOWNFLOW | 40500 | 12 | 16 | 39000 | 8 | R-454B
215575487 | A5HP5042A1 | 5TXCC009AS3+TSTAT | A801X080CM5SD | Ameristar | Heat Pump | 15 | 80000 | 3.5-TON | A-COIL | Yes | MULTI-POSITION | 40500 | 12 | 16 | 39000 | 8.1 | R-454B
215575333 | A5HP5042A1 | 5PX*C007AS3+TSTAT | A801X100CM5SD | Ameristar | Heat Pump | 15 | 100000 | 3.5-TON | A-COIL | Yes | MULTI-POSITION | 40000 | 12 | 16 | 39500 | 8.1 | R-454B
215575357 | A5HP5042A1 | 5PX*C009AS3+TSTAT | A801X100CM5SD | Ameristar | Heat Pump | 15 | 100000 | 3.5-TON | A-COIL | Yes | MULTI-POSITION | 41000 | 12 | 16 | 39500 | 8.1 | R-454B
215575393 | A5HP5042A1 | 5PX*CD09AS3+TSTAT | A801X100CM5SD | Ameristar | Heat Pump | 15 | 100000 | 3.5-TON | A-COIL | Yes | DOWNFLOW | 40500 | 12 | 16 | 39000 | 8 | R-454B
215575491 | A5HP5042A1 | 5TXCC009AS3+TSTAT | A801X100CM5SD | Ameristar | Heat Pump | 15 | 100000 | 3.5-TON | A-COIL | Yes | MULTI-POSITION | 41000 | 12 | 16 | 39500 | 8.1 | R-454B
215575419 | A5HP5042A1 | 5PX*D008AS3+TSTAT | A801X120DM5SD | Ameristar | Heat Pump | 15 | 120000 | 3.5-TON | A-COIL | Yes | MULTI-POSITION | 40500 | 12 | 16 | 40000 | 8.1 | R-454B
215575427 | A5HP5042A1 | 5PX*D010AS3+TSTAT | A801X120DM5SD | Ameristar | Heat Pump | 15 | 120000 | 3.5-TON | A-COIL | Yes | MULTI-POSITION | 41000 | 12 | 16 | 39500 | 8.1 | R-454B
215575437 | A5HP5042A1 | 5PX*DD10AS3+TSTAT | A801X120DM5SD | Ameristar | Heat Pump | 15 | 120000 | 3.5-TON | A-COIL | Yes | DOWNFLOW | 40000 | 12 | 16 | 39500 | 8.1 | R-454B
215575525 | A5HP5042A1 | 5TXCD008AS3+TSTAT | A801X120DM5SD | Ameristar | Heat Pump | 15 | 120000 | 3.5-TON | A-COIL | Yes | MULTI-POSITION | 40500 | 12 | 16 | 40000 | 8.1 | R-454B
215575363 | A5HP5042A1 | 5PX*C009AS3+TSTAT | A951X100CU5SA | Ameristar | Heat Pump | 15 | 100000 | 3.5-TON | A-COIL | Yes | UPFLOW | 40500 | 12 | 16 | 39500 | 8.1 | R-454B
215575505 | A5HP5042A1 | 5TXCC009AS3+TSTAT | A951X100CU5SA | Ameristar | Heat Pump | 15 | 100000 | 3.5-TON | A-COIL | Yes | UPFLOW | 40500 | 12 | 16 | 39500 | 8.1 | R-454B
215575411 | A5HP5042A1 | 5PX*D008AS3+TSTAT | A951X120DU5SA | Ameristar | Heat Pump | 15 | 120000 | 3.5-TON | A-COIL | Yes | UPFLOW | 40500 | 12 | 16 | 39500 | 8.1 | R-454B
215575429 | A5HP5042A1 | 5PX*D010AS3+TSTAT | A951X120DU5SA | Ameristar | Heat Pump | 15 | 120000 | 3.5-TON | A-COIL | Yes | UPFLOW | 41000 | 12 | 16 | 39000 | 8.1 | R-454B
215575521 | A5HP5042A1 | 5TXCD008AS3+TSTAT | A951X120DU5SA | Ameristar | Heat Pump | 15 | 120000 | 3.5-TON | A-COIL | Yes | UPFLOW | 40500 | 12 | 16 | 39500 | 8.1 | R-454B
214296571 | A5HP5042A1 | 5TXCC007AS3+TSTAT | A952V100CU5SA | Ameristar | Heat Pump | 15 | 100000 | 3.5-TON | A-COIL | Yes | UPFLOW | 40000 | 11.7 | 16 | 40000 | 8.1 | R-454B
214296569 | A5HP5042A1 | 5TXCC007AS3+TSTAT | A952V100CU5SB | Ameristar | Heat Pump | 15 | 100000 | 3.5-TON | A-COIL | Yes | UPFLOW | 40000 | 12 | 16 | 40000 | 8.1 | R-454B
215575351 | A5HP5042A1 | 5PX*C007AS3+TSTAT | A952V100CU5SB | Ameristar | Heat Pump | 15 | 100000 | 3.5-TON | A-COIL | Yes | UPFLOW | 40000 | 12 | 16 | 39500 | 8.1 | R-454B
215575367 | A5HP5042A1 | 5PX*C009AS3+TSTAT | A952V100CU5SB | Ameristar | Heat Pump | 15 | 100000 | 3.5-TON | A-COIL | Yes | UPFLOW | 40500 | 12 | 16 | 39000 | 8.1 | R-454B
215575507 | A5HP5042A1 | 5TXCC009AS3+TSTAT | A952V100CU5SB | Ameristar | Heat Pump | 15 | 100000 | 3.5-TON | A-COIL | Yes | UPFLOW | 40500 | 12 | 16 | 39000 | 8.1 | R-454B
214296607 | A5HP5042A1 | A5AHV004A1D3+TDR+TSTAT |  | Ameristar | Heat Pump | 15 | NO FURNACE | 3.5-TON | AIR HANDLER | Yes | MULTI-POSITION | 39500 | 12 | 16 | 40000 | 8.1 | R-454B
214296609 | A5HP5042A1 | A5AHV006A1D3+TDR+TSTAT |  | Ameristar | Heat Pump | 15 | NO FURNACE | 3.5-TON | AIR HANDLER | Yes | MULTI-POSITION | 41000 | 12 | 16 | 40000 | 8.1 | R-454B
214296611 | A5HP5042A1 | A5AHV007A1D3+TDR+TSTAT |  | Ameristar | Heat Pump | 15 | NO FURNACE | 3.5-TON | AIR HANDLER | Yes | MULTI-POSITION | 40500 | 12 | 16 | 40000 | 8.1 | R-454B
215611107 | A5HP5042A1 | A5AHV005A1D3+TDR+TSTAT |  | Ameristar | Heat Pump | 15 | NO FURNACE | 3.5-TON | AIR HANDLER | Yes | MULTI-POSITION | 39000 | 12 | 16 | 39500 | 8.1 | R-454B
215575625 | A5HP5048A1 | 5PX*D008AS3+TSTAT | A801X080CM5SD | Ameristar | Heat Pump | 15 | 80000 | 4-TON | A-COIL | Yes | MULTI-POSITION | 43500 | 11 | 16 | 43500 | 8 | R-454B
215575739 | A5HP5048A1 | 5TXCD008AS3+TSTAT | A801X080CM5SD | Ameristar | Heat Pump | 15 | 80000 | 4-TON | A-COIL | Yes | MULTI-POSITION | 43500 | 11 | 16 | 43500 | 8 | R-454B
215575667 | A5HP5048A1 | 5PX*D010AS3+TSTAT | A801X100CM5SD | Ameristar | Heat Pump | 15 | 100000 | 4-TON | A-COIL | Yes | MULTI-POSITION | 44000 | 12 | 16 | 42000 | 8 | R-454B
215575661 | A5HP5048A1 | 5PX*D010AS3+TSTAT | A801X120DM5SD | Ameristar | Heat Pump | 15 | 120000 | 4-TON | A-COIL | Yes | MULTI-POSITION | 45000 | 12 | 16 | 43000 | 8.1 | R-454B
214296703 | A5HP5048A1 | A5AHV006A1D3+TDR+TSTAT |  | Ameristar | Heat Pump | 15 | NO FURNACE | 4-TON | AIR HANDLER | Yes | MULTI-POSITION | 45500 | 12 | 16 | 44000 | 8.1 | R-454B
214296705 | A5HP5048A1 | A5AHV007A1D3+TDR+TSTAT |  | Ameristar | Heat Pump | 15 | NO FURNACE | 4-TON | AIR HANDLER | Yes | MULTI-POSITION | 45000 | 12 | 16 | 43500 | 8.1 | R-454B